Operable | 27813 | USCE-Mobile District |  | 759 | Buford | GA | Vertical | Forsyth | 2A | Conventional Hydroelectric | HY |  | S | X | X |  |  | 62 | 0.95 | 60 | 60 | 35 | N |  |  | OP | X | 12 | 2004 | 2004 |  |  | N | Electric Utility | Utility | Municipal | 1 | X | WAT | Renewable | 62 | 0 | 1 | 0
Operable | 27813 | USCE-Mobile District |  | 759 | Buford | GA | Vertical | Forsyth | 3A | Conventional Hydroelectric | HY |  | S | X | X |  |  | 7.2 | 0.95 | 6.8 | 6.6 | 5 | N |  |  | OP | X | 2 | 2005 | 2005 |  |  | N | Electric Utility | Utility | Municipal | 1 | X | WAT | Renewable | 7.2 | 0 | 1 | 0
Operable | 27813 | USCE-Mobile District |  | 760 | Allatoona | GA | Vertical | Bartow | 1 | Conventional Hydroelectric | HY |  | S | X | X |  |  | 42.3 | 0.95 | 35 | 35 | 20 | N |  |  | OP | X | 1 | 1950 | Pre-2000 |  |  | N | Electric Utility | Utility | Municipal | 1 | X | WAT | Renewable | 42.3 | 0 | 1 | 0
Operable | 27813 | USCE-Mobile District |  | 760 | Allatoona | GA | Vertical | Bartow | 2 | Conventional Hydroelectric | HY |  | S | X | X |  |  | 42.3 | 0.95 | 35 | 35 | 20 | N |  |  | OP | X | 3 | 1950 | Pre-2000 |  |  | N | Electric Utility | Utility | Municipal | 1 | X | WAT | Renewable | 42.3 | 0 | 1 | 0
Operable | 27813 | USCE-Mobile District |  | 760 | Allatoona | GA | Vertical | Bartow | A | Conventional Hydroelectric | HY |  | S | X | X |  |  | 2 | 0.95 | 2 | 2 | 2 | N |  |  | OP | X | 2 | 1950 | Pre-2000 |  |  | N | Electric Utility | Utility | Municipal | 1 | X | WAT | Renewable | 2 | 0 | 1 | 0
Operable | 27813 | USCE-Mobile District |  | 761 | Walter F George | GA | Vertical | Clay | 1 | Conventional Hydroelectric | HY |  | S | X | X |  |  | 42 | 0.95 | 42 | 42 | 40 | N |  |  | OP | X | 3 | 1963 | Pre-2000 |  |  | N | Electric Utility | Utility | Municipal | 1 | X | WAT | Renewable | 42 | 0 | 1 | 0
Operable | 27813 | USCE-Mobile District |  | 761 | Walter F George | GA | Vertical | Clay | 2 | Conventional Hydroelectric | HY |  | S | X | X |  |  | 42 | 0.95 | 42 | 42 | 40 | N |  |  | OP | X | 5 | 1963 | Pre-2000 |  |  | N | Electric Utility | Utility | Municipal | 1 | X | WAT | Renewable | 42 | 0 | 1 | 0
Operable | 27813 | USCE-Mobile District |  | 761 | Walter F George | GA | Vertical | Clay | 3 | Conventional Hydroelectric | HY |  | S | X | X |  |  | 42 | 0.95 | 42 | 42 | 40 | N |  |  | OP | X | 9 | 1963 | Pre-2000 |  |  | N | Electric Utility | Utility | Municipal | 1 | X | WAT | Renewable | 42 | 0 | 1 | 0
Operable | 27813 | USCE-Mobile District |  | 761 | Walter F George | GA | Vertical | Clay | 4 | Conventional Hydroelectric | HY |  | S | X | X |  |  | 42 | 0.95 | 42 | 42 | 40 | N |  |  | OP | X | 11 | 1963 | Pre-2000 |  |  | N | Electric Utility | Utility | Municipal | 1 | X | WAT | Renewable | 42 | 0 | 1 | 0
Operable | 27813 | USCE-Mobile District |  | 6130 | Carters | GA | Vertical | Murray | 1 | Conventional Hydroelectric | HY |  | S | X | X |  |  | 125 | 0.95 | 120 | 140 | 120 | N |  |  | OP | X | 11 | 1975 | Pre-2000 |  |  | N | Electric Utility | Utility | Municipal | 1 | X | WAT | Renewable | 125 | 0 | 1 | 0
Operable | 27813 | USCE-Mobile District |  | 6130 | Carters | GA | Vertical | Murray | 2 | Conventional Hydroelectric | HY |  | S | X | X |  |  | 125 | 0.95 | 120 | 140 | 120 | N |  |  | OP | X | 7 | 1975 | Pre-2000 |  |  | N | Electric Utility | Utility | Municipal | 1 | X | WAT | Renewable | 125 | 0 | 1 | 0
Operable | 27813 | USCE-Mobile District |  | 6130 | Carters | GA | Vertical | Murray | 3 | Hydroelectric Pumped Storage | PS |  | S | X | X |  |  | 125 | 0.95 | 160 | 160 | 140 | N |  |  | OP | X | 9 | 1977 | Pre-2000 |  |  | N | Electric Utility | Utility | Municipal | 1 | X | WAT | Renewable | 125 | 0 | 1 | 0
Operable | 27813 | USCE-Mobile District |  | 6130 | Carters | GA | Vertical | Murray | 4 | Hydroelectric Pumped Storage | PS |  | S | X | X |  |  | 125 | 0.95 | 160 | 160 | 140 | N |  |  | OP | X | 6 | 1977 | Pre-2000 |  |  | N | Electric Utility | Utility | Municipal | 1 | X | WAT | Renewable | 125 | 0 | 1 | 0
Operable | 27813 | USCE-Mobile District |  | 6131 | Jones Bluff | AL | Vertical | Autauga | 1 | Conventional Hydroelectric | HY |  | S | X | X |  |  | 20.5 | 0.95 | 20.5 | 20.5 | 15 | N |  |  | OP | X | 6 | 1975 | Pre-2000 |  |  | N | Electric Utility | Utility | Municipal | 1 | X | WAT | Renewable | 20.5 | 0 | 1 | 0
Operable | 27813 | USCE-Mobile District |  | 6131 | Jones Bluff | AL | Vertical | Autauga | 2 | Conventional Hydroelectric | HY |  | S | X | X |  |  | 20.5 | 0.95 | 20.5 | 20.5 | 15 | N |  |  | OP | X | 7 | 1975 | Pre-2000 |  |  | N | Electric Utility | Utility | Municipal | 1 | X | WAT | Renewable | 20.5 | 0 | 1 | 0
Operable | 27813 | USCE-Mobile District |  | 6131 | Jones Bluff | AL | Vertical | Autauga | 3 | Conventional Hydroelectric | HY |  | S | X | X |  |  | 20.5 | 0.95 | 20.5 | 20.5 | 15 | N |  |  | OP | X | 9 | 1975 | Pre-2000 |  |  | N | Electric Utility | Utility | Municipal | 1 | X | WAT | Renewable | 20.5 | 0 | 1 | 0
Operable | 27813 | USCE-Mobile District |  | 6131 | Jones Bluff | AL | Vertical | Autauga | 4 | Conventional Hydroelectric | HY |  | S | X | X |  |  | 20.5 | 0.95 | 20.5 | 20.5 | 15 | N |  |  | OP | X | 10 | 1975 | Pre-2000 |  |  | N | Electric Utility | Utility | Municipal | 1 | X | WAT | Renewable | 20.5 | 0 | 1 | 0
Operable | 27813 | USCE-Mobile District |  | 6133 | West Point (GA) | GA | Vertical | Troup | 1 | Conventional Hydroelectric | HY |  | S | X | X |  |  | 3.3 | 0.9 | 3 | 3 | 3 | N |  |  | OP | X | 4 | 1975 | Pre-2000 |  |  | N | Electric Utility | Utility | Municipal | 1 | X | WAT | Renewable | 3.3 | 0 | 1 | 0
Operable | 27813 | USCE-Mobile District |  | 6133 | West Point (GA) | GA | Vertical | Troup | 2 | Conventional Hydroelectric | HY |  | S | X | X |  |  | 35 | 0.9 | 42 | 42 | 35 | N |  |  | OP | X | 4 | 1975 | Pre-2000 |  |  | N | Electric Utility | Utility | Municipal | 1 | X | WAT | Renewable | 35 | 0 | 1 | 0
Operable | 27813 | USCE-Mobile District |  | 6133 | West Point (GA) | GA | Vertical | Troup | 3 | Conventional Hydroelectric | HY |  | S | X | X |  |  | 35 | 0.9 | 42 | 42 | 35 | N |  |  | OP | X | 4 | 1975 | Pre-2000 |  |  | N | Electric Utility | Utility | Municipal | 1 | X | WAT | Renewable | 35 | 0 | 1 | 0
Operable | 19462 | USCE-Nashville District |  | 1371 | Barkley | KY | Vertical | Lyon | 1 | Conventional Hydroelectric | HY |  | S | X | X |  |  | 32.5 | 0.9 | 37 | 37 | 32.5 | N |  |  | OP | X | 1 | 1966 | Pre-2000 |  |  | N | Electric Utility | Utility | Municipal | 1 | X | WAT | Renewable | 32.5 | 0 | 1 | 0
Operable | 19462 | USCE-Nashville District |  | 1371 | Barkley | KY | Vertical | Lyon | 2 | Conventional Hydroelectric | HY |  | S | X | X |  |  | 32.5 | 0.9 | 37 | 37 | 32.5 | N |  |  | OP | X | 2 | 1966 | Pre-2000 |  |  | N | Electric Utility | Utility | Municipal | 1 | X | WAT | Renewable | 32.5 | 0 | 1 | 0
Operable | 19462 | USCE-Nashville District |  | 1371 | Barkley | KY | Vertical | Lyon | 3 | Conventional Hydroelectric | HY |  | S | X | X |  |  | 32.5 | 0.9 | 37 | 37 | 32.5 | N |  |  | OP | X | 3 | 1966 | Pre-2000 |  |  | N | Electric Utility | Utility | Municipal | 1 | X | WAT | Renewable | 32.5 | 0 | 1 | 0
Operable | 19462 | USCE-Nashville District |  | 1371 | Barkley | KY | Vertical | Lyon | 4 | Conventional Hydroelectric | HY |  | S | X | X |  |  | 32.5 | 0.9 | 37 | 37 | 32.5 | N |  |  | OP | X | 3 | 1966 | Pre-2000 |  |  | N | Electric Utility | Utility | Municipal | 1 | X | WAT | Renewable | 32.5 | 0 | 1 | 0
Operable | 19462 | USCE-Nashville District |  | 1380 | Wolf Creek | KY | Vertical | Russell | 1 | Conventional Hydroelectric | HY |  | S | X | X |  |  | 45 | 0.9 | 52 | 52 | 45 | N |  |  | OP | X | 8 | 1952 | Pre-2000 |  |  | N | Electric Utility | Utility | Municipal | 1 | X | WAT | Renewable | 45 | 0 | 1 | 0
Operable | 19462 | USCE-Nashville District |  | 1380 | Wolf Creek | KY | Vertical | Russell | 2 | Conventional Hydroelectric | HY |  | S | X | X |  |  | 45 | 0.9 | 52 | 52 | 45 | N |  |  | OP | X | 7 | 1952 | Pre-2000 |  |  | N | Electric Utility | Utility | Municipal | 1 | X | WAT | Renewable | 45 | 0 | 1 | 0
Operable | 19462 | USCE-Nashville District |  | 1380 | Wolf Creek | KY | Vertical | Russell | 3 | Conventional Hydroelectric | HY |  | S | X | X |  |  | 45 | 0.9 | 40 | 40 | 40 | N |  |  | OP | X | 3 | 1952 | Pre-2000 |  |  | N | Electric Utility | Utility | Municipal | 1 | X | WAT | Renewable | 45 | 0 | 1 | 0
Operable | 19462 | USCE-Nashville District |  | 1380 | Wolf Creek | KY | Vertical | Russell | 4 | Conventional Hydroelectric | HY |  | S | X | X |  |  | 45 | 0.9 | 52 | 52 | 45 | N |  |  | OP | X | 12 | 1951 | Pre-2000 |  |  | N | Electric Utility | Utility | Municipal | 1 | X | WAT | Renewable | 45 | 0 | 1 | 0
Operable | 19462 | USCE-Nashville District |  | 1380 | Wolf Creek | KY | Vertical | Russell | 5 | Conventional Hydroelectric | HY |  | S | X | X |  |  | 45 | 0.9 | 52 | 52 | 45 | N |  |  | OP | X | 10 | 1951 | Pre-2000 |  |  | N | Electric Utility | Utility | Municipal | 1 | X | WAT | Renewable | 45 | 0 | 1 | 0
Operable | 19462 | USCE-Nashville District |  | 1380 | Wolf Creek | KY | Vertical | Russell | 6 | Conventional Hydroelectric | HY |  | S | X | X |  |  | 45 | 0.9 | 52 | 52 | 45 | N |  |  | OP | X | 10 | 1951 | Pre-2000 |  |  | N | Electric Utility | Utility | Municipal | 1 | X | WAT | Renewable | 45 | 0 | 1 | 0
Operable | 19462 | USCE-Nashville District |  | 3423 | Cordell Hull | TN | Vertical | Smith | 1 | Conventional Hydroelectric | HY |  | S | X | X |  |  | 33.3 | 0.9 | 38 | 38 | 33.3 | N |  |  | OP | X | 8 | 1973 | Pre-2000 |  |  | N | Electric Utility | Utility | Municipal | 1 | X | WAT | Renewable | 33.3 | 0 | 1 | 0
Operable | 19462 | USCE-Nashville District |  | 3423 | Cordell Hull | TN | Vertical | Smith | 2 | Conventional Hydroelectric | HY |  | S | X | X |  |  | 33.3 | 0.9 | 30 | 30 | 30 | N |  |  | OP | X | 10 | 1973 | Pre-2000 |  |  | N | Electric Utility | Utility | Municipal | 1 | X | WAT | Renewable | 33.3 | 0 | 1 | 0
Operable | 19462 | USCE-Nashville District |  | 3423 | Cordell Hull | TN | Vertical | Smith | 3 | Conventional Hydroelectric | HY |  | S | X | X |  |  | 33.3 | 0.9 | 38 | 38 | 33.3 | N |  |  | OP | X | 2 | 1974 | Pre-2000 |  |  | N | Electric Utility | Utility | Municipal | 1 | X | WAT | Renewable | 33.3 | 0 | 1 | 0
Operable | 19462 | USCE-Nashville District |  | 3424 | Dale Hollow | TN | Vertical | Clay | 1 | Conventional Hydroelectric | HY |  | S | X | X |  |  | 18 | 0.9 | 20.7 | 20.7 | 18 | N |  |  | OP | X | 12 | 1948 | Pre-2000 |  |  | N | Electric Utility | Utility | Municipal | 1 | X | WAT | Renewable | 18 | 0 | 1 | 0
Operable | 19462 | USCE-Nashville District |  | 3424 | Dale Hollow | TN | Vertical | Clay | 2 | Conventional Hydroelectric | HY |  | S | X | X |  |  | 18 | 0.9 | 20.7 | 20.7 | 18 | N |  |  | OP | X | 1 | 1949 | Pre-2000 |  |  | N | Electric Utility | Utility | Municipal | 1 | X | WAT | Renewable | 18 | 0 | 1 | 0
Operable | 19462 | USCE-Nashville District |  | 3424 | Dale Hollow | TN | Vertical | Clay | 3 | Conventional Hydroelectric | HY |  | S | X | X |  |  | 18 | 0.9 | 20.7 | 20.7 | 18 | N |  |  | OP | X | 11 | 1953 | Pre-2000 |  |  | N | Electric Utility | Utility | Municipal | 1 | X | WAT | Renewable | 18 | 0 | 1 | 0
Operable | 19462 | USCE-Nashville District |  | 3426 | Old Hickory | TN | Vertical | Sumner | 1 | Conventional Hydroelectric | HY |  | S | X | X |  |  | 28.7 | 0.85 | 28.7 | 28.7 | 25 | N |  |  | OP | X | 4 | 1957 | Pre-2000 |  |  | N | Electric Utility | Utility | Municipal | 1 | X | WAT | Renewable | 28.7 | 0 | 1 | 0
Operable | 19462 | USCE-Nashville District |  | 3426 | Old Hickory | TN | Vertical | Sumner | 2 | Conventional Hydroelectric | HY |  | S | X | X |  |  | 25 | 0.85 | 29 | 29 | 25 | N |  |  | OP | X | 7 | 1957 | Pre-2000 |  |  | N | Electric Utility | Utility | Municipal | 1 | X | WAT | Renewable | 25 | 0 | 1 | 0
Operable | 19462 | USCE-Nashville District |  | 3426 | Old Hickory | TN | Vertical | Sumner | 3 | Conventional Hydroelectric | HY |  | S | X | X |  |  | 25 | 0.85 | 29 | 29 | 25 | N |  |  | OP | X | 9 | 1957 | Pre-2000 |  |  | N | Electric Utility | Utility | Municipal | 1 | X | WAT | Renewable | 25 | 0 | 1 | 0
Operable | 19462 | USCE-Nashville District |  | 3426 | Old Hickory | TN | Vertical | Sumner | 4 | Conventional Hydroelectric | HY |  | S | X | X |  |  | 25 | 0.85 | 29 | 29 | 25 | N |  |  | OA | X | 12 | 1957 | Pre-2000 |  |  | N | Electric Utility | Utility | Municipal | 1 | X | WAT | Renewable | 25 | 0 | 1 | 0
Operable | 19462 | USCE-Nashville District |  | 3428 | J P Priest | TN | Vertical | Davidson | 1 | Conventional Hydroelectric | HY |  | S | X | X |  |  | 28 | 0.9 | 30 | 30 | 28 | N |  |  | OP | X | 2 | 1970 | Pre-2000 |  |  | N | Electric Utility | Utility | Municipal | 1 | X | WAT | Renewable | 28 | 0 | 1 | 0
Operable | 19462 | USCE-Nashville District |  | 6171 | Laurel Dam | KY | Vertical | Laurel | 1 | Conventional Hydroelectric | HY |  | S | X | X |  |  | 70 | 0.9 | 61 | 61 | 61 | N |  |  | OP | X | 11 | 1977 | Pre-2000 |  |  | N | Electric Utility | Utility | Municipal | 1 | X | WAT | Renewable | 70 | 0 | 1 | 0
Operable | 19462 | USCE-Nashville District |  | 6417 | Center Hill | TN | Vertical | DeKalb | 1 | Conventional Hydroelectric | HY |  | S | X | X |  |  | 45 | 0.9 | 52 | 52 | 45 | N |  |  | OP | X | 11 | 1950 | Pre-2000 |  |  | N | Electric Utility | Utility | Municipal | 1 | X | WAT | Renewable | 45 | 0 | 1 | 0
Operable | 19462 | USCE-Nashville District |  | 6417 | Center Hill | TN | Vertical | DeKalb | 2 | Conventional Hydroelectric | HY |  | S | X | X |  |  | 50 | 0.9 | 50 | 50 | 45 | N |  |  | OP | X | 1 | 1951 | Pre-2000 |  |  | N | Electric Utility | Utility | Municipal | 1 | X | WAT | Renewable | 50 | 0 | 1 | 0
Operable | 19462 | USCE-Nashville District |  | 6417 | Center Hill | TN | Vertical | DeKalb | 3 | Conventional Hydroelectric | HY |  | S | X | X |  |  | 45 | 0.9 | 52 | 52 | 45 | N |  |  | OP | X | 4 | 1951 | Pre-2000 |  |  | N | Electric Utility | Utility | Municipal | 1 | X | WAT | Renewable | 45 | 0 | 1 | 0
Operable | 19462 | USCE-Nashville District |  | 6418 | Cheatham | TN | Vertical | Dickson | 1 | Conventional Hydroelectric | HY |  | S | X | X |  |  | 12 | 0.9 | 13.8 | 13.8 | 12 | N |  |  | OP | X | 5 | 1958 | Pre-2000 |  |  | N | Electric Utility | Utility | Municipal | 1 | X | WAT | Renewable | 12 | 0 | 1 | 0
Operable | 19462 | USCE-Nashville District |  | 6418 | Cheatham | TN | Vertical | Dickson | 2 | Conventional Hydroelectric | HY |  | S | X | X |  |  | 12 | 0.9 | 13.8 | 13.8 | 12 | N |  |  | OP | X | 9 | 1958 | Pre-2000 |  |  | N | Electric Utility | Utility | Municipal | 1 | X | WAT | Renewable | 12 | 0 | 1 | 0
Operable | 19462 | USCE-Nashville District |  | 6418 | Cheatham | TN | Vertical | Dickson | 3 | Conventional Hydroelectric | HY |  | S | X | X |  |  | 12 | 0.9 | 13.8 | 13.8 | 12 | N |  |  | OP | X | 11 | 1958 | Pre-2000 |  |  | N | Electric Utility | Utility | Municipal | 1 | X | WAT | Renewable | 12 | 0 | 1 | 0
Operable | 19375 | USCE-Savannah District |  | 754 | Hartwell Lake | GA | Vertical | Hart | 1 | Conventional Hydroelectric | HY |  | S | X | X |  |  | 85 | 0.9 | 85 | 85 | 30 | N |  |  | OP | X | 4 | 1962 | Pre-2000 |  |  | N | Electric Utility | Utility | Municipal | 1 | X | WAT | Renewable | 85 | 0 | 1 | 0
Operable | 19375 | USCE-Savannah District |  | 754 | Hartwell Lake | GA | Vertical | Hart | 2 | Conventional Hydroelectric | HY |  | S | X | X |  |  | 85 | 0.9 | 85 | 85 | 30 | N |  |  | OP | X | 4 | 1962 | Pre-2000 |  |  | N | Electric Utility | Utility | Municipal | 1 | X | WAT | Renewable | 85 | 0 | 1 | 0
Operable | 19375 | USCE-Savannah District |  | 754 | Hartwell Lake | GA | Vertical | Hart | 3 | Conventional Hydroelectric | HY |  | S | X | X |  |  | 85 | 0.9 | 85 | 85 | 30 | N |  |  | OS | X | 4 | 1962 | Pre-2000 |  |  | N | Electric Utility | Utility | Municipal | 1 | X | WAT | Renewable | 85 | 0 | 1 | 0
Operable | 19375 | USCE-Savannah District |  | 754 | Hartwell Lake | GA | Vertical | Hart | 4 | Conventional Hydroelectric | HY |  | S | X | X |  |  | 85 | 0.9 | 70 | 70 | 55 | N |  |  | OP | X | 4 | 1962 | Pre-2000 |  |  | N | Electric Utility | Utility | Municipal | 1 | X | WAT | Renewable | 85 | 0 | 1 | 0
Operable | 19375 | USCE-Savannah District |  | 754 | Hartwell Lake | GA | Vertical | Hart | 5 | Conventional Hydroelectric | HY |  | S | X | X |  |  | 80 | 0.95 | 80 | 80 | 25 | N |  |  | OP | X | 11 | 1983 | Pre-2000 |  |  | N | Electric Utility | Utility | Municipal | 1 | X | WAT | Renewable | 80 | 0 | 1 | 0
Operable | 19375 | USCE-Savannah District |  | 3323 | J Strom Thurmond | SC | Vertical | McCormick | 1 | Conventional Hydroelectric | HY |  | S | X | X |  |  | 51.7 | 0.9 | 48 | 48 | 25 | N |  |  | OP | X | 1 | 1953 | Pre-2000 |  |  | N | Electric Utility | Utility | Municipal | 1 | X | WAT | Renewable | 51.7 | 0 | 1 | 0
Operable | 19375 | USCE-Savannah District |  | 3323 | J Strom Thurmond | SC | Vertical | McCormick | 2 | Conventional Hydroelectric | HY |  | S | X | X |  |  | 51.7 | 0.9 | 48 | 48 | 25 | N |  |  | OP | X | 1 | 1953 | Pre-2000 |  |  | N | Electric Utility | Utility | Municipal | 1 | X | WAT | Renewable | 51.7 | 0 | 1 | 0
Operable | 19375 | USCE-Savannah District |  | 3323 | J Strom Thurmond | SC | Vertical | McCormick | 3 | Conventional Hydroelectric | HY |  | S | X | X |  |  | 51.7 | 0.9 | 48 | 48 | 25 | N |  |  | OP | X | 1 | 1953 | Pre-2000 |  |  | N | Electric Utility | Utility | Municipal | 1 | X | WAT | Renewable | 51.7 | 0 | 1 | 0
Operable | 19375 | USCE-Savannah District |  | 3323 | J Strom Thurmond | SC | Vertical | McCormick | 4 | Conventional Hydroelectric | HY |  | S | X | X |  |  | 51.7 | 0.9 | 48 | 48 | 25 | N |  |  | OP | X | 1 | 1953 | Pre-2000 |  |  | N | Electric Utility | Utility | Municipal | 1 | X | WAT | Renewable | 51.7 | 0 | 1 | 0
Operable | 19375 | USCE-Savannah District |  | 3323 | J Strom Thurmond | SC | Vertical | McCormick | 5 | Conventional Hydroelectric | HY |  | S | X | X |  |  | 51.7 | 0.9 | 48 | 48 | 25 | N |  |  | OP | X | 1 | 1954 | Pre-2000 |  |  | N | Electric Utility | Utility | Municipal | 1 | X | WAT | Renewable | 51.7 | 0 | 1 | 0
Operable | 19375 | USCE-Savannah District |  | 3323 | J Strom Thurmond | SC | Vertical | McCormick | 6 | Conventional Hydroelectric | HY |  | S | X | X |  |  | 51.7 | 0.9 | 48 | 48 | 25 | N |  |  | OP | X | 1 | 1954 | Pre-2000 |  |  | N | Electric Utility | Utility | Municipal | 1 | X | WAT | Renewable | 51.7 | 0 | 1 | 0
Operable | 19375 | USCE-Savannah District |  | 3323 | J Strom Thurmond | SC | Vertical | McCormick | 7 | Conventional Hydroelectric | HY |  | S | X | X |  |  | 51.7 | 0.9 | 48 | 48 | 25 | N |  |  | OP | X | 1 | 1954 | Pre-2000 |  |  | N | Electric Utility | Utility | Municipal | 1 | X | WAT | Renewable | 51.7 | 0 | 1 | 0
Operable | 19375 | USCE-Savannah District |  | 6132 | Richard B Russell | GA | Vertical | Elbert | 1 | Conventional Hydroelectric | HY |  | S | X | X |  |  | 75 | 0.95 | 84 | 84 | 70 | N |  |  | OP | X | 1 | 1985 | Pre-2000 |  |  | N | Electric Utility | Utility | Municipal | 1 | X | WAT | Renewable | 75 | 0 | 1 | 0
Operable | 19375 | USCE-Savannah District |  | 6132 | Richard B Russell | GA | Vertical | Elbert | 2 | Conventional Hydroelectric | HY |  | S | X | X |  |  | 75 | 0.95 | 84 | 84 | 70 | N |  |  | OP | X | 2 | 1985 | Pre-2000 |  |  | N | Electric Utility | Utility | Municipal | 1 | X | WAT | Renewable | 75 | 0 | 1 | 0
Operable | 19375 | USCE-Savannah District |  | 6132 | Richard B Russell | GA | Vertical | Elbert | 3 | Conventional Hydroelectric | HY |  | S | X | X |  |  | 75 | 0.95 | 84 | 84 | 70 | N |  |  | OP | X | 7 | 1985 | Pre-2000 |  |  | N | Electric Utility | Utility | Municipal | 1 | X | WAT | Renewable | 75 | 0 | 1 | 0
Operable | 19375 | USCE-Savannah District |  | 6132 | Richard B Russell | GA | Vertical | Elbert | 4 | Conventional Hydroelectric | HY |  | S | X | X |  |  | 75 | 0.95 | 84 | 84 | 70 | N |  |  | OP | X | 1 | 1986 | Pre-2000 |  |  | N | Electric Utility | Utility | Municipal | 1 | X | WAT | Renewable | 75 | 0 | 1 | 0
Operable | 19375 | USCE-Savannah District |  | 6132 | Richard B Russell | GA | Vertical | Elbert | 5 | Hydroelectric Pumped Storage | PS |  | S | X | X |  |  | 82 | 0.95 | 82 | 82 | 70 | N |  |  | OS | X | 9 | 2002 | 2002 |  |  | N | Electric Utility | Utility | Municipal | 1 | X | WAT | Renewable | 82 | 0 | 1 | 0
Operable | 19375 | USCE-Savannah District |  | 6132 | Richard B Russell | GA | Vertical | Elbert | 6 | Hydroelectric Pumped Storage | PS |  | S | X | X |  |  | 82 | 0.95 | 82 | 82 | 70 | N |  |  | OP | X | 9 | 2002 | 2002 |  |  | N | Electric Utility | Utility | Municipal | 1 | X | WAT | Renewable | 82 | 0 | 1 | 0
Operable | 19375 | USCE-Savannah District |  | 6132 | Richard B Russell | GA | Vertical | Elbert | 7 | Hydroelectric Pumped Storage | PS |  | S | X | X |  |  | 82 | 0.95 | 82 | 82 | 70 | N |  |  | OP | X | 9 | 2002 | 2002 |  |  | N | Electric Utility | Utility | Municipal | 1 | X | WAT | Renewable | 82 | 0 | 1 | 0
Operable | 19375 | USCE-Savannah District |  | 6132 | Richard B Russell | GA | Vertical | Elbert | 8 | Hydroelectric Pumped Storage | PS |  | S | X | X |  |  | 82 | 0.95 | 82 | 82 | 70 | N |  |  | OA | X | 9 | 2002 | 2002 |  |  | N | Electric Utility | Utility | Municipal | 1 | X | WAT | Renewable | 82 | 0 | 1 | 0
Operable | 26618 | USCE-St Louis District |  | 6140 | Clarence Cannon | MO | Vertical | Ralls | 1 | Conventional Hydroelectric | HY |  | S | X | X |  |  | 27 | 0.95 | 27 | 27 | 27 | N |  |  | OP | X | 11 | 1984 | Pre-2000 |  |  | N | Electric Utility | Utility | Municipal | 1 | X | WAT | Renewable | 27 | 0 | 1 | 0
Operable | 26618 | USCE-St Louis District |  | 6140 | Clarence Cannon | MO | Vertical | Ralls | 2 | Hydroelectric Pumped Storage | PS |  | S | X | X |  |  | 31 | 0.95 | 31 | 31 | 31 | N |  |  | OP | X | 11 | 1984 | Pre-2000 |  |  | N | Electric Utility | Utility | Municipal | 1 | X | WAT | Renewable | 31 | 0 | 1 | 0
Operable | 27470 | USCE-Tulsa District |  | 2984 | Keystone Dam | OK | Vertical | Tulsa | 1 | Conventional Hydroelectric | HY |  | S | X | X |  |  | 35 | 0.95 | 40 | 40 | 25 | N |  |  | OA | X | 5 | 1968 | Pre-2000 |  |  | N | Electric Utility | Utility | Municipal | 1 | X | WAT | Renewable | 35 | 0 | 1 | 0
Operable | 27470 | USCE-Tulsa District |  | 2984 | Keystone Dam | OK | Vertical | Tulsa | 2 | Conventional Hydroelectric | HY |  | S | X | X |  |  | 35 | 0.95 | 40 | 40 | 25 | N |  |  | OP | X | 5 | 1968 | Pre-2000 |  |  | N | Electric Utility | Utility | Municipal | 1 | X | WAT | Renewable | 35 | 0 | 1 | 0
Operable | 27470 | USCE-Tulsa District |  | 2985 | Robert S Kerr | OK | Vertical | Sequoyah | 1 | Conventional Hydroelectric | HY |  | S | X | X |  |  | 27.5 | 0.95 | 28 | 28 | 10 | N |  |  | OP | X | 10 | 1971 | Pre-2000 |  |  | N | Electric Utility | Utility | Municipal | 1 | X | WAT | Renewable | 27.5 | 0 | 1 | 0
Operable | 27470 | USCE-Tulsa District |  | 2985 | Robert S Kerr | OK | Vertical | Sequoyah | 2 | Conventional Hydroelectric | HY |  | S | X | X |  |  | 27.5 | 0.95 | 26 | 26 | 10 | N |  |  | OP | X | 7 | 1971 | Pre-2000 |  |  | N | Electric Utility | Utility | Municipal | 1 | X | WAT | Renewable | 27.5 | 0 | 1 | 0
Operable | 27470 | USCE-Tulsa District |  | 2985 | Robert S Kerr | OK | Vertical | Sequoyah | 3 | Conventional Hydroelectric | HY |  | S | X | X |  |  | 27.5 | 0.95 | 31.6 | 31.6 | 10 | N |  |  | OS | X | 9 | 1971 | Pre-2000 |  |  | N | Electric Utility | Utility | Municipal | 1 | X | WAT | Renewable | 27.5 | 0 | 1 | 0
Operable | 27470 | USCE-Tulsa District |  | 2985 | Robert S Kerr | OK | Vertical | Sequoyah | 4 | Conventional Hydroelectric | HY |  | S | X | X |  |  | 27.5 | 0.95 | 20 | 20 | 10 | N |  |  | OP | X | 11 | 1971 | Pre-2000 |  |  | N | Electric Utility | Utility | Municipal | 1 | X | WAT | Renewable | 27.5 | 0 | 1 | 0
Operable | 27470 | USCE-Tulsa District |  | 2987 | Webbers Falls | OK | Vertical | Muskogee | 1 | Conventional Hydroelectric | HY |  | S | X | X |  |  | 25 | 0.95 | 25 | 25 | 7 | N |  |  | OS | X | 8 | 1973 | Pre-2000 |  |  | N | Electric Utility | Utility | Municipal | 1 | X | WAT | Renewable | 25 | 0 | 1 | 0
Operable | 27470 | USCE-Tulsa District |  | 2987 | Webbers Falls | OK | Vertical | Muskogee | 2 | Conventional Hydroelectric | HY |  | S | X | X |  |  | 25 | 0.95 | 25 | 25 | 7 | N |  |  | OP | X | 9 | 1973 | Pre-2000 |  |  | N | Electric Utility | Utility | Municipal | 1 | X | WAT | Renewable | 25 | 0 | 1 | 0
Operable | 27470 | USCE-Tulsa District |  | 2987 | Webbers Falls | OK | Vertical | Muskogee | 3 | Conventional Hydroelectric | HY |  | S | X | X |  |  | 25 | 0.95 | 25 | 25 | 7 | N |  |  | OP | X | 11 | 1973 | Pre-2000 |  |  | N | Electric Utility | Utility | Municipal | 1 | X | WAT | Renewable | 25 | 0 | 1 | 0
Operable | 27470 | USCE-Tulsa District |  | 3003 | Fort Gibson | OK | Vertical | Cherokee | 1 | Conventional Hydroelectric | HY |  | S | X | X |  |  | 11.2 | 0.95 | 12.9 | 12.9 | 4 | N |  |  | OP | X | 3 | 1953 | Pre-2000 |  |  | N | Electric Utility | Utility | Municipal | 1 | X | WAT | Renewable | 11.2 | 0 | 1 | 0
Operable | 27470 | USCE-Tulsa District |  | 3003 | Fort Gibson | OK | Vertical | Cherokee | 2 | Conventional Hydroelectric | HY |  | S | X | X |  |  | 11.2 | 0.95 | 12.9 | 12.9 | 4 | N |  |  | OP | X | 3 | 1953 | Pre-2000 |  |  | N | Electric Utility | Utility | Municipal | 1 | X | WAT | Renewable | 11.2 | 0 | 1 | 0
Operable | 27470 | USCE-Tulsa District |  | 3003 | Fort Gibson | OK | Vertical | Cherokee | 3 | Conventional Hydroelectric | HY |  | S | X | X |  |  | 11.2 | 0.95 | 12.9 | 12.9 | 4 | N |  |  | OP | X | 5 | 1953 | Pre-2000 |  |  | N | Electric Utility | Utility | Municipal | 1 | X | WAT | Renewable | 11.2 | 0 | 1 | 0
Operable | 27470 | USCE-Tulsa District |  | 3003 | Fort Gibson | OK | Vertical | Cherokee | 4 | Conventional Hydroelectric | HY |  | S | X | X |  |  | 11.2 | 0.95 | 12.5 | 12.5 | 4 | N |  |  | OP | X | 9 | 1953 | Pre-2000 |  |  | N | Electric Utility | Utility | Municipal | 1 | X | WAT | Renewable | 11.2 | 0 | 1 | 0
Operable | 27470 | USCE-Tulsa District |  | 3004 | Tenkiller Ferry | OK | Vertical | Sequoyah | 1 | Conventional Hydroelectric | HY |  | S | X | X |  |  | 19.5 | 0.95 | 21 | 21 | 8 | N |  |  | OP | X | 11 | 1953 | Pre-2000 |  |  | N | Electric Utility | Utility | Municipal | 1 | X | WAT | Renewable | 19.5 | 0 | 1 | 0
Operable | 27470 | USCE-Tulsa District |  | 3004 | Tenkiller Ferry | OK | Vertical | Sequoyah | 2 | Conventional Hydroelectric | HY |  | S | X | X |  |  | 19.5 | 0.95 | 21 | 21 | 8 | N |  |  | OP | X | 12 | 1953 | Pre-2000 |  |  | N | Electric Utility | Utility | Municipal | 1 | X | WAT | Renewable | 19.5 | 0 | 1 | 0
Operable | 27470 | USCE-Tulsa District |  | 6415 | Broken Bow Dam | OK | Vertical | McCurtain | 1 | Conventional Hydroelectric | HY |  | S | X | X |  |  | 50 | 0.95 | 57.5 | 57.5 | 18 | N |  |  | OP | X | 1 | 1970 | Pre-2000 |  |  | N | Electric Utility | Utility | Municipal | 1 | X | WAT | Renewable | 50 | 0 | 1 | 0
Operable | 27470 | USCE-Tulsa District |  | 6415 | Broken Bow Dam | OK | Vertical | McCurtain | 2 | Conventional Hydroelectric | HY |  | S | X | X |  |  | 50 | 0.95 | 57.5 | 57.5 | 18 | N |  |  | OP | X | 6 | 1970 | Pre-2000 |  |  | N | Electric Utility | Utility | Municipal | 1 | X | WAT | Renewable | 50 | 0 | 1 | 0
Operable | 27470 | USCE-Tulsa District |  | 6416 | Denison | TX | Restructured | Grayson | 1 | Conventional Hydroelectric | HY |  | S | X | X |  |  | 53.5 | 0.95 | 50 | 50 | 25 | N |  |  | OP | X | 3 | 1945 | Pre-2000 |  |  | N | Electric Utility | Utility | Municipal | 1 | X | WAT | Renewable | 53.5 | 0 | 1 | 0
Operable | 27470 | USCE-Tulsa District |  | 6416 | Denison | TX | Restructured | Grayson | 2 | Conventional Hydroelectric | HY |  | S | X | X |  |  | 50.8 | 0.95 | 50 | 50 | 25 | N |  |  | OP | X | 9 | 1949 | Pre-2000 |  |  | N | Electric Utility | Utility | Municipal | 1 | X | WAT | Renewable | 50.8 | 0 | 1 | 0
Operable | 27470 | USCE-Tulsa District |  | 6419 | Eufaula Dam | OK | Vertical | Haskell | 1 | Conventional Hydroelectric | HY |  | S | X | X |  |  | 30 | 0.95 | 34.5 | 34.5 | 10 | N |  |  | OP | X | 7 | 1964 | Pre-2000 |  |  | N | Electric Utility | Utility | Municipal | 1 | X | WAT | Renewable | 30 | 0 | 1 | 0
Operable | 27470 | USCE-Tulsa District |  | 6419 | Eufaula Dam | OK | Vertical | Haskell | 2 | Conventional Hydroelectric | HY |  | S | X | X |  |  | 30 | 0.95 | 34.5 | 34.5 | 10 | N |  |  | OP | X | 9 | 1964 | Pre-2000 |  |  | N | Electric Utility | Utility | Municipal | 1 | X | WAT | Renewable | 30 | 0 | 1 | 0
Operable | 27470 | USCE-Tulsa District |  | 6419 | Eufaula Dam | OK | Vertical | Haskell | 3 | Conventional Hydroelectric | HY |  | S | X | X |  |  | 30 | 0.95 | 34.5 | 34.5 | 10 | N |  |  | OP | X | 8 | 1964 | Pre-2000 |  |  | N | Electric Utility | Utility | Municipal | 1 | X | WAT | Renewable | 30 | 0 | 1 | 0
Operable | 18574 | USCE-Wilmington District |  | 3833 | John H Kerr | VA | Vertical | Mecklenburg | 1 | Conventional Hydroelectric | HY |  | S | X | X | KERRDP 115KV TX1 |  | 13.8 | 0.9 | 13.8 | 13.8 | 13 | N |  |  | OP | X | 12 | 1952 | Pre-2000 |  |  | N | Electric Utility | Utility | Municipal | 1 | X | WAT | Renewable | 13.8 | 0 | 1 | 0
Operable | 18574 | USCE-Wilmington District |  | 3833 | John H Kerr | VA | Vertical | Mecklenburg | 2 | Conventional Hydroelectric | HY |  | S | X | X | KERRDP 115KV TX1 |  | 46.8 | 0.9 | 46.8 | 46.8 | 32 | N |  |  | OP | X | 11 | 1952 | Pre-2000 |  |  | N | Electric Utility | Utility | Municipal | 1 | X | WAT | Renewable | 46.8 | 0 | 1 | 0
Operable | 18574 | USCE-Wilmington District |  | 3833 | John H Kerr | VA | Vertical | Mecklenburg | 3 | Conventional Hydroelectric | HY |  | S | X | X | KERRDP 115KV TX1 |  | 46.8 | 0.9 | 46.8 | 46.8 | 32 | N |  |  | OP | X | 1 | 1953 | Pre-2000 |  |  | N | Electric Utility | Utility | Municipal | 1 | X | WAT | Renewable | 46.8 | 0 | 1 | 0
Operable | 18574 | USCE-Wilmington District |  | 3833 | John H Kerr | VA | Vertical | Mecklenburg | 4 | Conventional Hydroelectric | HY |  | S | X | X | KERRDP 115KV TX1 |  | 46.8 | 0.9 | 46.8 | 46.8 | 32 | N |  |  | OP | X | 3 | 1953 | Pre-2000 |  |  | N | Electric Utility | Utility | Municipal | 1 | X | WAT | Renewable | 46.8 | 0 | 1 | 0
Operable | 18574 | USCE-Wilmington District |  | 3833 | John H Kerr | VA | Vertical | Mecklenburg | 5 | Conventional Hydroelectric | HY |  | S | X | X | KERRDP 115KV TX1 |  | 46.8 | 0.9 | 46.8 | 46.8 | 32 | N |  |  | OP | X | 9 | 1953 | Pre-2000 |  |  | N | Electric Utility | Utility | Municipal | 1 | X | WAT | Renewable | 46.8 | 0 | 1 | 0
Operable | 18574 | USCE-Wilmington District |  | 3833 | John H Kerr | VA | Vertical | Mecklenburg | 6 | Conventional Hydroelectric | HY |  | S | X | X | KERRDP 115KV TX1 |  | 46.8 | 0.9 | 46.8 | 46.8 | 32 | N |  |  | OP | X | 10 | 1953 | Pre-2000 |  |  | N | Electric Utility | Utility | Municipal | 1 | X | WAT | Renewable | 46.8 | 0 | 1 | 0
Operable | 18574 | USCE-Wilmington District |  | 3833 | John H Kerr | VA | Vertical | Mecklenburg | 7 | Conventional Hydroelectric | HY |  | S | X | X | KERRDP 115KV TX1 |  | 46.8 | 0.9 | 46.8 | 46.8 | 32 | N |  |  | OP | X | 12 | 1953 | Pre-2000 |  |  | N | Electric Utility | Utility | Municipal | 1 | X | WAT | Renewable | 46.8 | 0 | 1 | 0
Operable | 18574 | USCE-Wilmington District |  | 3833 | John H Kerr | VA | Vertical | Mecklenburg | A | Conventional Hydroelectric | HY |  | S | X | X | KERRDP 115KV TX1 |  | 1.1 | 0.8 | 1 | 1 | 0 | N |  |  | OP | X | 12 | 2008 | 2008 |  |  | N | Electric Utility | Utility | Municipal | 1 | X | WAT | Renewable | 1.1 | 0 | 1 | 0
Operable | 18574 | USCE-Wilmington District |  | 3833 | John H Kerr | VA | Vertical | Mecklenburg | B | Conventional Hydroelectric | HY |  | S | X | X | KERRDP 115KV TX1 |  | 1.1 | 0.8 | 1 | 1 | 0 | N |  |  | OP | X | 8 | 2008 | 2008 |  |  | N | Electric Utility | Utility | Municipal | 1 | X | WAT | Renewable | 1.1 | 0 | 1 | 0
Operable | 18574 | USCE-Wilmington District |  | 3834 | Philpott Lake | VA | Vertical | Henry | 1 | Conventional Hydroelectric | HY |  | S | X | X |  |  | 6.7 | 0.9 | 7.5 | 7.5 | 6 | N |  |  | OS | X | 8 | 1953 | Pre-2000 |  |  | N | Electric Utility | Utility | Municipal | 1 | X | WAT | Renewable | 6.7 | 0 | 1 | 0
Operable | 18574 | USCE-Wilmington District |  | 3834 | Philpott Lake | VA | Vertical | Henry | 2 | Conventional Hydroelectric | HY |  | S | X | X |  |  | 6.7 | 0.9 | 7.5 | 7.5 | 6 | N |  |  | OS | X | 8 | 1953 | Pre-2000 |  |  | N | Electric Utility | Utility | Municipal | 1 | X | WAT | Renewable | 6.7 | 0 | 1 | 0
Operable | 18574 | USCE-Wilmington District |  | 3834 | Philpott Lake | VA | Vertical | Henry | 3 | Conventional Hydroelectric | HY |  | S | X | X |  |  | 0.6 | 0.8 | 0.6 | 0.6 | 0 | N |  |  | OS | X | 8 | 1953 | Pre-2000 |  |  | N | Electric Utility | Utility | Municipal | 1 | X | WAT | Renewable | 0.6 | 0 | 1 | 0
Operable | 66041 | USF Essex Lessor, LLC |  | 60160 | Tate Solar | NC | Vertical | Nash | PV1 | Solar Photovoltaic | PV |  | W | X | X |  |  | 5 |  | 5 | 5 |  | N |  |  | OP | X | 8 | 2020 | 2020 |  |  | N | IPP Non-CHP | IPP | IPP | 2 | X | SUN | Renewable | 5 | 0 | 1 | 0
Operable | 66041 | USF Essex Lessor, LLC |  | 60161 | Eagle Solar | NC | Vertical | Warren | PV1 | Solar Photovoltaic | PV |  | W | X | X |  |  | 4 |  | 4 | 4 |  | N |  |  | OP | X | 8 | 2020 | 2020 |  |  | N | IPP Non-CHP | IPP | IPP | 2 | X | SUN | Renewable | 4 | 0 | 1 | 0
Operable | 66041 | USF Essex Lessor, LLC |  | 60287 | Willard Solar | NC | Vertical | Pender | PV1 | Solar Photovoltaic | PV |  | W | X | X |  |  | 5 |  | 5 | 5 |  | N |  |  | OP | X | 10 | 2020 | 2020 |  |  | N | IPP Non-CHP | IPP | IPP | 2 | X | SUN | Renewable | 5 | 0 | 1 | 0
Operable | 66041 | USF Essex Lessor, LLC |  | 63835 | Pilot Mountain Solar, LLC | NC | Vertical | Stokes | PV1 | Solar Photovoltaic | PV |  | W | X | X |  |  | 4.9 |  | 4.9 | 4.9 |  | N |  |  | OP | X | 9 | 2020 | 2020 |  |  | N | IPP Non-CHP | IPP | IPP | 2 | X | SUN | Renewable | 4.9 | 0 | 1 | 0
Operable | 66041 | USF Essex Lessor, LLC |  | 63836 | Benson Solar, LLC | NC | Vertical | Johnston | PV1 | Solar Photovoltaic | PV |  | W | X | X |  |  | 4.9 |  | 4.9 | 4.9 |  | N |  |  | OP | X | 8 | 2020 | 2020 |  |  | N | IPP Non-CHP | IPP | IPP | 2 | X | SUN | Renewable | 4.9 | 0 | 1 | 0
Operable | 66041 | USF Essex Lessor, LLC |  | 63837 | Lane II Solar, LLC | NC | Vertical | Wayne | PV1 | Solar Photovoltaic | PV |  | W | X | X |  |  | 4.9 |  | 4.9 | 4.9 |  | N |  |  | OP | X | 7 | 2020 | 2020 |  |  | N | IPP Non-CHP | IPP | IPP | 2 | X | SUN | Renewable | 4.9 | 0 | 1 | 0
Operable | 66042 | USF Surry, LLC |  | 58273 | South Robeson Farm | NC | Vertical | Robeson | SROB | Solar Photovoltaic | PV |  | S | X | X |  |  | 5 |  | 4.9 | 4.9 |  | N |  |  | OP | X | 6 | 2012 | 2012 |  |  | N | IPP Non-CHP | IPP | IPP | 2 | X | SUN | Renewable | 5 | 0 | 1 | 0
Operable | 66042 | USF Surry, LLC |  | 58529 | Progress Manis I | NC | Vertical | Scotland | P11A | Solar Photovoltaic | PV |  | S | X | X |  |  | 2 |  | 2 | 2 |  | N |  |  | OP | X | 4 | 2012 | 2012 |  |  | N | IPP Non-CHP | IPP | IPP | 2 | X | SUN | Renewable | 2 | 0 | 1 | 0
Operable | 66042 | USF Surry, LLC |  | 58531 | North Carolina Solar Bethea I | NC | Vertical | Scotland | P22A | Solar Photovoltaic | PV |  | S | X | X |  |  | 2 |  | 2 | 2 |  | N |  |  | OP | X | 2 | 2013 | 2013 |  |  | N | IPP Non-CHP | IPP | IPP | 2 | X | SUN | Renewable | 2 | 0 | 1 | 0
Operable | 66042 | USF Surry, LLC |  | 59333 | Faison Solar | NC | Vertical | Duplin | FAIS1 | Solar Photovoltaic | PV |  | S | X | X | PJM | PJM | 2 |  | 2 | 2 |  | N |  |  | OP | X | 7 | 2015 | 2015 |  |  | N | IPP Non-CHP | IPP | IPP | 2 | X | SUN | Renewable | 2 | 0 | 1 | 0
Operable | 66042 | USF Surry, LLC |  | 59500 | Sarah Solar | NC | Vertical | Franklin | SARAH | Solar Photovoltaic | PV |  | S | X | X |  |  | 5 |  | 5 | 5 |  | N |  |  | OP | X | 7 | 2015 | 2015 |  |  | N | IPP Non-CHP | IPP | IPP | 2 | X | SUN | Renewable | 5 | 0 | 1 | 0
Operable | 66042 | USF Surry, LLC |  | 59501 | Nitro Solar | NC | Vertical | Johnston | NITRO | Solar Photovoltaic | PV |  | S | X | X |  |  | 5 |  | 5 | 5 |  | N |  |  | OP | X | 7 | 2015 | 2015 |  |  | N | IPP Non-CHP | IPP | IPP | 2 | X | SUN | Renewable | 5 | 0 | 1 | 0
Operable | 66042 | USF Surry, LLC |  | 59533 | Princeton | NC | Vertical | Johnston | PRCTN | Solar Photovoltaic | PV |  | S | X | X |  |  | 5 |  | 5 | 5 |  | N |  |  | OP | X | 7 | 2015 | 2015 |  |  | N | IPP Non-CHP | IPP | IPP | 2 | X | SUN | Renewable | 5 | 0 | 1 | 0
Operable | 66042 | USF Surry, LLC |  | 59534 | 4Oaks | NC | Vertical | Johnston | 4OAKS | Solar Photovoltaic | PV |  | S | X | X |  |  | 5 |  | 5 | 5 |  | N |  |  | OP | X | 7 | 2015 | 2015 |  |  | N | IPP Non-CHP | IPP | IPP | 2 | X | SUN | Renewable | 5 | 0 | 1 | 0
Operable | 56764 | USG Nevada LLC |  | 57456 | San Emidio | NV | Vertical | Washoe | SE-U1 | Geothermal | ST |  | S | X | X |  |  | 11.8 | 0.9 | 6 | 9 | 3 | N |  |  | OP | X | 5 | 2012 | 2012 |  |  | N | IPP Non-CHP | IPP | IPP | 2 | X | GEO | Renewable | 11.8 | 0 | 1 | 0
Operable | 58428 | UT West Tennessee Solar Farm |  | 58431 | West Tennessee Solar Farm | TN | Vertical | Haywood | SNVA | Solar Photovoltaic | PV |  | S | X | X |  |  | 4.2 |  | 4.2 | 4.2 |  | N |  |  | OP | X | 4 | 2012 | 2012 |  |  | N | IPP Non-CHP | IPP | IPP | 2 | X | SUN | Renewable | 4.2 | 0 | 1 | 0
Operable | 40575 | Utah Associated Mun Power Sys |  | 56177 | Nebo Power Station | UT | Vertical | Utah | GT1 | Natural Gas Fired Combined Cycle | CT | CC1 | S | X | Y |  |  | 65 | 0.85 | 65 | 65 | 5 | N |  |  | OP | X | 6 | 2004 | 2004 |  |  | N | Electric Utility | Utility | Municipal | 1 | X | NG | Non-Renewable | 0 | 65 | 0 | 1
Operable | 40575 | Utah Associated Mun Power Sys |  | 56177 | Nebo Power Station | UT | Vertical | Utah | ST1 | Natural Gas Fired Combined Cycle | CA | CC1 | S | Y | X |  |  | 75 | 0.85 | 65 | 75 | 5 | N |  |  | OP | X | 6 | 2004 | 2004 |  |  | N | Electric Utility | Utility | Municipal | 1 | X | NG | Non-Renewable | 0 | 75 | 0 | 1
Operable | 40575 | Utah Associated Mun Power Sys |  | 57890 | Horse Butte Wind I, LLC | ID | Vertical | Bonneville | 1 | Onshore Wind Turbine | WT |  | S | X | X |  |  | 57.6 |  | 57.6 | 57.6 | 0 | N |  |  | OP | X | 8 | 2012 | 2012 |  |  | N | Electric Utility | Utility | Municipal | 1 | X | WND | Renewable | 57.6 | 0 | 1 | 0
Operable | 40575 | Utah Associated Mun Power Sys |  | 60421 | Veyo Heat Recovery Project | UT | Vertical | Washington | WHR1 | All Other | ST |  | S | X | X |  |  | 9.5 | 0.8 | 8.4 | 8.6 | 2 | N |  |  | OP | X | 5 | 2016 | 2016 |  |  | N | Electric Utility | Utility | Municipal | 1 | X | WH | Other | 0 | 0 | 0 | 0
Operable | 24431 | Utah Municipal Power Agency |  | 55622 | West Valley Generation Project | UT | Vertical | Salt Lake | U1 | Natural Gas Fired Combustion Turbine | GT |  | S | X | X |  |  | 43.4 | 0.9 | 37 | 41 | 20 | N |  |  | OP | X | 5 | 2002 | 2002 |  |  | N | Electric Utility | Utility | Municipal | 1 | X | NG | Non-Renewable | 0 | 43.4 | 0 | 1
Operable | 24431 | Utah Municipal Power Agency |  | 55622 | West Valley Generation Project | UT | Vertical | Salt Lake | U2 | Natural Gas Fired Combustion Turbine | GT |  | S | X | X |  |  | 43.4 | 0.9 | 37 | 41 | 20 | N |  |  | OP | X | 5 | 2002 | 2002 |  |  | N | Electric Utility | Utility | Municipal | 1 | X | NG | Non-Renewable | 0 | 43.4 | 0 | 1
Operable | 24431 | Utah Municipal Power Agency |  | 55622 | West Valley Generation Project | UT | Vertical | Salt Lake | U3 | Natural Gas Fired Combustion Turbine | GT |  | S | X | X |  |  | 43.4 | 0.9 | 37 | 41 | 20 | N |  |  | OP | X | 10 | 2001 | 2001 |  |  | N | Electric Utility | Utility | Municipal | 1 | X | NG | Non-Renewable | 0 | 43.4 | 0 | 1
Operable | 24431 | Utah Municipal Power Agency |  | 55622 | West Valley Generation Project | UT | Vertical | Salt Lake | U4 | Natural Gas Fired Combustion Turbine | GT |  | S | X | X |  |  | 43.4 | 0.9 | 37 | 41 | 20 | N |  |  | OP | X | 10 | 2001 | 2001 |  |  | N | Electric Utility | Utility | Municipal | 1 | X | NG | Non-Renewable | 0 | 43.4 | 0 | 1
Operable | 24431 | Utah Municipal Power Agency |  | 55622 | West Valley Generation Project | UT | Vertical | Salt Lake | U5 | Natural Gas Fired Combustion Turbine | GT |  | S | X | X |  |  | 43.4 | 0.9 | 37 | 41 | 20 | N |  |  | OP | X | 7 | 2002 | 2002 |  |  | N | Electric Utility | Utility | Municipal | 1 | X | NG | Non-Renewable | 0 | 43.4 | 0 | 1
Operable | 24431 | Utah Municipal Power Agency |  | 61508 | Provo Power Plant | UT | Vertical | Utah | 1 | Natural Gas Internal Combustion Engine | IC |  | S | X | X |  |  | 2.4 | 0.8 | 2.4 | 2.4 | 1 | N |  |  | OP | X | 1 | 2018 | 2018 |  |  | N | Electric Utility | Utility | Municipal | 1 | X | NG | Non-Renewable | 0 | 2.4 | 0 | 1
Operable | 24431 | Utah Municipal Power Agency |  | 61508 | Provo Power Plant | UT | Vertical | Utah | 2 | Natural Gas Internal Combustion Engine | IC |  | S | X | X |  |  | 2.4 | 0.8 | 2.4 | 2.4 | 1 | N |  |  | OP | X | 1 | 2018 | 2018 |  |  | N | Electric Utility | Utility | Municipal | 1 | X | NG | Non-Renewable | 0 | 2.4 | 0 | 1
Operable | 24431 | Utah Municipal Power Agency |  | 61508 | Provo Power Plant | UT | Vertical | Utah | 3 | Natural Gas Internal Combustion Engine | IC |  | S | X | X |  |  | 2.4 | 0.8 | 2.4 | 2.4 | 1 | N |  |  | OP | X | 1 | 2018 | 2018 |  |  | N | Electric Utility | Utility | Municipal | 1 | X | NG | Non-Renewable | 0 | 2.4 | 0 | 1
Operable | 24431 | Utah Municipal Power Agency |  | 61508 | Provo Power Plant | UT | Vertical | Utah | 4 | Natural Gas Internal Combustion Engine | IC |  | S | X | X |  |  | 2.4 | 0.8 | 2.4 | 2.4 | 1 | N |  |  | OP | X | 1 | 2018 | 2018 |  |  | N | Electric Utility | Utility | Municipal | 1 | X | NG | Non-Renewable | 0 | 2.4 | 0 | 1
Operable | 24431 | Utah Municipal Power Agency |  | 61508 | Provo Power Plant | UT | Vertical | Utah | 5 | Natural Gas Internal Combustion Engine | IC |  | S | X | X |  |  | 2.4 | 0.8 | 2.4 | 2.4 | 1 | N |  |  | OP | X | 1 | 2018 | 2018 |  |  | N | Electric Utility | Utility | Municipal | 1 | X | NG | Non-Renewable | 0 | 2.4 | 0 | 1
Operable | 24431 | Utah Municipal Power Agency |  | 66413 | Spanish Fork Community Solar | UT | Vertical | Utah | 10112 | Solar Photovoltaic | PV |  | S | X | X |  |  | 4 |  | 4 | 4 |  | N |  |  | OP | X | 7 | 2021 | 2021 |  |  | N | Electric Utility | Utility | Municipal | 1 | X | SUN | Renewable | 4 | 0 | 1 | 0
Operable | 19663 | Utah State University |  | 58139 | Central Energy Plant USU | UT | Vertical | Cache | TURBI | Natural Gas Fired Combustion Turbine | GT |  | S | X | X |  |  | 5 | 0.975 | 4.4 | 4.6 | 0.2 | N |  |  | OP | X | 8 | 2004 | 2004 |  |  | N | Commercial Non-CHP | Customer Sited | Other | 4 | X | NG | Non-Renewable | 0 | 5 | 0 | 1 | DFO
Operable | 19586 | Utica Water & Power Authority |  | 215 | Angels | CA | Vertical | Calaveras | 1 | Conventional Hydroelectric | HY |  | S | X | X |  |  | 1.4 | 0.8 | 0.7 | 1 | 0.3 | N |  |  | OP | X | 1 | 1940 | Pre-2000 |  |  | N | IPP Non-CHP | IPP | IPP | 2 | X | WAT | Renewable | 1.4 | 0 | 1 | 0
Operable | 19586 | Utica Water & Power Authority |  | 261 | Murphys | CA | Vertical | Calaveras | 1 | Conventional Hydroelectric | HY |  | S | X | X |  |  | 3.6 | 0.8 | 1.3 | 2 | 0.7 | N |  |  | OP | X | 3 | 1954 | Pre-2000 |  |  | N | IPP Non-CHP | IPP | IPP | 2 | X | WAT | Renewable | 3.6 | 0 | 1 | 0
Operable | 50079 | Utility Board of Key West City |  | 6584 | Stock Island | FL | Vertical | Monroe | EP2 | Petroleum Liquids | IC |  | W | X | X |  |  | 2.5 | 0.8 | 2.5 | 2.5 | 1 | N |  |  | OP | X | 6 | 2012 | 2012 |  |  | N | Electric Utility | Utility | Municipal | 1 | X | DFO | Non-Renewable | 0 | 2.5 | 0 | 1
Operable | 50079 | Utility Board of Key West City |  | 6584 | Stock Island | FL | Vertical | Monroe | GT1 | Petroleum Liquids | GT |  | W | X | X |  |  | 23.4 | 0.9 | 19 | 19 | 5 | N |  |  | OP | X | 11 | 1978 | Pre-2000 |  |  | N | Electric Utility | Utility | Municipal | 1 | X | DFO | Non-Renewable | 0 | 23.4 | 0 | 1
Operable | 50079 | Utility Board of Key West City |  | 6584 | Stock Island | FL | Vertical | Monroe | GT2 | Petroleum Liquids | GT |  | W | X | X |  |  | 19.7 | 0.9 | 17 | 17 | 5 | N |  |  | OP | X | 9 | 1999 | Pre-2000 |  |  | N | Electric Utility | Utility | Municipal | 1 | X | DFO | Non-Renewable | 0 | 19.7 | 0 | 1
Operable | 50079 | Utility Board of Key West City |  | 6584 | Stock Island | FL | Vertical | Monroe | GT3 | Petroleum Liquids | GT |  | W | X | X |  |  | 19.7 | 0.85 | 17 | 17 | 5 | N |  |  | OP | X | 9 | 1999 | Pre-2000 |  |  | N | Electric Utility | Utility | Municipal | 1 | X | DFO | Non-Renewable | 0 | 19.7 | 0 | 1
Operable | 50079 | Utility Board of Key West City |  | 6584 | Stock Island | FL | Vertical | Monroe | GT4 | Petroleum Liquids | GT |  | W | X | X |  |  | 42 | 0.85 | 44 | 44 | 10 | N |  |  | OP | X | 6 | 2006 | 2006 |  |  | N | Electric Utility | Utility | Municipal | 1 | X | DFO | Non-Renewable | 0 | 42 | 0 | 1
Operable | 50079 | Utility Board of Key West City |  | 6584 | Stock Island | FL | Vertical | Monroe | MSD1 | Petroleum Liquids | IC |  | W | X | X |  |  | 9.6 | 0.8 | 7.5 | 7.5 | 4 | N |  |  | OP | X | 6 | 1991 | Pre-2000 |  |  | N | Electric Utility | Utility | Municipal | 1 | X | DFO | Non-Renewable | 0 | 9.6 | 0 | 1
Operable | 50079 | Utility Board of Key West City |  | 6584 | Stock Island | FL | Vertical | Monroe | MSD2 | Petroleum Liquids | IC |  | W | X | X |  |  | 9.6 | 0.8 | 7.5 | 7.5 | 4 | N |  |  | OP | X | 6 | 1991 | Pre-2000 |  |  | N | Electric Utility | Utility | Municipal | 1 | X | DFO | Non-Renewable | 0 | 9.6 | 0 | 1
Operable | 58502 | Uwharrie Mountain Renewable Energy, LLC |  | 58526 | Uwharrie Mountain Renewable | NC | Vertical | Montgomery | 1 | Landfill Gas | IC |  | S | X | X | n/a | n/a | 1.6 | 0.8 | 1.6 | 1.6 | 1.1 | N |  |  | OP | X | 7 | 2014 | 2014 |  |  | N | IPP Non-CHP | IPP | IPP | 2 | X | LFG | Renewable | 1.6 | 0 | 1 | 0
Operable | 58502 | Uwharrie Mountain Renewable Energy, LLC |  | 58526 | Uwharrie Mountain Renewable | NC | Vertical | Montgomery | 2 | Landfill Gas | IC |  | S | X | X | n/a | n/a | 1.6 | 0.8 | 1.6 | 1.6 | 1.1 | N |  |  | OP | X | 7 | 2014 | 2014 |  |  | N | IPP Non-CHP | IPP | IPP | 2 | X | LFG | Renewable | 1.6 | 0 | 1 | 0
Operable | 58502 | Uwharrie Mountain Renewable Energy, LLC |  | 58526 | Uwharrie Mountain Renewable | NC | Vertical | Montgomery | 3 | Landfill Gas | IC |  | S | X | X | n/a | n/a | 1.6 | 0.8 | 1.6 | 1.6 | 1.1 | N |  |  | OP | X | 7 | 2014 | 2014 |  |  | N | IPP Non-CHP | IPP | IPP | 2 | X | LFG | Renewable | 1.6 | 0 | 1 | 0
Operable | 58502 | Uwharrie Mountain Renewable Energy, LLC |  | 58526 | Uwharrie Mountain Renewable | NC | Vertical | Montgomery | 4 | Landfill Gas | IC |  | S | X | X | n/a | n/a | 1.6 | 0.8 | 1.6 | 1.6 | 1.1 | N |  |  | OP | X | 7 | 2014 | 2014 |  |  | N | IPP Non-CHP | IPP | IPP | 2 | X | LFG | Renewable | 1.6 | 0 | 1 | 0
Operable | 58502 | Uwharrie Mountain Renewable Energy, LLC |  | 58526 | Uwharrie Mountain Renewable | NC | Vertical | Montgomery | 5 | Landfill Gas | IC |  | S | X | X | n/a | n/a | 1.6 | 0.8 | 1.6 | 1.6 | 1.1 | N |  |  | OP | X | 7 | 2014 | 2014 |  |  | N | IPP Non-CHP | IPP | IPP | 2 | X | LFG | Renewable | 1.6 | 0 | 1 | 0
Operable | 58502 | Uwharrie Mountain Renewable Energy, LLC |  | 58526 | Uwharrie Mountain Renewable | NC | Vertical | Montgomery | 6 | Landfill Gas | IC |  | S | X | X | n/a | n/a | 1.6 | 0.8 | 1.6 | 1.6 | 1.1 | N |  |  | OP | X | 7 | 2014 | 2014 |  |  | N | IPP Non-CHP | IPP | IPP | 2 | X | LFG | Renewable | 1.6 | 0 | 1 | 0
Operable | 64382 | UXI CSG Venture 1 8301 LLC |  | 64880 | Venture 1 - 1A CSG | CO | Vertical | Adams | 75020 | Solar Photovoltaic | PV |  | S | X | X |  |  | 1.5 | 0.81 | 1.5 | 1.5 | 1.5 | N |  |  | OP | X | 5 | 2021 | 2021 |  |  | N | IPP Non-CHP | IPP | IPP | 2 | X | SUN | Renewable | 1.5 | 0 | 1 | 0
Operable | 64550 | UXI CSG Venture 2 8302 LLC |  | 65235 | Venture 2 - 1B | CO | Vertical | Adams | 75024 | Solar Photovoltaic | PV |  | S | X | X |  |  | 1.5 |  | 1.5 | 1.5 |  | N |  |  | OP | X | 9 | 2021 | 2021 |  |  | N | IPP Non-CHP | IPP | IPP | 2 | X | SUN | Renewable | 1.5 | 0 | 1 | 0
Operable | 64551 | UXI CSG Venture 3 8303 LLC |  | 65236 | Venture 3 - 1C | CO | Vertical | Adams | 75021 | Solar Photovoltaic | PV |  | S | X | X |  |  | 1.5 | 0.81 | 1.5 | 1.5 |  | N |  |  | OP | X | 9 | 2021 | 2021 |  |  | N | IPP Non-CHP | IPP | IPP | 2 | X | SUN | Renewable | 1.5 | 0 | 1 | 0
Operable | 64552 | UXI CSG Venture 4 8304 LLC |  | 65237 | Venture 4 - 1D | CO | Vertical | Adams | 75023 | Solar Photovoltaic | PV |  | S | X | X |  |  | 1.5 | 0.81 | 1.5 | 1.5 | 1.5 | N |  |  | OP | X | 9 | 2021 | 2021 |  |  | N | IPP Non-CHP | IPP | IPP | 2 | X | SUN | Renewable | 1.5 | 0 | 1 | 0
Operable | 59553 | VA Sepulveda Ambulatory Care Center |  | 58249 | VA Sepulveda Ambulatory Care Center | CA | Vertical | Los Angeles | GEN1 | Solar Photovoltaic | PV |  | S | X | X |  |  | 4.4 |  | 3.5 | 3.5 |  | N |  |  | OP | X | 10 | 2014 | 2014 |  |  | N | Commercial Non-CHP | Customer Sited | Other | 4 | X | SUN | Renewable | 4.4 | 0 | 1 | 0
Operable | 63858 | Valcour Operating Services, LLC |  | 56618 | Clinton | NY | Restructured | Clinton | 1 | Onshore Wind Turbine | WT |  | W | X | X | 323605 | 323605 | 100.5 |  | 100.5 | 100.5 | 0 | N |  |  | OP | X | 5 | 2008 | 2008 |  |  | N | IPP Non-CHP | IPP | IPP | 2 | X | WND | Renewable | 100.5 | 0 | 1 | 0
Operable | 63858 | Valcour Operating Services, LLC |  | 56619 | Ellenburg | NY | Restructured | Clinton | 1 | Onshore Wind Turbine | WT |  | W | X | X | 323604 | 323604 | 81 |  | 81 | 81 | 0 | N |  |  | OP | X | 5 | 2008 | 2008 |  |  | N | IPP Non-CHP | IPP | IPP | 2 | X | WND | Renewable | 81 | 0 | 1 | 0
Operable | 63858 | Valcour Operating Services, LLC |  | 56620 | Bliss | NY | Restructured | Wyoming | 1 | Onshore Wind Turbine | WT |  | W | X | X | 323608 | 323608 | 100.5 |  | 100.5 | 100.5 | 0 | N |  |  | OP | X | 5 | 2008 | 2008 |  |  | N | IPP Non-CHP | IPP | IPP | 2 | X | WND | Renewable | 100.5 | 0 | 1 | 0
Operable | 63858 | Valcour Operating Services, LLC |  | 56901 | Altona | NY | Restructured | Clinton | 1 | Onshore Wind Turbine | WT |  | W | X | X | 323606 | 323606 | 97.5 |  | 97.5 | 97.5 | 0 | N |  |  | OP | X | 4 | 2009 | 2009 |  |  | N | IPP Non-CHP | IPP | IPP | 2 | X | WND | Renewable | 97.5 | 0 | 1 | 0
Operable | 63858 | Valcour Operating Services, LLC |  | 56902 | Wethersfield | NY | Restructured | Wyoming | 1 | Onshore Wind Turbine | WT |  | W | X | X | 323626 | 323626 | 126 |  | 126 | 126 | 0 | N |  |  | OP | X | 4 | 2009 | 2009 |  |  | N | IPP Non-CHP | IPP | IPP | 2 | X | WND | Renewable | 126 | 0 | 1 | 0
Operable | 63858 | Valcour Operating Services, LLC |  | 56904 | Chateaugay | NY | Restructured | Franklin | 1 | Onshore Wind Turbine | WT |  | W | X | X | 323614 | 323614 | 106.5 |  | 106.5 | 106.5 | 0 | N |  |  | OP | X | 4 | 2009 | 2009 |  |  | N | IPP Non-CHP | IPP | IPP | 2 | X | WND | Renewable | 106.5 | 0 | 1 | 0
Operable | 19726 | Valdosta City of |  | 54839 | Valdosta Water Treatment Plant | GA | Vertical | Lowndes | GEN1 | Petroleum Liquids | IC |  | S | X | X |  |  | 1.7 | 0.8 | 1.7 | 1.7 | 1.7 | N |  |  | SB | N | 1 | 1993 | Pre-2000 |  |  | N | Commercial Non-CHP | Customer Sited | Other | 4 | X | DFO | Non-Renewable | 0 | 1.7 | 0 | 1
Operable | 19726 | Valdosta City of |  | 54839 | Valdosta Water Treatment Plant | GA | Vertical | Lowndes | GEN2 | Petroleum Liquids | IC |  | S | X | X |  |  | 1.7 | 0.8 | 1.7 | 1.7 | 1.7 | N |  |  | SB | N | 11 | 2008 | 2008 |  |  | N | Commercial Non-CHP | Customer Sited | Other | 4 | X | DFO | Non-Renewable | 0 | 1.7 | 0 | 1
Operable | 55972 | Valencia Power LLC |  | 55802 | Valencia Energy Facility | NM | Vertical | Valencia | CTG1 | Natural Gas Fired Combustion Turbine | GT |  | S | X | X |  |  | 159.5 | 0.95 | 144.3 | 150.2 | 80 | N |  |  | OP | X | 5 | 2008 | 2008 |  |  | N | IPP Non-CHP | IPP | IPP | 2 | X | NG | Non-Renewable | 0 | 159.5 | 0 | 1
Operable | 59506 | Valentine Wind, LLC |  | 59736 | Valentine Wind, LLC | NE | Vertical | Cherry | 7772 | Onshore Wind Turbine | WT |  | S | X | X |  |  | 1.9 |  | 1.9 | 1.9 | 0.1 | N |  |  | OP | X | 9 | 2014 | 2014 |  |  | N | IPP Non-CHP | IPP | IPP | 2 | X | WND | Renewable | 1.9 | 0 | 1 | 0
Operable | 19685 | Valero Refining Co |  | 50121 | Valero Refinery Corpus Christi West | TX | Restructured | Nueces | PRU | All Other | ST | TG | S | X | X |  |  | 12 | 1 | 12 | 12 | 0 | N |  |  | OP | X | 9 | 1983 | Pre-2000 |  |  | N | Industrial Non-CHP | Customer Sited | Other | 6 | X | WH | Other | 0 | 0 | 0 | 0
Operable | 19685 | Valero Refining Co |  | 50121 | Valero Refinery Corpus Christi West | TX | Restructured | Nueces | TG1 | Petroleum Coke | ST | TG | S | X | X |  |  | 28.6 | 0.8 | 26.6 | 26.9 | 5 | N |  |  | OP | X | 11 | 1983 | Pre-2000 |  |  | N | Industrial Non-CHP | Customer Sited | Other | 6 | X | PC | Non-Renewable | 0 | 28.6 | 0 | 1 | OG | NG
Operable | 19685 | Valero Refining Co |  | 50121 | Valero Refinery Corpus Christi West | TX | Restructured | Nueces | TG2 | Petroleum Coke | ST | TG | S | X | X |  |  | 28.6 | 0.8 | 26.6 | 26.9 | 5 | N |  |  | OP | X | 11 | 1983 | Pre-2000 |  |  | N | Industrial Non-CHP | Customer Sited | Other | 6 | X | PC | Non-Renewable | 0 | 28.6 | 0 | 1 | OG | NG
Operable | 19676 | Valero Refining Co California |  | 55851 | Valero Refinery Cogeneration Unit 1 | CA | Vertical | Solano | GT 1 | Natural Gas Fired Combustion Turbine | GT |  | S | X | X |  |  | 49.9 | 1 | 45.4 | 46.8 | 35 | N |  |  | OP | X | 10 | 2002 | 2002 |  |  | Y | Industrial CHP | Customer Sited | Other | 7 | T | NG | Non-Renewable | 0 | 49.9 | 0 | 1 | OG
Operable | 63067 | Valero Wilmington |  | 63285 | Valero Wilmington Cogeneration Plant | CA | Vertical | Los Angeles | 79G1 | Natural Gas Fired Combustion Turbine | GT |  | S | X | X |  |  | 33.5 | 0.85 | 32.2 | 35.3 | 13 | N |  |  | OP | X | 11 | 2017 | 2017 |  |  | Y | Industrial CHP | Customer Sited | Other | 7 | T | NG | Non-Renewable | 0 | 33.5 | 0 | 1
Operable | 19774 | Valley Falls Associates |  | 50034 | Valley Falls Hydroelectric Facility | NY | Restructured | Rensselaer | GEN1 | Conventional Hydroelectric | HY |  | S | X | X |  |  | 2.5 | 1 | 2.5 | 2.5 | 0.4 | N |  |  | OP | X | 8 | 1985 | Pre-2000 |  |  | N | IPP Non-CHP | IPP | IPP | 2 | X | WAT | Renewable | 2.5 | 0 | 1 | 0
Operable | 49988 | Valley Queen Cheese Factory, Inc. |  | 56274 | Valley Queen Cheese | SD | Vertical | Grant | 1 | Petroleum Liquids | IC |  | S | X | X |  |  | 1.5 | 0.8 | 0.5 | 0.5 | 0.1 | N |  |  | SB | Y | 4 | 2002 | 2002 |  |  | N | IPP Non-CHP | IPP | IPP | 2 | X | DFO | Non-Renewable | 0 | 1.5 | 0 | 1
Operable | 49988 | Valley Queen Cheese Factory, Inc. |  | 56274 | Valley Queen Cheese | SD | Vertical | Grant | 2 | Petroleum Liquids | IC |  | S | X | X |  |  | 1.5 | 0.8 | 0.5 | 0.5 | 0.1 | N |  |  | SB | Y | 4 | 2002 | 2002 |  |  | N | IPP Non-CHP | IPP | IPP | 2 | X | DFO | Non-Renewable | 0 | 1.5 | 0 | 1
Operable | 49988 | Valley Queen Cheese Factory, Inc. |  | 56274 | Valley Queen Cheese | SD | Vertical | Grant | 3 | Petroleum Liquids | IC |  | S | X | X |  |  | 1.5 | 0.8 | 0.5 | 0.5 | 0.1 | N |  |  | SB | Y | 5 | 2004 | 2004 |  |  | N | IPP Non-CHP | IPP | IPP | 2 | X | DFO | Non-Renewable | 0 | 1.5 | 0 | 1
Operable | 61980 | Valta Energy |  | 58662 | Mauka FIT One | HI | Vertical | Honolulu | 3501 | Solar Photovoltaic | PV |  | S | X | X |  |  | 3.5 |  | 3.5 | 3.5 |  | N |  |  | OP | X | 10 | 2020 | 2020 |  |  | N | IPP Non-CHP | IPP | IPP | 2 | X | SUN | Renewable | 3.5 | 0 | 1 | 0
Operable | 61980 | Valta Energy |  | 62378 | CFW Solar X LLC - Vaughn | CA | Vertical | Los Angeles | VSCFW | Solar Photovoltaic | PV |  | W | X | X |  |  | 1.6 |  | 1.6 | 1.6 |  | N |  |  | OP | X | 12 | 2018 | 2018 |  |  | N | IPP Non-CHP | IPP | IPP | 2 | X | SUN | Renewable | 1.6 | 0 | 1 | 0
Operable | 61980 | Valta Energy |  | 65794 | 20701 Plummer PV, LLC | CA | Vertical | Los Angeles | VSPRC | Solar Photovoltaic | PV |  | S | X | X |  |  | 1.5 |  | 1.5 | 1.5 |  | N |  |  | OP | X | 7 | 2022 | 2022 |  |  | N | IPP Non-CHP | IPP | IPP | 2 | X | SUN | Renewable | 1.5 | 0 | 1 | 0
Operable | 61980 | Valta Energy |  | 66622 | 9150 Hermosa Solar GM | CA | Vertical | San Bernardino | VSPRC | Solar Photovoltaic | PV |  | S | X | X |  |  | 1.3 |  | 1.3 | 1.3 |  | N |  |  | OP | X | 12 | 2022 | 2022 |  |  | N | IPP Non-CHP | IPP | IPP | 2 | X | SUN | Renewable | 1.3 | 0 | 1 | 0
Operable | 64256 | Van Buren Solar, LLC |  | 64674 | Van Buren | NC | Vertical | Sampson | VAN | Solar Photovoltaic | PV |  | S | X | X |  |  | 2 |  | 2 | 2 |  | N |  |  | OP | X | 3 | 2021 | 2021 |  |  | N | IPP Non-CHP | IPP | IPP | 2 | X | SUN | Renewable | 2 | 0 | 1 | 0
Operable | 65324 | Van Epps Solar, LLC |  | 66207 | Van Epps Solar | NY | Restructured | Montgomery | VEPSO | Solar Photovoltaic | PV |  | S | X | X |  |  | 5 | 1 | 5 | 5 |  | N |  |  | OP | X | 10 | 2021 | 2021 |  |  | N | IPP Non-CHP | IPP | IPP | 2 | X | SUN | Renewable | 5 | 0 | 1 | 0
Operable | 19724 | Vanderbilt University |  | 52048 | Vanderbilt University Power Plant | TN | Vertical | Davidson | GT1B | Natural Gas Fired Combustion Turbine | GT |  | S | X | X |  |  | 6.3 | 0.8 | 5.8 | 6.5 | 1 | N |  |  | OP | X | 7 | 2017 | 2017 |  |  | Y | Commercial CHP | Customer Sited | Other | 5 | T | NG | Non-Renewable | 0 | 6.3 | 0 | 1
Operable | 19724 | Vanderbilt University |  | 52048 | Vanderbilt University Power Plant | TN | Vertical | Davidson | GT2 | Natural Gas Fired Combustion Turbine | GT |  | S | X | X |  |  | 5.2 | 0.93 | 4 | 5 | 1 | N |  |  | OS | X | 7 | 2002 | 2002 |  |  | Y | Commercial CHP | Customer Sited | Other | 5 | T | NG | Non-Renewable | 0 | 5.2 | 0 | 1
Operable | 19724 | Vanderbilt University |  | 52048 | Vanderbilt University Power Plant | TN | Vertical | Davidson | GT3 | Natural Gas Fired Combustion Turbine | GT |  | S | X | X |  |  | 7.2 | 0.8 | 7.8 | 8.7 | 1 | N |  |  | OP | X | 8 | 2015 | 2015 |  |  | Y | Commercial CHP | Customer Sited | Other | 5 | T | NG | Non-Renewable | 0 | 7.2 | 0 | 1
Operable | 39125 | Vandolah Power Co LLC |  | 55415 | Vandolah Power Station | FL | Vertical | Hardee | G101 | Natural Gas Fired Combustion Turbine | GT |  | W | X | X |  |  | 182 | 0.85 | 165.5 | 175.5 | 110 | N |  |  | OP | X | 6 | 2002 | 2002 |  |  | N | IPP Non-CHP | IPP | IPP | 2 | X | NG | Non-Renewable | 0 | 182 | 0 | 1 | DFO
Operable | 39125 | Vandolah Power Co LLC |  | 55415 | Vandolah Power Station | FL | Vertical | Hardee | G201 | Natural Gas Fired Combustion Turbine | GT |  | W | X | X |  |  | 182 | 0.85 | 165.5 | 175.5 | 110 | N |  |  | OP | X | 6 | 2002 | 2002 |  |  | N | IPP Non-CHP | IPP | IPP | 2 | X | NG | Non-Renewable | 0 | 182 | 0 | 1 | DFO
Operable | 39125 | Vandolah Power Co LLC |  | 55415 | Vandolah Power Station | FL | Vertical | Hardee | G301 | Natural Gas Fired Combustion Turbine | GT |  | W | X | X |  |  | 182 | 0.85 | 165.5 | 175.5 | 110 | N |  |  | OP | X | 6 | 2002 | 2002 |  |  | N | IPP Non-CHP | IPP | IPP | 2 | X | NG | Non-Renewable | 0 | 182 | 0 | 1 | DFO
Operable | 39125 | Vandolah Power Co LLC |  | 55415 | Vandolah Power Station | FL | Vertical | Hardee | G401 | Natural Gas Fired Combustion Turbine | GT |  | W | X | X |  |  | 182 | 0.85 | 163.5 | 173.5 | 110 | N |  |  | OP | X | 6 | 2002 | 2002 |  |  | N | IPP Non-CHP | IPP | IPP | 2 | X | NG | Non-Renewable | 0 | 182 | 0 | 1 | DFO
Operable | 60474 | Vanguard Energy Partners, LLC |  | 63200 | Bergenmand Solar Partners, LLC Mahwah | NJ | Restructured | Bergen | SA1 | Solar Photovoltaic | PV |  | W | X | X |  |  | 0.5 | 0.9 | 0.5 | 0.1 |  | N |  |  | OP | X | 8 | 2012 | 2012 | 8 | 2026 | N | IPP Non-CHP | IPP | IPP | 2 | X | SUN | Renewable | 0.5 | 0 | 1 | 0
Operable | 60474 | Vanguard Energy Partners, LLC |  | 63200 | Bergenmand Solar Partners, LLC Mahwah | NJ | Restructured | Bergen | SA2 | Solar Photovoltaic | PV |  | W | X | X |  |  | 0.5 |  | 0.5 | 0.1 |  | N |  |  | OP | X | 8 | 2012 | 2012 |  |  | N | IPP Non-CHP | IPP | IPP | 2 | X | SUN | Renewable | 0.5 | 0 | 1 | 0
Operable | 57024 | Vasco Winds, LLC |  | 57700 | Vasco Winds | CA | Vertical | Contra Costa | 1 | Onshore Wind Turbine | WT |  | S | X | X |  |  | 78.2 |  | 78.2 | 78.2 | 0 | N |  |  | OP | X | 12 | 2011 | 2011 |  |  | N | IPP Non-CHP | IPP | IPP | 2 | X | WND | Renewable | 78.2 | 0 | 1 | 0
Operable | 63274 | Vassar Brothers Medical Center |  | 63550 | Vassar Brothers Medical Center | NY | Restructured | Dutchess | AR-01 | Petroleum Liquids | IC |  | S | X | X |  |  | 0.3 | 0.8 | 0.3 | 0.3 | 0.1 | N |  |  | SB | N | 1 | 1998 | Pre-2000 |  |  | N | Commercial Non-CHP | Customer Sited | Other | 4 | X | DFO | Non-Renewable | 0 | 0.3 | 0 | 1
Operable | 63274 | Vassar Brothers Medical Center |  | 63550 | Vassar Brothers Medical Center | NY | Restructured | Dutchess | CO-14 | Petroleum Liquids | IC |  | S | X | X |  |  | 0.3 | 0.8 | 0.3 | 0.3 | 0.1 | N |  |  | SB | N | 1 | 2000 | 2000 |  |  | N | Commercial Non-CHP | Customer Sited | Other | 4 | X | DFO | Non-Renewable | 0 | 0.3 | 0 | 1
Operable | 63274 | Vassar Brothers Medical Center |  | 63550 | Vassar Brothers Medical Center | NY | Restructured | Dutchess | FP-01 | Petroleum Liquids | IC |  | S | X | X |  |  | 0.1 | 0.8 | 0.1 | 0.1 | 0.1 | N |  |  | SB | N | 1 | 2000 | 2000 |  |  | N | Commercial Non-CHP | Customer Sited | Other | 4 | X | DFO | Non-Renewable | 0 | 0.1 | 0 | 1
Operable | 63274 | Vassar Brothers Medical Center |  | 63550 | Vassar Brothers Medical Center | NY | Restructured | Dutchess | HS-01 | Petroleum Liquids | IC |  | S | X | X |  |  | 0.4 | 0.8 | 0.4 | 0.4 | 0.1 | N |  |  | SB | N | 1 | 2000 | 2000 |  |  | N | Commercial Non-CHP | Customer Sited | Other | 4 | X | DFO | Non-Renewable | 0 | 0.4 | 0 | 1
Operable | 63274 | Vassar Brothers Medical Center |  | 63550 | Vassar Brothers Medical Center | NY | Restructured | Dutchess | MB-01 | Petroleum Liquids | IC |  | S | X | X |  |  | 0.6 | 0.8 | 0.6 | 0.6 | 0.1 | N |  |  | SB | N | 8 | 2012 | 2012 |  |  | N | Commercial Non-CHP | Customer Sited | Other | 4 | X | DFO | Non-Renewable | 0 | 0.6 | 0 | 1
Operable | 63274 | Vassar Brothers Medical Center |  | 63550 | Vassar Brothers Medical Center | NY | Restructured | Dutchess | MM-01 | Petroleum Liquids | IC |  | S | X | X |  |  | 0.4 | 0.8 | 0.4 | 0.4 | 0.1 | N |  |  | SB | N | 1 | 2000 | 2000 |  |  | N | Commercial Non-CHP | Customer Sited | Other | 4 | X | DFO | Non-Renewable | 0 | 0.4 | 0 | 1
Operable | 63274 | Vassar Brothers Medical Center |  | 63550 | Vassar Brothers Medical Center | NY | Restructured | Dutchess | NT-01 | Petroleum Liquids | IC |  | S | X | X |  |  | 3 | 0.8 | 3 | 3 | 0.1 | N |  |  | SB | N | 1 | 2021 | 2021 |  |  | N | Commercial Non-CHP | Customer Sited | Other | 4 | X | DFO | Non-Renewable | 0 | 3 | 0 | 1
Operable | 63274 | Vassar Brothers Medical Center |  | 63550 | Vassar Brothers Medical Center | NY | Restructured | Dutchess | NT-02 | Petroleum Liquids | IC |  | S | X | X |  |  | 2.8 | 0.8 | 2.8 | 2.8 | 0.1 | N |  |  | SB | N | 1 | 2021 | 2021 |  |  | N | Commercial Non-CHP | Customer Sited | Other | 4 | X | DFO | Non-Renewable | 0 | 2.8 | 0 | 1
Operable | 63274 | Vassar Brothers Medical Center |  | 63550 | Vassar Brothers Medical Center | NY | Restructured | Dutchess | PG-01 | Petroleum Liquids | IC |  | S | X | X |  |  | 0.2 | 0.8 | 0.2 | 0.2 | 0.1 | N |  |  | SB | N | 3 | 2012 | 2012 |  |  | N | Commercial Non-CHP | Customer Sited | Other | 4 | X | DFO | Non-Renewable | 0 | 0.2 | 0 | 1
Operable | 63274 | Vassar Brothers Medical Center |  | 63550 | Vassar Brothers Medical Center | NY | Restructured | Dutchess | SO-01 | Petroleum Liquids | IC |  | S | X | X |  |  | 0.8 | 0.8 | 0.8 | 0.8 | 0.1 | N |  |  | SB | N | 1 | 2000 | 2000 |  |  | N | Commercial Non-CHP | Customer Sited | Other | 4 | X | DFO | Non-Renewable | 0 | 0.8 | 0 | 1
Operable | 63274 | Vassar Brothers Medical Center |  | 63550 | Vassar Brothers Medical Center | NY | Restructured | Dutchess | WW-01 | Petroleum Liquids | IC |  | S | X | X |  |  | 0.6 | 0.8 | 0.6 | 0.6 | 0.1 | N |  |  | SB | N | 1 | 1998 | Pre-2000 |  |  | N | Commercial Non-CHP | Customer Sited | Other | 4 | X | DFO | Non-Renewable | 0 | 0.6 | 0 | 1
Operable | 65480 | VC Renewables |  | 66402 | Caribou | ME | Restructured | Aroostook | CRBOU | Solar Photovoltaic | PV |  | S | X | X | n/a | n/a | 4.1 |  | 4.1 | 4.1 |  | N |  |  | OP | X | 8 | 2023 | 2023 |  |  | N | IPP Non-CHP | IPP | IPP | 2 | X | SUN | Renewable | 4.1 | 0 | 1 | 0
Operable | 65480 | VC Renewables |  | 66403 | Loring | ME | Restructured | Aroostook | LRING | Solar Photovoltaic | PV |  | S | X | X | n/a | n/a | 4.1 | 1 | 4.1 | 4.1 |  | N |  |  | OP | X | 5 | 2023 | 2023 |  |  | N | IPP Non-CHP | IPP | IPP | 2 | X | SUN | Renewable | 4.1 | 0 | 1 | 0
Operable | 65480 | VC Renewables |  | 66481 | Union Vale | NY | Restructured | Dutchess | UVALE | Solar Photovoltaic | PV |  | S | X | X | n/a | n/a | 1.7 | 1 | 1.7 | 1.7 |  | N |  |  | OP | X | 8 | 2021 | 2021 |  |  | N | IPP Non-CHP | IPP | IPP | 2 | X | SUN | Renewable | 1.7 | 0 | 1 | 0
Operable | 65480 | VC Renewables |  | 66482 | Ghent (NY) | NY | Restructured | Columbia | GHENT | Solar Photovoltaic | PV |  | S | X | X | N/a | N/a | 3.3 | 1 | 3.3 | 3.3 |  | N |  |  | OP | X | 6 | 2021 | 2021 |  |  | N | IPP Non-CHP | IPP | IPP | 2 | X | SUN | Renewable | 3.3 | 0 | 1 | 0
Operable | 65480 | VC Renewables |  | 66483 | Stanford | NY | Restructured | Dutchess | SNFRD | Solar Photovoltaic | PV |  | S | X | X | n/a | n/a | 5 | 1 | 5 | 5 |  | N |  |  | OP | X | 8 | 2021 | 2021 |  |  | N | IPP Non-CHP | IPP | IPP | 2 | X | SUN | Renewable | 5 | 0 | 1 | 0
Operable | 65480 | VC Renewables |  | 66485 | Gloucester | NJ | Restructured | Camden | GLSTR | Solar Photovoltaic | PV |  | S | X | X | n/a | n/a | 2.4 | 1 | 2.4 | 2.4 |  | N |  |  | OP | X | 12 | 2019 | 2019 |  |  | N | IPP Non-CHP | IPP | IPP | 2 | X | SUN | Renewable | 2.4 | 0 | 1 | 0
Operable | 65480 | VC Renewables |  | 66486 | Ramapo | NJ | Restructured | Bergen | RAMPO | Solar Photovoltaic | PV |  | S | X | X | n/a | n/a | 4.2 |  | 4.2 | 4.2 |  | N |  |  | OP | X | 7 | 2019 | 2019 |  |  | N | IPP Non-CHP | IPP | IPP | 2 | X | SUN | Renewable | 4.2 | 0 | 1 | 0
Operable | 60594 | Vega Community Solar |  | 60944 | Vega Community Solar | MN | Vertical | Pope | NVCS1 | Solar Photovoltaic | PV |  | S | X | X |  |  | 1 |  | 0.9 | 0.9 |  | N |  |  | OP | X | 10 | 2017 | 2017 |  |  | N | IPP Non-CHP | IPP | IPP | 2 | X | SUN | Renewable | 1 | 0 | 1 | 0
Operable | 60594 | Vega Community Solar |  | 60944 | Vega Community Solar | MN | Vertical | Pope | NVCS2 | Solar Photovoltaic | PV |  | S | X | X |  |  | 1 |  | 0.9 | 0.9 |  | N |  |  | OP | X | 10 | 2017 | 2017 |  |  | N | IPP Non-CHP | IPP | IPP | 2 | X | SUN | Renewable | 1 | 0 | 1 | 0
Operable | 60594 | Vega Community Solar |  | 60944 | Vega Community Solar | MN | Vertical | Pope | NVCS3 | Solar Photovoltaic | PV |  | S | X | X |  |  | 1 |  | 0.9 | 0.9 |  | N |  |  | OP | X | 10 | 2017 | 2017 |  |  | N | IPP Non-CHP | IPP | IPP | 2 | X | SUN | Renewable | 1 | 0 | 1 | 0
Operable | 60594 | Vega Community Solar |  | 60944 | Vega Community Solar | MN | Vertical | Pope | NVCS4 | Solar Photovoltaic | PV |  | S | X | X |  |  | 1 |  | 0.9 | 0.9 |  | N |  |  | OP | X | 10 | 2017 | 2017 |  |  | N | IPP Non-CHP | IPP | IPP | 2 | X | SUN | Renewable | 1 | 0 | 1 | 0
Operable | 60594 | Vega Community Solar |  | 60944 | Vega Community Solar | MN | Vertical | Pope | NVCS5 | Solar Photovoltaic | PV |  | S | X | X |  |  | 1 |  | 0.9 | 0.9 |  | N |  |  | OP | X | 10 | 2017 | 2017 |  |  | N | IPP Non-CHP | IPP | IPP | 2 | X | SUN | Renewable | 1 | 0 | 1 | 0
Operable | 59298 | Vega Solar, LLC |  | 59555 | Vega Solar | CA | Vertical | Merced | VEGA1 | Solar Photovoltaic | PV |  | S | X | X |  |  | 20 |  | 20 | 20 |  | N |  |  | OP | X | 3 | 2015 | 2015 |  |  | N | IPP Non-CHP | IPP | IPP | 2 | X | SUN | Renewable | 20 | 0 | 1 | 0
Operable | 59455 | Venable Solar, LLC |  | 58289 | Venable Solar 1 | CA | Vertical | Riverside | VNPV | Solar Photovoltaic | PV |  | S | X | X |  |  | 1.5 |  | 1.5 | 1.1 |  | N |  |  | OP | X | 4 | 2015 | 2015 |  |  | N | IPP Non-CHP | IPP | IPP | 2 | X | SUN | Renewable | 1.5 | 0 | 1 | 0
Operable | 59455 | Venable Solar, LLC |  | 58290 | Venable Solar 2 | CA | Vertical | Riverside | VSPV | Solar Photovoltaic | PV |  | S | X | X |  |  | 1.5 |  | 1.5 | 1.1 |  | N |  |  | OP | X | 4 | 2015 | 2015 |  |  | N | IPP Non-CHP | IPP | IPP | 2 | X | SUN | Renewable | 1.5 | 0 | 1 | 0
Operable | 64939 | Ventura Drive Dartmouth Solar 1, LLC |  | 65670 | Ventura | MA | Restructured | Bristol | VTRBA | Batteries | BA |  | S | X | X |  |  | 1 |  | 1 | 1 |  | N |  |  | OP | X | 6 | 2022 | 2022 |  |  | N | IPP Non-CHP | IPP | IPP | 2 | X | MWH | Other | 0 | 0 | 0 | 0
Operable | 64939 | Ventura Drive Dartmouth Solar 1, LLC |  | 65670 | Ventura | MA | Restructured | Bristol | VTRPV | Solar Photovoltaic | PV |  | S | X | X |  |  | 1 |  | 1 | 1 |  | N |  |  | OP | X | 6 | 2022 | 2022 |  |  | N | IPP Non-CHP | IPP | IPP | 2 | X | SUN | Renewable | 1 | 0 | 1 | 0
Operable | 63550 | Ventura Energy Storage, LLC |  | 63891 | Saticoy | CA | Vertical | Ventura | SATCY | Batteries | BA |  | S | X | X |  |  | 100 |  | 100 | 100 | 0 | N |  |  | OP | X | 4 | 2021 | 2021 |  |  | N | IPP Non-CHP | IPP | IPP | 2 | X | MWH | Other | 0 | 0 | 0 | 0
Operable | 65023 | Ventura Solar LLC |  | 65770 | Ventura Solar | CA | Vertical | Ventura | SOLAR | Solar Photovoltaic | PV |  | S | X | X |  |  | 2.9 |  | 2.9 | 2.9 |  | N |  |  | OP | X | 9 | 2021 | 2021 |  |  | N | IPP Non-CHP | IPP | IPP | 2 | X | SUN | Renewable | 2.9 | 0 | 1 | 0
Operable | 59021 | Venus Wind 3 LLC |  | 59230 | Venus Wind 3 LLC | IA | Vertical | Poweshiek | WT1 | Onshore Wind Turbine | WT |  | S | X | X |  |  | 3 |  | 3 | 3 | 0.1 | N |  |  | OP | X | 3 | 2017 | 2017 |  |  | N | IPP Non-CHP | IPP | IPP | 2 | X | WND | Renewable | 3 | 0 | 1 | 0
Operable | 57341 | Veolia Energy |  | 57966 | Southeast Steam Plant | MN | Vertical | Hennepin | SSP | Natural Gas Steam Turbine | ST |  | S | X | X |  |  | 13 | 0.9 | 2 | 10 | 2 | N |  |  | OP | X | 1 | 1998 | Pre-2000 |  |  | Y | Commercial CHP | Customer Sited | Other | 5 | B | NG | Non-Renewable | 0 | 13 | 0 | 1 | SUB | DFO
Operable | 57341 | Veolia Energy |  | 59197 | Univ Minnesota CHP Plant | MN | Vertical | Hennepin | CTG-1 | Natural Gas Fired Combustion Turbine | GT |  | S | X | X |  |  | 21 | 0.85 | 18 | 22 | 0 | N |  |  | OP | X | 11 | 2017 | 2017 |  |  | Y | IPP CHP | IPP | IPP | 3 | T | NG | Non-Renewable | 0 | 21 | 0 | 1 | DFO
Operable | 58176 | Veolia Energy Kansas City |  | 58205 | Grand Ave Plant | MO | Vertical | Jackson | 1 | Natural Gas Steam Turbine | ST |  | S | X | X |  |  | 5 | 1 | 4.8 | 4.8 | 1 | N |  |  | OP | X | 7 | 1991 | Pre-2000 |  |  | Y | IPP CHP | IPP | IPP | 3 | T | NG | Non-Renewable | 0 | 5 | 0 | 1
Operable | 61854 | Veolia Energy Operating Service |  | 54081 | Spruance Operating Services LLC | VA | Vertical | Richmond City | GEN3 | Natural Gas Steam Turbine | ST |  | W | X | X | 76427823 | 76427823 | 57.4 | 0.85 | 42.5 | 42.5 | 5 | N |  |  | OP | X | 8 | 1992 | Pre-2000 |  |  | Y | IPP CHP | IPP | IPP | 3 | T | NG | Non-Renewable | 0 | 57.4 | 0 | 1
Operable | 61854 | Veolia Energy Operating Service |  | 54081 | Spruance Operating Services LLC | VA | Vertical | Richmond City | GEN4 | Natural Gas Steam Turbine | ST |  | W | X | X | 76427825 | 76427825 | 57.4 | 0.85 | 12.5 | 12.5 | 5 | N |  |  | OP | X | 8 | 1992 | Pre-2000 |  |  | Y | IPP CHP | IPP | IPP | 3 | T | NG | Non-Renewable | 0 | 57.4 | 0 | 1
Operable | 60641 | Veolia NA - Municipal & Commercial Business |  | 10521 | Lederle Laboratories | NY | Restructured | Rockland | 3A | Natural Gas Fired Combined Cycle | CA | CC1 | S | Y | X |  |  | 1.5 | 1 | 1.5 | 1.5 | 0.1 | N |  |  | OP | X | 12 | 1998 | Pre-2000 |  |  | Y | Industrial CHP | Customer Sited | Other | 7 | T | NG | Non-Renewable | 0 | 1.5 | 0 | 1 | DFO
Operable | 60641 | Veolia NA - Municipal & Commercial Business |  | 10521 | Lederle Laboratories | NY | Restructured | Rockland | GEN1 | Natural Gas Fired Combined Cycle | CT | CC1 | S | X | N |  |  | 8.3 | 1 | 8.3 | 8.3 | 4.5 | N |  |  | OP | X | 1 | 1991 | Pre-2000 |  |  | Y | Industrial CHP | Customer Sited | Other | 7 | T | NG | Non-Renewable | 0 | 8.3 | 0 | 1 | DFO
Operable | 60641 | Veolia NA - Municipal & Commercial Business |  | 10521 | Lederle Laboratories | NY | Restructured | Rockland | GEN2 | Natural Gas Fired Combined Cycle | CT | CC1 | S | X | N |  |  | 8.3 | 1 | 8.3 | 8.3 | 4.5 | N |  |  | OP | X | 1 | 1991 | Pre-2000 |  |  | Y | Industrial CHP | Customer Sited | Other | 7 | T | NG | Non-Renewable | 0 | 8.3 | 0 | 1 | DFO
Operable | 60641 | Veolia NA - Municipal & Commercial Business |  | 10521 | Lederle Laboratories | NY | Restructured | Rockland | GEN3 | Natural Gas Fired Combined Cycle | CA | CC1 | S | Y | X |  |  | 2.2 | 1 | 2.2 | 2.2 | 0.1 | N |  |  | OP | X | 7 | 1990 | Pre-2000 |  |  | Y | Industrial CHP | Customer Sited | Other | 7 | T | NG | Non-Renewable | 0 | 2.2 | 0 | 1 | DFO
Operable | 60641 | Veolia NA - Municipal & Commercial Business |  | 10521 | Lederle Laboratories | NY | Restructured | Rockland | TG4 | Natural Gas Fired Combined Cycle | CA | CC1 | S | Y | X |  |  | 3.1 | 1 | 1.4 | 1.4 | 0.1 | N |  |  | OP | X | 7 | 1997 | Pre-2000 |  |  | Y | Industrial CHP | Customer Sited | Other | 7 | T | NG | Non-Renewable | 0 | 3.1 | 0 | 1 | DFO
Operable | 62997 | Veolia North America |  | 63236 | Kings Plaza Total Energy Plant (TEP) | NY | Restructured | Kings | DG2 | Natural Gas Internal Combustion Engine | IC |  | W | X | X |  |  | 3.2 | 1 | 3.2 | 3.2 | 0.1 | N |  |  | OP | X | 9 | 2007 | 2007 |  |  | Y | Commercial CHP | Customer Sited | Other | 5 | T | NG | Non-Renewable | 0 | 3.2 | 0 | 1
Operable | 62997 | Veolia North America |  | 63236 | Kings Plaza Total Energy Plant (TEP) | NY | Restructured | Kings | DG3 | Natural Gas Internal Combustion Engine | IC |  | W | X | X |  |  | 3.2 | 1 | 3.2 | 3.2 | 0.1 | N |  |  | OP | X | 9 | 2007 | 2007 |  |  | Y | Commercial CHP | Customer Sited | Other | 5 | T | NG | Non-Renewable | 0 | 3.2 | 0 | 1
Operable | 62997 | Veolia North America |  | 63236 | Kings Plaza Total Energy Plant (TEP) | NY | Restructured | Kings | DG4 | Natural Gas Internal Combustion Engine | IC |  | W | X | X |  |  | 3.2 | 1 | 3.2 | 3.2 | 0.1 | N |  |  | OP | X | 9 | 2007 | 2007 |  |  | Y | Commercial CHP | Customer Sited | Other | 5 | T | NG | Non-Renewable | 0 | 3.2 | 0 | 1
Operable | 62997 | Veolia North America |  | 63236 | Kings Plaza Total Energy Plant (TEP) | NY | Restructured | Kings | DG5 | Natural Gas Internal Combustion Engine | IC |  | W | X | X |  |  | 3.2 | 1 | 3.2 | 3.2 | 0.1 | N |  |  | OP | X | 9 | 2007 | 2007 |  |  | Y | Commercial CHP | Customer Sited | Other | 5 | T | NG | Non-Renewable | 0 | 3.2 | 0 | 1
Operable | 64808 | Verizon Communications |  | 65571 | Verizon Hidden Ridge Solar Project | TX | Restructured | Dallas | VH600 | Solar Photovoltaic | PV |  | S | X | X |  |  | 1 |  | 0.9 | 0.6 | 1 | N |  |  | OP | X | 9 | 2022 | 2022 |  |  | N | IPP Non-CHP | IPP | IPP | 2 | X | SUN | Renewable | 1 | 0 | 1 | 0
Operable | 64808 | Verizon Communications |  | 65571 | Verizon Hidden Ridge Solar Project | TX | Restructured | Dallas | VH700 | Solar Photovoltaic | PV |  | S | X | X |  |  | 1.1 |  | 1 | 0.7 | 1.1 | N |  |  | OP | X | 9 | 2022 | 2022 |  |  | N | IPP Non-CHP | IPP | IPP | 2 | X | SUN | Renewable | 1.1 | 0 | 1 | 0
Operable | 64808 | Verizon Communications |  | 65571 | Verizon Hidden Ridge Solar Project | TX | Restructured | Dallas | VH750 | Solar Photovoltaic | PV |  | S | X | X |  |  | 0.8 |  | 0.8 | 0.6 | 0.8 | N |  |  | OP | X | 7 | 2022 | 2022 |  |  | N | IPP Non-CHP | IPP | IPP | 2 | X | SUN | Renewable | 0.8 | 0 | 1 | 0
Operable | 63597 | Vermilion Solar 1, LLC |  | 63946 | Vermilion Solar 1, LLC CSG | IL | Restructured | Vermilion | VERM | Solar Photovoltaic | PV |  | S | X | X |  |  | 2 |  | 2 | 2 |  | N |  |  | OP | X | 12 | 2020 | 2020 |  |  | N | IPP Non-CHP | IPP | IPP | 2 | X | SUN | Renewable | 2 | 0 | 1 | 0
Operable | 63239 | Vermillion Power LLC |  | 2869 | West Lorain | OH | Restructured | Lorain | 1A | Petroleum Liquids | GT |  | S | X | X | Beaver 13.2 KV WL-A | Beaver 13.2 KV WL-A | 65.3 | 0.85 | 49.6 | 52.1 | 20 | N |  |  | OP | X | 6 | 1973 | Pre-2000 |  |  | N | IPP Non-CHP | IPP | IPP | 2 | X | DFO | Non-Renewable | 0 | 65.3 | 0 | 1
Operable | 63239 | Vermillion Power LLC |  | 2869 | West Lorain | OH | Restructured | Lorain | 1B | Petroleum Liquids | GT |  | S | X | X | Beaver 13.2 KV WL-B | Beaver 13.2 KV WL-B | 65.3 | 0.85 | 51.3 | 56.1 | 20 | N |  |  | OP | X | 6 | 1973 | Pre-2000 |  |  | N | IPP Non-CHP | IPP | IPP | 2 | X | DFO | Non-Renewable | 0 | 65.3 | 0 | 1
Operable | 63239 | Vermillion Power LLC |  | 2869 | West Lorain | OH | Restructured | Lorain | 2 | Natural Gas Fired Combustion Turbine | GT |  | S | X | X | Beaver 13.2 KV WL20 | Beaver 13.2 KV WL20 | 85 | 0.85 | 79 | 85 | 50 | N |  |  | OP | X | 7 | 2001 | 2001 |  |  | N | IPP Non-CHP | IPP | IPP | 2 | X | NG | Non-Renewable | 0 | 85 | 0 | 1 | DFO
Operable | 63239 | Vermillion Power LLC |  | 2869 | West Lorain | OH | Restructured | Lorain | 3 | Natural Gas Fired Combustion Turbine | GT |  | S | X | X | Beaver 13.2 KV WL30 | Beaver 13.2 KV WL30 | 85 | 0.85 | 80.4 | 85 | 50 | N |  |  | OP | X | 7 | 2001 | 2001 |  |  | N | IPP Non-CHP | IPP | IPP | 2 | X | NG | Non-Renewable | 0 | 85 | 0 | 1 | DFO
Operable | 63239 | Vermillion Power LLC |  | 2869 | West Lorain | OH | Restructured | Lorain | 4 | Natural Gas Fired Combustion Turbine | GT |  | S | X | X | Beaver 13.2 KV WL40 | Beaver 13.2 KV WL40 | 85 | 0.85 | 79.1 | 85 | 50 | N |  |  | OP | X | 7 | 2001 | 2001 |  |  | N | IPP Non-CHP | IPP | IPP | 2 | X | NG | Non-Renewable | 0 | 85 | 0 | 1 | DFO
Operable | 63239 | Vermillion Power LLC |  | 2869 | West Lorain | OH | Restructured | Lorain | 5 | Natural Gas Fired Combustion Turbine | GT |  | S | X | X | Beaver 13.2 KV WL50 | Beaver 13.2 KV WL50 | 85 | 0.85 | 81.5 | 85 | 50 | N |  |  | OP | X | 7 | 2001 | 2001 |  |  | N | IPP Non-CHP | IPP | IPP | 2 | X | NG | Non-Renewable | 0 | 85 | 0 | 1 | DFO
Operable | 63239 | Vermillion Power LLC |  | 2869 | West Lorain | OH | Restructured | Lorain | 6 | Natural Gas Fired Combustion Turbine | GT |  | S | X | X | Beaver 13.2 KV WL60 | Beaver 13.2 KV WL60 | 85 | 0.85 | 79.6 | 85 | 50 | N |  |  | OP | X | 7 | 2001 | 2001 |  |  | N | IPP Non-CHP | IPP | IPP | 2 | X | NG | Non-Renewable | 0 | 85 | 0 | 1 | DFO
Operable | 19780 | Vermont Public Power Supply Authority |  | 63203 | VPPSA Project 10 | VT | Vertical | Franklin | 12510 | Petroleum Liquids | GT |  | S | X | X |  |  | 23.6 | 0.9 | 19 | 23.8 | 14 | N |  |  | OP | X | 5 | 2010 | 2010 |  |  | N | Electric Utility | Utility | Municipal | 1 | X | DFO | Non-Renewable | 0 | 23.6 | 0 | 1
Operable | 19780 | Vermont Public Power Supply Authority |  | 63203 | VPPSA Project 10 | VT | Vertical | Franklin | 12511 | Petroleum Liquids | GT |  | S | X | X |  |  | 23.6 | 0.9 | 19 | 23.5 | 14 | N |  |  | OP | X | 5 | 2010 | 2010 |  |  | N | Electric Utility | Utility | Municipal | 1 | X | DFO | Non-Renewable | 0 | 23.6 | 0 | 1
Operable | 61168 | Veseli Solar I LLC |  | 61570 | Veseli Community Solar Garden | MN | Vertical | Rice | 40921 | Solar Photovoltaic | PV |  | S | X | X |  |  | 1 | 1 | 1 | 1 |  | N |  |  | OP | X | 2 | 2018 | 2018 |  |  | N | IPP Non-CHP | IPP | IPP | 2 | X | SUN | Renewable | 1 | 0 | 1 | 0
Operable | 64303 | VESI 10 LLC |  | 64743 | Tierra Buena Energy Storage | CA | Vertical | Sutter | TB1 | Batteries | BA |  | S | X | X |  |  | 2.5 |  | 2.5 | 2.5 | 0.1 | N |  |  | OP | X | 6 | 2022 | 2022 |  |  | N | IPP Non-CHP | IPP | IPP | 2 | X | MWH | Other | 0 | 0 | 0 | 0
Operable | 64303 | VESI 10 LLC |  | 64743 | Tierra Buena Energy Storage | CA | Vertical | Sutter | TB2 | Batteries | BA |  | S | X | X |  |  | 2.5 |  | 2.5 | 2.5 | 0.1 | N |  |  | OP | X | 6 | 2022 | 2022 |  |  | N | IPP Non-CHP | IPP | IPP | 2 | X | MWH | Other | 0 | 0 | 0 | 0
Operable | 65129 | VESI 21 LLC |  | 65951 | Bowling Green Energy Storage Project | OH | Restructured | Wood | BG1 | Batteries | BA |  | S | X | X |  |  | 12 |  | 12 | 12 |  | N |  |  | OP | X | 5 | 2023 | 2023 |  |  | N | IPP Non-CHP | IPP | IPP | 2 | X | MWH | Other | 0 | 0 | 0 | 0
Operable | 65127 | VESI 24 LLC |  | 65953 | Howell Energy Storage Project | NJ | Restructured | Monmouth | HW1 | Batteries | BA |  | S | X | X |  |  | 7 |  | 7 | 7 |  | N |  |  | OP | X | 3 | 2023 | 2023 |  |  | N | IPP Non-CHP | IPP | IPP | 2 | X | MWH | Other | 0 | 0 | 0 | 0
Operable | 65128 | VESI 25 LLC |  | 65952 | Andover Energy Storage Project | NJ | Restructured | Sussex | AD1 | Batteries | BA |  | S | X | X |  |  | 20 |  | 20 | 20 |  | N |  |  | OP | X | 6 | 2023 | 2023 |  |  | N | IPP Non-CHP | IPP | IPP | 2 | X | MWH | Other | 0 | 0 | 0 | 0
Operable | 54736 | VESI Pomona Energy Storage, Inc. |  | 50300 | VESI Pomona | CA | Vertical | Los Angeles | BESS1 | Batteries | BA |  | S | X | X |  |  | 20 |  | 20 | 20 | 20 | N |  |  | OP | X | 12 | 2016 | 2016 |  |  | N | IPP Non-CHP | IPP | IPP | 2 | X | MWH | Other | 0 | 0 | 0 | 0
Operable | 54736 | VESI Pomona Energy Storage, Inc. |  | 50300 | VESI Pomona | CA | Vertical | Los Angeles | BESS2 | Batteries | BA |  | S | X | X |  |  | 20 |  | 20 | 20 |  | N |  |  | OP | X | 8 | 2023 | 2023 |  |  | N | IPP Non-CHP | IPP | IPP | 2 | X | MWH | Other | 0 | 0 | 0 | 0
Operable | 64339 | VESI Upton County BESS, LLC |  | 64811 | Upton County BESS | TX | Restructured | Upton | UPT1 | Batteries | BA |  | S | X | X |  |  | 24.8 |  | 24.8 | 24.8 |  | N |  |  | OP | X | 6 | 2023 | 2023 |  |  | N | IPP Non-CHP | IPP | IPP | 2 | X | MWH | Other | 0 | 0 | 0 | 0
Operable | 64545 | Vesper Energy Development LLC |  | 65214 | Gaucho Solar | PA | Restructured | Beaver | GCHOS | Solar Photovoltaic | PV |  | S | X | X |  |  | 20 |  | 20 | 20 |  | N |  |  | OP | X | 6 | 2023 | 2023 |  |  | N | IPP Non-CHP | IPP | IPP | 2 | X | SUN | Renewable | 20 | 0 | 1 | 0
Operable | 64545 | Vesper Energy Development LLC |  | 65215 | Nestlewood Solar | OH | Restructured | Clermont | NSTLW | Solar Photovoltaic | PV |  | S | X | X |  |  | 80 |  | 80 | 80 |  | N |  |  | OP | X | 12 | 2023 | 2023 |  |  | N | IPP Non-CHP | IPP | IPP | 2 | X | SUN | Renewable | 80 | 0 | 1 | 0
Operable | 19148 | Vicinity Energy Trenton, L.P. |  | 50094 | Vicinity Energy Trenton, L.P. | NJ | Restructured | Mercer | 7214 | Natural Gas Internal Combustion Engine | IC |  | S | X | X |  |  | 6 | 0.8 | 2 | 5 | 2 | N |  |  | OP | X | 12 | 1983 | Pre-2000 |  |  | Y | Commercial CHP | Customer Sited | Other | 5 | T | NG | Non-Renewable | 0 | 6 | 0 | 1 | DFO
Operable | 56618 | Victor Valley Community College District |  | 57254 | Victor Valley CC CPV Solar | CA | Vertical | San Bernardino | 1PV | Solar Photovoltaic | PV |  | S | X | X |  |  | 1 | 1 | 1 | 1 |  | N |  |  | OP | X | 6 | 2010 | 2010 |  |  | N | Commercial Non-CHP | Customer Sited | Other | 4 | X | SUN | Renewable | 1 | 0 | 1 | 0
Operable | 64719 | Victoria Port Power II |  | 61966 | Victoria Port Power II LLC | TX | Restructured | Victoria | VP2-1 | Natural Gas Fired Combustion Turbine | GT |  | S | X | X |  |  | 50 | 0.85 | 43 | 48 | 32 | N |  |  | OP | X | 1 | 2022 | 2022 |  |  | N | IPP Non-CHP | IPP | IPP | 2 | X | NG | Non-Renewable | 0 | 50 | 0 | 1
Operable | 64719 | Victoria Port Power II |  | 61966 | Victoria Port Power II LLC | TX | Restructured | Victoria | VP2-2 | Natural Gas Fired Combustion Turbine | GT |  | S | X | X |  |  | 50 | 0.85 | 43 | 48 | 32 | N |  |  | OP | X | 1 | 2022 | 2022 |  |  | N | IPP Non-CHP | IPP | IPP | 2 | X | NG | Non-Renewable | 0 | 50 | 0 | 1
Operable | 60638 | Victoria WLE, LP |  | 3443 | Victoria | TX | Restructured | Victoria | 5 | Natural Gas Fired Combined Cycle | CA | CC1 | S | Y | X | VIC_VICTORG5 |  | 180 | 0.85 | 112 | 112 | 55 | N |  |  | OP | X | 3 | 1963 | Pre-2000 |  |  | N | IPP Non-CHP | IPP | IPP | 2 | X | NG | Non-Renewable | 0 | 180 | 0 | 1
Operable | 60638 | Victoria WLE, LP |  | 3443 | Victoria | TX | Restructured | Victoria | 7 | Natural Gas Fired Combined Cycle | CT | CC1 | S | X | N | VIC_VICTORG6 |  | 196.9 | 0.9 | 176 | 176 | 115 | N |  |  | OP | X | 5 | 2009 | 2009 |  |  | N | IPP Non-CHP | IPP | IPP | 2 | X | NG | Non-Renewable | 0 | 196.9 | 0 | 1
Operable | 64335 | Viking Solar, LLC |  | 64787 | Viking Solar CSG | IL | Restructured | Macoupin | VIKNG | Solar Photovoltaic | PV |  | S | X | X |  |  | 2 |  | 2 | 2 |  | N |  |  | OP | X | 6 | 2021 | 2021 |  |  | N | IPP Non-CHP | IPP | IPP | 2 | X | SUN | Renewable | 2 | 0 | 1 | 0
Operable | 2931 | Village of Campbell - (NE) |  | 2225 | Campbell Village | NE | Vertical | Franklin | IC4 | Petroleum Liquids | IC |  | S | X | X |  |  | 1 | 1 | 1 | 1 | 1 | N |  |  | SB | Y | 9 | 1983 | Pre-2000 |  |  | N | Electric Utility | Utility | Municipal | 1 | X | DFO | Non-Renewable | 0 | 1 | 0 | 1
Operable | 3156 | Village of Cashton - (WI) |  | 4107 | Cashton | WI | Vertical | Monroe | 3 | Petroleum Liquids | IC |  | S | X | X |  |  | 0.4 | 0.8 | 0.4 | 0.4 | 0.4 | N |  |  | OP | X | 8 | 1932 | Pre-2000 |  |  | N | Electric Utility | Utility | Municipal | 1 | X | DFO | Non-Renewable | 0 | 0.4 | 0 | 1
Operable | 3156 | Village of Cashton - (WI) |  | 4107 | Cashton | WI | Vertical | Monroe | 5 | Natural Gas Internal Combustion Engine | IC |  | S | X | X |  |  | 1.1 | 0.8 | 1.1 | 1.1 | 1.1 | N |  |  | OP | X | 1 | 1970 | Pre-2000 |  |  | N | Electric Utility | Utility | Municipal | 1 | X | NG | Non-Renewable | 0 | 1.1 | 0 | 1 | DFO
Operable | 3156 | Village of Cashton - (WI) |  | 4107 | Cashton | WI | Vertical | Monroe | 6 | Petroleum Liquids | IC |  | S | X | X |  |  | 2 | 0.8 | 2 | 2 | 1.5 | N |  |  | OP | X | 1 | 2002 | 2002 |  |  | N | Electric Utility | Utility | Municipal | 1 | X | DFO | Non-Renewable | 0 | 2 | 0 | 1
Operable | 6764 | Village of Freeburg - (IL) |  | 943 | Freeburg | IL | Restructured | St Clair | 1 | Petroleum Liquids | IC |  | S | X | X | AMIL.IMEA1 | AMIL.IMEA1 | 0.4 | 0.8 | 0.4 | 0.4 | 0.2 | N |  |  | OS | X | 8 | 1948 | Pre-2000 |  |  | N | Electric Utility | Utility | Municipal | 1 | X | DFO | Non-Renewable | 0 | 0.4 | 0 | 1
Operable | 6764 | Village of Freeburg - (IL) |  | 943 | Freeburg | IL | Restructured | St Clair | 10 | Petroleum Liquids | IC |  | S | X | X | AMIL.IMEA1 | AMIL.IMEA1 | 1.8 | 0.8 | 1.8 | 1.8 | 0.5 | N |  |  | SB | Y | 9 | 2007 | 2007 |  |  | N | Electric Utility | Utility | Municipal | 1 | X | DFO | Non-Renewable | 0 | 1.8 | 0 | 1
Operable | 6764 | Village of Freeburg - (IL) |  | 943 | Freeburg | IL | Restructured | St Clair | 11 | Petroleum Liquids | IC |  | S | X | X | AMIL.IMEA1 | AMIL.IMEA1 | 1.8 | 0.8 | 1.8 | 1.8 | 0.5 | N |  |  | SB | Y | 9 | 2007 | 2007 |  |  | N | Electric Utility | Utility | Municipal | 1 | X | DFO | Non-Renewable | 0 | 1.8 | 0 | 1
Operable | 6764 | Village of Freeburg - (IL) |  | 943 | Freeburg | IL | Restructured | St Clair | 12 | Petroleum Liquids | IC |  | S | X | X | AMIL.IMEA1 | AMIL.IMEA1 | 1.8 | 0.8 | 1.8 | 1.8 | 0.5 | N |  |  | SB | Y | 9 | 2007 | 2007 |  |  | N | Electric Utility | Utility | Municipal | 1 | X | DFO | Non-Renewable | 0 | 1.8 | 0 | 1
Operable | 6764 | Village of Freeburg - (IL) |  | 943 | Freeburg | IL | Restructured | St Clair | 2 | Petroleum Liquids | IC |  | S | X | X | AMIL.IMEA1 | AMIL.IMEA1 | 0.4 | 0.8 | 0.4 | 0.4 | 0.2 | N |  |  | OS | X | 8 | 1948 | Pre-2000 |  |  | N | Electric Utility | Utility | Municipal | 1 | X | DFO | Non-Renewable | 0 | 0.4 | 0 | 1
Operable | 6764 | Village of Freeburg - (IL) |  | 943 | Freeburg | IL | Restructured | St Clair | 3 | Petroleum Liquids | IC |  | S | X | X | AMIL.IMEA1 | AMIL.IMEA1 | 0.6 | 0.8 | 0.6 | 0.6 | 0.3 | N |  |  | OS | X | 8 | 1953 | Pre-2000 |  |  | N | Electric Utility | Utility | Municipal | 1 | X | DFO | Non-Renewable | 0 | 0.6 | 0 | 1
Operable | 6764 | Village of Freeburg - (IL) |  | 943 | Freeburg | IL | Restructured | St Clair | 4 | Petroleum Liquids | IC |  | S | X | X | AMIL.IMEA1 | AMIL.IMEA1 | 1 | 0.8 | 1 | 1 | 0.5 | N |  |  | OS | X | 8 | 1959 | Pre-2000 |  |  | N | Electric Utility | Utility | Municipal | 1 | X | DFO | Non-Renewable | 0 | 1 | 0 | 1
Operable | 6764 | Village of Freeburg - (IL) |  | 943 | Freeburg | IL | Restructured | St Clair | 6 | Petroleum Liquids | IC |  | S | X | X | AMIL.IMEA1 | AMIL.IMEA1 | 1.8 | 0.8 | 1.8 | 1.8 | 0.5 | N |  |  | SB | Y | 8 | 1974 | Pre-2000 |  |  | N | Electric Utility | Utility | Municipal | 1 | X | DFO | Non-Renewable | 0 | 1.8 | 0 | 1
Operable | 6764 | Village of Freeburg - (IL) |  | 943 | Freeburg | IL | Restructured | St Clair | 7 | Petroleum Liquids | IC |  | S | X | X | AMIL.IMEA1 | AMIL.IMEA1 | 2.6 | 0.8 | 2.6 | 2.6 | 1 | N |  |  | OS | X | 7 | 1986 | Pre-2000 |  |  | N | Electric Utility | Utility | Municipal | 1 | X | DFO | Non-Renewable | 0 | 2.6 | 0 | 1
Operable | 6764 | Village of Freeburg - (IL) |  | 943 | Freeburg | IL | Restructured | St Clair | 8 | Petroleum Liquids | IC |  | S | X | X | AMIL.IMEA1 | AMIL.IMEA1 | 1.8 | 0.8 | 1.8 | 1.8 | 0.5 | N |  |  | SB | Y | 1 | 1996 | Pre-2000 |  |  | N | Electric Utility | Utility | Municipal | 1 | X | DFO | Non-Renewable | 0 | 1.8 | 0 | 1
Operable | 6764 | Village of Freeburg - (IL) |  | 943 | Freeburg | IL | Restructured | St Clair | 9 | Petroleum Liquids | IC |  | S | X | X | AMIL.IMEA1 | AMIL.IMEA1 | 1.8 | 0.8 | 1.8 | 1.8 | 0.5 | N |  |  | SB | Y | 1 | 1996 | Pre-2000 |  |  | N | Electric Utility | Utility | Municipal | 1 | X | DFO | Non-Renewable | 0 | 1.8 | 0 | 1
Operable | 6775 | Village of Freeport - (NY) |  | 2678 | Plant No 1 Freeport | NY | Restructured | Nassau | 2 | Petroleum Liquids | IC |  | S | X | X | 1660 | 1660 | 2.9 | 0.8 | 2.2 | 2.2 | 2.2 | N |  |  | OP | X | 1 | 1949 | Pre-2000 |  |  | N | Electric Utility | Utility | Municipal | 1 | X | DFO | Non-Renewable | 0 | 2.9 | 0 | 1
Operable | 6775 | Village of Freeport - (NY) |  | 2678 | Plant No 1 Freeport | NY | Restructured | Nassau | 3 | Petroleum Liquids | IC |  | S | X | X | 1660 | 1660 | 3.1 | 0.8 | 2 | 2 | 2 | N |  |  | OP | X | 1 | 1954 | Pre-2000 |  |  | N | Electric Utility | Utility | Municipal | 1 | X | DFO | Non-Renewable | 0 | 3.1 | 0 | 1
Operable | 6775 | Village of Freeport - (NY) |  | 2679 | Plant No 2 Freeport | NY | Restructured | Nassau | 3 | Petroleum Liquids | GT |  | S | X | X | 1660 | 1660 | 18.1 | 0.9 | 16.8 | 18 | 5 | N |  |  | OP | X | 5 | 1973 | Pre-2000 |  |  | N | Electric Utility | Utility | Municipal | 1 | X | KER | Non-Renewable | 0 | 18.1 | 0 | 1 | DFO
Operable | 6775 | Village of Freeport - (NY) |  | 2679 | Plant No 2 Freeport | NY | Restructured | Nassau | CT5 | Natural Gas Fired Combustion Turbine | GT |  | S | X | X | 23818 | 23818 | 60.5 | 1 | 49 | 49 | 25 | N |  |  | OP | X | 4 | 2004 | 2004 |  |  | N | Electric Utility | Utility | Municipal | 1 | X | NG | Non-Renewable | 0 | 60.5 | 0 | 1 | KER
Operable | 7100 | Village of Genoa - (OH) |  | 56181 | Genoa Diesel Generating Station | OH | Restructured | Ottawa | 1 | Petroleum Liquids | IC |  | S | X | X |  |  | 2 | 0.8 | 2 | 2 | 2 | N |  |  | OP | X | 12 | 2004 | 2004 |  |  | N | Electric Utility | Utility | Municipal | 1 | X | DFO | Non-Renewable | 0 | 2 | 0 | 1
Operable | 7100 | Village of Genoa - (OH) |  | 56181 | Genoa Diesel Generating Station | OH | Restructured | Ottawa | 2 | Petroleum Liquids | IC |  | S | X | X |  |  | 2 | 0.8 | 2 | 2 | 2 | N |  |  | OP | X | 12 | 2004 | 2004 |  |  | N | Electric Utility | Utility | Municipal | 1 | X | DFO | Non-Renewable | 0 | 2 | 0 | 1
Operable | 7100 | Village of Genoa - (OH) |  | 56181 | Genoa Diesel Generating Station | OH | Restructured | Ottawa | 3 | Petroleum Liquids | IC |  | S | X | X |  |  | 2 | 0.8 | 2 | 2 | 2 | N |  |  | OP | X | 12 | 2004 | 2004 |  |  | N | Electric Utility | Utility | Municipal | 1 | X | DFO | Non-Renewable | 0 | 2 | 0 | 1
Operable | 7630 | Village of Greenport - (NY) |  | 2681 | Greenport | NY | Restructured | Suffolk | 2 | Petroleum Liquids | IC |  | S | X | X |  |  | 1.7 | 0.8 | 1.5 | 1.6 |  | N |  |  | OS | X | 8 | 1997 | Pre-2000 |  |  | N | Electric Utility | Utility | Municipal | 1 | X | DFO | Non-Renewable | 0 | 1.7 | 0 | 1
Operable | 7630 | Village of Greenport - (NY) |  | 2681 | Greenport | NY | Restructured | Suffolk | 4 | Petroleum Liquids | IC |  | S | X | X |  |  | 1.2 | 0.8 | 1.2 | 1.2 | 0.3 | N |  |  | OP | X | 6 | 1957 | Pre-2000 |  |  | N | Electric Utility | Utility | Municipal | 1 | X | DFO | Non-Renewable | 0 | 1.2 | 0 | 1
Operable | 7630 | Village of Greenport - (NY) |  | 2681 | Greenport | NY | Restructured | Suffolk | 5 | Petroleum Liquids | IC |  | S | X | X |  |  | 1.8 | 0.8 | 1.6 | 1.6 | 0.3 | N |  |  | OP | X | 6 | 1965 | Pre-2000 |  |  | N | Electric Utility | Utility | Municipal | 1 | X | DFO | Non-Renewable | 0 | 1.8 | 0 | 1
Operable | 7630 | Village of Greenport - (NY) |  | 2681 | Greenport | NY | Restructured | Suffolk | 6 | Petroleum Liquids | IC |  | S | X | X |  |  | 3.8 | 0.8 | 2.6 | 2.6 | 0.4 | N |  |  | OP | X | 6 | 1971 | Pre-2000 |  |  | N | Electric Utility | Utility | Municipal | 1 | X | DFO | Non-Renewable | 0 | 3.8 | 0 | 1
Operable | 7630 | Village of Greenport - (NY) |  | 2681 | Greenport | NY | Restructured | Suffolk | 7 | Petroleum Liquids | IC |  | S | X | X |  |  | 1.6 | 0.8 | 1.6 | 1.6 |  | N |  |  | OS | X | 8 | 1997 | Pre-2000 |  |  | N | Electric Utility | Utility | Municipal | 1 | X | DFO | Non-Renewable | 0 | 1.6 | 0 | 1
Operable | 12989 | Village of Morrisville - (VT) |  | 678 | W K Sanders | VT | Vertical | Lamoille | 1 | Conventional Hydroelectric | HY |  | S | X | X | 4466 |  | 0.9 | 0.85 | 0.7 | 0.9 | 0.3 | N |  |  | OP | X | 7 | 1983 | Pre-2000 |  |  | N | Electric Utility | Utility | Municipal | 1 | X | WAT | Renewable | 0.9 | 0 | 1 | 0
Operable | 12989 | Village of Morrisville - (VT) |  | 678 | W K Sanders | VT | Vertical | Lamoille | 2 | Conventional Hydroelectric | HY |  | S | X | X | 4466 |  | 0.9 | 0.85 | 0.7 | 0.9 | 0.3 | N |  |  | OP | X | 7 | 1983 | Pre-2000 |  |  | N | Electric Utility | Utility | Municipal | 1 | X | WAT | Renewable | 0.9 | 0 | 1 | 0
Operable | 12989 | Village of Morrisville - (VT) |  | 3764 | Morrisville | VT | Vertical | Lamoille | 1 | Conventional Hydroelectric | HY |  | S | X | X | 4466 |  | 0.6 | 0.8 | 0.5 | 0.6 | 0.1 | N |  |  | OP | X | 8 | 1924 | Pre-2000 |  |  | N | Electric Utility | Utility | Municipal | 1 | X | WAT | Renewable | 0.6 | 0 | 1 | 0
Operable | 12989 | Village of Morrisville - (VT) |  | 3764 | Morrisville | VT | Vertical | Lamoille | 2 | Conventional Hydroelectric | HY |  | S | X | X | 4466 |  | 1.2 | 0.8 | 1 | 1.2 | 0.1 | N |  |  | OP | X | 8 | 1924 | Pre-2000 |  |  | N | Electric Utility | Utility | Municipal | 1 | X | WAT | Renewable | 1.2 | 0 | 1 | 0
Operable | 12989 | Village of Morrisville - (VT) |  | 3765 | Cadys Falls | VT | Vertical | Lamoille | 1 | Conventional Hydroelectric | HY |  | S | X | X | 4466 |  | 0.8 | 0.8 | 0.5 | 0.5 | 0.1 | N |  |  | OP | X | 8 | 1914 | Pre-2000 |  |  | N | Electric Utility | Utility | Municipal | 1 | X | WAT | Renewable | 0.8 | 0 | 1 | 0
Operable | 12989 | Village of Morrisville - (VT) |  | 3765 | Cadys Falls | VT | Vertical | Lamoille | 2 | Conventional Hydroelectric | HY |  | S | X | X | 4466 |  | 0.8 | 0.8 | 0.6 | 0.6 | 0.1 | N |  |  | OP | X | 8 | 1947 | Pre-2000 |  |  | N | Electric Utility | Utility | Municipal | 1 | X | WAT | Renewable | 0.8 | 0 | 1 | 0
Operable | 14277 | Village of Oxford - (NE) |  | 2295 | Oxford (NE) | NE | Vertical | Furnas | 2 | Natural Gas Internal Combustion Engine | IC |  | S | X | X |  |  | 0.6 | 0.8 | 0.5 | 0.6 | 0.3 | N |  |  | OP | X | 8 | 1953 | Pre-2000 |  |  | N | Electric Utility | Utility | Municipal | 1 | X | NG | Non-Renewable | 0 | 0.6 | 0 | 1 | DFO
Operable | 14277 | Village of Oxford - (NE) |  | 2295 | Oxford (NE) | NE | Vertical | Furnas | 3 | Natural Gas Internal Combustion Engine | IC |  | S | X | X |  |  | 0.9 | 0.8 | 0.8 | 0.9 | 0.5 | N |  |  | OP | X | 1 | 1956 | Pre-2000 |  |  | N | Electric Utility | Utility | Municipal | 1 | X | NG | Non-Renewable | 0 | 0.9 | 0 | 1 | DFO
Operable | 14277 | Village of Oxford - (NE) |  | 2295 | Oxford (NE) | NE | Vertical | Furnas | 4 | Natural Gas Internal Combustion Engine | IC |  | S | X | X |  |  | 0.6 | 0.8 | 0.5 | 0.6 | 0.3 | N |  |  | OP | X | 1 | 1956 | Pre-2000 |  |  | N | Electric Utility | Utility | Municipal | 1 | X | NG | Non-Renewable | 0 | 0.6 | 0 | 1 | DFO
Operable | 14277 | Village of Oxford - (NE) |  | 2295 | Oxford (NE) | NE | Vertical | Furnas | 5 | Natural Gas Internal Combustion Engine | IC |  | S | X | X |  |  | 1.3 | 0.8 | 1.2 | 1.3 | 0.3 | N |  |  | OP | X | 10 | 1972 | Pre-2000 |  |  | N | Electric Utility | Utility | Municipal | 1 | X | NG | Non-Renewable | 0 | 1.3 | 0 | 1 | DFO
Operable | 15686 | Village of Rantoul - (IL) |  | 958 | Rantoul | IL | Restructured | Champaign | 10 | Petroleum Liquids | IC |  | S | X | X |  |  | 1.8 | 0.8 | 1.8 | 1.8 | 0.6 | N |  |  | OP | X | 8 | 2000 | 2000 |  |  | N | Electric Utility | Utility | Municipal | 1 | X | DFO | Non-Renewable | 0 | 1.8 | 0 | 1
Operable | 15686 | Village of Rantoul - (IL) |  | 958 | Rantoul | IL | Restructured | Champaign | 11 | Petroleum Liquids | IC |  | S | X | X |  |  | 1.8 | 0.8 | 1.8 | 1.8 | 0.6 | N |  |  | OP | X | 8 | 2000 | 2000 |  |  | N | Electric Utility | Utility | Municipal | 1 | X | DFO | Non-Renewable | 0 | 1.8 | 0 | 1
Operable | 15686 | Village of Rantoul - (IL) |  | 958 | Rantoul | IL | Restructured | Champaign | 12 | Petroleum Liquids | IC |  | S | X | X |  |  | 1.8 | 0.8 | 1.8 | 1.8 | 0.6 | N |  |  | OP | X | 8 | 2000 | 2000 |  |  | N | Electric Utility | Utility | Municipal | 1 | X | DFO | Non-Renewable | 0 | 1.8 | 0 | 1
Operable | 15686 | Village of Rantoul - (IL) |  | 958 | Rantoul | IL | Restructured | Champaign | 13 | Petroleum Liquids | IC |  | S | X | X |  |  | 1.8 | 0.8 | 1.8 | 1.8 | 0.6 | N |  |  | OP | X | 8 | 2000 | 2000 |  |  | N | Electric Utility | Utility | Municipal | 1 | X | DFO | Non-Renewable | 0 | 1.8 | 0 | 1
Operable | 15686 | Village of Rantoul - (IL) |  | 958 | Rantoul | IL | Restructured | Champaign | 14 | Petroleum Liquids | IC |  | S | X | X |  |  | 1.8 | 0.8 | 1.8 | 1.8 | 0.6 | N |  |  | OP | X | 8 | 2000 | 2000 |  |  | N | Electric Utility | Utility | Municipal | 1 | X | DFO | Non-Renewable | 0 | 1.8 | 0 | 1
Operable | 15686 | Village of Rantoul - (IL) |  | 958 | Rantoul | IL | Restructured | Champaign | 15 | Petroleum Liquids | IC |  | S | X | X |  |  | 1.8 | 0.8 | 1.8 | 1.8 | 0.6 | N |  |  | OP | X | 1 | 2001 | 2001 |  |  | N | Electric Utility | Utility | Municipal | 1 | X | DFO | Non-Renewable | 0 | 1.8 | 0 | 1
Operable | 15686 | Village of Rantoul - (IL) |  | 958 | Rantoul | IL | Restructured | Champaign | 16 | Petroleum Liquids | IC |  | S | X | X |  |  | 1.8 | 0.8 | 1.8 | 1.8 | 0.6 | N |  |  | OP | X | 1 | 2001 | 2001 |  |  | N | Electric Utility | Utility | Municipal | 1 | X | DFO | Non-Renewable | 0 | 1.8 | 0 | 1
Operable | 15686 | Village of Rantoul - (IL) |  | 958 | Rantoul | IL | Restructured | Champaign | 9 | Petroleum Liquids | IC |  | S | X | X |  |  | 1.8 | 0.8 | 1.8 | 1.8 | 0.6 | N |  |  | OP | X | 8 | 2000 | 2000 |  |  | N | Electric Utility | Utility | Municipal | 1 | X | DFO | Non-Renewable | 0 | 1.8 | 0 | 1
Operable | 16217 | Village of Rockville Centre - (NY) |  | 2695 | Charles P Keller | NY | Restructured | Nassau | 10 | Natural Gas Internal Combustion Engine | IC |  | S | X | X |  |  | 3.5 | 0.8 | 3.2 | 3.2 | 1.6 | N |  |  | OP | X | 1 | 1954 | Pre-2000 |  |  | N | Electric Utility | Utility | Municipal | 1 | X | NG | Non-Renewable | 0 | 3.5 | 0 | 1 | DFO
Operable | 16217 | Village of Rockville Centre - (NY) |  | 2695 | Charles P Keller | NY | Restructured | Nassau | 11 | Natural Gas Internal Combustion Engine | IC |  | S | X | X |  |  | 5.2 | 0.8 | 5.2 | 5.2 | 2.6 | N |  |  | OP | X | 1 | 1962 | Pre-2000 |  |  | N | Electric Utility | Utility | Municipal | 1 | X | NG | Non-Renewable | 0 | 5.2 | 0 | 1 | DFO
Operable | 16217 | Village of Rockville Centre - (NY) |  | 2695 | Charles P Keller | NY | Restructured | Nassau | 12 | Natural Gas Internal Combustion Engine | IC |  | S | X | X |  |  | 5.5 | 0.8 | 5.5 | 5.5 | 2.7 | N |  |  | OP | X | 1 | 1967 | Pre-2000 |  |  | N | Electric Utility | Utility | Municipal | 1 | X | NG | Non-Renewable | 0 | 5.5 | 0 | 1 | DFO
Operable | 16217 | Village of Rockville Centre - (NY) |  | 2695 | Charles P Keller | NY | Restructured | Nassau | 13 | Natural Gas Internal Combustion Engine | IC |  | S | X | X |  |  | 5.5 | 0.8 | 5.5 | 5.5 | 2.7 | N |  |  | OP | X | 1 | 1974 | Pre-2000 |  |  | N | Electric Utility | Utility | Municipal | 1 | X | NG | Non-Renewable | 0 | 5.5 | 0 | 1 | DFO
Operable | 16217 | Village of Rockville Centre - (NY) |  | 2695 | Charles P Keller | NY | Restructured | Nassau | 14 | Natural Gas Internal Combustion Engine | IC |  | S | X | X |  |  | 6.2 | 0.85 | 6.2 | 6.2 | 3.1 | N |  |  | OP | X | 9 | 1994 | Pre-2000 |  |  | N | Electric Utility | Utility | Municipal | 1 | X | NG | Non-Renewable | 0 | 6.2 | 0 | 1 | DFO
Operable | 16217 | Village of Rockville Centre - (NY) |  | 2695 | Charles P Keller | NY | Restructured | Nassau | 9 | Natural Gas Internal Combustion Engine | IC |  | S | X | X |  |  | 3.5 | 0.8 | 3.2 | 3.2 | 1.6 | N |  |  | OP | X | 1 | 1954 | Pre-2000 |  |  | N | Electric Utility | Utility | Municipal | 1 | X | NG | Non-Renewable | 0 | 3.5 | 0 | 1 | DFO
Operable | 16873 | Village of Sebewaing - (MI) |  | 1853 | Main Street (MI) | MI | Vertical | Huron | 1 | Petroleum Liquids | IC |  | S | X | X | CONS.MPPA | MISO-CONS.MPPA | 1 | 0.95 | 0.9 | 1 | 0.1 | N |  |  | SB | Y | 3 | 1961 | Pre-2000 |  |  | N | Electric Utility | Utility | Municipal | 1 | X | DFO | Non-Renewable | 0 | 1 | 0 | 1
Operable | 16873 | Village of Sebewaing - (MI) |  | 1853 | Main Street (MI) | MI | Vertical | Huron | 2 | Petroleum Liquids | IC |  | S | X | X | CONS.MPPA | MISO-CONS.MPPA | 0.9 | 0.95 | 0.8 | 0.9 | 0.1 | N |  |  | SB | Y | 6 | 1947 | Pre-2000 |  |  | N | Electric Utility | Utility | Municipal | 1 | X | DFO | Non-Renewable | 0 | 0.9 | 0 | 1
Operable | 16873 | Village of Sebewaing - (MI) |  | 1853 | Main Street (MI) | MI | Vertical | Huron | 3 | Petroleum Liquids | IC |  | S | X | X | CONS.MPPA | MISO-CONS.MPPA | 1.1 | 0.95 | 1.1 | 1.1 | 0.1 | N |  |  | SB | Y | 8 | 1966 | Pre-2000 |  |  | N | Electric Utility | Utility | Municipal | 1 | X | DFO | Non-Renewable | 0 | 1.1 | 0 | 1
Operable | 16873 | Village of Sebewaing - (MI) |  | 1853 | Main Street (MI) | MI | Vertical | Huron | 4 | Petroleum Liquids | IC |  | S | X | X | CONS.MPPA | MISO-CONS.MPPA | 1.3 | 0.95 | 1.2 | 1.3 | 0.1 | N |  |  | SB | Y | 10 | 1966 | Pre-2000 |  |  | N | Electric Utility | Utility | Municipal | 1 | X | DFO | Non-Renewable | 0 | 1.3 | 0 | 1
Operable | 16873 | Village of Sebewaing - (MI) |  | 1853 | Main Street (MI) | MI | Vertical | Huron | 5 | Petroleum Liquids | IC |  | S | X | X | CONS.MPPA | MISO-CONS.MPPA | 1.1 | 0.95 | 1 | 1.1 | 0.1 | N |  |  | SB | Y | 9 | 1979 | Pre-2000 |  |  | N | Electric Utility | Utility | Municipal | 1 | X | DFO | Non-Renewable | 0 | 1.1 | 0 | 1
Operable | 16873 | Village of Sebewaing - (MI) |  | 1853 | Main Street (MI) | MI | Vertical | Huron | 6 | Petroleum Liquids | IC |  | S | X | X | CONS.MPPA | MISO-CONS.MPPA | 0.6 | 0.95 | 0.6 | 0.6 | 0.1 | N |  |  | SB | Y | 4 | 1967 | Pre-2000 |  |  | N | Electric Utility | Utility | Municipal | 1 | X | DFO | Non-Renewable | 0 | 0.6 | 0 | 1
Operable | 16873 | Village of Sebewaing - (MI) |  | 7806 | Pine Street | MI | Vertical | Huron | 7 | Natural Gas Internal Combustion Engine | IC |  | S | X | X | CONS.MPPA | MISO-CONS.MPPA | 4.4 | 0.95 | 4.4 | 4.4 | 2.2 | N |  |  | OP | X | 2 | 2020 | 2020 |  |  | N | Electric Utility | Utility | Municipal | 1 | X | NG | Non-Renewable | 0 | 4.4 | 0 | 1
Operable | 16873 | Village of Sebewaing - (MI) |  | 7806 | Pine Street | MI | Vertical | Huron | 8 | Natural Gas Internal Combustion Engine | IC |  | S | X | X | CONS.MPPA | MISO-CONS.MPPA | 3.3 | 0.95 | 3.3 | 3.3 | 1.6 | N |  |  | OP | X | 3 | 2020 | 2020 |  |  | N | Electric Utility | Utility | Municipal | 1 | X | NG | Non-Renewable | 0 | 3.3 | 0 | 1
Operable | 17727 | Village of Spalding - (NE) |  | 2303 | Spalding | NE | Vertical | Greeley | 1 | Conventional Hydroelectric | HY |  | S | X | X |  |  | 0.1 | 0.8 | 0.1 | 0.1 | 0.1 | N |  |  | OP | X | 7 | 1919 | Pre-2000 |  |  | N | Electric Utility | Utility | Municipal | 1 | X | WAT | Renewable | 0.1 | 0 | 1 | 0
Operable | 17727 | Village of Spalding - (NE) |  | 2303 | Spalding | NE | Vertical | Greeley | 2 | Conventional Hydroelectric | HY |  | S | X | X |  |  | 0.1 | 0.8 | 0.1 | 0.1 | 0.1 | N |  |  | OP | X | 7 | 1956 | Pre-2000 |  |  | N | Electric Utility | Utility | Municipal | 1 | X | WAT | Renewable | 0.1 | 0 | 1 | 0
Operable | 17727 | Village of Spalding - (NE) |  | 2303 | Spalding | NE | Vertical | Greeley | 4 | Petroleum Liquids | IC |  | S | X | X |  |  | 0.2 | 0.8 | 0.2 | 0.2 | 0.1 | N |  |  | SB | N | 8 | 1947 | Pre-2000 |  |  | N | Electric Utility | Utility | Municipal | 1 | X | DFO | Non-Renewable | 0 | 0.2 | 0 | 1
Operable | 17727 | Village of Spalding - (NE) |  | 2303 | Spalding | NE | Vertical | Greeley | 5 | Petroleum Liquids | IC |  | S | X | X |  |  | 0.4 | 0.8 | 0.4 | 0.4 | 0.1 | N |  |  | SB | N | 8 | 1959 | Pre-2000 |  |  | N | Electric Utility | Utility | Municipal | 1 | X | DFO | Non-Renewable | 0 | 0.4 | 0 | 1
Operable | 17727 | Village of Spalding - (NE) |  | 2303 | Spalding | NE | Vertical | Greeley | 6 | Petroleum Liquids | IC |  | S | X | X |  |  | 1.3 | 0.8 | 1.3 | 1.3 | 0.3 | N |  |  | SB | N | 7 | 1975 | Pre-2000 |  |  | N | Electric Utility | Utility | Municipal | 1 | X | DFO | Non-Renewable | 0 | 1.3 | 0 | 1
Operable | 18371 | Village of Swanton - (VT) |  | 6618 | Highgate Falls | VT | Vertical | Franklin | 1 | Conventional Hydroelectric | HY |  | S | X | X |  |  | 1.1 | 0.8 | 1 | 1 | 0.1 | N |  |  | OP | X | 8 | 1930 | Pre-2000 |  |  | N | Electric Utility | Utility | Municipal | 1 | X | WAT | Renewable | 1.1 | 0 | 1 | 0
Operable | 18371 | Village of Swanton - (VT) |  | 6618 | Highgate Falls | VT | Vertical | Franklin | 2 | Conventional Hydroelectric | HY |  | S | X | X |  |  | 1 | 0.8 | 1 | 1 | 0.1 | N |  |  | OP | X | 8 | 1923 | Pre-2000 |  |  | N | Electric Utility | Utility | Municipal | 1 | X | WAT | Renewable | 1 | 0 | 1 | 0
Operable | 18371 | Village of Swanton - (VT) |  | 6618 | Highgate Falls | VT | Vertical | Franklin | 3 | Conventional Hydroelectric | HY |  | S | X | X |  |  | 3.2 | 0.8 | 2.9 | 2.9 | 0.1 | N |  |  | OP | X | 8 | 1954 | Pre-2000 |  |  | N | Electric Utility | Utility | Municipal | 1 | X | WAT | Renewable | 3.2 | 0 | 1 | 0
Operable | 18371 | Village of Swanton - (VT) |  | 6618 | Highgate Falls | VT | Vertical | Franklin | 4 | Conventional Hydroelectric | HY |  | S | X | X |  |  | 5.8 | 1 | 4.8 | 4.8 | 0.1 | N |  |  | OP | X | 5 | 1990 | Pre-2000 |  |  | N | Electric Utility | Utility | Municipal | 1 | X | WAT | Renewable | 5.8 | 0 | 1 | 0
Operable | 18371 | Village of Swanton - (VT) |  | 6618 | Highgate Falls | VT | Vertical | Franklin | 5 | Conventional Hydroelectric | HY |  | S | X | X |  |  | 0.5 | 1 | 0.1 | 0.1 | 0.1 | N |  |  | OP | X | 5 | 2012 | 2012 |  |  | N | Electric Utility | Utility | Municipal | 1 | X | WAT | Renewable | 0.5 | 0 | 1 | 0
Operable | 19867 | Village of Viola - (WI) |  | 4139 | Viola | WI | Vertical | Richland | 3 | Petroleum Liquids | IC |  | S | X | X |  |  | 1 | 1 | 1.8 | 1.8 | 1.7 | N |  |  | OP | X | 1 | 2002 | 2002 |  |  | N | Electric Utility | Utility | Municipal | 1 | X | DFO | Non-Renewable | 0 | 1 | 0 | 1
Operable | 20824 | Village of Winnetka - (IL) |  | 972 | Winnetka | IL | Restructured | Cook | 4 | Natural Gas Steam Turbine | ST |  | S | X | X |  |  | 9.4 | 0.8 | 9.4 | 9.4 | 2.4 | N |  |  | OP | X | 1 | 1953 | Pre-2000 |  |  | N | Electric Utility | Utility | Municipal | 1 | X | NG | Non-Renewable | 0 | 9.4 | 0 | 1 | DFO
Operable | 20824 | Village of Winnetka - (IL) |  | 972 | Winnetka | IL | Restructured | Cook | 6 | Natural Gas Steam Turbine | ST |  | S | X | X |  |  | 6.3 | 0.8 | 6.3 | 6.3 | 2 | N |  |  | OP | X | 1 | 1948 | Pre-2000 |  |  | N | Electric Utility | Utility | Municipal | 1 | X | NG | Non-Renewable | 0 | 6.3 | 0 | 1 | DFO
Operable | 20824 | Village of Winnetka - (IL) |  | 972 | Winnetka | IL | Restructured | Cook | 7 | Natural Gas Steam Turbine | ST |  | S | X | X |  |  | 12.5 | 0.8 | 12.5 | 12.5 | 3.1 | N |  |  | OP | X | 1 | 1960 | Pre-2000 |  |  | N | Electric Utility | Utility | Municipal | 1 | X | NG | Non-Renewable | 0 | 12.5 | 0 | 1 | DFO
Operable | 20824 | Village of Winnetka - (IL) |  | 972 | Winnetka | IL | Restructured | Cook | 8 | Petroleum Liquids | IC |  | S | X | X |  |  | 2.6 | 0.8 | 2.6 | 2.6 | 1.8 | N |  |  | OP | X | 1 | 1979 | Pre-2000 |  |  | N | Electric Utility | Utility | Municipal | 1 | X | DFO | Non-Renewable | 0 | 2.6 | 0 | 1
Operable | 20824 | Village of Winnetka - (IL) |  | 972 | Winnetka | IL | Restructured | Cook | 9 | Petroleum Liquids | IC |  | S | X | X |  |  | 2.6 | 0.8 | 2.6 | 2.6 | 1.8 | N |  |  | OP | X | 1 | 1979 | Pre-2000 |  |  | N | Electric Utility | Utility | Municipal | 1 | X | DFO | Non-Renewable | 0 | 2.6 | 0 | 1
Operable | 64488 | Vineyard Reliability LLC |  | 1597 | Oak Bluffs Diesel Generating Facility | MA | Restructured | Dukes | UN1 | Petroleum Liquids | IC |  | S | X | X | 1030 | 1030 | 2.7 | 0.8 | 2.8 | 2.8 | 2 | N |  |  | OP | X | 1 | 1969 | Pre-2000 |  |  | N | IPP Non-CHP | IPP | IPP | 2 | X | DFO | Non-Renewable | 0 | 2.7 | 0 | 1
Operable | 64488 | Vineyard Reliability LLC |  | 1597 | Oak Bluffs Diesel Generating Facility | MA | Restructured | Dukes | UN2 | Petroleum Liquids | IC |  | S | X | X | 1030 | 1030 | 2.7 | 0.8 | 2.8 | 2.8 | 2 | N |  |  | OP | X | 1 | 1969 | Pre-2000 |  |  | N | IPP Non-CHP | IPP | IPP | 2 | X | DFO | Non-Renewable | 0 | 2.7 | 0 | 1
Operable | 64488 | Vineyard Reliability LLC |  | 1597 | Oak Bluffs Diesel Generating Facility | MA | Restructured | Dukes | UN3 | Petroleum Liquids | IC |  | S | X | X | 1030 | 1030 | 2.7 | 0.8 | 2.8 | 2.8 | 2 | N |  |  | OP | X | 1 | 1972 | Pre-2000 |  |  | N | IPP Non-CHP | IPP | IPP | 2 | X | DFO | Non-Renewable | 0 | 2.7 | 0 | 1
Operable | 64488 | Vineyard Reliability LLC |  | 6049 | West Tisbury Generating Facility | MA | Restructured | Dukes | UN1 | Petroleum Liquids | IC |  | S | X | X | 1031 | 1031 | 2.7 | 0.8 | 2.8 | 2.8 | 2 | N |  |  | OP | X | 1 | 1975 | Pre-2000 |  |  | N | IPP Non-CHP | IPP | IPP | 2 | X | DFO | Non-Renewable | 0 | 2.7 | 0 | 1
Operable | 64488 | Vineyard Reliability LLC |  | 6049 | West Tisbury Generating Facility | MA | Restructured | Dukes | UN2 | Petroleum Liquids | IC |  | S | X | X | 1031 | 1031 | 2.7 | 0.8 | 2.8 | 2.8 | 2 | N |  |  | OP | X | 1 | 1975 | Pre-2000 |  |  | N | IPP Non-CHP | IPP | IPP | 2 | X | DFO | Non-Renewable | 0 | 2.7 | 0 | 1
Operable | 60597 | Violet Solar, LLC |  | 60961 | Violet Solar | NC | Vertical | Cabarrus | PV1 | Solar Photovoltaic | PV |  | S | X | X |  |  | 5 |  | 5 | 5 |  | N |  |  | OP | X | 12 | 2018 | 2018 |  |  | N | IPP Non-CHP | IPP | IPP | 2 | X | SUN | Renewable | 5 | 0 | 1 | 0
Operable | 63479 | Viresco Turtle Lake |  | 58747 | Viresco Turtle Lake | WI | Vertical | Polk | GEN1 | Other Waste Biomass | IC |  | S | X | X | Midwest ISO | Midwest ISO | 1.6 | 0.8 | 1.6 | 1.6 | 0.4 | N |  |  | OA | X | 9 | 2013 | 2013 |  |  | Y | IPP CHP | IPP | IPP | 3 | T | OBG | Renewable | 1.6 | 0 | 1 | 0
Operable | 63479 | Viresco Turtle Lake |  | 58747 | Viresco Turtle Lake | WI | Vertical | Polk | GEN2 | Other Waste Biomass | IC |  | S | X | X | Midwest ISO | Midwest ISO | 1.6 | 0.8 | 1.6 | 1.6 | 0.4 | N |  |  | OP | X | 9 | 2013 | 2013 |  |  | N | IPP CHP | IPP | IPP | 3 | X | OBG | Renewable | 1.6 | 0 | 1 | 0
Operable | 19876 | Virginia Electric & Power Co |  | 2756 | Gaston | NC | Vertical | Halifax | 1 | Conventional Hydroelectric | HY |  | S | X | X |  |  | 44.4 | 0.8 | 55 | 55 | 0 | N |  |  | OP | X | 3 | 1963 | Pre-2000 |  |  | N | Electric Utility | Utility | Investor Owned Utility | 1 | X | WAT | Renewable | 44.4 | 0 | 1 | 0
Operable | 19876 | Virginia Electric & Power Co |  | 2756 | Gaston | NC | Vertical | Halifax | 2 | Conventional Hydroelectric | HY |  | S | X | X |  |  | 44.4 | 0.8 | 55 | 55 | 0 | N |  |  | OP | X | 2 | 1963 | Pre-2000 |  |  | N | Electric Utility | Utility | Investor Owned Utility | 1 | X | WAT | Renewable | 44.4 | 0 | 1 | 0
Operable | 19876 | Virginia Electric & Power Co |  | 2756 | Gaston | NC | Vertical | Halifax | 3 | Conventional Hydroelectric | HY |  | S | X | X |  |  | 44.4 | 0.8 | 55 | 55 | 0 | N |  |  | OP | X | 2 | 1963 | Pre-2000 |  |  | N | Electric Utility | Utility | Investor Owned Utility | 1 | X | WAT | Renewable | 44.4 | 0 | 1 | 0
Operable | 19876 | Virginia Electric & Power Co |  | 2756 | Gaston | NC | Vertical | Halifax | 4 | Conventional Hydroelectric | HY |  | S | X | X |  |  | 44.4 | 0.8 | 55 | 55 | 0 | N |  |  | OP | X | 2 | 1963 | Pre-2000 |  |  | N | Electric Utility | Utility | Investor Owned Utility | 1 | X | WAT | Renewable | 44.4 | 0 | 1 | 0
Operable | 19876 | Virginia Electric & Power Co |  | 2758 | Roanoke Rapids | NC | Vertical | Halifax | 1 | Conventional Hydroelectric | HY |  | S | X | X |  |  | 25 | 0.9 | 24 | 24 | 10 | N |  |  | OP | X | 12 | 1955 | Pre-2000 |  |  | N | Electric Utility | Utility | Investor Owned Utility | 1 | X | WAT | Renewable | 25 | 0 | 1 | 0
Operable | 19876 | Virginia Electric & Power Co |  | 2758 | Roanoke Rapids | NC | Vertical | Halifax | 2 | Conventional Hydroelectric | HY |  | S | X | X |  |  | 25 | 0.9 | 24 | 24 | 10 | N |  |  | OP | X | 10 | 1955 | Pre-2000 |  |  | N | Electric Utility | Utility | Investor Owned Utility | 1 | X | WAT | Renewable | 25 | 0 | 1 | 0
Operable | 19876 | Virginia Electric & Power Co |  | 2758 | Roanoke Rapids | NC | Vertical | Halifax | 3 | Conventional Hydroelectric | HY |  | S | X | X |  |  | 25 | 0.9 | 24 | 24 | 10 | N |  |  | OP | X | 9 | 1955 | Pre-2000 |  |  | N | Electric Utility | Utility | Investor Owned Utility | 1 | X | WAT | Renewable | 25 | 0 | 1 | 0
Operable | 19876 | Virginia Electric & Power Co |  | 2758 | Roanoke Rapids | NC | Vertical | Halifax | 4 | Conventional Hydroelectric | HY |  | S | X | X |  |  | 25 | 0.9 | 23 | 23 | 10 | N |  |  | OP | X | 9 | 1955 | Pre-2000 |  |  | N | Electric Utility | Utility | Investor Owned Utility | 1 | X | WAT | Renewable | 25 | 0 | 1 | 0
Operable | 19876 | Virginia Electric & Power Co |  | 3797 | Chesterfield | VA | Vertical | Chesterfield | CT7 | Natural Gas Fired Combined Cycle | CT | CH7 | S | X | N |  |  | 145 | 0.9 | 135.6 | 173.2 | 68 | N |  |  | OP | X | 6 | 1990 | Pre-2000 |  |  | N | Electric Utility | Utility | Investor Owned Utility | 1 | X | NG | Non-Renewable | 0 | 145 | 0 | 1 | DFO
Operable | 19876 | Virginia Electric & Power Co |  | 3797 | Chesterfield | VA | Vertical | Chesterfield | CT8 | Natural Gas Fired Combined Cycle | CT | CH8 | S | X | N |  |  | 148 | 0.9 | 136.4 | 174.2 | 63 | N |  |  | OP | X | 5 | 1992 | Pre-2000 |  |  | N | Electric Utility | Utility | Investor Owned Utility | 1 | X | NG | Non-Renewable | 0 | 148 | 0 | 1 | DFO
Operable | 19876 | Virginia Electric & Power Co |  | 3797 | Chesterfield | VA | Vertical | Chesterfield | CW7 | Natural Gas Fired Combined Cycle | CA | CH7 | S | N | X |  |  | 74.4 | 0.9 | 51.1 | 58.8 | 32 | N |  |  | OP | X | 6 | 1990 | Pre-2000 |  |  | N | Electric Utility | Utility | Investor Owned Utility | 1 | X | NG | Non-Renewable | 0 | 74.4 | 0 | 1 | DFO
Operable | 19876 | Virginia Electric & Power Co |  | 3797 | Chesterfield | VA | Vertical | Chesterfield | CW8 | Natural Gas Fired Combined Cycle | CA | CH8 | S | N | X |  |  | 79.2 | 0.9 | 58.4 | 60.8 | 37 | N |  |  | OP | X | 5 | 1992 | Pre-2000 |  |  | N | Electric Utility | Utility | Investor Owned Utility | 1 | X | NG | Non-Renewable | 0 | 79.2 | 0 | 1 | DFO
Operable | 19876 | Virginia Electric & Power Co |  | 3799 | Low Moor | VA | Vertical | Alleghany | GT1 | Petroleum Liquids | GT |  | S | X | X |  |  | 20.7 | 0.85 | 12 | 16.3 | 3 | N |  |  | OP | X | 7 | 1971 | Pre-2000 |  |  | N | Electric Utility | Utility | Investor Owned Utility | 1 | X | DFO | Non-Renewable | 0 | 20.7 | 0 | 1
Operable | 19876 | Virginia Electric & Power Co |  | 3799 | Low Moor | VA | Vertical | Alleghany | GT2 | Petroleum Liquids | GT |  | S | X | X |  |  | 20.7 | 0.85 | 12 | 15.9 | 3 | N |  |  | OP | X | 7 | 1971 | Pre-2000 |  |  | N | Electric Utility | Utility | Investor Owned Utility | 1 | X | DFO | Non-Renewable | 0 | 20.7 | 0 | 1
Operable | 19876 | Virginia Electric & Power Co |  | 3799 | Low Moor | VA | Vertical | Alleghany | GT3 | Petroleum Liquids | GT |  | S | X | X |  |  | 20.7 | 0.85 | 12 | 16.5 | 3 | N |  |  | OP | X | 8 | 1971 | Pre-2000 |  |  | N | Electric Utility | Utility | Investor Owned Utility | 1 | X | DFO | Non-Renewable | 0 | 20.7 | 0 | 1
Operable | 19876 | Virginia Electric & Power Co |  | 3799 | Low Moor | VA | Vertical | Alleghany | GT4 | Petroleum Liquids | GT |  | S | X | X |  |  | 20.7 | 0.85 | 12 | 16.3 | 3 | N |  |  | OP | X | 8 | 1971 | Pre-2000 |  |  | N | Electric Utility | Utility | Investor Owned Utility | 1 | X | DFO | Non-Renewable | 0 | 20.7 | 0 | 1
Operable | 19876 | Virginia Electric & Power Co |  | 3800 | Northern Neck | VA | Vertical | Richmond | GT1 | Petroleum Liquids | GT |  | S | X | X |  |  | 20.7 | 0.85 | 12 | 16.8 | 3 | N |  |  | OP | X | 7 | 1971 | Pre-2000 |  |  | N | Electric Utility | Utility | Investor Owned Utility | 1 | X | DFO | Non-Renewable | 0 | 20.7 | 0 | 1
Operable | 19876 | Virginia Electric & Power Co |  | 3800 | Northern Neck | VA | Vertical | Richmond | GT2 | Petroleum Liquids | GT |  | S | X | X |  |  | 20.7 | 0.85 | 12 | 17.1 | 3 | N |  |  | OP | X | 8 | 1971 | Pre-2000 |  |  | N | Electric Utility | Utility | Investor Owned Utility | 1 | X | DFO | Non-Renewable | 0 | 20.7 | 0 | 1
Operable | 19876 | Virginia Electric & Power Co |  | 3800 | Northern Neck | VA | Vertical | Richmond | GT3 | Petroleum Liquids | GT |  | S | X | X |  |  | 20.7 | 0.85 | 12 | 16.3 | 3 | N |  |  | OP | X | 7 | 1971 | Pre-2000 |  |  | N | Electric Utility | Utility | Investor Owned Utility | 1 | X | DFO | Non-Renewable | 0 | 20.7 | 0 | 1
Operable | 19876 | Virginia Electric & Power Co |  | 3800 | Northern Neck | VA | Vertical | Richmond | GT4 | Petroleum Liquids | GT |  | S | X | X |  |  | 20.7 | 0.85 | 11 | 15.2 | 3 | N |  |  | OP | X | 8 | 1971 | Pre-2000 |  |  | N | Electric Utility | Utility | Investor Owned Utility | 1 | X | DFO | Non-Renewable | 0 | 20.7 | 0 | 1
Operable | 19876 | Virginia Electric & Power Co |  | 3803 | Chesapeake | VA | Vertical | Chesapeake | 6 | Petroleum Liquids | GT |  | S | X | X |  |  | 16.3 | 0.85 | 12 | 17.4 | 3 | N |  |  | OP | X | 7 | 1969 | Pre-2000 |  |  | N | Electric Utility | Utility | Investor Owned Utility | 1 | X | DFO | Non-Renewable | 0 | 16.3 | 0 | 1
Operable | 19876 | Virginia Electric & Power Co |  | 3803 | Chesapeake | VA | Vertical | Chesapeake | GT1 | Petroleum Liquids | GT |  | S | X | X |  |  | 18.5 | 0.85 | 14.9 | 20.1 | 3 | N |  |  | OP | X | 12 | 1967 | Pre-2000 |  |  | N | Electric Utility | Utility | Investor Owned Utility | 1 | X | DFO | Non-Renewable | 0 | 18.5 | 0 | 1
Operable | 19876 | Virginia Electric & Power Co |  | 3803 | Chesapeake | VA | Vertical | Chesapeake | GT4 | Petroleum Liquids | GT |  | S | X | X |  |  | 16.3 | 0.85 | 12 | 17 | 3 | N |  |  | OP | X | 5 | 1969 | Pre-2000 |  |  | N | Electric Utility | Utility | Investor Owned Utility | 1 | X | DFO | Non-Renewable | 0 | 16.3 | 0 | 1
Operable | 19876 | Virginia Electric & Power Co |  | 3804 | Possum Point | VA | Vertical | Prince William | 6A | Natural Gas Fired Combined Cycle | CT | G784 | S | X | N |  |  | 174 | 0.85 | 162.9 | 201.7 | 87 | N |  |  | OP | X | 7 | 2003 | 2003 |  |  | N | Electric Utility | Utility | Investor Owned Utility | 1 | X | NG | Non-Renewable | 0 | 174 | 0 | 1 | DFO
Operable | 19876 | Virginia Electric & Power Co |  | 3804 | Possum Point | VA | Vertical | Prince William | 6B | Natural Gas Fired Combined Cycle | CT | G784 | S | X | N |  |  | 174 | 0.85 | 159.8 | 199.8 | 87 | N |  |  | OP | X | 7 | 2003 | 2003 |  |  | N | Electric Utility | Utility | Investor Owned Utility | 1 | X | NG | Non-Renewable | 0 | 174 | 0 | 1 | DFO
Operable | 19876 | Virginia Electric & Power Co |  | 3804 | Possum Point | VA | Vertical | Prince William | 6ST | Natural Gas Fired Combined Cycle | CA | G784 | S | Y | X |  |  | 265 | 0.85 | 250.3 | 266.5 | 116 | N |  |  | OP | X | 7 | 2003 | 2003 |  |  | N | Electric Utility | Utility | Investor Owned Utility | 1 | X | NG | Non-Renewable | 0 | 265 | 0 | 1 | DFO
Operable | 19876 | Virginia Electric & Power Co |  | 3804 | Possum Point | VA | Vertical | Prince William | GT1 | Petroleum Liquids | GT |  | S | X | X |  |  | 16 | 0.85 | 12 | 15.5 | 3 | N |  |  | OP | X | 5 | 1968 | Pre-2000 |  |  | N | Electric Utility | Utility | Investor Owned Utility | 1 | X | DFO | Non-Renewable | 0 | 16 | 0 | 1
Operable | 19876 | Virginia Electric & Power Co |  | 3804 | Possum Point | VA | Vertical | Prince William | GT2 | Petroleum Liquids | GT |  | S | X | X |  |  | 16 | 0.85 | 11.9 | 15.5 | 3 | N |  |  | OP | X | 5 | 1968 | Pre-2000 |  |  | N | Electric Utility | Utility | Investor Owned Utility | 1 | X | DFO | Non-Renewable | 0 | 16 | 0 | 1
Operable | 19876 | Virginia Electric & Power Co |  | 3804 | Possum Point | VA | Vertical | Prince William | GT3 | Petroleum Liquids | GT |  | S | X | X |  |  | 16 | 0.85 | 11.9 | 15.3 | 3 | N |  |  | OP | X | 5 | 1968 | Pre-2000 |  |  | N | Electric Utility | Utility | Investor Owned Utility | 1 | X | DFO | Non-Renewable | 0 | 16 | 0 | 1
Operable | 19876 | Virginia Electric & Power Co |  | 3804 | Possum Point | VA | Vertical | Prince William | GT4 | Petroleum Liquids | GT |  | S | X | X |  |  | 16 | 0.85 | 11.9 | 15.4 | 3 | N |  |  | OP | X | 5 | 1968 | Pre-2000 |  |  | N | Electric Utility | Utility | Investor Owned Utility | 1 | X | DFO | Non-Renewable | 0 | 16 | 0 | 1
Operable | 19876 | Virginia Electric & Power Co |  | 3804 | Possum Point | VA | Vertical | Prince William | GT5 | Petroleum Liquids | GT |  | S | X | X |  |  | 16 | 0.85 | 11.9 | 15.3 | 3 | N |  |  | OP | X | 5 | 1968 | Pre-2000 |  |  | N | Electric Utility | Utility | Investor Owned Utility | 1 | X | DFO | Non-Renewable | 0 | 16 | 0 | 1
Operable | 19876 | Virginia Electric & Power Co |  | 3804 | Possum Point | VA | Vertical | Prince William | GT6 | Petroleum Liquids | GT |  | S | X | X |  |  | 16 | 0.85 | 11.9 | 16 | 3 | N |  |  | OP | X | 5 | 1968 | Pre-2000 |  |  | N | Electric Utility | Utility | Investor Owned Utility | 1 | X | DFO | Non-Renewable | 0 | 16 | 0 | 1
Operable | 19876 | Virginia Electric & Power Co |  | 3806 | Surry | VA | Vertical | Surry | 1 | Nuclear | ST |  | S | X | X |  |  | 847.5 | 0.9 | 838 | 875 | 189 | N |  |  | OP | X | 12 | 1972 | Pre-2000 |  |  | N | Electric Utility | Utility | Investor Owned Utility | 1 | X | NUC | Other | 0 | 0 | 0 | 0
Operable | 19876 | Virginia Electric & Power Co |  | 3806 | Surry | VA | Vertical | Surry | 2 | Nuclear | ST |  | S | X | X |  |  | 847.5 | 0.9 | 838 | 875 | 189 | N |  |  | OP | X | 5 | 1973 | Pre-2000 |  |  | N | Electric Utility | Utility | Investor Owned Utility | 1 | X | NUC | Other | 0 | 0 | 0 | 0
Operable | 19876 | Virginia Electric & Power Co |  | 3954 | Mt Storm | WV | Vertical | Grant | 1 | Conventional Steam Coal | ST |  | S | X | X |  |  | 570.2 | 0.9 | 541.9 | 551.7 | 265 | N |  |  | OP | X | 9 | 1965 | Pre-2000 |  |  | N | Electric Utility | Utility | Investor Owned Utility | 1 | X | BIT | Non-Renewable | 0 | 570.2 | 0 | 1 | DFO
Operable | 19876 | Virginia Electric & Power Co |  | 3954 | Mt Storm | WV | Vertical | Grant | 2 | Conventional Steam Coal | ST |  | S | X | X |  |  | 570.2 | 0.9 | 551.5 | 560.4 | 265 | N |  |  | OP | X | 7 | 1966 | Pre-2000 |  |  | N | Electric Utility | Utility | Investor Owned Utility | 1 | X | BIT | Non-Renewable | 0 | 570.2 | 0 | 1 | DFO
Operable | 19876 | Virginia Electric & Power Co |  | 3954 | Mt Storm | WV | Vertical | Grant | 3 | Conventional Steam Coal | ST |  | S | X | X |  |  | 522 | 0.9 | 520 | 527 | 300 | N |  |  | OP | X | 12 | 1973 | Pre-2000 |  |  | N | Electric Utility | Utility | Investor Owned Utility | 1 | X | BIT | Non-Renewable | 0 | 522 | 0 | 1 | DFO | WO
Operable | 19876 | Virginia Electric & Power Co |  | 3954 | Mt Storm | WV | Vertical | Grant | JF1 | Petroleum Liquids | GT |  | S | X | X |  |  | 18.5 | 0.85 | 11 | 16 | 5 | N |  |  | OP | X | 10 | 1967 | Pre-2000 |  |  | N | Electric Utility | Utility | Investor Owned Utility | 1 | X | JF | Non-Renewable | 0 | 18.5 | 0 | 1
Operable | 19876 | Virginia Electric & Power Co |  | 6167 | Bath County | VA | Vertical | Bath | 1 | Hydroelectric Pumped Storage | PS |  | J | X | X |  |  | 477 | 0.9 | 502 | 502 | 207 | N |  |  | OP | X | 12 | 1985 | Pre-2000 |  |  | N | Electric Utility | Utility | Investor Owned Utility | 1 | X | WAT | Renewable | 477 | 0 | 1 | 0
Operable | 19876 | Virginia Electric & Power Co |  | 6167 | Bath County | VA | Vertical | Bath | 2 | Hydroelectric Pumped Storage | PS |  | J | X | X |  |  | 477 | 0.9 | 502 | 502 | 207 | N |  |  | OP | X | 12 | 1985 | Pre-2000 |  |  | N | Electric Utility | Utility | Investor Owned Utility | 1 | X | WAT | Renewable | 477 | 0 | 1 | 0
Operable | 19876 | Virginia Electric & Power Co |  | 6167 | Bath County | VA | Vertical | Bath | 3 | Hydroelectric Pumped Storage | PS |  | J | X | X |  |  | 477 | 0.9 | 502.3 | 502.3 | 207 | N |  |  | OP | X | 12 | 1985 | Pre-2000 |  |  | N | Electric Utility | Utility | Investor Owned Utility | 1 | X | WAT | Renewable | 477 | 0 | 1 | 0
Operable | 19876 | Virginia Electric & Power Co |  | 6167 | Bath County | VA | Vertical | Bath | 4 | Hydroelectric Pumped Storage | PS |  | J | X | X |  |  | 477 | 0.9 | 502.2 | 502.2 | 207 | N |  |  | OP | X | 12 | 1985 | Pre-2000 |  |  | N | Electric Utility | Utility | Investor Owned Utility | 1 | X | WAT | Renewable | 477 | 0 | 1 | 0
Operable | 19876 | Virginia Electric & Power Co |  | 6167 | Bath County | VA | Vertical | Bath | 5 | Hydroelectric Pumped Storage | PS |  | J | X | X |  |  | 477 | 0.9 | 502.8 | 502.8 | 207 | N |  |  | OP | X | 12 | 1985 | Pre-2000 |  |  | N | Electric Utility | Utility | Investor Owned Utility | 1 | X | WAT | Renewable | 477 | 0 | 1 | 0
Operable | 19876 | Virginia Electric & Power Co |  | 6167 | Bath County | VA | Vertical | Bath | 6 | Hydroelectric Pumped Storage | PS |  | J | X | X |  |  | 477 | 0.9 | 503.8 | 503.8 | 207 | N |  |  | OP | X | 12 | 1985 | Pre-2000 |  |  | N | Electric Utility | Utility | Investor Owned Utility | 1 | X | WAT | Renewable | 477 | 0 | 1 | 0
Operable | 19876 | Virginia Electric & Power Co |  | 6168 | North Anna | VA | Vertical | Louisa | 1 | Nuclear | ST |  | J | X | X |  |  | 979.7 | 0.9 | 948 | 982 | 185 | N |  |  | OP | X | 6 | 1978 | Pre-2000 |  |  | N | Electric Utility | Utility | Investor Owned Utility | 1 | X | NUC | Other | 0 | 0 | 0 | 0
Operable | 19876 | Virginia Electric & Power Co |  | 6168 | North Anna | VA | Vertical | Louisa | 2 | Nuclear | ST |  | J | X | X |  |  | 979.7 | 0.9 | 944 | 976 | 185 | N |  |  | OP | X | 12 | 1980 | Pre-2000 |  |  | N | Electric Utility | Utility | Investor Owned Utility | 1 | X | NUC | Other | 0 | 0 | 0 | 0
Operable | 19876 | Virginia Electric & Power Co |  | 6168 | North Anna | VA | Vertical | Louisa | HC1 | Conventional Hydroelectric | HY |  | S | X | X |  |  | 1 | 0.9 | 1 | 1 | 0 | N |  |  | OP | X | 12 | 1987 | Pre-2000 |  |  | N | Electric Utility | Utility | Investor Owned Utility | 1 | X | WAT | Renewable | 1 | 0 | 1 | 0
Operable | 19876 | Virginia Electric & Power Co |  | 7032 | Gravel Neck | VA | Vertical | Surry | 1 | Petroleum Liquids | GT |  | S | X | X |  |  | 16.3 | 0.85 | 12 | 17.6 | 0 | N |  |  | OP | X | 8 | 1970 | Pre-2000 |  |  | N | Electric Utility | Utility | Investor Owned Utility | 1 | X | DFO | Non-Renewable | 0 | 16.3 | 0 | 1
Operable | 19876 | Virginia Electric & Power Co |  | 7032 | Gravel Neck | VA | Vertical | Surry | 2 | Petroleum Liquids | GT |  | S | X | X |  |  | 23.8 | 0.85 | 16 | 25.8 | 0 | N |  |  | OP | X | 12 | 1970 | Pre-2000 |  |  | N | Electric Utility | Utility | Investor Owned Utility | 1 | X | DFO | Non-Renewable | 0 | 23.8 | 0 | 1
Operable | 19876 | Virginia Electric & Power Co |  | 7032 | Gravel Neck | VA | Vertical | Surry | 3 | Natural Gas Fired Combustion Turbine | GT |  | S | X | X |  |  | 91.9 | 0.9 | 85 | 92 | 40 | N |  |  | OP | X | 10 | 1989 | Pre-2000 |  |  | N | Electric Utility | Utility | Investor Owned Utility | 1 | X | NG | Non-Renewable | 0 | 91.9 | 0 | 1 | DFO
Operable | 19876 | Virginia Electric & Power Co |  | 7032 | Gravel Neck | VA | Vertical | Surry | 4 | Natural Gas Fired Combustion Turbine | GT |  | S | X | X |  |  | 91.9 | 0.9 | 85 | 92 | 40 | N |  |  | OP | X | 7 | 1989 | Pre-2000 |  |  | N | Electric Utility | Utility | Investor Owned Utility | 1 | X | NG | Non-Renewable | 0 | 91.9 | 0 | 1 | DFO
Operable | 19876 | Virginia Electric & Power Co |  | 7032 | Gravel Neck | VA | Vertical | Surry | 5 | Natural Gas Fired Combustion Turbine | GT |  | S | X | X |  |  | 91.9 | 0.9 | 85 | 92 | 40 | N |  |  | OP | X | 7 | 1989 | Pre-2000 |  |  | N | Electric Utility | Utility | Investor Owned Utility | 1 | X | NG | Non-Renewable | 0 | 91.9 | 0 | 1 | DFO
Operable | 19876 | Virginia Electric & Power Co |  | 7032 | Gravel Neck | VA | Vertical | Surry | 6 | Natural Gas Fired Combustion Turbine | GT |  | S | X | X |  |  | 91.9 | 0.9 | 85 | 92 | 40 | N |  |  | OP | X | 11 | 1989 | Pre-2000 |  |  | N | Electric Utility | Utility | Investor Owned Utility | 1 | X | NG | Non-Renewable | 0 | 91.9 | 0 | 1 | DFO
Operable | 19876 | Virginia Electric & Power Co |  | 7212 | Darbytown | VA | Vertical | Henrico | 1 | Natural Gas Fired Combustion Turbine | GT |  | S | X | X |  |  | 92.1 | 0.9 | 85 | 92 | 40 | N |  |  | OP | X | 5 | 1990 | Pre-2000 |  |  | N | Electric Utility | Utility | Investor Owned Utility | 1 | X | NG | Non-Renewable | 0 | 92.1 | 0 | 1 | DFO
Operable | 19876 | Virginia Electric & Power Co |  | 7212 | Darbytown | VA | Vertical | Henrico | 2 | Natural Gas Fired Combustion Turbine | GT |  | S | X | X |  |  | 92.1 | 0.9 | 85 | 92 | 40 | N |  |  | OP | X | 5 | 1990 | Pre-2000 |  |  | N | Electric Utility | Utility | Investor Owned Utility | 1 | X | NG | Non-Renewable | 0 | 92.1 | 0 | 1 | DFO
Operable | 19876 | Virginia Electric & Power Co |  | 7212 | Darbytown | VA | Vertical | Henrico | 3 | Natural Gas Fired Combustion Turbine | GT |  | S | X | X |  |  | 92.1 | 0.9 | 85 | 92 | 40 | N |  |  | OP | X | 4 | 1990 | Pre-2000 |  |  | N | Electric Utility | Utility | Investor Owned Utility | 1 | X | NG | Non-Renewable | 0 | 92.1 | 0 | 1 | DFO
Operable | 19876 | Virginia Electric & Power Co |  | 7212 | Darbytown | VA | Vertical | Henrico | 4 | Natural Gas Fired Combustion Turbine | GT |  | S | X | X |  |  | 92.1 | 0.9 | 85 | 92 | 40 | N |  |  | OP | X | 4 | 1990 | Pre-2000 |  |  | N | Electric Utility | Utility | Investor Owned Utility | 1 | X | NG | Non-Renewable | 0 | 92.1 | 0 | 1 | DFO
Operable | 19876 | Virginia Electric & Power Co |  | 7213 | Clover | VA | Vertical | Halifax | 1 | Conventional Steam Coal | ST |  | J | X | X |  |  | 424 | 0.9 | 440 | 442.9 | 130 | N |  |  | OP | X | 10 | 1995 | Pre-2000 |  |  | N | Electric Utility | Utility | Investor Owned Utility | 1 | X | BIT | Non-Renewable | 0 | 424 | 0 | 1
Operable | 19876 | Virginia Electric & Power Co |  | 7213 | Clover | VA | Vertical | Halifax | 2 | Conventional Steam Coal | ST |  | J | X | X |  |  | 424 | 0.9 | 437.1 | 439 | 130 | N |  |  | OP | X | 3 | 1996 | Pre-2000 |  |  | N | Electric Utility | Utility | Investor Owned Utility | 1 | X | BIT | Non-Renewable | 0 | 424 | 0 | 1
Operable | 19876 | Virginia Electric & Power Co |  | 7838 | Remington | VA | Vertical | Fauquier | 1 | Natural Gas Fired Combustion Turbine | GT |  | S | X | X |  |  | 178.5 | 0.85 | 149.7 | 181.1 | 90 | N |  |  | OP | X | 6 | 2000 | 2000 |  |  | N | Electric Utility | Utility | Investor Owned Utility | 1 | X | NG | Non-Renewable | 0 | 178.5 | 0 | 1 | DFO
Operable | 19876 | Virginia Electric & Power Co |  | 7838 | Remington | VA | Vertical | Fauquier | 2 | Natural Gas Fired Combustion Turbine | GT |  | S | X | X |  |  | 170 | 0.85 | 151 | 179.8 | 90 | N |  |  | OP | X | 6 | 2000 | 2000 |  |  | N | Electric Utility | Utility | Investor Owned Utility | 1 | X | NG | Non-Renewable | 0 | 170 | 0 | 1 | DFO
Operable | 19876 | Virginia Electric & Power Co |  | 7838 | Remington | VA | Vertical | Fauquier | 3 | Natural Gas Fired Combustion Turbine | GT |  | S | X | X |  |  | 178.5 | 0.85 | 152.3 | 190 | 90 | N |  |  | OP | X | 7 | 2000 | 2000 |  |  | N | Electric Utility | Utility | Investor Owned Utility | 1 | X | NG | Non-Renewable | 0 | 178.5 | 0 | 1 | DFO
Operable | 19876 | Virginia Electric & Power Co |  | 7838 | Remington | VA | Vertical | Fauquier | 4 | Natural Gas Fired Combustion Turbine | GT |  | S | X | X |  |  | 178.5 | 0.85 | 151 | 176.3 | 90 | N |  |  | OP | X | 7 | 2000 | 2000 |  |  | N | Electric Utility | Utility | Investor Owned Utility | 1 | X | NG | Non-Renewable | 0 | 178.5 | 0 | 1 | DFO
Operable | 19876 | Virginia Electric & Power Co |  | 7839 | Ladysmith | VA | Vertical | Caroline | 1 | Natural Gas Fired Combustion Turbine | GT |  | S | X | X |  |  | 178.5 | 0.85 | 162 | 180.8 | 90 | Y | 12 | 2023 | OP | X | 5 | 2001 | 2001 |  |  | N | Electric Utility | Utility | Investor Owned Utility | 1 | X | NG | Non-Renewable | 0 | 178.5 | 0 | 1 | DFO
Operable | 19876 | Virginia Electric & Power Co |  | 7839 | Ladysmith | VA | Vertical | Caroline | 2 | Natural Gas Fired Combustion Turbine | GT |  | S | X | X |  |  | 178.5 | 0.85 | 162 | 183.5 | 90 | Y | 12 | 2023 | OP | X | 5 | 2001 | 2001 |  |  | N | Electric Utility | Utility | Investor Owned Utility | 1 | X | NG | Non-Renewable | 0 | 178.5 | 0 | 1 | DFO
Operable | 19876 | Virginia Electric & Power Co |  | 7839 | Ladysmith | VA | Vertical | Caroline | 3 | Natural Gas Fired Combustion Turbine | GT |  | S | X | X |  |  | 178.5 | 0.85 | 160 | 190 | 90 | N |  |  | OP | X | 6 | 2008 | 2008 |  |  | N | Electric Utility | Utility | Investor Owned Utility | 1 | X | NG | Non-Renewable | 0 | 178.5 | 0 | 1 | DFO
Operable | 19876 | Virginia Electric & Power Co |  | 7839 | Ladysmith | VA | Vertical | Caroline | 4 | Natural Gas Fired Combustion Turbine | GT |  | S | X | X |  |  | 178.5 | 0.85 | 165 | 190 | 90 | N |  |  | OP | X | 6 | 2008 | 2008 |  |  | N | Electric Utility | Utility | Investor Owned Utility | 1 | X | NG | Non-Renewable | 0 | 178.5 | 0 | 1 | DFO
Operable | 19876 | Virginia Electric & Power Co |  | 7839 | Ladysmith | VA | Vertical | Caroline | 5 | Natural Gas Fired Combustion Turbine | GT |  | S | X | X |  |  | 178.5 | 0.85 | 160.6 | 188.3 | 90 | N |  |  | OP | X | 4 | 2009 | 2009 |  |  | N | Electric Utility | Utility | Investor Owned Utility | 1 | X | NG | Non-Renewable | 0 | 178.5 | 0 | 1 | DFO
Operable | 19876 | Virginia Electric & Power Co |  | 10771 | Hopewell Power Station | VA | Vertical | Hopewell City | 1 | Wood/Wood Waste Biomass | ST |  | S | X | X |  |  | 71.1 | 0.85 | 51 | 53.7 | 20 | N |  |  | OP | X | 7 | 1992 | Pre-2000 | 1 | 2028 | N | Electric Utility | Utility | Investor Owned Utility | 1 | X | WDS | Renewable | 71.1 | 0 | 1 | 0
Operable | 19876 | Virginia Electric & Power Co |  | 10773 | Altavista Power Station | VA | Vertical | Campbell | 1 | Wood/Wood Waste Biomass | ST |  | S | X | X |  |  | 71.1 | 0.85 | 51 | 53.7 | 20 | N |  |  | OP | X | 2 | 1992 | Pre-2000 | 1 | 2028 | N | Electric Utility | Utility | Investor Owned Utility | 1 | X | WDS | Renewable | 71.1 | 0 | 1 | 0 | NG
Operable | 19876 | Virginia Electric & Power Co |  | 10774 | Southampton Power Station | VA | Vertical | Southampton | 1 | Wood/Wood Waste Biomass | ST |  | S | X | X |  |  | 71.1 | 0.85 | 51 | 53.7 | 20 | N |  |  | OP | X | 3 | 1992 | Pre-2000 | 1 | 2028 | N | Electric Utility | Utility | Investor Owned Utility | 1 | X | WDS | Renewable | 71.1 | 0 | 1 | 0
Operable | 19876 | Virginia Electric & Power Co |  | 50555 | Rosemary Power Station | NC | Vertical | Halifax | GEN1 | Petroleum Liquids | CT | G785 | S | X | N |  |  | 86 | 0.85 | 72.7 | 91.3 | 52 | N |  |  | OP | X | 11 | 1990 | Pre-2000 |  |  | N | Electric Utility | Utility | Investor Owned Utility | 1 | X | DFO | Non-Renewable | 0 | 86 | 0 | 1
Operable | 19876 | Virginia Electric & Power Co |  | 50555 | Rosemary Power Station | NC | Vertical | Halifax | GEN2 | Petroleum Liquids | CT | G785 | S | X | N |  |  | 40 | 0.85 | 31.4 | 40.6 | 24 | N |  |  | OP | X | 11 | 1990 | Pre-2000 |  |  | N | Electric Utility | Utility | Investor Owned Utility | 1 | X | DFO | Non-Renewable | 0 | 40 | 0 | 1
Operable | 19876 | Virginia Electric & Power Co |  | 50555 | Rosemary Power Station | NC | Vertical | Halifax | GEN3 | Petroleum Liquids | CA | G785 | S | N | X |  |  | 54 | 0.85 | 50.5 | 53 | 44 | N |  |  | OP | X | 11 | 1990 | Pre-2000 |  |  | N | Electric Utility | Utility | Investor Owned Utility | 1 | X | DFO | Non-Renewable | 0 | 54 | 0 | 1
Operable | 19876 | Virginia Electric & Power Co |  | 52087 | Elizabeth River Power Station | VA | Vertical | Chesapeake City | GEN1 | Natural Gas Fired Combustion Turbine | GT |  | S | X | X |  |  | 129.6 | 0.9 | 109 | 125 | 78 | N |  |  | SB | Y | 6 | 1992 | Pre-2000 |  |  | N | Electric Utility | Utility | Investor Owned Utility | 1 | X | NG | Non-Renewable | 0 | 129.6 | 0 | 1 | DFO
Operable | 19876 | Virginia Electric & Power Co |  | 52087 | Elizabeth River Power Station | VA | Vertical | Chesapeake City | GEN2 | Natural Gas Fired Combustion Turbine | GT |  | S | X | X |  |  | 129.6 | 0.9 | 107 | 125 | 78 | N |  |  | SB | Y | 6 | 1992 | Pre-2000 |  |  | N | Electric Utility | Utility | Investor Owned Utility | 1 | X | NG | Non-Renewable | 0 | 129.6 | 0 | 1 | DFO
Operable | 19876 | Virginia Electric & Power Co |  | 52087 | Elizabeth River Power Station | VA | Vertical | Chesapeake City | GEN3 | Natural Gas Fired Combustion Turbine | GT |  | S | X | X |  |  | 129.6 | 0.9 | 109 | 125 | 78 | N |  |  | SB | Y | 6 | 1992 | Pre-2000 |  |  | N | Electric Utility | Utility | Investor Owned Utility | 1 | X | NG | Non-Renewable | 0 | 129.6 | 0 | 1 | DFO
Operable | 19876 | Virginia Electric & Power Co |  | 54844 | Gordonsville Energy LP | VA | Vertical | Louisa | GOR1 | Natural Gas Fired Combined Cycle | CT | G782 | S | X | N |  |  | 97.2 | 0.9 | 64.1 | 85.3 | 60 | N |  |  | OP | X | 3 | 1994 | Pre-2000 |  |  | N | Electric Utility | Utility | Investor Owned Utility | 1 | X | NG | Non-Renewable | 0 | 97.2 | 0 | 1 | DFO
Operable | 19876 | Virginia Electric & Power Co |  | 54844 | Gordonsville Energy LP | VA | Vertical | Louisa | GOR2 | Natural Gas Fired Combined Cycle | CT | G783 | S | X | N |  |  | 97.2 | 0.9 | 63.5 | 85.7 | 60 | N |  |  | OP | X | 3 | 1994 | Pre-2000 |  |  | N | Electric Utility | Utility | Investor Owned Utility | 1 | X | NG | Non-Renewable | 0 | 97.2 | 0 | 1 | DFO
Operable | 19876 | Virginia Electric & Power Co |  | 54844 | Gordonsville Energy LP | VA | Vertical | Louisa | GOR3 | Natural Gas Fired Combined Cycle | CA | G782 | S | Y | X |  |  | 53 | 0.9 | 44.9 | 48.8 | 33 | N |  |  | OP | X | 3 | 1994 | Pre-2000 |  |  | N | Electric Utility | Utility | Investor Owned Utility | 1 | X | NG | Non-Renewable | 0 | 53 | 0 | 1 | DFO
Operable | 19876 | Virginia Electric & Power Co |  | 54844 | Gordonsville Energy LP | VA | Vertical | Louisa | GOR4 | Natural Gas Fired Combined Cycle | CA | G783 | S | Y | X |  |  | 53 | 0.9 | 45.5 | 50.4 | 33 | N |  |  | OP | X | 3 | 1994 | Pre-2000 |  |  | N | Electric Utility | Utility | Investor Owned Utility | 1 | X | NG | Non-Renewable | 0 | 53 | 0 | 1 | DFO
Operable | 19876 | Virginia Electric & Power Co |  | 55939 | Warren County | VA | Vertical | Warren | CT01 | Natural Gas Fired Combined Cycle | CT | WC01 | S | X | N |  |  | 297.5 | 0.85 | 265.9 | 302.8 | 173 | Y | 12 | 2023 | OP | X | 12 | 2014 | 2014 |  |  | N | Electric Utility | Utility | Investor Owned Utility | 1 | X | NG | Non-Renewable | 0 | 297.5 | 0 | 1
Operable | 19876 | Virginia Electric & Power Co |  | 55939 | Warren County | VA | Vertical | Warren | CT02 | Natural Gas Fired Combined Cycle | CT | WC01 | S | X | N |  |  | 297.5 | 0.85 | 266.8 | 298.2 | 173 | N |  |  | OP | X | 12 | 2014 | 2014 |  |  | N | Electric Utility | Utility | Investor Owned Utility | 1 | X | NG | Non-Renewable | 0 | 297.5 | 0 | 1
Operable | 19876 | Virginia Electric & Power Co |  | 55939 | Warren County | VA | Vertical | Warren | CT03 | Natural Gas Fired Combined Cycle | CT | WC01 | S | X | N |  |  | 297.5 | 0.85 | 265.6 | 298.2 | 173 | N |  |  | OP | X | 12 | 2014 | 2014 |  |  | N | Electric Utility | Utility | Investor Owned Utility | 1 | X | NG | Non-Renewable | 0 | 297.5 | 0 | 1
Operable | 19876 | Virginia Electric & Power Co |  | 55939 | Warren County | VA | Vertical | Warren | ST01 | Natural Gas Fired Combined Cycle | CA | WC01 | S | Y | X |  |  | 579.7 | 0.85 | 571.7 | 590.2 | 60 | N |  |  | OP | X | 12 | 2014 | 2014 |  |  | N | Electric Utility | Utility | Investor Owned Utility | 1 | X | NG | Non-Renewable | 0 | 579.7 | 0 | 1
Operable | 19876 | Virginia Electric & Power Co |  | 56807 | Bear Garden | VA | Vertical | Buckingham | 1A | Natural Gas Fired Combined Cycle | CT | CC1 | S | X | N |  |  | 145 | 0.85 | 184.9 | 196 | 78 | N |  |  | OP | X | 5 | 2011 | 2011 |  |  | N | Electric Utility | Utility | Investor Owned Utility | 1 | X | NG | Non-Renewable | 0 | 145 | 0 | 1 | DFO
Operable | 19876 | Virginia Electric & Power Co |  | 56807 | Bear Garden | VA | Vertical | Buckingham | 1B | Natural Gas Fired Combined Cycle | CT | CC1 | S | X | N |  |  | 152 | 0.85 | 184 | 195 | 78 | N |  |  | OP | X | 5 | 2011 | 2011 |  |  | N | Electric Utility | Utility | Investor Owned Utility | 1 | X | NG | Non-Renewable | 0 | 152 | 0 | 1 | DFO
Operable | 19876 | Virginia Electric & Power Co |  | 56807 | Bear Garden | VA | Vertical | Buckingham | 1C | Natural Gas Fired Combined Cycle | CA | CC1 | S | Y | X |  |  | 262 | 0.85 | 253 | 251.4 | 134 | N |  |  | OP | X | 5 | 2011 | 2011 |  |  | N | Electric Utility | Utility | Investor Owned Utility | 1 | X | NG | Non-Renewable | 0 | 262 | 0 | 1 | DFO
Operable | 19876 | Virginia Electric & Power Co |  | 56808 | Virginia City Hybrid Energy Center | VA | Vertical | Wise | 1 | Conventional Steam Coal | ST |  | S | X | X |  |  | 668 | 0.9 | 610 | 626 | 295 | N |  |  | OP | X | 7 | 2012 | 2012 |  |  | N | Electric Utility | Utility | Investor Owned Utility | 1 | X | BIT | Non-Renewable | 0 | 668 | 0 | 1 | WDS | DFO
Operable | 19876 | Virginia Electric & Power Co |  | 58260 | Brunswick County Power Station | VA | Vertical | Brunswick | CT01 | Natural Gas Fired Combined Cycle | CT | BC01 | S | X | N |  |  | 297.5 | 0.85 | 265.2 | 297.1 | 138 | N |  |  | OP | X | 4 | 2016 | 2016 |  |  | N | Electric Utility | Utility | Investor Owned Utility | 1 | X | NG | Non-Renewable | 0 | 297.5 | 0 | 1
Operable | 19876 | Virginia Electric & Power Co |  | 58260 | Brunswick County Power Station | VA | Vertical | Brunswick | CT02 | Natural Gas Fired Combined Cycle | CT | BC01 | S | X | N |  |  | 297.5 | 0.85 | 267.9 | 298.2 | 138 | N |  |  | OP | X | 4 | 2016 | 2016 |  |  | N | Electric Utility | Utility | Investor Owned Utility | 1 | X | NG | Non-Renewable | 0 | 297.5 | 0 | 1
Operable | 19876 | Virginia Electric & Power Co |  | 58260 | Brunswick County Power Station | VA | Vertical | Brunswick | CT03 | Natural Gas Fired Combined Cycle | CT | BC01 | S | X | N |  |  | 297.5 | 0.85 | 268.1 | 299.3 | 138 | N |  |  | OP | X | 4 | 2016 | 2016 |  |  | N | Electric Utility | Utility | Investor Owned Utility | 1 | X | NG | Non-Renewable | 0 | 297.5 | 0 | 1
Operable | 19876 | Virginia Electric & Power Co |  | 58260 | Brunswick County Power Station | VA | Vertical | Brunswick | ST01 | Natural Gas Fired Combined Cycle | CA | BC01 | S | Y | X |  |  | 579.7 | 0.85 | 574.8 | 616.9 | 281 | N |  |  | OP | X | 4 | 2016 | 2016 |  |  | N | Electric Utility | Utility | Investor Owned Utility | 1 | X | NG | Non-Renewable | 0 | 579.7 | 0 | 1
Operable | 19876 | Virginia Electric & Power Co |  | 59685 | Remington Solar Facility | VA | Vertical | Fauquier | 1 | Solar Photovoltaic | PV |  | S | X | X |  |  | 20 |  | 20 | 20 |  | N |  |  | OP | X | 10 | 2017 | 2017 |  |  | N | Electric Utility | Utility | Investor Owned Utility | 1 | X | SUN | Renewable | 20 | 0 | 1 | 0
Operable | 19876 | Virginia Electric & Power Co |  | 59693 | Coastal Virginia Offshore Wind (CVOW) Pilot Project | VA | Vertical | Virginia Beach | OSW1 | Offshore Wind Turbine | WS |  | S | X | X |  |  | 12 |  | 12 | 12 | 0 | N |  |  | OP | X | 1 | 2021 | 2021 |  |  | N | Electric Utility | Utility | Investor Owned Utility | 1 | X | WND | Renewable | 12 | 0 | 1 | 0
Operable | 19876 | Virginia Electric & Power Co |  | 59904 | Western Branch High School | VA | Vertical | Chesapeake City | 1 | Solar Photovoltaic | PV |  | S | X | X |  |  | 1 |  | 1 | 1 |  | N |  |  | OP | X | 4 | 2016 | 2016 |  |  | N | Electric Utility | Utility | Investor Owned Utility | 1 | X | SUN | Renewable | 1 | 0 | 1 | 0
Operable | 19876 | Virginia Electric & Power Co |  | 59905 | Merck | VA | Vertical | Rockingham | 1 | Solar Photovoltaic | PV |  | S | X | X |  |  | 2.1 |  | 2.1 | 2.1 |  | N |  |  | OP | X | 6 | 2017 | 2017 |  |  | N | Electric Utility | Utility | Investor Owned Utility | 1 | X | SUN | Renewable | 2.1 | 0 | 1 | 0
Operable | 19876 | Virginia Electric & Power Co |  | 59911 | Philip Morris | VA | Vertical | Chesterfield | 1 | Solar Photovoltaic | PV |  | S | X | X |  |  | 2 |  | 2 | 2 |  | N |  |  | OP | X | 3 | 2016 | 2016 |  |  | N | Electric Utility | Utility | Investor Owned Utility | 1 | X | SUN | Renewable | 2 | 0 | 1 | 0
Operable | 19876 | Virginia Electric & Power Co |  | 59913 | Greensville County Power Station | VA | Vertical | Greensville | CT01 | Natural Gas Fired Combined Cycle | CT | GV01 | S | X | N | Carson Substation | Carson Substation | 369.8 | 0.85 | 326.5 | 345.1 |  | N |  |  | OP | X | 12 | 2018 | 2018 |  |  | N | Electric Utility | Utility | Investor Owned Utility | 1 | X | NG | Non-Renewable | 0 | 369.8 | 0 | 1
Operable | 19876 | Virginia Electric & Power Co |  | 59913 | Greensville County Power Station | VA | Vertical | Greensville | CT02 | Natural Gas Fired Combined Cycle | CT | GV01 | S | X | N | Carson Substation | Carson Substation | 369.8 | 0.85 | 322.9 | 338.9 |  | N |  |  | OP | X | 12 | 2018 | 2018 |  |  | N | Electric Utility | Utility | Investor Owned Utility | 1 | X | NG | Non-Renewable | 0 | 369.8 | 0 | 1
Operable | 19876 | Virginia Electric & Power Co |  | 59913 | Greensville County Power Station | VA | Vertical | Greensville | CT03 | Natural Gas Fired Combined Cycle | CT | GV01 | S | X | N |  |  | 369.8 | 0.85 | 328.7 | 345.9 |  | N |  |  | OP | X | 12 | 2018 | 2018 |  |  | N | Electric Utility | Utility | Investor Owned Utility | 1 | X | NG | Non-Renewable | 0 | 369.8 | 0 | 1
Operable | 19876 | Virginia Electric & Power Co |  | 59913 | Greensville County Power Station | VA | Vertical | Greensville | ST01 | Natural Gas Fired Combined Cycle | CA | GV01 | S | Y | X | Carson Substation | Carson Substation | 663.9 | 0.85 | 609.9 | 651.1 |  | N |  |  | OP | X | 12 | 2018 | 2018 |  |  | N | Electric Utility | Utility | Investor Owned Utility | 1 | X | NG | Non-Renewable | 0 | 663.9 | 0 | 1
Operable | 19876 | Virginia Electric & Power Co |  | 60318 | Woodland Solar Farm | VA | Vertical | Isle of Wight | 1 | Solar Photovoltaic | PV |  | S | X | X |  |  | 19 |  | 19 | 19 |  | N |  |  | OP | X | 12 | 2016 | 2016 |  |  | N | Electric Utility | Utility | Investor Owned Utility | 1 | X | SUN | Renewable | 19 | 0 | 1 | 0
Operable | 19876 | Virginia Electric & Power Co |  | 60319 | Whitehouse Solar Farm | VA | Vertical | Louisa | 1 | Solar Photovoltaic | PV |  | S | X | X |  |  | 20 |  | 20 | 20 |  | N |  |  | OP | X | 12 | 2016 | 2016 |  |  | N | Electric Utility | Utility | Investor Owned Utility | 1 | X | SUN | Renewable | 20 | 0 | 1 | 0
Operable | 19876 | Virginia Electric & Power Co |  | 60584 | Oceana Solar | VA | Vertical | Virginia Beach City | 1 | Solar Photovoltaic | PV |  | S | X | X |  |  | 17.6 |  | 17.6 | 17.6 |  | N |  |  | OP | X | 12 | 2017 | 2017 |  |  | N | Electric Utility | Utility | Investor Owned Utility | 1 | X | SUN | Renewable | 17.6 | 0 | 1 | 0
Operable | 19876 | Virginia Electric & Power Co |  | 61023 | Hollyfield | VA | Vertical | King William | 1 | Solar Photovoltaic | PV |  | S | X | X |  |  | 17 |  | 17 | 17 |  | N |  |  | OP | X | 9 | 2018 | 2018 |  |  | N | Electric Utility | Utility | Investor Owned Utility | 1 | X | SUN | Renewable | 17 | 0 | 1 | 0
Operable | 65438 | Virginia Line Solar, LLC |  | 66358 | Virginia Line Solar, LLC | NC | Vertical | Warren | VAL | Solar Photovoltaic | PV |  | S | X | X |  |  | 35 |  | 35 | 35 |  | N |  |  | OP | X | 12 | 2023 | 2023 |  |  | N | IPP Non-CHP | IPP | IPP | 2 | X | SUN | Renewable | 35 | 0 | 1 | 0
Operable | 55988 | Virginia Polytechnic Inst and State Unv |  | 56785 | Virginia Tech Power Plant | VA | Vertical | Montgomery | WG01 | Natural Gas Steam Turbine | ST |  | S | X | X |  |  | 6.3 | 0.833 | 2.5 | 6.3 | 1 | N |  |  | OA | X | 3 | 1976 | Pre-2000 |  |  | Y | Commercial CHP | Customer Sited | Other | 5 | T | NG | Non-Renewable | 0 | 6.3 | 0 | 1 | DFO | BIT
Operable | 61522 | Viridity Energy Solutions, Inc. |  | 61923 | ACUA | NJ | Restructured | Atlantic | VACUA | Batteries | BA |  | S | X | X |  |  | 1 |  | 1 | 1 | 0.1 | N |  |  | OP | X | 6 | 2018 | 2018 |  |  | N | IPP Non-CHP | IPP | IPP | 2 | X | MWH | Other | 0 | 0 | 0 | 0
Operable | 61522 | Viridity Energy Solutions, Inc. |  | 62801 | Vallecito | CA | Vertical | Santa Barbara | ORN34 | Batteries | BA |  | S | X | X |  |  | 10 |  | 10 | 10 | 0.1 | N |  |  | OP | X | 2 | 2021 | 2021 |  |  | N | IPP Non-CHP | IPP | IPP | 2 | X | MWH | Other | 0 | 0 | 0 | 0
Operable | 61522 | Viridity Energy Solutions, Inc. |  | 62907 | Hinesburg | VT | Vertical | Chittenden | VEC | Batteries | BA |  | S | X | X |  |  | 1.9 |  | 1.9 | 1.9 | 0.1 | N |  |  | OP | X | 9 | 2019 | 2019 |  |  | N | IPP Non-CHP | IPP | IPP | 2 | X | MWH | Other | 0 | 0 | 0 | 0
Operable | 61277 | Vista Energy Storage, LLC |  | 61661 | Vista Energy Storage System | CA | Vertical | San Diego | VISTA | Batteries | BA |  | S | X | X |  |  | 40 |  | 40 | 40 | 0 | N |  |  | OP | X | 6 | 2018 | 2018 |  |  | N | IPP Non-CHP | IPP | IPP | 2 | X | MWH | Other | 0 | 0 | 0 | 0
Operable | 62701 | Vista Solar, Inc. |  | 62806 | Shelter Creek Condominiums Solar | CA | Vertical | San Mateo | SCC01 | Solar Photovoltaic | PV |  | W | X | X |  |  | 1.9 |  | 2.4 | 1.1 |  | N |  |  | OP | X | 2 | 2020 | 2020 |  |  | N | IPP Non-CHP | IPP | IPP | 2 | X | SUN | Renewable | 1.9 | 0 | 1 | 0
Operable | 62701 | Vista Solar, Inc. |  | 63189 | Bio-Rad | CA | Vertical | Contra Costa | BIORD | Solar Photovoltaic | PV |  | W | X | X |  |  | 2.3 |  | 2.4 | 1.1 |  | N |  |  | OP | X | 10 | 2021 | 2021 |  |  | N | IPP Non-CHP | IPP | IPP | 2 | X | SUN | Renewable | 2.3 | 0 | 1 | 0
Operable | 62701 | Vista Solar, Inc. |  | 63191 | Hopkinton Phase 2 | RI | Restructured | Washington | HTP2 | Solar Photovoltaic | PV |  | W | X | X |  |  | 2.5 |  | 2.5 | 1.9 |  | N |  |  | OP | X | 9 | 2020 | 2020 |  |  | N | IPP Non-CHP | IPP | IPP | 2 | X | SUN | Renewable | 2.5 | 0 | 1 | 0
Operable | 65287 | Vitol PA Wind LLC |  | 57991 | Highland North Wind Farm | PA | Restructured | Cambria | 1 | Onshore Wind Turbine | WT |  | S | X | X |  |  | 75 |  | 75 | 75 | 0 | N |  |  | OP | X | 3 | 2012 | 2012 |  |  | N | IPP Non-CHP | IPP | IPP | 2 | X | WND | Renewable | 75 | 0 | 1 | 0
Operable | 65287 | Vitol PA Wind LLC |  | 57998 | Twin Ridges Wind Farm | PA | Restructured | Somerset | 1 | Onshore Wind Turbine | WT |  | S | X | X |  |  | 139.4 |  | 139.4 | 139.4 | 0 | N |  |  | OP | X | 12 | 2012 | 2012 |  |  | N | IPP Non-CHP | IPP | IPP | 2 | X | WND | Renewable | 139.4 | 0 | 1 | 0
Operable | 65287 | Vitol PA Wind LLC |  | 57999 | Patton Wind Farm | PA | Restructured | Cambria | 1 | Onshore Wind Turbine | WT |  | S | X | X |  |  | 30 |  | 30 | 30 | 0 | N |  |  | OP | X | 12 | 2012 | 2012 |  |  | N | IPP Non-CHP | IPP | IPP | 2 | X | WND | Renewable | 30 | 0 | 1 | 0
Operable | 60538 | Vitro Architectural Glass |  | 54364 | Works 4 | TX | Restructured | Wichita | L1G | Petroleum Liquids | IC |  | S | X | X |  |  | 2 | 0.86 | 2 | 2 | 0.1 | N |  |  | SB | Y | 6 | 1975 | Pre-2000 | 3 | 2027 | N | Industrial Non-CHP | Customer Sited | Other | 6 | X | DFO | Non-Renewable | 0 | 2 | 0 | 1
Operable | 60538 | Vitro Architectural Glass |  | 54364 | Works 4 | TX | Restructured | Wichita | L1PG | Petroleum Liquids | IC |  | S | X | X |  |  | 0.9 | 0.86 | 0.9 | 0.9 | 0.1 | N |  |  | SB | Y | 10 | 1980 | Pre-2000 |  |  | N | Industrial Non-CHP | Customer Sited | Other | 6 | X | DFO | Non-Renewable | 0 | 0.9 | 0 | 1
Operable | 60538 | Vitro Architectural Glass |  | 54364 | Works 4 | TX | Restructured | Wichita | L2G | Petroleum Liquids | IC |  | S | X | X |  |  | 2 | 0.86 | 2 | 2 | 0.1 | N |  |  | SB | Y | 6 | 1974 | Pre-2000 | 11 | 2026 | N | Industrial Non-CHP | Customer Sited | Other | 6 | X | DFO | Non-Renewable | 0 | 2 | 0 | 1
Operable | 57425 | Vitro Architectural Glass (PA) |  | 58051 | Vitro Architectural Glass (PA) | PA | Restructured | Cumberland | L121 | Petroleum Liquids | IC |  | S | X | X |  |  | 2 | 0.8 | 2 | 2 | 1 | N |  |  | SB | Y | 11 | 2021 | 2021 |  |  | N | Industrial Non-CHP | Customer Sited | Other | 6 | X | DFO | Non-Renewable | 0 | 2 | 0 | 1
Operable | 57425 | Vitro Architectural Glass (PA) |  | 58051 | Vitro Architectural Glass (PA) | PA | Restructured | Cumberland | L2AE | Petroleum Liquids | IC |  | S | X | X |  |  | 1.5 | 0.8 | 1.5 | 1.5 | 0.7 | N |  |  | SB | Y | 5 | 1996 | Pre-2000 |  |  | N | Industrial Non-CHP | Customer Sited | Other | 6 | X | DFO | Non-Renewable | 0 | 1.5 | 0 | 1
Operable | 57425 | Vitro Architectural Glass (PA) |  | 58051 | Vitro Architectural Glass (PA) | PA | Restructured | Cumberland | L2BW | Petroleum Liquids | IC |  | S | X | X |  |  | 1.5 | 0.8 | 1.5 | 1.5 | 0.7 | N |  |  | SB | Y | 5 | 1996 | Pre-2000 |  |  | N | Industrial Non-CHP | Customer Sited | Other | 6 | X | DFO | Non-Renewable | 0 | 1.5 | 0 | 1
Operable | 60608 | Vitro Flat Glass LLC |  | 58053 | Vitro Flat Glass LLC | CA | Vertical | Fresno | IG#2 | Petroleum Liquids | IC |  | S | X | X |  |  | 0.9 | 0.9 | 0.7 | 0.7 | 0.3 | N |  |  | SB | Y | 2 | 1992 | Pre-2000 |  |  | N | Industrial Non-CHP | Customer Sited | Other | 6 | X | DFO | Non-Renewable | 0 | 0.9 | 0 | 1
Operable | 60608 | Vitro Flat Glass LLC |  | 58053 | Vitro Flat Glass LLC | CA | Vertical | Fresno | OG#1 | Petroleum Liquids | IC |  | S | X | X |  |  | 1.3 | 0.9 | 1 | 1 | 0.5 | N |  |  | SB | Y | 4 | 2000 | 2000 |  |  | N | Industrial Non-CHP | Customer Sited | Other | 6 | X | DFO | Non-Renewable | 0 | 1.3 | 0 | 1
Operable | 60608 | Vitro Flat Glass LLC |  | 58053 | Vitro Flat Glass LLC | CA | Vertical | Fresno | OG#3 | Petroleum Liquids | IC |  | S | X | X |  |  | 1.1 | 0.9 | 0.9 | 0.9 | 0.4 | N |  |  | SB | Y | 4 | 1983 | Pre-2000 |  |  | N | Industrial Non-CHP | Customer Sited | Other | 6 | X | DFO | Non-Renewable | 0 | 1.1 | 0 | 1
Operable | 63393 | VS Dedeaux LLC |  | 63674 | Dedeaux | CA | Vertical | Los Angeles | DEDEA | Solar Photovoltaic | PV |  | S | X | X |  |  | 0.9 | 1 | 0.9 | 0.9 |  | N |  |  | OP | X | 12 | 2019 | 2019 |  |  | N | IPP Non-CHP | IPP | IPP | 2 | X | SUN | Renewable | 0.9 | 0 | 1 | 0
Operable | 63646 | Vulcan Solar, LLC |  | 63992 | Vulcan | IL | Restructured | Kankakee | VUL | Solar Photovoltaic | PV |  | S | X | X |  |  | 2 |  | 2 | 2 |  | N |  |  | OP | X | 5 | 2021 | 2021 |  |  | N | IPP Non-CHP | IPP | IPP | 2 | X | SUN | Renewable | 2 | 0 | 1 | 0
Operable | 57139 | W&T Offshore Inc |  | 54550 | W&T Onshore Treating Facility (OTF) | AL | Vertical | Mobile | 901 | Natural Gas Fired Combined Cycle | CA | CC1 | S | Y | X |  |  | 0.9 | 0.95 | 0.9 | 0.9 | 0.1 | N |  |  | OP | X | 12 | 1993 | Pre-2000 |  |  | Y | Industrial CHP | Customer Sited | Other | 7 | B | NG | Non-Renewable | 0 | 0.9 | 0 | 1
Operable | 57139 | W&T Offshore Inc |  | 54550 | W&T Onshore Treating Facility (OTF) | AL | Vertical | Mobile | 901A | Natural Gas Fired Combined Cycle | CT | CC1 | S | X | Y |  |  | 3.7 | 0.95 | 3.4 | 3.6 | 1.1 | N |  |  | OP | X | 9 | 1993 | Pre-2000 |  |  | Y | Industrial CHP | Customer Sited | Other | 7 | T | NG | Non-Renewable | 0 | 3.7 | 0 | 1
Operable | 57139 | W&T Offshore Inc |  | 54550 | W&T Onshore Treating Facility (OTF) | AL | Vertical | Mobile | 901B | Natural Gas Fired Combined Cycle | CT | CC1 | S | X | Y |  |  | 3.7 | 0.95 | 3.4 | 3.6 | 1.1 | N |  |  | OP | X | 9 | 1993 | Pre-2000 |  |  | Y | Industrial CHP | Customer Sited | Other | 7 | T | NG | Non-Renewable | 0 | 3.7 | 0 | 1
Operable | 57139 | W&T Offshore Inc |  | 54550 | W&T Onshore Treating Facility (OTF) | AL | Vertical | Mobile | 901C | Natural Gas Fired Combined Cycle | CT | CC1 | S | X | Y |  |  | 3.7 | 0.8 | 3.4 | 3.6 | 1.1 |  |  |  | OP | X | 9 | 1993 | Pre-2000 |  |  | Y | Industrial CHP | Customer Sited | Other | 7 | T | NG | Non-Renewable | 0 | 3.7 | 0 | 1
Operable | 40211 | Wabash Valley Power Assn, Inc |  | 54925 | Twin Bridges LFGTE | IN | Vertical | Hendricks | I-1 | Natural Gas Internal Combustion Engine | IC |  | S | X | X | CIN.TWINBR1 | CIN.TWINBR1 | 0.8 | 0.8 | 0.8 | 0.8 | 0.4 | N |  |  | OP | X | 10 | 1994 | Pre-2000 |  |  | N | Electric Utility | Utility | Cooperative | 1 | X | NG | Non-Renewable | 0 | 0.8 | 0 | 1
Operable | 40211 | Wabash Valley Power Assn, Inc |  | 54925 | Twin Bridges LFGTE | IN | Vertical | Hendricks | I-2 | Natural Gas Internal Combustion Engine | IC |  | S | X | X | CIN.TWINBR1 | CIN.TWINBR1 | 0.8 | 0.8 | 0.8 | 0.8 | 0.4 | N |  |  | OP | X | 10 | 1994 | Pre-2000 |  |  | N | Electric Utility | Utility | Cooperative | 1 | X | NG | Non-Renewable | 0 | 0.8 | 0 | 1
Operable | 40211 | Wabash Valley Power Assn, Inc |  | 54925 | Twin Bridges LFGTE | IN | Vertical | Hendricks | I-3 | Natural Gas Internal Combustion Engine | IC |  | S | X | X | CIN.TWINBR1 | CIN.TWINBR1 | 0.8 | 0.8 | 0.8 | 0.8 | 0.4 | N |  |  | OP | X | 10 | 1994 | Pre-2000 |  |  | N | Electric Utility | Utility | Cooperative | 1 | X | NG | Non-Renewable | 0 | 0.8 | 0 | 1
Operable | 40211 | Wabash Valley Power Assn, Inc |  | 54925 | Twin Bridges LFGTE | IN | Vertical | Hendricks | I-4 | Natural Gas Internal Combustion Engine | IC |  | S | X | X | CIN.TWINBR1 | CIN.TWINBR1 | 0.8 | 0.8 | 0.8 | 0.8 | 0.4 | N |  |  | OP | X | 10 | 1994 | Pre-2000 |  |  | N | Electric Utility | Utility | Cooperative | 1 | X | NG | Non-Renewable | 0 | 0.8 | 0 | 1
Operable | 40211 | Wabash Valley Power Assn, Inc |  | 54925 | Twin Bridges LFGTE | IN | Vertical | Hendricks | II-1 | Natural Gas Internal Combustion Engine | IC |  | S | X | X | CIN.TWINBR1 | CIN.TWINBR1 | 0.8 | 0.8 | 0.8 | 0.8 | 0.4 | N |  |  | OP | X | 7 | 2002 | 2002 |  |  | N | Electric Utility | Utility | Cooperative | 1 | X | NG | Non-Renewable | 0 | 0.8 | 0 | 1
Operable | 40211 | Wabash Valley Power Assn, Inc |  | 54925 | Twin Bridges LFGTE | IN | Vertical | Hendricks | II-2 | Natural Gas Internal Combustion Engine | IC |  | S | X | X | CIN.TWINBR1 | CIN.TWINBR1 | 0.8 | 0.8 | 0.8 | 0.8 | 0.4 | N |  |  | OP | X | 7 | 2002 | 2002 |  |  | N | Electric Utility | Utility | Cooperative | 1 | X | NG | Non-Renewable | 0 | 0.8 | 0 | 1
Operable | 40211 | Wabash Valley Power Assn, Inc |  | 54925 | Twin Bridges LFGTE | IN | Vertical | Hendricks | II-3 | Natural Gas Internal Combustion Engine | IC |  | S | X | X | CIN.TWINBR1 | CIN.TWINBR1 | 0.8 | 0.8 | 0.8 | 0.8 | 0.4 | N |  |  | OP | X | 7 | 2002 | 2002 |  |  | N | Electric Utility | Utility | Cooperative | 1 | X | NG | Non-Renewable | 0 | 0.8 | 0 | 1
Operable | 40211 | Wabash Valley Power Assn, Inc |  | 54925 | Twin Bridges LFGTE | IN | Vertical | Hendricks | II-4 | Natural Gas Internal Combustion Engine | IC |  | S | X | X | CIN.TWINBR1 | CIN.TWINBR1 | 0.8 | 0.8 | 0.8 | 0.8 | 0.4 | N |  |  | OP | X | 7 | 2002 | 2002 |  |  | N | Electric Utility | Utility | Cooperative | 1 | X | NG | Non-Renewable | 0 | 0.8 | 0 | 1
Operable | 40211 | Wabash Valley Power Assn, Inc |  | 54925 | Twin Bridges LFGTE | IN | Vertical | Hendricks | III-1 | Natural Gas Internal Combustion Engine | IC |  | S | X | X |  |  | 0.8 | 0.8 | 0.8 | 0.8 | 0.4 | N |  |  | OP | X | 1 | 2009 | 2009 |  |  | N | Electric Utility | Utility | Cooperative | 1 | X | NG | Non-Renewable | 0 | 0.8 | 0 | 1
Operable | 40211 | Wabash Valley Power Assn, Inc |  | 54925 | Twin Bridges LFGTE | IN | Vertical | Hendricks | III-2 | Natural Gas Internal Combustion Engine | IC |  | S | X | X |  |  | 0.8 | 0.8 | 0.8 | 0.8 | 0.4 | N |  |  | OP | X | 1 | 2009 | 2009 |  |  | N | Electric Utility | Utility | Cooperative | 1 | X | NG | Non-Renewable | 0 | 0.8 | 0 | 1
Operable | 40211 | Wabash Valley Power Assn, Inc |  | 54925 | Twin Bridges LFGTE | IN | Vertical | Hendricks | III-3 | Natural Gas Internal Combustion Engine | IC |  | S | X | X |  |  | 0.8 | 0.8 | 0.8 | 0.8 | 0.4 | N |  |  | OP | X | 1 | 2009 | 2009 |  |  | N | Electric Utility | Utility | Cooperative | 1 | X | NG | Non-Renewable | 0 | 0.8 | 0 | 1
Operable | 40211 | Wabash Valley Power Assn, Inc |  | 54925 | Twin Bridges LFGTE | IN | Vertical | Hendricks | III-4 | Natural Gas Internal Combustion Engine | IC |  | S | X | X |  |  | 0.8 | 0.8 | 0.8 | 0.8 | 0.4 | N |  |  | OP | X | 1 | 2009 | 2009 |  |  | N | Electric Utility | Utility | Cooperative | 1 | X | NG | Non-Renewable | 0 | 0.8 | 0 | 1
Operable | 40211 | Wabash Valley Power Assn, Inc |  | 54925 | Twin Bridges LFGTE | IN | Vertical | Hendricks | IV-1 | Landfill Gas | IC |  | S | X | X |  |  | 1.6 | 0.8 | 1.6 | 1.6 | 0.8 | N |  |  | OP | X | 6 | 2012 | 2012 |  |  | N | Electric Utility | Utility | Cooperative | 1 | X | LFG | Renewable | 1.6 | 0 | 1 | 0
Operable | 40211 | Wabash Valley Power Assn, Inc |  | 54925 | Twin Bridges LFGTE | IN | Vertical | Hendricks | IV-2 | Landfill Gas | IC |  | S | X | X |  |  | 1.6 | 0.8 | 1.6 | 1.6 | 0.8 | N |  |  | OP | X | 6 | 2012 | 2012 |  |  | N | Electric Utility | Utility | Cooperative | 1 | X | LFG | Renewable | 1.6 | 0 | 1 | 0
Operable | 40211 | Wabash Valley Power Assn, Inc |  | 54926 | Prairie View I & II LFGTE | IN | Vertical | St Joseph | I-1 | Natural Gas Internal Combustion Engine | IC |  | S | X | X |  |  | 0.8 | 0.8 | 0.8 | 0.8 | 0.4 | N |  |  | OP | X | 10 | 1994 | Pre-2000 |  |  | N | Electric Utility | Utility | Cooperative | 1 | X | NG | Non-Renewable | 0 | 0.8 | 0 | 1
Operable | 40211 | Wabash Valley Power Assn, Inc |  | 54926 | Prairie View I & II LFGTE | IN | Vertical | St Joseph | I-2 | Natural Gas Internal Combustion Engine | IC |  | S | X | X |  |  | 0.8 | 0.8 | 0.8 | 0.8 | 0.4 | N |  |  | OP | X | 10 | 1994 | Pre-2000 |  |  | N | Electric Utility | Utility | Cooperative | 1 | X | NG | Non-Renewable | 0 | 0.8 | 0 | 1
Operable | 40211 | Wabash Valley Power Assn, Inc |  | 54926 | Prairie View I & II LFGTE | IN | Vertical | St Joseph | I-3 | Natural Gas Internal Combustion Engine | IC |  | S | X | X |  |  | 0.8 | 0.8 | 0.8 | 0.8 | 0.4 | N |  |  | OP | X | 10 | 1994 | Pre-2000 |  |  | N | Electric Utility | Utility | Cooperative | 1 | X | NG | Non-Renewable | 0 | 0.8 | 0 | 1
Operable | 40211 | Wabash Valley Power Assn, Inc |  | 54926 | Prairie View I & II LFGTE | IN | Vertical | St Joseph | I-4 | Natural Gas Internal Combustion Engine | IC |  | S | X | X |  |  | 0.8 | 0.8 | 0.8 | 0.8 | 0.4 | N |  |  | OP | X | 10 | 1994 | Pre-2000 |  |  | N | Electric Utility | Utility | Cooperative | 1 | X | NG | Non-Renewable | 0 | 0.8 | 0 | 1
Operable | 40211 | Wabash Valley Power Assn, Inc |  | 54926 | Prairie View I & II LFGTE | IN | Vertical | St Joseph | II-1 | Natural Gas Internal Combustion Engine | IC |  | S | X | X |  |  | 0.8 | 0.8 | 0.8 | 0.8 | 0.4 | N |  |  | OP | X | 8 | 2007 | 2007 |  |  | N | Electric Utility | Utility | Cooperative | 1 | X | NG | Non-Renewable | 0 | 0.8 | 0 | 1
Operable | 40211 | Wabash Valley Power Assn, Inc |  | 54926 | Prairie View I & II LFGTE | IN | Vertical | St Joseph | II-2 | Natural Gas Internal Combustion Engine | IC |  | S | X | X |  |  | 0.8 | 0.8 | 0.8 | 0.8 | 0.4 | N |  |  | OP | X | 8 | 2007 | 2007 |  |  | N | Electric Utility | Utility | Cooperative | 1 | X | NG | Non-Renewable | 0 | 0.8 | 0 | 1
Operable | 40211 | Wabash Valley Power Assn, Inc |  | 54926 | Prairie View I & II LFGTE | IN | Vertical | St Joseph | II-3 | Natural Gas Internal Combustion Engine | IC |  | S | X | X |  |  | 0.8 | 0.8 | 0.8 | 0.8 | 0.4 | N |  |  | OP | X | 8 | 2007 | 2007 |  |  | N | Electric Utility | Utility | Cooperative | 1 | X | NG | Non-Renewable | 0 | 0.8 | 0 | 1
Operable | 40211 | Wabash Valley Power Assn, Inc |  | 54926 | Prairie View I & II LFGTE | IN | Vertical | St Joseph | II-4 | Natural Gas Internal Combustion Engine | IC |  | S | X | X |  |  | 0.8 | 0.8 | 0.8 | 0.8 | 0.4 | N |  |  | OP | X | 8 | 2007 | 2007 |  |  | N | Electric Utility | Utility | Cooperative | 1 | X | NG | Non-Renewable | 0 | 0.8 | 0 | 1
Operable | 40211 | Wabash Valley Power Assn, Inc |  | 54956 | Deercroft I & II LFGTE | IN | Vertical | LaPorte | I-1 | Natural Gas Internal Combustion Engine | IC |  | S | X | X |  |  | 0.8 | 0.8 | 0.8 | 0.8 | 0.4 | N |  |  | OP | X | 8 | 1999 | Pre-2000 |  |  | N | Electric Utility | Utility | Cooperative | 1 | X | NG | Non-Renewable | 0 | 0.8 | 0 | 1 | LFG
Operable | 40211 | Wabash Valley Power Assn, Inc |  | 54956 | Deercroft I & II LFGTE | IN | Vertical | LaPorte | I-2 | Natural Gas Internal Combustion Engine | IC |  | S | X | X |  |  | 0.8 | 0.8 | 0.8 | 0.8 | 0.4 | N |  |  | OP | X | 8 | 1999 | Pre-2000 |  |  | N | Electric Utility | Utility | Cooperative | 1 | X | NG | Non-Renewable | 0 | 0.8 | 0 | 1 | LFG
Operable | 40211 | Wabash Valley Power Assn, Inc |  | 54956 | Deercroft I & II LFGTE | IN | Vertical | LaPorte | I-3 | Natural Gas Internal Combustion Engine | IC |  | S | X | X |  |  | 0.8 | 0.8 | 0.8 | 0.8 | 0.4 | N |  |  | OP | X | 8 | 1999 | Pre-2000 |  |  | N | Electric Utility | Utility | Cooperative | 1 | X | NG | Non-Renewable | 0 | 0.8 | 0 | 1 | LFG
Operable | 40211 | Wabash Valley Power Assn, Inc |  | 54956 | Deercroft I & II LFGTE | IN | Vertical | LaPorte | I-4 | Natural Gas Internal Combustion Engine | IC |  | S | X | X |  |  | 0.8 | 0.8 | 0.8 | 0.8 | 0.4 | N |  |  | OP | X | 8 | 1999 | Pre-2000 |  |  | N | Electric Utility | Utility | Cooperative | 1 | X | NG | Non-Renewable | 0 | 0.8 | 0 | 1 | LFG
Operable | 40211 | Wabash Valley Power Assn, Inc |  | 54956 | Deercroft I & II LFGTE | IN | Vertical | LaPorte | II-1 | Landfill Gas | IC |  | S | X | X |  |  | 0.8 | 0.8 | 0.8 | 0.8 | 0.4 | N |  |  | OP | X | 9 | 2007 | 2007 |  |  | N | Electric Utility | Utility | Cooperative | 1 | X | LFG | Renewable | 0.8 | 0 | 1 | 0
Operable | 40211 | Wabash Valley Power Assn, Inc |  | 54956 | Deercroft I & II LFGTE | IN | Vertical | LaPorte | II-2 | Landfill Gas | IC |  | S | X | X |  |  | 0.8 | 0.8 | 0.8 | 0.8 | 0.4 | N |  |  | OP | X | 9 | 2007 | 2007 |  |  | N | Electric Utility | Utility | Cooperative | 1 | X | LFG | Renewable | 0.8 | 0 | 1 | 0
Operable | 40211 | Wabash Valley Power Assn, Inc |  | 54956 | Deercroft I & II LFGTE | IN | Vertical | LaPorte | II-3 | Landfill Gas | IC |  | S | X | X |  |  | 0.8 | 0.8 | 0.8 | 0.8 | 0.4 | N |  |  | OP | X | 9 | 2007 | 2007 |  |  | N | Electric Utility | Utility | Cooperative | 1 | X | LFG | Renewable | 0.8 | 0 | 1 | 0
Operable | 40211 | Wabash Valley Power Assn, Inc |  | 54956 | Deercroft I & II LFGTE | IN | Vertical | LaPorte | II-4 | Landfill Gas | IC |  | S | X | X |  |  | 0.8 | 0.8 | 0.8 | 0.8 | 0.4 | N |  |  | OP | X | 9 | 2007 | 2007 |  |  | N | Electric Utility | Utility | Cooperative | 1 | X | LFG | Renewable | 0.8 | 0 | 1 | 0
Operable | 40211 | Wabash Valley Power Assn, Inc |  | 56463 | Oak Ridge LFGTE | IN | Vertical | Cass | 1 | Landfill Gas | IC |  | S | X | X | CIN.LOGANOAKR | CIN.LOGANOAKR | 0.8 | 0.8 | 0.8 | 0.8 | 0.4 | N |  |  | OP | X | 12 | 2003 | 2003 |  |  | N | Electric Utility | Utility | Cooperative | 1 | X | LFG | Renewable | 0.8 | 0 | 1 | 0
Operable | 40211 | Wabash Valley Power Assn, Inc |  | 56463 | Oak Ridge LFGTE | IN | Vertical | Cass | 2 | Landfill Gas | IC |  | S | X | X | CIN.LOGANOAKR | CIN.LOGANOAKR | 0.8 | 0.8 | 0.8 | 0.8 | 0.4 | N |  |  | OP | X | 12 | 2003 | 2003 |  |  | N | Electric Utility | Utility | Cooperative | 1 | X | LFG | Renewable | 0.8 | 0 | 1 | 0
Operable | 40211 | Wabash Valley Power Assn, Inc |  | 56463 | Oak Ridge LFGTE | IN | Vertical | Cass | 3 | Landfill Gas | IC |  | S | X | X | CIN.LOGANOAKR | CIN.LOGANOAKR | 0.8 | 0.8 | 0.8 | 0.8 | 0.4 | N |  |  | OP | X | 12 | 2003 | 2003 |  |  | N | Electric Utility | Utility | Cooperative | 1 | X | LFG | Renewable | 0.8 | 0 | 1 | 0
Operable | 40211 | Wabash Valley Power Assn, Inc |  | 56463 | Oak Ridge LFGTE | IN | Vertical | Cass | 4 | Landfill Gas | IC |  | S | X | X | CIN.LOGANOAKR | CIN.LOGANOAKR | 0.8 | 0.8 | 0.8 | 0.8 | 0.4 | N |  |  | OP | X | 12 | 2003 | 2003 |  |  | N | Electric Utility | Utility | Cooperative | 1 | X | LFG | Renewable | 0.8 | 0 | 1 | 0
Operable | 40211 | Wabash Valley Power Assn, Inc |  | 56464 | Jay County LFGTE | IN | Vertical | Jay | 1 | Landfill Gas | IC |  | S | X | X | 1248992894 | 1248992894 | 0.8 | 0.8 | 0.8 | 0.8 | 0.4 | N |  |  | OP | X | 4 | 2005 | 2005 |  |  | N | Electric Utility | Utility | Cooperative | 1 | X | LFG | Renewable | 0.8 | 0 | 1 | 0
Operable | 40211 | Wabash Valley Power Assn, Inc |  | 56464 | Jay County LFGTE | IN | Vertical | Jay | 2 | Landfill Gas | IC |  | S | X | X | 1248992894 | 1248992894 | 0.8 | 0.8 | 0.8 | 0.8 | 0.4 | N |  |  | OP | X | 4 | 2005 | 2005 |  |  | N | Electric Utility | Utility | Cooperative | 1 | X | LFG | Renewable | 0.8 | 0 | 1 | 0
Operable | 40211 | Wabash Valley Power Assn, Inc |  | 56464 | Jay County LFGTE | IN | Vertical | Jay | 3 | Landfill Gas | IC |  | S | X | X | 1248992894 | 1248992894 | 0.8 | 0.8 | 0.8 | 0.8 | 0.4 | N |  |  | OP | X | 4 | 2005 | 2005 |  |  | N | Electric Utility | Utility | Cooperative | 1 | X | LFG | Renewable | 0.8 | 0 | 1 | 0
Operable | 40211 | Wabash Valley Power Assn, Inc |  | 56464 | Jay County LFGTE | IN | Vertical | Jay | 4 | Landfill Gas | IC |  | S | X | X | 1248992894 | 1248992894 | 0.8 | 0.8 | 0.8 | 0.8 | 0.4 | N |  |  | OP | X | 4 | 2005 | 2005 |  |  | N | Electric Utility | Utility | Cooperative | 1 | X | LFG | Renewable | 0.8 | 0 | 1 | 0
Operable | 40211 | Wabash Valley Power Assn, Inc |  | 56465 | Liberty I & II LFGTE | IN | Vertical | White | 1 | Natural Gas Internal Combustion Engine | IC |  | S | X | X |  |  | 0.8 | 0.8 | 0.8 | 0.8 | 0.4 | N |  |  | OP | X | 8 | 2005 | 2005 |  |  | N | Electric Utility | Utility | Cooperative | 1 | X | NG | Non-Renewable | 0 | 0.8 | 0 | 1
Operable | 40211 | Wabash Valley Power Assn, Inc |  | 56465 | Liberty I & II LFGTE | IN | Vertical | White | 1-II | Natural Gas Internal Combustion Engine | IC |  | S | X | X |  |  | 0.8 | 0.8 | 0.8 | 0.8 | 0.4 | N |  |  | OP | X | 1 | 2010 | 2010 |  |  | N | Electric Utility | Utility | Cooperative | 1 | X | NG | Non-Renewable | 0 | 0.8 | 0 | 1
Operable | 40211 | Wabash Valley Power Assn, Inc |  | 56465 | Liberty I & II LFGTE | IN | Vertical | White | 1-III | Landfill Gas | IC |  | S | X | X |  |  | 1.6 | 0.8 | 1.6 | 1.6 | 0.8 | N |  |  | OP | X | 1 | 2017 | 2017 |  |  | N | Electric Utility | Utility | Cooperative | 1 | X | LFG | Renewable | 1.6 | 0 | 1 | 0
Operable | 40211 | Wabash Valley Power Assn, Inc |  | 56465 | Liberty I & II LFGTE | IN | Vertical | White | 2 | Natural Gas Internal Combustion Engine | IC |  | S | X | X |  |  | 0.8 | 0.8 | 0.8 | 0.8 | 0.4 | N |  |  | OP | X | 8 | 2005 | 2005 |  |  | N | Electric Utility | Utility | Cooperative | 1 | X | NG | Non-Renewable | 0 | 0.8 | 0 | 1
Operable | 40211 | Wabash Valley Power Assn, Inc |  | 56465 | Liberty I & II LFGTE | IN | Vertical | White | 2-II | Natural Gas Internal Combustion Engine | IC |  | S | X | X |  |  | 0.8 | 0.8 | 0.8 | 0.8 | 0.4 | N |  |  | OP | X | 1 | 2010 | 2010 |  |  | N | Electric Utility | Utility | Cooperative | 1 | X | NG | Non-Renewable | 0 | 0.8 | 0 | 1
Operable | 40211 | Wabash Valley Power Assn, Inc |  | 56465 | Liberty I & II LFGTE | IN | Vertical | White | 2-III | Landfill Gas | IC |  | S | X | X |  |  | 1.6 | 0.8 | 1.6 | 1.6 | 0.8 | N |  |  | OP | X | 1 | 2017 | 2017 |  |  | N | Electric Utility | Utility | Cooperative | 1 | X | LFG | Renewable | 1.6 | 0 | 1 | 0
Operable | 40211 | Wabash Valley Power Assn, Inc |  | 56465 | Liberty I & II LFGTE | IN | Vertical | White | 3 | Natural Gas Internal Combustion Engine | IC |  | S | X | X |  |  | 0.8 | 0.8 | 0.8 | 0.8 | 0.4 | N |  |  | OP | X | 8 | 2005 | 2005 |  |  | N | Electric Utility | Utility | Cooperative | 1 | X | NG | Non-Renewable | 0 | 0.8 | 0 | 1
Operable | 40211 | Wabash Valley Power Assn, Inc |  | 56465 | Liberty I & II LFGTE | IN | Vertical | White | 3-II | Natural Gas Internal Combustion Engine | IC |  | S | X | X |  |  | 0.8 | 0.8 | 0.8 | 0.8 | 0.4 | N |  |  | OP | X | 1 | 2010 | 2010 |  |  | N | Electric Utility | Utility | Cooperative | 1 | X | NG | Non-Renewable | 0 | 0.8 | 0 | 1
Operable | 40211 | Wabash Valley Power Assn, Inc |  | 56465 | Liberty I & II LFGTE | IN | Vertical | White | 3-III | Landfill Gas | IC |  | S | X | X |  |  | 1.6 | 0.8 | 1.6 | 1.6 | 0.8 | N |  |  | OP | X | 1 | 2017 | 2017 |  |  | N | Electric Utility | Utility | Cooperative | 1 | X | LFG | Renewable | 1.6 | 0 | 1 | 0
Operable | 40211 | Wabash Valley Power Assn, Inc |  | 56465 | Liberty I & II LFGTE | IN | Vertical | White | 4 | Natural Gas Internal Combustion Engine | IC |  | S | X | X |  |  | 0.8 | 0.8 | 0.8 | 0.8 | 0.4 | N |  |  | OP | X | 8 | 2005 | 2005 |  |  | N | Electric Utility | Utility | Cooperative | 1 | X | NG | Non-Renewable | 0 | 0.8 | 0 | 1
Operable | 40211 | Wabash Valley Power Assn, Inc |  | 56465 | Liberty I & II LFGTE | IN | Vertical | White | 4-II | Natural Gas Internal Combustion Engine | IC |  | S | X | X |  |  | 0.8 | 0.8 | 0.8 | 0.8 | 0.4 | N |  |  | OP | X | 1 | 2010 | 2010 |  |  | N | Electric Utility | Utility | Cooperative | 1 | X | NG | Non-Renewable | 0 | 0.8 | 0 | 1
Operable | 40211 | Wabash Valley Power Assn, Inc |  | 56465 | Liberty I & II LFGTE | IN | Vertical | White | 4-III | Landfill Gas | IC |  | S | X | X |  |  | 1.6 | 0.8 | 1.6 | 1.6 | 0.8 | N |  |  | OP | X | 1 | 2017 | 2017 |  |  | N | Electric Utility | Utility | Cooperative | 1 | X | LFG | Renewable | 1.6 | 0 | 1 | 0
Operable | 40211 | Wabash Valley Power Assn, Inc |  | 57250 | Earthmovers LFGTE | IN | Vertical | Elkhart | 1 | Landfill Gas | IC |  | S | X | X | 1248992941 | 1248992941 | 0.8 | 0.8 | 0.8 | 0.8 | 0.4 | N |  |  | OP | X | 10 | 2010 | 2010 |  |  | N | Electric Utility | Utility | Cooperative | 1 | X | LFG | Renewable | 0.8 | 0 | 1 | 0
Operable | 40211 | Wabash Valley Power Assn, Inc |  | 57250 | Earthmovers LFGTE | IN | Vertical | Elkhart | 2 | Landfill Gas | IC |  | S | X | X | 1248992941 | 1248992941 | 0.8 | 0.8 | 0.8 | 0.8 | 0.4 | N |  |  | OP | X | 10 | 2010 | 2010 |  |  | N | Electric Utility | Utility | Cooperative | 1 | X | LFG | Renewable | 0.8 | 0 | 1 | 0
Operable | 40211 | Wabash Valley Power Assn, Inc |  | 57250 | Earthmovers LFGTE | IN | Vertical | Elkhart | 3 | Landfill Gas | IC |  | S | X | X | 1248992941 | 1248992941 | 0.8 | 0.8 | 0.8 | 0.8 | 0.4 | N |  |  | OP | X | 10 | 2010 | 2010 |  |  | N | Electric Utility | Utility | Cooperative | 1 | X | LFG | Renewable | 0.8 | 0 | 1 | 0
Operable | 40211 | Wabash Valley Power Assn, Inc |  | 57250 | Earthmovers LFGTE | IN | Vertical | Elkhart | 4 | Landfill Gas | IC |  | S | X | X | 1248992941 | 1248992941 | 0.8 | 0.8 | 0.8 | 0.8 | 0.4 | N |  |  | OP | X | 10 | 2010 | 2010 |  |  | N | Electric Utility | Utility | Cooperative | 1 | X | LFG | Renewable | 0.8 | 0 | 1 | 0
Operable | 40211 | Wabash Valley Power Assn, Inc |  | 57250 | Earthmovers LFGTE | IN | Vertical | Elkhart | 5 | Landfill Gas | IC |  | S | X | X | 1248992941 | 1248992941 | 0.8 | 0.8 | 0.8 | 0.8 | 0.4 | N |  |  | OP | X | 10 | 2010 | 2010 |  |  | N | Electric Utility | Utility | Cooperative | 1 | X | LFG | Renewable | 0.8 | 0 | 1 | 0
Operable | 40211 | Wabash Valley Power Assn, Inc |  | 57250 | Earthmovers LFGTE | IN | Vertical | Elkhart | 6 | Landfill Gas | IC |  | S | X | X | 1248992941 | 1248992941 | 0.8 | 0.8 | 0.8 | 0.8 | 0.4 | N |  |  | OP | X | 10 | 2010 | 2010 |  |  | N | Electric Utility | Utility | Cooperative | 1 | X | LFG | Renewable | 0.8 | 0 | 1 | 0
Operable | 40211 | Wabash Valley Power Assn, Inc |  | 57842 | Wabash Valley Power IGCC | IN | Vertical | Vigo | 1A | Natural Gas Fired Combustion Turbine | GT |  | S | X | X | CIN.WRHILND | CIN.WRHILND | 192 | 0.8 | 154 | 182 | 80 | N |  |  | OP | X | 11 | 1995 | Pre-2000 |  |  | N | Electric Utility | Utility | Cooperative | 1 | X | NG | Non-Renewable | 0 | 192 | 0 | 1
Operable | 40211 | Wabash Valley Power Assn, Inc |  | 59635 | Clinton LFGTE | IL | Restructured | Dewitt | 1 | Landfill Gas | IC |  | S | X | X | AMIL. DWITT | Clinton Landfill | 1.6 | 0.8 | 1.6 | 1.6 | 0.8 | N |  |  | OP | X | 2 | 2006 | 2006 |  |  | N | Electric Utility | Utility | Cooperative | 1 | X | LFG | Renewable | 1.6 | 0 | 1 | 0
Operable | 40211 | Wabash Valley Power Assn, Inc |  | 59635 | Clinton LFGTE | IL | Restructured | Dewitt | 2 | Landfill Gas | IC |  | S | X | X | AMIL. DWITT | Clinton Landfill | 1.6 | 0.8 | 1.6 | 1.6 | 0.8 | N |  |  | OP | X | 2 | 2006 | 2006 |  |  | N | Electric Utility | Utility | Cooperative | 1 | X | LFG | Renewable | 1.6 | 0 | 1 | 0
Operable | 60487 | Wabasha Holdco LLC |  | 60838 | Wabasha Holdco Solar CSG | MN | Vertical | Wabasha | WABAS | Solar Photovoltaic | PV |  | S | X | X |  |  | 3 |  | 3 | 3 |  | N |  |  | OP | X | 3 | 2017 | 2017 |  |  | N | IPP Non-CHP | IPP | IPP | 2 | X | SUN | Renewable | 3 | 0 | 1 | 0
Operable | 62711 | Wabasha Solar LLC |  | 62800 | Wabasha Solar | MN | Vertical | Wabasha | WAB | Solar Photovoltaic | PV |  | S | X | X |  |  | 1 |  | 1 | 1 |  | N |  |  | OP | X | 8 | 2019 | 2019 |  |  | N | IPP Non-CHP | IPP | IPP | 2 | X | SUN | Renewable | 1 | 0 | 1 | 0
Operable | 64884 | Wachusett Solar, LLC |  | 65586 | Wachusett Solar | MA | Restructured | Worcester | 2910 | Solar Photovoltaic | PV |  | S | X | X |  |  | 2 |  | 2 | 1.8 |  | N |  |  | OP | X | 8 | 2019 | 2019 |  |  | N | IPP Non-CHP | IPP | IPP | 2 | X | SUN | Renewable | 2 | 0 | 1 | 0
Operable | 19946 | Wadham Energy Ltd Partners |  | 50293 | Wadham Energy LP | CA | Vertical | Colusa | GEN1 | Other Waste Biomass | ST |  | S | X | X | WADHAM _7_B1 | WADHAM _7_B1 | 29.1 | 0.9 | 26.5 | 26.5 | 15 | N |  |  | OP | X | 3 | 1989 | Pre-2000 |  |  | N | IPP Non-CHP | IPP | IPP | 2 | X | AB | Renewable | 29.1 | 0 | 1 | 0
Operable | 64474 | Waiawa Solar Power LLC |  | 65058 | Waiawa Solar Power Hybrid | HI | Vertical | Honolulu | WAIBA | Batteries | BA |  | S | X | X |  |  | 36 |  | 36 | 36 |  | N |  |  | OP | X | 1 | 2023 | 2023 |  |  | N | IPP Non-CHP | IPP | IPP | 2 | X | MWH | Other | 0 | 0 | 0 | 0
Operable | 64474 | Waiawa Solar Power LLC |  | 65058 | Waiawa Solar Power Hybrid | HI | Vertical | Honolulu | WAIPV | Solar Photovoltaic | PV |  | S | X | X |  |  | 36 |  | 36 | 36 |  | N |  |  | OP | X | 1 | 2023 | 2023 |  |  | N | IPP Non-CHP | IPP | IPP | 2 | X | SUN | Renewable | 36 | 0 | 1 | 0
Operable | 58600 | Waihonu North LLC |  | 58655 | Waihonu North Solar | HI | Vertical | Honolulu | INV-1 | Solar Photovoltaic | PV |  | S | X | X |  |  | 0.5 |  | 0.5 | 0.5 |  | N |  |  | OP | X | 7 | 2016 | 2016 |  |  | N | IPP Non-CHP | IPP | IPP | 2 | X | SUN | Renewable | 0.5 | 0 | 1 | 0
Operable | 58600 | Waihonu North LLC |  | 58655 | Waihonu North Solar | HI | Vertical | Honolulu | INV-2 | Solar Photovoltaic | PV |  | S | X | X |  |  | 0.5 |  | 0.5 | 0.5 |  | N |  |  | OP | X | 7 | 2016 | 2016 |  |  | N | IPP Non-CHP | IPP | IPP | 2 | X | SUN | Renewable | 0.5 | 0 | 1 | 0
Operable | 58600 | Waihonu North LLC |  | 58655 | Waihonu North Solar | HI | Vertical | Honolulu | INV-3 | Solar Photovoltaic | PV |  | S | X | X |  |  | 0.5 |  | 0.5 | 0.5 |  | N |  |  | OP | X | 7 | 2016 | 2016 |  |  | N | IPP Non-CHP | IPP | IPP | 2 | X | SUN | Renewable | 0.5 | 0 | 1 | 0
Operable | 58600 | Waihonu North LLC |  | 58655 | Waihonu North Solar | HI | Vertical | Honolulu | INV-4 | Solar Photovoltaic | PV |  | S | X | X |  |  | 0.5 |  | 0.5 | 0.5 |  | N |  |  | OP | X | 7 | 2016 | 2016 |  |  | N | IPP Non-CHP | IPP | IPP | 2 | X | SUN | Renewable | 0.5 | 0 | 1 | 0
Operable | 58600 | Waihonu North LLC |  | 58655 | Waihonu North Solar | HI | Vertical | Honolulu | INV-5 | Solar Photovoltaic | PV |  | S | X | X |  |  | 0.5 |  | 0.5 | 0.5 |  | N |  |  | OP | X | 7 | 2016 | 2016 |  |  | N | IPP Non-CHP | IPP | IPP | 2 | X | SUN | Renewable | 0.5 | 0 | 1 | 0
Operable | 58600 | Waihonu North LLC |  | 58655 | Waihonu North Solar | HI | Vertical | Honolulu | INV-6 | Solar Photovoltaic | PV |  | S | X | X |  |  | 0.5 |  | 0.5 | 0.5 |  | N |  |  | OP | X | 7 | 2016 | 2016 |  |  | N | IPP Non-CHP | IPP | IPP | 2 | X | SUN | Renewable | 0.5 | 0 | 1 | 0
Operable | 58600 | Waihonu North LLC |  | 58655 | Waihonu North Solar | HI | Vertical | Honolulu | INV-7 | Solar Photovoltaic | PV |  | S | X | X |  |  | 0.5 |  | 0.5 | 0.5 |  | N |  |  | OP | X | 7 | 2016 | 2016 |  |  | N | IPP Non-CHP | IPP | IPP | 2 | X | SUN | Renewable | 0.5 | 0 | 1 | 0
Operable | 58600 | Waihonu North LLC |  | 58655 | Waihonu North Solar | HI | Vertical | Honolulu | INV-8 | Solar Photovoltaic | PV |  | S | X | X |  |  | 0.5 |  | 0.5 | 0.5 |  | N |  |  | OP | X | 7 | 2016 | 2016 |  |  | N | IPP Non-CHP | IPP | IPP | 2 | X | SUN | Renewable | 0.5 | 0 | 1 | 0
Operable | 58600 | Waihonu North LLC |  | 58655 | Waihonu North Solar | HI | Vertical | Honolulu | INV-9 | Solar Photovoltaic | PV |  | S | X | X |  |  | 0.5 |  | 0.5 | 0.5 |  | N |  |  | OP | X | 7 | 2016 | 2016 |  |  | N | IPP Non-CHP | IPP | IPP | 2 | X | SUN | Renewable | 0.5 | 0 | 1 | 0
Operable | 58600 | Waihonu North LLC |  | 58655 | Waihonu North Solar | HI | Vertical | Honolulu | INV10 | Solar Photovoltaic | PV |  | S | X | X |  |  | 0.5 |  | 0.5 | 0.5 |  | N |  |  | OP | X | 7 | 2016 | 2016 |  |  | N | IPP Non-CHP | IPP | IPP | 2 | X | SUN | Renewable | 0.5 | 0 | 1 | 0
Operable | 58601 | Waihonu South LLC |  | 58656 | Waihonu South Solar | HI | Vertical | Honolulu | INV-1 | Solar Photovoltaic | PV |  | S | X | X |  |  | 0.5 |  | 0.5 | 0.5 |  | N |  |  | OP | X | 7 | 2016 | 2016 |  |  | N | IPP Non-CHP | IPP | IPP | 2 | X | SUN | Renewable | 0.5 | 0 | 1 | 0
Operable | 58601 | Waihonu South LLC |  | 58656 | Waihonu South Solar | HI | Vertical | Honolulu | INV-2 | Solar Photovoltaic | PV |  | S | X | X |  |  | 0.5 |  | 0.5 | 0.5 |  | N |  |  | OP | X | 7 | 2016 | 2016 |  |  | N | IPP Non-CHP | IPP | IPP | 2 | X | SUN | Renewable | 0.5 | 0 | 1 | 0
Operable | 58601 | Waihonu South LLC |  | 58656 | Waihonu South Solar | HI | Vertical | Honolulu | INV-3 | Solar Photovoltaic | PV |  | S | X | X |  |  | 0.5 |  | 0.5 | 0.5 |  | N |  |  | OP | X | 7 | 2016 | 2016 |  |  | N | IPP Non-CHP | IPP | IPP | 2 | X | SUN | Renewable | 0.5 | 0 | 1 | 0
Operable | 54809 | Wailuku Holding Company LLC |  | 54827 | Wailuku River Hydroelectric | HI | Vertical | Hawaii | 8101 | Conventional Hydroelectric | HY |  | S | X | X |  |  | 5.2 | 0.85 | 4.9 | 4.8 | 0.1 | N |  |  | OP | X | 5 | 1993 | Pre-2000 |  |  | N | IPP Non-CHP | IPP | IPP | 2 | X | WAT | Renewable | 5.2 | 0 | 1 | 0
Operable | 54809 | Wailuku Holding Company LLC |  | 54827 | Wailuku River Hydroelectric | HI | Vertical | Hawaii | 8102 | Conventional Hydroelectric | HY |  | S | X | X |  |  | 5.2 | 0.85 | 4.9 | 4.8 | 0.1 | N |  |  | OP | X | 5 | 1993 | Pre-2000 |  |  | N | IPP Non-CHP | IPP | IPP | 2 | X | WAT | Renewable | 5.2 | 0 | 1 | 0
Operable | 59764 | Waipio PV, LLC |  | 60024 | Waipio Solar | HI | Vertical | Honolulu | WPO | Solar Photovoltaic | PV |  | S | X | X |  |  | 45.9 |  | 45.9 | 45.9 |  | N |  |  | OP | X | 9 | 2019 | 2019 |  |  | N | IPP Non-CHP | IPP | IPP | 2 | X | SUN | Renewable | 45.9 | 0 | 1 | 0
Operable | 63532 | Walden NY 1, LLC |  | 63855 | Walden NY 1 | NY | Restructured | Orange | 8175E | Solar Photovoltaic | PV |  | S | X | X |  |  | 2 |  | 2 | 2 |  | N |  |  | OP | X | 6 | 2020 | 2020 |  |  | N | IPP Non-CHP | IPP | IPP | 2 | X | SUN | Renewable | 2 | 0 | 1 | 0
Operable | 20032 | Walla Walla City of |  | 50382 | Twin Reservoirs | WA | Vertical | Walla Walla | GEN1 | Conventional Hydroelectric | HY |  | S | X | X |  |  | 2.2 | 0.9 | 1.8 | 1.5 | 0.4 | N |  |  | OP | X | 4 | 1988 | Pre-2000 |  |  | N | IPP Non-CHP | IPP | IPP | 2 | X | WAT | Renewable | 2.2 | 0 | 1 | 0
Operable | 60417 | Wallenpuapack Hydro |  | 3153 | Wallenpaupack | PA | Restructured | Wayne | WP1 | Conventional Hydroelectric | HY |  | S | X | X | 50577 | 50577 | 20 | 1 | 22 | 22 | 2 | N |  |  | OP | X | 6 | 1926 | Pre-2000 |  |  | N | IPP Non-CHP | IPP | IPP | 2 | X | WAT | Renewable | 20 | 0 | 1 | 0
Operable | 60417 | Wallenpuapack Hydro |  | 3153 | Wallenpaupack | PA | Restructured | Wayne | WP2 | Conventional Hydroelectric | HY |  | S | X | X | 50577 | 50577 | 20 | 1 | 22 | 22 | 2 | N |  |  | OP | X | 6 | 1926 | Pre-2000 |  |  | N | IPP Non-CHP | IPP | IPP | 2 | X | WAT | Renewable | 20 | 0 | 1 | 0
Operable | 62031 | Walleye Power, LLC |  | 2878 | FirstEnergy Bay Shore | OH | Restructured | Lucas | 1 | Petroleum Coke | ST |  | W | X | X | BAYSHOR218 KV BS10 | BAYSHOR218 KV BS10 | 171 | 0.88 | 139.5 | 137 | 90 | N |  |  | OP | X | 8 | 1955 | Pre-2000 |  |  | Y | IPP CHP | IPP | IPP | 3 | T | PC | Non-Renewable | 0 | 171 | 0 | 1 | DFO | BIT
Operable | 62031 | Walleye Power, LLC |  | 2878 | FirstEnergy Bay Shore | OH | Restructured | Lucas | CT | Petroleum Liquids | GT |  | W | X | X | BAYSHOR2138 KV BS81 | BAYSHOR2138 KV BS81 | 16 | 0.85 | 14.2 | 16.2 | 5 | N |  |  | OP | X | 8 | 1967 | Pre-2000 |  |  | N | IPP CHP | IPP | IPP | 3 | X | DFO | Non-Renewable | 0 | 16 | 0 | 1
Operable | 65015 | Walleye Wind, LLC |  | 65764 | Walleye Wind | MN | Vertical | Rock | WWLLC | Onshore Wind Turbine | WT |  | S | X | X |  |  | 110 |  | 110 | 110 | 0 | N |  |  | OP | X | 12 | 2022 | 2022 |  |  | N | IPP Non-CHP | IPP | IPP | 2 | X | WND | Renewable | 110 | 0 | 1 | 0
Operable | 56927 | Wallingford Energy LLC |  | 55517 | Wallingford Energy | CT | Restructured | New Haven | CTG1 | Natural Gas Fired Combustion Turbine | GT |  | S | X | X | UN.WALNGFRD13.8WAL1 | UN.WALNGFRD13.8WAL1 | 50 | 0.85 | 46.7 | 50 | 2 | N |  |  | OP | X | 10 | 2001 | 2001 |  |  | N | IPP Non-CHP | IPP | IPP | 2 | X | NG | Non-Renewable | 0 | 50 | 0 | 1
Operable | 56927 | Wallingford Energy LLC |  | 55517 | Wallingford Energy | CT | Restructured | New Haven | CTG2 | Natural Gas Fired Combustion Turbine | GT |  | S | X | X | UN.WALNGFRD13.8WAL1 | UN.WALNGFRD13.8WAL1 | 50 | 0.85 | 44 | 49.5 | 2 | N |  |  | OP | X | 9 | 2001 | 2001 |  |  | N | IPP Non-CHP | IPP | IPP | 2 | X | NG | Non-Renewable | 0 | 50 | 0 | 1
Operable | 56927 | Wallingford Energy LLC |  | 55517 | Wallingford Energy | CT | Restructured | New Haven | CTG3 | Natural Gas Fired Combustion Turbine | GT |  | S | X | X | UN.WALNGFRD13.8WAL1 | UN.WALNGFRD13.8WAL1 | 50 | 0.85 | 45.6 | 50 | 2 | N |  |  | OP | X | 8 | 2001 | 2001 |  |  | N | IPP Non-CHP | IPP | IPP | 2 | X | NG | Non-Renewable | 0 | 50 | 0 | 1
Operable | 56927 | Wallingford Energy LLC |  | 55517 | Wallingford Energy | CT | Restructured | New Haven | CTG4 | Natural Gas Fired Combustion Turbine | GT |  | S | X | X | UN.WALNGFRD13.8WAL1 | UN.WALNGFRD13.8WAL1 | 50 | 0.85 | 45.6 | 49.7 | 2 | N |  |  | OP | X | 8 | 2001 | 2001 |  |  | N | IPP Non-CHP | IPP | IPP | 2 | X | NG | Non-Renewable | 0 | 50 | 0 | 1
Operable | 56927 | Wallingford Energy LLC |  | 55517 | Wallingford Energy | CT | Restructured | New Haven | CTG5 | Natural Gas Fired Combustion Turbine | GT |  | S | X | X | UN.WALNGFRD13.8WAL1 | UN.WALNGFRD13.8WAL1 | 50 | 0.85 | 45.2 | 50 | 2 | N |  |  | OP | X | 8 | 2001 | 2001 |  |  | N | IPP Non-CHP | IPP | IPP | 2 | X | NG | Non-Renewable | 0 | 50 | 0 | 1
Operable | 56927 | Wallingford Energy LLC |  | 55517 | Wallingford Energy | CT | Restructured | New Haven | CTG6 | Natural Gas Fired Combustion Turbine | GT |  | S | X | X | UN.WALNGFRD13.8WAL1 | UN.WALNGFRD13.8WAL1 | 50 | 0.85 | 46.4 | 49.8 | 2 | N |  |  | OP | X | 5 | 2018 | 2018 |  |  | N | IPP Non-CHP | IPP | IPP | 2 | X | NG | Non-Renewable | 0 | 50 | 0 | 1
Operable | 56927 | Wallingford Energy LLC |  | 55517 | Wallingford Energy | CT | Restructured | New Haven | CTG7 | Natural Gas Fired Combustion Turbine | GT |  | S | X | X | UN.WALNGFRD13.8WAL1 | UN.WALNGFRD13.8WAL1 | 50 | 0.85 | 46.4 | 50 | 2 | N |  |  | OP | X | 5 | 2018 | 2018 |  |  | N | IPP Non-CHP | IPP | IPP | 2 | X | NG | Non-Renewable | 0 | 50 | 0 | 1
Operable | 64187 | Wallingford Renewable Energy, LLC |  | 64559 | Wallingford Solar | CT | Restructured | New Haven | WS | Solar Photovoltaic | PV |  | S | X | X |  |  | 16.1 |  | 16.1 | 16.1 |  | N |  |  | OP | X | 9 | 2021 | 2021 |  |  | N | IPP Non-CHP | IPP | IPP | 2 | X | SUN | Renewable | 16.1 | 0 | 1 | 0
Operable | 64315 | Walmart Stores Texas, LLC |  | 64769 | WAL194 | TX | Restructured | Harris | GEN1 | Natural Gas Internal Combustion Engine | IC |  | S | X | X |  |  | 0.4 | 0.8 | 0.4 | 0.4 | 0.1 | N |  |  | OP | X | 4 | 2021 | 2021 |  |  | N | Commercial Non-CHP | Customer Sited | Other | 4 | X | NG | Non-Renewable | 0 | 0.4 | 0 | 1
Operable | 64315 | Walmart Stores Texas, LLC |  | 64769 | WAL194 | TX | Restructured | Harris | GEN2 | Natural Gas Internal Combustion Engine | IC |  | S | X | X |  |  | 0.4 | 0.8 | 0.4 | 0.4 | 0.1 | N |  |  | OP | X | 4 | 2021 | 2021 |  |  | N | Commercial Non-CHP | Customer Sited | Other | 4 | X | NG | Non-Renewable | 0 | 0.4 | 0 | 1
Operable | 64315 | Walmart Stores Texas, LLC |  | 64769 | WAL194 | TX | Restructured | Harris | GEN3 | Natural Gas Internal Combustion Engine | IC |  | S | X | X |  |  | 0.4 | 0.8 | 0.4 | 0.4 | 0.1 | N |  |  | OP | X | 4 | 2021 | 2021 |  |  | N | Commercial Non-CHP | Customer Sited | Other | 4 | X | NG | Non-Renewable | 0 | 0.4 | 0 | 1
Operable | 64315 | Walmart Stores Texas, LLC |  | 64770 | WAL202 | TX | Restructured | Collin | GEN1 | Petroleum Liquids | IC |  | S | X | X |  |  | 1.3 | 0.8 | 1.3 | 1.3 | 0.1 | N |  |  | OP | X | 6 | 2020 | 2020 |  |  | N | Commercial Non-CHP | Customer Sited | Other | 4 | X | DFO | Non-Renewable | 0 | 1.3 | 0 | 1
Operable | 64315 | Walmart Stores Texas, LLC |  | 64771 | WAL266 | TX | Restructured | Tarrant | GEN1 | Natural Gas Internal Combustion Engine | IC |  | S | X | X |  |  | 0.4 | 0.8 | 0.4 | 0.4 | 0.1 | N |  |  | OP | X | 11 | 2021 | 2021 |  |  | N | Commercial Non-CHP | Customer Sited | Other | 4 | X | NG | Non-Renewable | 0 | 0.4 | 0 | 1
Operable | 64315 | Walmart Stores Texas, LLC |  | 64771 | WAL266 | TX | Restructured | Tarrant | GEN2 | Natural Gas Internal Combustion Engine | IC |  | S | X | X |  |  | 0.4 | 0.8 | 0.4 | 0.4 | 0.1 | N |  |  | OP | X | 11 | 2021 | 2021 |  |  | N | Commercial Non-CHP | Customer Sited | Other | 4 | X | NG | Non-Renewable | 0 | 0.4 | 0 | 1
Operable | 64315 | Walmart Stores Texas, LLC |  | 64771 | WAL266 | TX | Restructured | Tarrant | GEN3 | Natural Gas Internal Combustion Engine | IC |  | S | X | X |  |  | 0.4 | 0.8 | 0.4 | 0.4 | 0.1 | N |  |  | OP | X | 11 | 2021 | 2021 |  |  | N | Commercial Non-CHP | Customer Sited | Other | 4 | X | NG | Non-Renewable | 0 | 0.4 | 0 | 1
Operable | 64315 | Walmart Stores Texas, LLC |  | 64772 | WAL284 | TX | Restructured | Tarrant | GEN1 | Natural Gas Internal Combustion Engine | IC |  | S | X | X |  |  | 0.4 | 0.8 | 0.4 | 0.4 | 0.1 | N |  |  | OP | X | 10 | 2021 | 2021 |  |  | N | Commercial Non-CHP | Customer Sited | Other | 4 | X | NG | Non-Renewable | 0 | 0.4 | 0 | 1
Operable | 64315 | Walmart Stores Texas, LLC |  | 64772 | WAL284 | TX | Restructured | Tarrant | GEN2 | Natural Gas Internal Combustion Engine | IC |  | S | X | X |  |  | 0.4 | 0.8 | 0.4 | 0.4 | 0.1 | N |  |  | OP | X | 10 | 2021 | 2021 |  |  | N | Commercial Non-CHP | Customer Sited | Other | 4 | X | NG | Non-Renewable | 0 | 0.4 | 0 | 1
Operable | 64315 | Walmart Stores Texas, LLC |  | 64772 | WAL284 | TX | Restructured | Tarrant | GEN3 | Natural Gas Internal Combustion Engine | IC |  | S | X | X |  |  | 0.4 | 0.8 | 0.4 | 0.4 | 0.1 | N |  |  | OP | X | 10 | 2021 | 2021 |  |  | N | Commercial Non-CHP | Customer Sited | Other | 4 | X | NG | Non-Renewable | 0 | 0.4 | 0 | 1
Operable | 64315 | Walmart Stores Texas, LLC |  | 64773 | WAL407 | TX | Restructured | Bell | GEN1 | Natural Gas Internal Combustion Engine | IC |  | S | X | X |  |  | 0.4 | 0.8 | 0.4 | 0.4 | 0.1 | N |  |  | OP | X | 11 | 2021 | 2021 |  |  | N | Commercial Non-CHP | Customer Sited | Other | 4 | X | NG | Non-Renewable | 0 | 0.4 | 0 | 1
Operable | 64315 | Walmart Stores Texas, LLC |  | 64773 | WAL407 | TX | Restructured | Bell | GEN2 | Natural Gas Internal Combustion Engine | IC |  | S | X | X |  |  | 0.4 | 0.8 | 0.4 | 0.4 | 0.1 | N |  |  | OP | X | 11 | 2021 | 2021 |  |  | N | Commercial Non-CHP | Customer Sited | Other | 4 | X | NG | Non-Renewable | 0 | 0.4 | 0 | 1
Operable | 64315 | Walmart Stores Texas, LLC |  | 64773 | WAL407 | TX | Restructured | Bell | GEN3 | Natural Gas Internal Combustion Engine | IC |  | S | X | X |  |  | 0.4 | 0.8 | 0.4 | 0.4 | 0.1 | N |  |  | OP | X | 11 | 2021 | 2021 |  |  | N | Commercial Non-CHP | Customer Sited | Other | 4 | X | NG | Non-Renewable | 0 | 0.4 | 0 | 1
Operable | 64315 | Walmart Stores Texas, LLC |  | 64774 | WAL414 | TX | Restructured | Wichita | GEN1 | Natural Gas Internal Combustion Engine | IC |  | S | X | X |  |  | 0.4 | 0.8 | 0.4 | 0.4 | 0.1 | N |  |  | OP | X | 4 | 2021 | 2021 |  |  | N | Commercial Non-CHP | Customer Sited | Other | 4 | X | NG | Non-Renewable | 0 | 0.4 | 0 | 1
Operable | 64315 | Walmart Stores Texas, LLC |  | 64774 | WAL414 | TX | Restructured | Wichita | GEN2 | Natural Gas Internal Combustion Engine | IC |  | S | X | X |  |  | 0.4 | 0.8 | 0.4 | 0.4 | 0.1 | N |  |  | OP | X | 4 | 2021 | 2021 |  |  | N | Commercial Non-CHP | Customer Sited | Other | 4 | X | NG | Non-Renewable | 0 | 0.4 | 0 | 1
Operable | 64315 | Walmart Stores Texas, LLC |  | 64774 | WAL414 | TX | Restructured | Wichita | GEN3 | Natural Gas Internal Combustion Engine | IC |  | S | X | X |  |  | 0.4 | 0.8 | 0.4 | 0.4 | 0.1 | N |  |  | OP | X | 4 | 2021 | 2021 |  |  | N | Commercial Non-CHP | Customer Sited | Other | 4 | X | NG | Non-Renewable | 0 | 0.4 | 0 | 1
Operable | 64315 | Walmart Stores Texas, LLC |  | 64775 | WAL447 | TX | Restructured | Val Verde | GEN1 | Natural Gas Internal Combustion Engine | IC |  | S | X | X |  |  | 0.4 | 0.8 | 0.4 | 0.4 | 0.1 | N |  |  | OP | X | 10 | 2021 | 2021 |  |  | N | Commercial Non-CHP | Customer Sited | Other | 4 | X | NG | Non-Renewable | 0 | 0.4 | 0 | 1
Operable | 64315 | Walmart Stores Texas, LLC |  | 64775 | WAL447 | TX | Restructured | Val Verde | GEN2 | Natural Gas Internal Combustion Engine | IC |  | S | X | X |  |  | 0.4 | 0.8 | 0.4 | 0.4 | 0.1 | N |  |  | OP | X | 10 | 2021 | 2021 |  |  | N | Commercial Non-CHP | Customer Sited | Other | 4 | X | NG | Non-Renewable | 0 | 0.4 | 0 | 1
Operable | 64315 | Walmart Stores Texas, LLC |  | 64775 | WAL447 | TX | Restructured | Val Verde | GEN3 | Natural Gas Internal Combustion Engine | IC |  | S | X | X |  |  | 0.4 | 0.8 | 0.4 | 0.4 | 0.1 | N |  |  | OP | X | 10 | 2021 | 2021 |  |  | N | Commercial Non-CHP | Customer Sited | Other | 4 | X | NG | Non-Renewable | 0 | 0.4 | 0 | 1
Operable | 64315 | Walmart Stores Texas, LLC |  | 64776 | WAL452 | TX | Restructured | Hidalgo | GEN1 | Natural Gas Internal Combustion Engine | IC |  | S | X | X |  |  | 0.4 | 0.8 | 0.4 | 0.4 | 0.1 | N |  |  | OP | X | 9 | 2021 | 2021 |  |  | N | Commercial Non-CHP | Customer Sited | Other | 4 | X | NG | Non-Renewable | 0 | 0.4 | 0 | 1
Operable | 64315 | Walmart Stores Texas, LLC |  | 64776 | WAL452 | TX | Restructured | Hidalgo | GEN2 | Natural Gas Internal Combustion Engine | IC |  | S | X | X |  |  | 0.4 | 0.8 | 0.4 | 0.4 | 0.1 | N |  |  | OP | X | 9 | 2021 | 2021 |  |  | N | Commercial Non-CHP | Customer Sited | Other | 4 | X | NG | Non-Renewable | 0 | 0.4 | 0 | 1
Operable | 64315 | Walmart Stores Texas, LLC |  | 64776 | WAL452 | TX | Restructured | Hidalgo | GEN3 | Natural Gas Internal Combustion Engine | IC |  | S | X | X |  |  | 0.4 | 0.8 | 0.4 | 0.4 | 0.1 | N |  |  | OP | X | 9 | 2021 | 2021 |  |  | N | Commercial Non-CHP | Customer Sited | Other | 4 | X | NG | Non-Renewable | 0 | 0.4 | 0 | 1
Operable | 64315 | Walmart Stores Texas, LLC |  | 64777 | WAL456 | TX | Restructured | Cameron | GEN1 | Natural Gas Internal Combustion Engine | IC |  | S | X | X |  |  | 0.4 | 0.8 | 0.4 | 0.4 | 0.1 | N |  |  | OP | X | 9 | 2021 | 2021 |  |  | N | Commercial Non-CHP | Customer Sited | Other | 4 | X | NG | Non-Renewable | 0 | 0.4 | 0 | 1
Operable | 64315 | Walmart Stores Texas, LLC |  | 64777 | WAL456 | TX | Restructured | Cameron | GEN2 | Natural Gas Internal Combustion Engine | IC |  | S | X | X |  |  | 0.4 | 0.8 | 0.4 | 0.4 | 0.1 | N |  |  | OP | X | 9 | 2021 | 2021 |  |  | N | Commercial Non-CHP | Customer Sited | Other | 4 | X | NG | Non-Renewable | 0 | 0.4 | 0 | 1
Operable | 64315 | Walmart Stores Texas, LLC |  | 64777 | WAL456 | TX | Restructured | Cameron | GEN3 | Natural Gas Internal Combustion Engine | IC |  | S | X | X |  |  | 0.4 | 0.8 | 0.4 | 0.4 | 0.1 | N |  |  | OP | X | 9 | 2021 | 2021 |  |  | N | Commercial Non-CHP | Customer Sited | Other | 4 | X | NG | Non-Renewable | 0 | 0.4 | 0 | 1
Operable | 64315 | Walmart Stores Texas, LLC |  | 64778 | WAL461 | TX | Restructured | Maverick | GEN1 | Natural Gas Internal Combustion Engine | IC |  | S | X | X |  |  | 0.4 | 0.8 | 0.4 | 0.4 | 0.1 | N |  |  | OP | X | 10 | 2021 | 2021 |  |  | N | Commercial Non-CHP | Customer Sited | Other | 4 | X | NG | Non-Renewable | 0 | 0.4 | 0 | 1
Operable | 64315 | Walmart Stores Texas, LLC |  | 64778 | WAL461 | TX | Restructured | Maverick | GEN2 | Natural Gas Internal Combustion Engine | IC |  | S | X | X |  |  | 0.4 | 0.8 | 0.4 | 0.4 | 0.1 | N |  |  | OP | X | 10 | 2021 | 2021 |  |  | N | Commercial Non-CHP | Customer Sited | Other | 4 | X | NG | Non-Renewable | 0 | 0.4 | 0 | 1
Operable | 64315 | Walmart Stores Texas, LLC |  | 64778 | WAL461 | TX | Restructured | Maverick | GEN3 | Natural Gas Internal Combustion Engine | IC |  | S | X | X |  |  | 0.4 | 0.8 | 0.4 | 0.4 | 0.1 | N |  |  | OP | X | 10 | 2021 | 2021 |  |  | N | Commercial Non-CHP | Customer Sited | Other | 4 | X | NG | Non-Renewable | 0 | 0.4 | 0 | 1
Operable | 64315 | Walmart Stores Texas, LLC |  | 64791 | WAL462 | TX | Restructured | Brazoria | GEN1 | Natural Gas Internal Combustion Engine | IC |  | S | X | X |  |  | 1.3 | 0.8 | 1.3 | 1.3 | 0.1 | N |  |  | OP | X | 11 | 2019 | 2019 |  |  | N | Commercial Non-CHP | Customer Sited | Other | 4 | X | NG | Non-Renewable | 0 | 1.3 | 0 | 1
Operable | 64315 | Walmart Stores Texas, LLC |  | 64792 | WAL504 | TX | Restructured | Galveston | GEN1 | Natural Gas Internal Combustion Engine | IC |  | S | X | X |  |  | 0.4 | 0.8 | 0.4 | 0.4 | 0.1 | N |  |  | OP | X | 6 | 2022 | 2022 |  |  | N | Commercial Non-CHP | Customer Sited | Other | 4 | X | NG | Non-Renewable | 0 | 0.4 | 0 | 1
Operable | 64315 | Walmart Stores Texas, LLC |  | 64792 | WAL504 | TX | Restructured | Galveston | GEN2 | Natural Gas Internal Combustion Engine | IC |  | S | X | X |  |  | 0.4 | 0.8 | 0.4 | 0.4 | 0.1 | N |  |  | OP | X | 6 | 2022 | 2022 |  |  | N | Commercial Non-CHP | Customer Sited | Other | 4 | X | NG | Non-Renewable | 0 | 0.4 | 0 | 1
Operable | 64315 | Walmart Stores Texas, LLC |  | 64792 | WAL504 | TX | Restructured | Galveston | GEN3 | Natural Gas Internal Combustion Engine | IC |  | S | X | X |  |  | 0.4 | 0.8 | 0.4 | 0.4 | 0.1 | N |  |  | OP | X | 6 | 2022 | 2022 |  |  | N | Commercial Non-CHP | Customer Sited | Other | 4 | X | NG | Non-Renewable | 0 | 0.4 | 0 | 1
Operable | 64315 | Walmart Stores Texas, LLC |  | 64793 | WAL522 | TX | Restructured | Harris | GEN1 | Natural Gas Internal Combustion Engine | IC |  | S | X | X |  |  | 0.4 | 0.8 | 0.4 | 0.4 | 0.1 | N |  |  | OP | X | 6 | 2020 | 2020 |  |  | N | Commercial Non-CHP | Customer Sited | Other | 4 | X | NG | Non-Renewable | 0 | 0.4 | 0 | 1
Operable | 64315 | Walmart Stores Texas, LLC |  | 64793 | WAL522 | TX | Restructured | Harris | GEN2 | Natural Gas Internal Combustion Engine | IC |  | S | X | X |  |  | 0.4 | 0.8 | 0.4 | 0.4 | 0.1 | N |  |  | OP | X | 6 | 2020 | 2020 |  |  | N | Commercial Non-CHP | Customer Sited | Other | 4 | X | NG | Non-Renewable | 0 | 0.4 | 0 | 1
Operable | 64315 | Walmart Stores Texas, LLC |  | 64793 | WAL522 | TX | Restructured | Harris | GEN3 | Natural Gas Internal Combustion Engine | IC |  | S | X | X |  |  | 0.4 | 0.8 | 0.4 | 0.4 | 0.1 | N |  |  | OP | X | 6 | 2020 | 2020 |  |  | N | Commercial Non-CHP | Customer Sited | Other | 4 | X | NG | Non-Renewable | 0 | 0.4 | 0 | 1
Operable | 64315 | Walmart Stores Texas, LLC |  | 64794 | WAL529 | TX | Restructured | Galveston | GEN1 | Natural Gas Internal Combustion Engine | IC |  | S | X | X |  |  | 1.3 | 0.8 | 1.3 | 1.3 | 0.1 | N |  |  | OP | X | 11 | 2019 | 2019 |  |  | N | Commercial Non-CHP | Customer Sited | Other | 4 | X | NG | Non-Renewable | 0 | 1.3 | 0 | 1
Operable | 64315 | Walmart Stores Texas, LLC |  | 64795 | WAL536 | TX | Restructured | Jones | GEN1 | Natural Gas Internal Combustion Engine | IC |  | S | X | X |  |  | 0.4 | 0.8 | 0.4 | 0.4 | 0.1 | N |  |  | OP | X | 10 | 2021 | 2021 |  |  | N | Commercial Non-CHP | Customer Sited | Other | 4 | X | NG | Non-Renewable | 0 | 0.4 | 0 | 1
Operable | 64315 | Walmart Stores Texas, LLC |  | 64795 | WAL536 | TX | Restructured | Jones | GEN2 | Natural Gas Internal Combustion Engine | IC |  | S | X | X |  |  | 0.4 | 0.8 | 0.4 | 0.4 | 0.1 | N |  |  | OP | X | 10 | 2021 | 2021 |  |  | N | Commercial Non-CHP | Customer Sited | Other | 4 | X | NG | Non-Renewable | 0 | 0.4 | 0 | 1
Operable | 64315 | Walmart Stores Texas, LLC |  | 64795 | WAL536 | TX | Restructured | Jones | GEN3 | Natural Gas Internal Combustion Engine | IC |  | S | X | X |  |  | 0.4 | 0.8 | 0.4 | 0.4 | 0.1 | N |  |  | OP | X | 10 | 2021 | 2021 |  |  | N | Commercial Non-CHP | Customer Sited | Other | 4 | X | NG | Non-Renewable | 0 | 0.4 | 0 | 1
Operable | 64315 | Walmart Stores Texas, LLC |  | 64796 | WAL537 | TX | Restructured | Ector | GEN1 | Natural Gas Internal Combustion Engine | IC |  | S | X | X |  |  | 0.4 | 0.8 | 0.4 | 0.4 | 0.1 | N |  |  | OP | X | 11 | 2021 | 2021 |  |  | N | Commercial Non-CHP | Customer Sited | Other | 4 | X | NG | Non-Renewable | 0 | 0.4 | 0 | 1
Operable | 64315 | Walmart Stores Texas, LLC |  | 64796 | WAL537 | TX | Restructured | Ector | GEN2 | Natural Gas Internal Combustion Engine | IC |  | S | X | X |  |  | 0.4 | 0.8 | 0.4 | 0.4 | 0.1 | N |  |  | OP | X | 11 | 2021 | 2021 |  |  | N | Commercial Non-CHP | Customer Sited | Other | 4 | X | NG | Non-Renewable | 0 | 0.4 | 0 | 1
Operable | 64315 | Walmart Stores Texas, LLC |  | 64796 | WAL537 | TX | Restructured | Ector | GEN3 | Natural Gas Internal Combustion Engine | IC |  | S | X | X |  |  | 0.4 | 0.8 | 0.4 | 0.4 | 0.1 | N |  |  | OP | X | 11 | 2021 | 2021 |  |  | N | Commercial Non-CHP | Customer Sited | Other | 4 | X | NG | Non-Renewable | 0 | 0.4 | 0 | 1
Operable | 64315 | Walmart Stores Texas, LLC |  | 64797 | WAL546 | TX | Restructured | Fort Bend | GEN1 | Natural Gas Internal Combustion Engine | IC |  | S | X | X |  |  | 0.4 | 0.8 | 0.4 | 0.4 | 0.1 | N |  |  | OP | X | 12 | 2020 | 2020 |  |  | N | Commercial Non-CHP | Customer Sited | Other | 4 | X | NG | Non-Renewable | 0 | 0.4 | 0 | 1
Operable | 64315 | Walmart Stores Texas, LLC |  | 64797 | WAL546 | TX | Restructured | Fort Bend | GEN2 | Natural Gas Internal Combustion Engine | IC |  | S | X | X |  |  | 0.4 | 0.8 | 0.4 | 0.4 | 0.1 | N |  |  | OP | X | 12 | 2020 | 2020 |  |  | N | Commercial Non-CHP | Customer Sited | Other | 4 | X | NG | Non-Renewable | 0 | 0.4 | 0 | 1
Operable | 64315 | Walmart Stores Texas, LLC |  | 64797 | WAL546 | TX | Restructured | Fort Bend | GEN3 | Natural Gas Internal Combustion Engine | IC |  | S | X | X |  |  | 0.4 | 0.8 | 0.4 | 0.4 | 0.1 | N |  |  | OP | X | 12 | 2020 | 2020 |  |  | N | Commercial Non-CHP | Customer Sited | Other | 4 | X | NG | Non-Renewable | 0 | 0.4 | 0 | 1
Operable | 64315 | Walmart Stores Texas, LLC |  | 64798 | WAL565 | TX | Restructured | Navarro | GEN1 | Natural Gas Internal Combustion Engine | IC |  | S | X | X |  |  | 0.4 | 0.8 | 0.4 | 0.4 | 0.1 | N |  |  | OP | X | 3 | 2022 | 2022 |  |  | N | Commercial Non-CHP | Customer Sited | Other | 4 | X | NG | Non-Renewable | 0 | 0.4 | 0 | 1
Operable | 64315 | Walmart Stores Texas, LLC |  | 64798 | WAL565 | TX | Restructured | Navarro | GEN2 | Natural Gas Internal Combustion Engine | IC |  | S | X | X |  |  | 0.4 | 0.8 | 0.4 | 0.4 | 0.1 | N |  |  | OP | X | 3 | 2022 | 2022 |  |  | N | Commercial Non-CHP | Customer Sited | Other | 4 | X | NG | Non-Renewable | 0 | 0.4 | 0 | 1
Operable | 64315 | Walmart Stores Texas, LLC |  | 64798 | WAL565 | TX | Restructured | Navarro | GEN3 | Natural Gas Internal Combustion Engine | IC |  | S | X | X |  |  | 0.4 | 0.8 | 0.4 | 0.4 | 0.1 | N |  |  | OP | X | 3 | 2022 | 2022 |  |  | N | Commercial Non-CHP | Customer Sited | Other | 4 | X | NG | Non-Renewable | 0 | 0.4 | 0 | 1
Operable | 64315 | Walmart Stores Texas, LLC |  | 64799 | WAL602 | TX | Restructured | Montgomery | GEN1 | Natural Gas Internal Combustion Engine | IC |  | S | X | X |  |  | 0.4 | 0.8 | 0.4 | 0.4 | 0.1 | N |  |  | OP | X | 6 | 2020 | 2020 |  |  | N | Commercial Non-CHP | Customer Sited | Other | 4 | X | NG | Non-Renewable | 0 | 0.4 | 0 | 1
Operable | 64315 | Walmart Stores Texas, LLC |  | 64799 | WAL602 | TX | Restructured | Montgomery | GEN2 | Natural Gas Internal Combustion Engine | IC |  | S | X | X |  |  | 0.4 | 0.8 | 0.4 | 0.4 | 0.1 | N |  |  | OP | X | 6 | 2020 | 2020 |  |  | N | Commercial Non-CHP | Customer Sited | Other | 4 | X | NG | Non-Renewable | 0 | 0.4 | 0 | 1
Operable | 64315 | Walmart Stores Texas, LLC |  | 64799 | WAL602 | TX | Restructured | Montgomery | GEN3 | Natural Gas Internal Combustion Engine | IC |  | S | X | X |  |  | 0.4 | 0.8 | 0.4 | 0.4 | 0.1 | N |  |  | OP | X | 6 | 2020 | 2020 |  |  | N | Commercial Non-CHP | Customer Sited | Other | 4 | X | NG | Non-Renewable | 0 | 0.4 | 0 | 1
Operable | 64315 | Walmart Stores Texas, LLC |  | 64800 | WAL744 | TX | Restructured | Harris | GEN1 | Natural Gas Internal Combustion Engine | IC |  | S | X | X |  |  | 0.4 | 0.8 | 0.4 | 0.4 | 0.1 | N |  |  | OP | X | 11 | 2020 | 2020 |  |  | N | Commercial Non-CHP | Customer Sited | Other | 4 | X | NG | Non-Renewable | 0 | 0.4 | 0 | 1
Operable | 64315 | Walmart Stores Texas, LLC |  | 64800 | WAL744 | TX | Restructured | Harris | GEN2 | Natural Gas Internal Combustion Engine | IC |  | S | X | X |  |  | 0.4 | 0.8 | 0.4 | 0.4 | 0.1 | N |  |  | OP | X | 11 | 2020 | 2020 |  |  | N | Commercial Non-CHP | Customer Sited | Other | 4 | X | NG | Non-Renewable | 0 | 0.4 | 0 | 1
Operable | 64315 | Walmart Stores Texas, LLC |  | 64800 | WAL744 | TX | Restructured | Harris | GEN3 | Natural Gas Internal Combustion Engine | IC |  | S | X | X |  |  | 0.4 | 0.8 | 0.4 | 0.4 | 0.1 | N |  |  | OP | X | 11 | 2020 | 2020 |  |  | N | Commercial Non-CHP | Customer Sited | Other | 4 | X | NG | Non-Renewable | 0 | 0.4 | 0 | 1
Operable | 64315 | Walmart Stores Texas, LLC |  | 64801 | WAL752 | TX | Restructured | Harris | GEN1 | Natural Gas Internal Combustion Engine | IC |  | S | X | X |  |  | 0.4 | 0.8 | 0.4 | 0.4 | 0.1 | N |  |  | OP | X | 8 | 2020 | 2020 |  |  | N | Commercial Non-CHP | Customer Sited | Other | 4 | X | NG | Non-Renewable | 0 | 0.4 | 0 | 1
Operable | 64315 | Walmart Stores Texas, LLC |  | 64801 | WAL752 | TX | Restructured | Harris | GEN2 | Natural Gas Internal Combustion Engine | IC |  | S | X | X |  |  | 0.4 | 0.8 | 0.4 | 0.4 | 0.1 | N |  |  | OP | X | 8 | 2020 | 2020 |  |  | N | Commercial Non-CHP | Customer Sited | Other | 4 | X | NG | Non-Renewable | 0 | 0.4 | 0 | 1
Operable | 64315 | Walmart Stores Texas, LLC |  | 64801 | WAL752 | TX | Restructured | Harris | GEN3 | Natural Gas Internal Combustion Engine | IC |  | S | X | X |  |  | 0.4 | 0.8 | 0.4 | 0.4 | 0.1 | N |  |  | OP | X | 8 | 2020 | 2020 |  |  | N | Commercial Non-CHP | Customer Sited | Other | 4 | X | NG | Non-Renewable | 0 | 0.4 | 0 | 1
Operable | 64315 | Walmart Stores Texas, LLC |  | 64802 | WAL768 | TX | Restructured | Harris | GEN1 | Natural Gas Internal Combustion Engine | IC |  | S | X | X |  |  | 0.4 | 0.8 | 0.4 | 0.4 | 0.1 | N |  |  | OP | X | 11 | 2019 | 2019 |  |  | N | Commercial Non-CHP | Customer Sited | Other | 4 | X | NG | Non-Renewable | 0 | 0.4 | 0 | 1
Operable | 64315 | Walmart Stores Texas, LLC |  | 64802 | WAL768 | TX | Restructured | Harris | GEN2 | Natural Gas Internal Combustion Engine | IC |  | S | X | X |  |  | 0.4 | 0.8 | 0.4 | 0.4 | 0.1 | N |  |  | OP | X | 11 | 2019 | 2019 |  |  | N | Commercial Non-CHP | Customer Sited | Other | 4 | X | NG | Non-Renewable | 0 | 0.4 | 0 | 1
Operable | 64315 | Walmart Stores Texas, LLC |  | 64802 | WAL768 | TX | Restructured | Harris | GEN3 | Natural Gas Internal Combustion Engine | IC |  | S | X | X |  |  | 0.4 | 0.8 | 0.4 | 0.4 | 0.1 | N |  |  | OP | X | 11 | 2019 | 2019 |  |  | N | Commercial Non-CHP | Customer Sited | Other | 4 | X | NG | Non-Renewable | 0 | 0.4 | 0 | 1
Operable | 64315 | Walmart Stores Texas, LLC |  | 64803 | WAL772 | TX | Restructured | Harris | GEN1 | Natural Gas Internal Combustion Engine | IC |  | S | X | X |  |  | 0.4 | 0.8 | 0.4 | 0.4 | 0.1 | N |  |  | OP | X | 9 | 2021 | 2021 |  |  | N | Commercial Non-CHP | Customer Sited | Other | 4 | X | NG | Non-Renewable | 0 | 0.4 | 0 | 1
Operable | 64315 | Walmart Stores Texas, LLC |  | 64803 | WAL772 | TX | Restructured | Harris | GEN2 | Natural Gas Internal Combustion Engine | IC |  | S | X | X |  |  | 0.4 | 0.8 | 0.4 | 0.4 | 0.1 | N |  |  | OP | X | 9 | 2021 | 2021 |  |  | N | Commercial Non-CHP | Customer Sited | Other | 4 | X | NG | Non-Renewable | 0 | 0.4 | 0 | 1
Operable | 64315 | Walmart Stores Texas, LLC |  | 64803 | WAL772 | TX | Restructured | Harris | GEN3 | Natural Gas Internal Combustion Engine | IC |  | S | X | X |  |  | 0.4 | 0.8 | 0.4 | 0.4 | 0.1 | N |  |  | OP | X | 9 | 2021 | 2021 |  |  | N | Commercial Non-CHP | Customer Sited | Other | 4 | X | NG | Non-Renewable | 0 | 0.4 | 0 | 1
Operable | 64315 | Walmart Stores Texas, LLC |  | 64804 | WAL791 | TX | Restructured | Jim Wells | GEN1 | Natural Gas Internal Combustion Engine | IC |  | S | X | X |  |  | 0.4 | 0.8 | 0.4 | 0.4 | 0.1 | N |  |  | OP | X | 8 | 2021 | 2021 |  |  | N | Commercial Non-CHP | Customer Sited | Other | 4 | X | NG | Non-Renewable | 0 | 0.4 | 0 | 1
Operable | 64315 | Walmart Stores Texas, LLC |  | 64804 | WAL791 | TX | Restructured | Jim Wells | GEN2 | Natural Gas Internal Combustion Engine | IC |  | S | X | X |  |  | 0.4 | 0.8 | 0.4 | 0.4 | 0.1 | N |  |  | OP | X | 8 | 2021 | 2021 |  |  | N | Commercial Non-CHP | Customer Sited | Other | 4 | X | NG | Non-Renewable | 0 | 0.4 | 0 | 1
Operable | 64315 | Walmart Stores Texas, LLC |  | 64804 | WAL791 | TX | Restructured | Jim Wells | GEN3 | Natural Gas Internal Combustion Engine | IC |  | S | X | X |  |  | 0.4 | 0.8 | 0.4 | 0.4 | 0.1 | N |  |  | OP | X | 8 | 2021 | 2021 |  |  | N | Commercial Non-CHP | Customer Sited | Other | 4 | X | NG | Non-Renewable | 0 | 0.4 | 0 | 1
Operable | 64315 | Walmart Stores Texas, LLC |  | 64805 | WAL849 | TX | Restructured | Harris | GEN1 | Natural Gas Internal Combustion Engine | IC |  | S | X | X |  |  | 0.4 | 0.8 | 0.4 | 0.4 | 0.1 | N |  |  | OP | X | 7 | 2020 | 2020 |  |  | N | Commercial Non-CHP | Customer Sited | Other | 4 | X | NG | Non-Renewable | 0 | 0.4 | 0 | 1
Operable | 64315 | Walmart Stores Texas, LLC |  | 64805 | WAL849 | TX | Restructured | Harris | GEN2 | Natural Gas Internal Combustion Engine | IC |  | S | X | X |  |  | 0.4 | 0.8 | 0.4 | 0.4 | 0.1 | N |  |  | OP | X | 7 | 2020 | 2020 |  |  | N | Commercial Non-CHP | Customer Sited | Other | 4 | X | NG | Non-Renewable | 0 | 0.4 | 0 | 1
Operable | 64315 | Walmart Stores Texas, LLC |  | 64805 | WAL849 | TX | Restructured | Harris | GEN3 | Natural Gas Internal Combustion Engine | IC |  | S | X | X |  |  | 0.4 | 0.8 | 0.4 | 0.4 | 0.1 | N |  |  | OP | X | 7 | 2020 | 2020 |  |  | N | Commercial Non-CHP | Customer Sited | Other | 4 | X | NG | Non-Renewable | 0 | 0.4 | 0 | 1
Operable | 64315 | Walmart Stores Texas, LLC |  | 64806 | WAL872 | TX | Restructured | Brazoria | GEN1 | Natural Gas Internal Combustion Engine | IC |  | S | X | X |  |  | 0.4 | 0.8 | 0.4 | 0.4 | 0.1 | N |  |  | OP | X | 12 | 2020 | 2020 |  |  | N | Commercial Non-CHP | Customer Sited | Other | 4 | X | NG | Non-Renewable | 0 | 0.4 | 0 | 1
Operable | 64315 | Walmart Stores Texas, LLC |  | 64806 | WAL872 | TX | Restructured | Brazoria | GEN2 | Natural Gas Internal Combustion Engine | IC |  | S | X | X |  |  | 0.4 | 0.8 | 0.4 | 0.4 | 0.1 | N |  |  | OP | X | 12 | 2020 | 2020 |  |  | N | Commercial Non-CHP | Customer Sited | Other | 4 | X | NG | Non-Renewable | 0 | 0.4 | 0 | 1
Operable | 64315 | Walmart Stores Texas, LLC |  | 64806 | WAL872 | TX | Restructured | Brazoria | GEN3 | Natural Gas Internal Combustion Engine | IC |  | S | X | X |  |  | 0.4 | 0.8 | 0.4 | 0.4 | 0.1 | N |  |  | OP | X | 12 | 2020 | 2020 |  |  | N | Commercial Non-CHP | Customer Sited | Other | 4 | X | NG | Non-Renewable | 0 | 0.4 | 0 | 1
Operable | 64315 | Walmart Stores Texas, LLC |  | 64807 | WAL896 | TX | Restructured | Dallas | GEN1 | Natural Gas Internal Combustion Engine | IC |  | S | X | X |  |  | 0.4 | 0.8 | 0.4 | 0.4 | 0.1 | N |  |  | OP | X | 10 | 2021 | 2021 |  |  | N | Commercial Non-CHP | Customer Sited | Other | 4 | X | NG | Non-Renewable | 0 | 0.4 | 0 | 1
Operable | 64315 | Walmart Stores Texas, LLC |  | 64807 | WAL896 | TX | Restructured | Dallas | GEN2 | Natural Gas Internal Combustion Engine | IC |  | S | X | X |  |  | 0.4 | 0.8 | 0.4 | 0.4 | 0.1 | N |  |  | OP | X | 10 | 2021 | 2021 |  |  | N | Commercial Non-CHP | Customer Sited | Other | 4 | X | NG | Non-Renewable | 0 | 0.4 | 0 | 1
Operable | 64315 | Walmart Stores Texas, LLC |  | 64807 | WAL896 | TX | Restructured | Dallas | GEN3 | Natural Gas Internal Combustion Engine | IC |  | S | X | X |  |  | 0.4 | 0.8 | 0.4 | 0.4 | 0.1 | N |  |  | OP | X | 10 | 2021 | 2021 |  |  | N | Commercial Non-CHP | Customer Sited | Other | 4 | X | NG | Non-Renewable | 0 | 0.4 | 0 | 1
Operable | 64315 | Walmart Stores Texas, LLC |  | 64808 | WAL897 | TX | Restructured | Pecos | GEN1 | Natural Gas Internal Combustion Engine | IC |  | S | X | X |  |  | 1.3 | 0.8 | 1.3 | 1.3 | 0.1 | N |  |  | OP | X | 2 | 2021 | 2021 |  |  | N | Commercial Non-CHP | Customer Sited | Other | 4 | X | NG | Non-Renewable | 0 | 1.3 | 0 | 1
Operable | 64315 | Walmart Stores Texas, LLC |  | 64809 | WAL940 | TX | Restructured | Tarrant | GEN1 | Natural Gas Internal Combustion Engine | IC |  | S | X | X |  |  | 0.4 | 0.8 | 0.4 | 0.4 | 0.1 | N |  |  | OP | X | 10 | 2020 | 2020 |  |  | N | Commercial Non-CHP | Customer Sited | Other | 4 | X | NG | Non-Renewable | 0 | 0.4 | 0 | 1
Operable | 64315 | Walmart Stores Texas, LLC |  | 64809 | WAL940 | TX | Restructured | Tarrant | GEN2 | Natural Gas Internal Combustion Engine | IC |  | S | X | X |  |  | 0.4 | 0.8 | 0.4 | 0.4 | 0.1 | N |  |  | OP | X | 10 | 2020 | 2020 |  |  | N | Commercial Non-CHP | Customer Sited | Other | 4 | X | NG | Non-Renewable | 0 | 0.4 | 0 | 1
Operable | 64315 | Walmart Stores Texas, LLC |  | 64809 | WAL940 | TX | Restructured | Tarrant | GEN3 | Natural Gas Internal Combustion Engine | IC |  | S | X | X |  |  | 0.4 | 0.8 | 0.4 | 0.4 | 0.1 | N |  |  | OP | X | 10 | 2020 | 2020 |  |  | N | Commercial Non-CHP | Customer Sited | Other | 4 | X | NG | Non-Renewable | 0 | 0.4 | 0 | 1
Operable | 64315 | Walmart Stores Texas, LLC |  | 64810 | WAL947 | TX | Restructured | Grayson | GEN1 | Natural Gas Internal Combustion Engine | IC |  | S | X | X |  |  | 0.4 | 0.8 | 0.4 | 0.4 | 0.1 | N |  |  | OP | X | 10 | 2020 | 2020 |  |  | N | Commercial Non-CHP | Customer Sited | Other | 4 | X | NG | Non-Renewable | 0 | 0.4 | 0 | 1
Operable | 64315 | Walmart Stores Texas, LLC |  | 64810 | WAL947 | TX | Restructured | Grayson | GEN2 | Natural Gas Internal Combustion Engine | IC |  | S | X | X |  |  | 0.4 | 0.8 | 0.4 | 0.4 | 0.1 | N |  |  | OP | X | 10 | 2020 | 2020 |  |  | N | Commercial Non-CHP | Customer Sited | Other | 4 | X | NG | Non-Renewable | 0 | 0.4 | 0 | 1
Operable | 64315 | Walmart Stores Texas, LLC |  | 64810 | WAL947 | TX | Restructured | Grayson | GEN3 | Natural Gas Internal Combustion Engine | IC |  | S | X | X |  |  | 0.4 | 0.8 | 0.4 | 0.4 | 0.1 | N |  |  | OP | X | 10 | 2020 | 2020 |  |  | N | Commercial Non-CHP | Customer Sited | Other | 4 | X | NG | Non-Renewable | 0 | 0.4 | 0 | 1
Operable | 64315 | Walmart Stores Texas, LLC |  | 64812 | WAL972 | TX | Restructured | Tarrant | GEN1 | Natural Gas Internal Combustion Engine | IC |  | S | X | X |  |  | 0.4 | 0.8 | 0.4 | 0.4 | 0.1 | N |  |  | OP | X | 11 | 2020 | 2020 |  |  | N | Commercial Non-CHP | Customer Sited | Other | 4 | X | NG | Non-Renewable | 0 | 0.4 | 0 | 1
Operable | 64315 | Walmart Stores Texas, LLC |  | 64812 | WAL972 | TX | Restructured | Tarrant | GEN2 | Natural Gas Internal Combustion Engine | IC |  | S | X | X |  |  | 0.4 | 0.8 | 0.4 | 0.4 | 0.1 | N |  |  | OP | X | 11 | 2020 | 2020 |  |  | N | Commercial Non-CHP | Customer Sited | Other | 4 | X | NG | Non-Renewable | 0 | 0.4 | 0 | 1
Operable | 64315 | Walmart Stores Texas, LLC |  | 64812 | WAL972 | TX | Restructured | Tarrant | GEN3 | Natural Gas Internal Combustion Engine | IC |  | S | X | X |  |  | 0.4 | 0.8 | 0.4 | 0.4 | 0.1 | N |  |  | OP | X | 11 | 2020 | 2020 |  |  | N | Commercial Non-CHP | Customer Sited | Other | 4 | X | NG | Non-Renewable | 0 | 0.4 | 0 | 1
Operable | 64315 | Walmart Stores Texas, LLC |  | 64813 | WAL1040 | TX | Restructured | Harris | GEN1 | Natural Gas Internal Combustion Engine | IC |  | S | X | X |  |  | 0.4 | 0.8 | 0.4 | 0.4 | 0.1 | N |  |  | OP | X | 8 | 2019 | 2019 |  |  | N | Commercial Non-CHP | Customer Sited | Other | 4 | X | NG | Non-Renewable | 0 | 0.4 | 0 | 1
Operable | 64315 | Walmart Stores Texas, LLC |  | 64813 | WAL1040 | TX | Restructured | Harris | GEN2 | Natural Gas Internal Combustion Engine | IC |  | S | X | X |  |  | 0.4 | 0.8 | 0.4 | 0.4 | 0.1 | N |  |  | OP | X | 8 | 2019 | 2019 |  |  | N | Commercial Non-CHP | Customer Sited | Other | 4 | X | NG | Non-Renewable | 0 | 0.4 | 0 | 1
Operable | 64315 | Walmart Stores Texas, LLC |  | 64813 | WAL1040 | TX | Restructured | Harris | GEN3 | Natural Gas Internal Combustion Engine | IC |  | S | X | X |  |  | 0.4 | 0.8 | 0.4 | 0.4 | 0.1 | N |  |  | OP | X | 8 | 2019 | 2019 |  |  | N | Commercial Non-CHP | Customer Sited | Other | 4 | X | NG | Non-Renewable | 0 | 0.4 | 0 | 1
Operable | 64315 | Walmart Stores Texas, LLC |  | 64814 | WAL1062 | TX | Restructured | Harris | GEN1 | Natural Gas Internal Combustion Engine | IC |  | S | X | X |  |  | 0.4 | 0.8 | 0.4 | 0.4 | 0.1 | N |  |  | OP | X | 3 | 2021 | 2021 |  |  | N | Commercial Non-CHP | Customer Sited | Other | 4 | X | NG | Non-Renewable | 0 | 0.4 | 0 | 1
Operable | 64315 | Walmart Stores Texas, LLC |  | 64814 | WAL1062 | TX | Restructured | Harris | GEN2 | Natural Gas Internal Combustion Engine | IC |  | S | X | X |  |  | 0.4 | 0.8 | 0.4 | 0.4 | 0.1 | N |  |  | OP | X | 3 | 2021 | 2021 |  |  | N | Commercial Non-CHP | Customer Sited | Other | 4 | X | NG | Non-Renewable | 0 | 0.4 | 0 | 1
Operable | 64315 | Walmart Stores Texas, LLC |  | 64814 | WAL1062 | TX | Restructured | Harris | GEN3 | Natural Gas Internal Combustion Engine | IC |  | S | X | X |  |  | 0.4 | 0.8 | 0.4 | 0.4 | 0.1 | N |  |  | OP | X | 3 | 2021 | 2021 |  |  | N | Commercial Non-CHP | Customer Sited | Other | 4 | X | NG | Non-Renewable | 0 | 0.4 | 0 | 1
Operable | 64315 | Walmart Stores Texas, LLC |  | 64815 | WAL1103 | TX | Restructured | Harris | GEN1 | Natural Gas Internal Combustion Engine | IC |  | S | X | X |  |  | 0.4 | 0.8 | 0.4 | 0.4 | 0.1 | N |  |  | OP | X | 7 | 2019 | 2019 |  |  | N | Commercial Non-CHP | Customer Sited | Other | 4 | X | NG | Non-Renewable | 0 | 0.4 | 0 | 1
Operable | 64315 | Walmart Stores Texas, LLC |  | 64815 | WAL1103 | TX | Restructured | Harris | GEN2 | Natural Gas Internal Combustion Engine | IC |  | S | X | X |  |  | 0.4 | 0.8 | 0.4 | 0.4 | 0.1 | N |  |  | OP | X | 7 | 2019 | 2019 |  |  | N | Commercial Non-CHP | Customer Sited | Other | 4 | X | NG | Non-Renewable | 0 | 0.4 | 0 | 1
Operable | 64315 | Walmart Stores Texas, LLC |  | 64815 | WAL1103 | TX | Restructured | Harris | GEN3 | Natural Gas Internal Combustion Engine | IC |  | S | X | X |  |  | 0.4 | 0.8 | 0.4 | 0.4 | 0.1 | N |  |  | OP | X | 7 | 2019 | 2019 |  |  | N | Commercial Non-CHP | Customer Sited | Other | 4 | X | NG | Non-Renewable | 0 | 0.4 | 0 | 1
Operable | 64315 | Walmart Stores Texas, LLC |  | 64816 | WAL1232 | TX | Restructured | Bell | GEN1 | Natural Gas Internal Combustion Engine | IC |  | S | X | X |  |  | 0.4 | 0.8 | 0.4 | 0.4 | 0.1 | N |  |  | OP | X | 9 | 2020 | 2020 |  |  | N | Commercial Non-CHP | Customer Sited | Other | 4 | X | NG | Non-Renewable | 0 | 0.4 | 0 | 1
Operable | 64315 | Walmart Stores Texas, LLC |  | 64816 | WAL1232 | TX | Restructured | Bell | GEN2 | Natural Gas Internal Combustion Engine | IC |  | S | X | X |  |  | 0.4 | 0.8 | 0.4 | 0.4 | 0.1 | N |  |  | OP | X | 9 | 2020 | 2020 |  |  | N | Commercial Non-CHP | Customer Sited | Other | 4 | X | NG | Non-Renewable | 0 | 0.4 | 0 | 1
Operable | 64315 | Walmart Stores Texas, LLC |  | 64816 | WAL1232 | TX | Restructured | Bell | GEN3 | Natural Gas Internal Combustion Engine | IC |  | S | X | X |  |  | 0.4 | 0.8 | 0.4 | 0.4 | 0.1 | N |  |  | OP | X | 9 | 2020 | 2020 |  |  | N | Commercial Non-CHP | Customer Sited | Other | 4 | X | NG | Non-Renewable | 0 | 0.4 | 0 | 1
Operable | 64315 | Walmart Stores Texas, LLC |  | 64829 | WAL1272 | TX | Restructured | Scurry | GEN1 | Natural Gas Internal Combustion Engine | IC |  | S | X | X |  |  | 0.4 | 0.8 | 0.4 | 0.4 | 0.1 | N |  |  | OP | X | 4 | 2021 | 2021 |  |  | N | Commercial Non-CHP | Customer Sited | Other | 4 | X | NG | Non-Renewable | 0 | 0.4 | 0 | 1
Operable | 64315 | Walmart Stores Texas, LLC |  | 64829 | WAL1272 | TX | Restructured | Scurry | GEN2 | Natural Gas Internal Combustion Engine | IC |  | S | X | X |  |  | 0.4 | 0.8 | 0.4 | 0.4 | 0.1 | N |  |  | OP | X | 4 | 2021 | 2021 |  |  | N | Commercial Non-CHP | Customer Sited | Other | 4 | X | NG | Non-Renewable | 0 | 0.4 | 0 | 1
Operable | 64315 | Walmart Stores Texas, LLC |  | 64829 | WAL1272 | TX | Restructured | Scurry | GEN3 | Natural Gas Internal Combustion Engine | IC |  | S | X | X |  |  | 0.4 | 0.8 | 0.4 | 0.4 | 0.1 | N |  |  | OP | X | 4 | 2021 | 2021 |  |  | N | Commercial Non-CHP | Customer Sited | Other | 4 | X | NG | Non-Renewable | 0 | 0.4 | 0 | 1
Operable | 64315 | Walmart Stores Texas, LLC |  | 64883 | WAL1455 | TX | Restructured | Tarrant | GEN1 | Natural Gas Internal Combustion Engine | IC |  | S | X | X |  |  | 0.4 | 0.8 | 0.4 | 0.4 | 0.1 | N |  |  | OP | X | 9 | 2021 | 2021 |  |  | N | Commercial Non-CHP | Customer Sited | Other | 4 | X | NG | Non-Renewable | 0 | 0.4 | 0 | 1
Operable | 64315 | Walmart Stores Texas, LLC |  | 64883 | WAL1455 | TX | Restructured | Tarrant | GEN2 | Natural Gas Internal Combustion Engine | IC |  | S | X | X |  |  | 0.4 | 0.8 | 0.4 | 0.4 | 0.1 | N |  |  | OP | X | 9 | 2021 | 2021 |  |  | N | Commercial Non-CHP | Customer Sited | Other | 4 | X | NG | Non-Renewable | 0 | 0.4 | 0 | 1
Operable | 64315 | Walmart Stores Texas, LLC |  | 64883 | WAL1455 | TX | Restructured | Tarrant | GEN3 | Natural Gas Internal Combustion Engine | IC |  | S | X | X |  |  | 0.4 | 0.8 | 0.4 | 0.4 | 0.1 | N |  |  | OP | X | 9 | 2021 | 2021 |  |  | N | Commercial Non-CHP | Customer Sited | Other | 4 | X | NG | Non-Renewable | 0 | 0.4 | 0 | 1
Operable | 64315 | Walmart Stores Texas, LLC |  | 64884 | WAL1801 | TX | Restructured | Tarrant | GEN1 | Natural Gas Internal Combustion Engine | IC |  | S | X | X |  |  | 0.4 | 0.8 | 0.4 | 0.4 | 0.1 | N |  |  | OP | X | 12 | 2022 | 2022 |  |  | N | Commercial Non-CHP | Customer Sited | Other | 4 | X | NG | Non-Renewable | 0 | 0.4 | 0 | 1
Operable | 64315 | Walmart Stores Texas, LLC |  | 64884 | WAL1801 | TX | Restructured | Tarrant | GEN2 | Natural Gas Internal Combustion Engine | IC |  | S | X | X |  |  | 0.4 | 0.8 | 0.4 | 0.4 | 0.1 | N |  |  | OP | X | 12 | 2022 | 2022 |  |  | N | Commercial Non-CHP | Customer Sited | Other | 4 | X | NG | Non-Renewable | 0 | 0.4 | 0 | 1
Operable | 64315 | Walmart Stores Texas, LLC |  | 64884 | WAL1801 | TX | Restructured | Tarrant | GEN3 | Natural Gas Internal Combustion Engine | IC |  | S | X | X |  |  | 0.4 | 0.8 | 0.4 | 0.4 | 0.1 | N |  |  | OP | X | 12 | 2022 | 2022 |  |  | N | Commercial Non-CHP | Customer Sited | Other | 4 | X | NG | Non-Renewable | 0 | 0.4 | 0 | 1
Operable | 64315 | Walmart Stores Texas, LLC |  | 64885 | WAL2257 | TX | Restructured | Harris | GEN1 | Natural Gas Internal Combustion Engine | IC |  | S | X | X |  |  | 0.4 | 0.8 | 0.4 | 0.4 | 0.1 | N |  |  | OP | X | 9 | 2021 | 2021 |  |  | N | Commercial Non-CHP | Customer Sited | Other | 4 | X | NG | Non-Renewable | 0 | 0.4 | 0 | 1
Operable | 64315 | Walmart Stores Texas, LLC |  | 64885 | WAL2257 | TX | Restructured | Harris | GEN2 | Natural Gas Internal Combustion Engine | IC |  | S | X | X |  |  | 0.4 | 0.8 | 0.4 | 0.4 | 0.1 | N |  |  | OP | X | 9 | 2021 | 2021 |  |  | N | Commercial Non-CHP | Customer Sited | Other | 4 | X | NG | Non-Renewable | 0 | 0.4 | 0 | 1
Operable | 64315 | Walmart Stores Texas, LLC |  | 64885 | WAL2257 | TX | Restructured | Harris | GEN3 | Natural Gas Internal Combustion Engine | IC |  | S | X | X |  |  | 0.4 | 0.8 | 0.4 | 0.4 | 0.1 | N |  |  | OP | X | 9 | 2021 | 2021 |  |  | N | Commercial Non-CHP | Customer Sited | Other | 4 | X | NG | Non-Renewable | 0 | 0.4 | 0 | 1
Operable | 64315 | Walmart Stores Texas, LLC |  | 64886 | WAL2439 | TX | Restructured | Chambers | GEN1 | Natural Gas Internal Combustion Engine | IC |  | S | X | X |  |  | 0.4 | 0.8 | 0.4 | 0.4 | 0.1 | N |  |  | OP | X | 7 | 2021 | 2021 |  |  | N | Commercial Non-CHP | Customer Sited | Other | 4 | X | NG | Non-Renewable | 0 | 0.4 | 0 | 1
Operable | 64315 | Walmart Stores Texas, LLC |  | 64886 | WAL2439 | TX | Restructured | Chambers | GEN2 | Natural Gas Internal Combustion Engine | IC |  | S | X | X |  |  | 0.4 | 0.8 | 0.4 | 0.4 | 0.1 | N |  |  | OP | X | 7 | 2021 | 2021 |  |  | N | Commercial Non-CHP | Customer Sited | Other | 4 | X | NG | Non-Renewable | 0 | 0.4 | 0 | 1
Operable | 64315 | Walmart Stores Texas, LLC |  | 64886 | WAL2439 | TX | Restructured | Chambers | GEN3 | Natural Gas Internal Combustion Engine | IC |  | S | X | X |  |  | 0.4 | 0.8 | 0.4 | 0.4 | 0.1 | N |  |  | OP | X | 7 | 2021 | 2021 |  |  | N | Commercial Non-CHP | Customer Sited | Other | 4 | X | NG | Non-Renewable | 0 | 0.4 | 0 | 1
Operable | 64315 | Walmart Stores Texas, LLC |  | 64887 | WAL2667 | TX | Restructured | Dallas | GEN1 | Natural Gas Internal Combustion Engine | IC |  | S | X | X |  |  | 0.4 | 0.8 | 0.4 | 0.4 | 0.1 | N |  |  | OP | X | 11 | 2021 | 2021 |  |  | N | Commercial Non-CHP | Customer Sited | Other | 4 | X | NG | Non-Renewable | 0 | 0.4 | 0 | 1
Operable | 64315 | Walmart Stores Texas, LLC |  | 64887 | WAL2667 | TX | Restructured | Dallas | GEN2 | Natural Gas Internal Combustion Engine | IC |  | S | X | X |  |  | 0.4 | 0.8 | 0.4 | 0.4 | 0.1 | N |  |  | OP | X | 11 | 2021 | 2021 |  |  | N | Commercial Non-CHP | Customer Sited | Other | 4 | X | NG | Non-Renewable | 0 | 0.4 | 0 | 1
Operable | 64315 | Walmart Stores Texas, LLC |  | 64887 | WAL2667 | TX | Restructured | Dallas | GEN3 | Natural Gas Internal Combustion Engine | IC |  | S | X | X |  |  | 0.4 | 0.8 | 0.4 | 0.4 | 0.1 | N |  |  | OP | X | 11 | 2021 | 2021 |  |  | N | Commercial Non-CHP | Customer Sited | Other | 4 | X | NG | Non-Renewable | 0 | 0.4 | 0 | 1
Operable | 64315 | Walmart Stores Texas, LLC |  | 64888 | WAL2724 | TX | Restructured | Harris | GEN1 | Natural Gas Internal Combustion Engine | IC |  | S | X | X |  |  | 0.4 | 0.8 | 0.4 | 0.4 | 0.1 | N |  |  | OP | X | 8 | 2020 | 2020 |  |  | N | Commercial Non-CHP | Customer Sited | Other | 4 | X | NG | Non-Renewable | 0 | 0.4 | 0 | 1
Operable | 64315 | Walmart Stores Texas, LLC |  | 64888 | WAL2724 | TX | Restructured | Harris | GEN2 | Natural Gas Internal Combustion Engine | IC |  | S | X | X |  |  | 0.4 | 0.8 | 0.4 | 0.4 | 0.1 | N |  |  | OP | X | 8 | 2020 | 2020 |  |  | N | Commercial Non-CHP | Customer Sited | Other | 4 | X | NG | Non-Renewable | 0 | 0.4 | 0 | 1
Operable | 64315 | Walmart Stores Texas, LLC |  | 64888 | WAL2724 | TX | Restructured | Harris | GEN3 | Natural Gas Internal Combustion Engine | IC |  | S | X | X |  |  | 0.4 | 0.8 | 0.4 | 0.4 | 0.1 | N |  |  | OP | X | 8 | 2020 | 2020 |  |  | N | Commercial Non-CHP | Customer Sited | Other | 4 | X | NG | Non-Renewable | 0 | 0.4 | 0 | 1
Operable | 64315 | Walmart Stores Texas, LLC |  | 64889 | WAL2883 | TX | Restructured | Collin | GEN1 | Natural Gas Internal Combustion Engine | IC |  | S | X | X |  |  | 0.4 | 0.8 | 0.4 | 0.4 | 0.1 | N |  |  | OP | X | 9 | 2021 | 2021 |  |  | N | Commercial Non-CHP | Customer Sited | Other | 4 | X | NG | Non-Renewable | 0 | 0.4 | 0 | 1
Operable | 64315 | Walmart Stores Texas, LLC |  | 64889 | WAL2883 | TX | Restructured | Collin | GEN2 | Natural Gas Internal Combustion Engine | IC |  | S | X | X |  |  | 0.4 | 0.8 | 0.4 | 0.4 | 0.1 | N |  |  | OP | X | 9 | 2021 | 2021 |  |  | N | Commercial Non-CHP | Customer Sited | Other | 4 | X | NG | Non-Renewable | 0 | 0.4 | 0 | 1
Operable | 64315 | Walmart Stores Texas, LLC |  | 64889 | WAL2883 | TX | Restructured | Collin | GEN3 | Natural Gas Internal Combustion Engine | IC |  | S | X | X |  |  | 0.4 | 0.8 | 0.4 | 0.4 | 0.1 | N |  |  | OP | X | 9 | 2021 | 2021 |  |  | N | Commercial Non-CHP | Customer Sited | Other | 4 | X | NG | Non-Renewable | 0 | 0.4 | 0 | 1
Operable | 64315 | Walmart Stores Texas, LLC |  | 64890 | WAL2980 | TX | Restructured | Tarrant | GEN1 | Natural Gas Internal Combustion Engine | IC |  | S | X | X |  |  | 0.4 | 0.8 | 0.4 | 0.4 | 0.1 | N |  |  | OP | X | 11 | 2021 | 2021 |  |  | N | Commercial Non-CHP | Customer Sited | Other | 4 | X | NG | Non-Renewable | 0 | 0.4 | 0 | 1
Operable | 64315 | Walmart Stores Texas, LLC |  | 64890 | WAL2980 | TX | Restructured | Tarrant | GEN2 | Natural Gas Internal Combustion Engine | IC |  | S | X | X |  |  | 0.4 | 0.8 | 0.4 | 0.4 | 0.1 | N |  |  | OP | X | 11 | 2021 | 2021 |  |  | N | Commercial Non-CHP | Customer Sited | Other | 4 | X | NG | Non-Renewable | 0 | 0.4 | 0 | 1
Operable | 64315 | Walmart Stores Texas, LLC |  | 64890 | WAL2980 | TX | Restructured | Tarrant | GEN3 | Natural Gas Internal Combustion Engine | IC |  | S | X | X |  |  | 0.4 | 0.8 | 0.4 | 0.4 | 0.1 | N |  |  | OP | X | 11 | 2021 | 2021 |  |  | N | Commercial Non-CHP | Customer Sited | Other | 4 | X | NG | Non-Renewable | 0 | 0.4 | 0 | 1
Operable | 64315 | Walmart Stores Texas, LLC |  | 64891 | WAL2993 | TX | Restructured | Fort Bend | GEN1 | Natural Gas Internal Combustion Engine | IC |  | S | X | X |  |  | 0.4 | 0.8 | 0.4 | 0.4 | 0.1 | N |  |  | OP | X | 9 | 2021 | 2021 |  |  | N | Commercial Non-CHP | Customer Sited | Other | 4 | X | NG | Non-Renewable | 0 | 0.4 | 0 | 1
Operable | 64315 | Walmart Stores Texas, LLC |  | 64891 | WAL2993 | TX | Restructured | Fort Bend | GEN2 | Natural Gas Internal Combustion Engine | IC |  | S | X | X |  |  | 0.4 | 0.8 | 0.4 | 0.4 | 0.1 | N |  |  | OP | X | 9 | 2021 | 2021 |  |  | N | Commercial Non-CHP | Customer Sited | Other | 4 | X | NG | Non-Renewable | 0 | 0.4 | 0 | 1
Operable | 64315 | Walmart Stores Texas, LLC |  | 64891 | WAL2993 | TX | Restructured | Fort Bend | GEN3 | Natural Gas Internal Combustion Engine | IC |  | S | X | X |  |  | 0.4 | 0.8 | 0.4 | 0.4 | 0.1 | N |  |  | OP | X | 9 | 2021 | 2021 |  |  | N | Commercial Non-CHP | Customer Sited | Other | 4 | X | NG | Non-Renewable | 0 | 0.4 | 0 | 1
Operable | 64315 | Walmart Stores Texas, LLC |  | 64893 | WAL3224 | TX | Restructured | Dallas | GEN1 | Natural Gas Internal Combustion Engine | IC |  | S | X | X |  |  | 0.4 | 0.8 | 0.4 | 0.4 | 0.1 | N |  |  | OP | X | 2 | 2022 | 2022 |  |  | N | Commercial Non-CHP | Customer Sited | Other | 4 | X | NG | Non-Renewable | 0 | 0.4 | 0 | 1
Operable | 64315 | Walmart Stores Texas, LLC |  | 64893 | WAL3224 | TX | Restructured | Dallas | GEN2 | Natural Gas Internal Combustion Engine | IC |  | S | X | X |  |  | 0.4 | 0.8 | 0.4 | 0.4 | 0.1 | N |  |  | OP | X | 2 | 2022 | 2022 |  |  | N | Commercial Non-CHP | Customer Sited | Other | 4 | X | NG | Non-Renewable | 0 | 0.4 | 0 | 1
Operable | 64315 | Walmart Stores Texas, LLC |  | 64893 | WAL3224 | TX | Restructured | Dallas | GEN3 | Natural Gas Internal Combustion Engine | IC |  | S | X | X |  |  | 0.4 | 0.8 | 0.4 | 0.4 | 0.1 | N |  |  | OP | X | 2 | 2022 | 2022 |  |  | N | Commercial Non-CHP | Customer Sited | Other | 4 | X | NG | Non-Renewable | 0 | 0.4 | 0 | 1
Operable | 64315 | Walmart Stores Texas, LLC |  | 64895 | WAL3226 | TX | Restructured | Fort Bend | GEN1 | Natural Gas Internal Combustion Engine | IC |  | S | X | X |  |  | 0.4 | 0.8 | 0.4 | 0.4 | 0.1 | N |  |  | OP | X | 7 | 2019 | 2019 |  |  | N | Commercial Non-CHP | Customer Sited | Other | 4 | X | NG | Non-Renewable | 0 | 0.4 | 0 | 1
Operable | 64315 | Walmart Stores Texas, LLC |  | 64895 | WAL3226 | TX | Restructured | Fort Bend | GEN2 | Natural Gas Internal Combustion Engine | IC |  | S | X | X |  |  | 0.4 | 0.8 | 0.4 | 0.4 | 0.1 | N |  |  | OP | X | 7 | 2019 | 2019 |  |  | N | Commercial Non-CHP | Customer Sited | Other | 4 | X | NG | Non-Renewable | 0 | 0.4 | 0 | 1
Operable | 64315 | Walmart Stores Texas, LLC |  | 64895 | WAL3226 | TX | Restructured | Fort Bend | GEN3 | Natural Gas Internal Combustion Engine | IC |  | S | X | X |  |  | 0.4 | 0.8 | 0.4 | 0.4 | 0.1 | N |  |  | OP | X | 7 | 2019 | 2019 |  |  | N | Commercial Non-CHP | Customer Sited | Other | 4 | X | NG | Non-Renewable | 0 | 0.4 | 0 | 1
Operable | 64315 | Walmart Stores Texas, LLC |  | 64896 | WAL3284 | TX | Restructured | Tarrant | GEN1 | Natural Gas Internal Combustion Engine | IC |  | S | X | X |  |  | 0.4 | 0.8 | 0.4 | 0.4 | 0.1 | N |  |  | OP | X | 6 | 2021 | 2021 |  |  | N | Commercial Non-CHP | Customer Sited | Other | 4 | X | NG | Non-Renewable | 0 | 0.4 | 0 | 1
Operable | 64315 | Walmart Stores Texas, LLC |  | 64896 | WAL3284 | TX | Restructured | Tarrant | GEN2 | Natural Gas Internal Combustion Engine | IC |  | S | X | X |  |  | 0.4 | 0.8 | 0.4 | 0.4 | 0.1 | N |  |  | OP | X | 6 | 2021 | 2021 |  |  | N | Commercial Non-CHP | Customer Sited | Other | 4 | X | NG | Non-Renewable | 0 | 0.4 | 0 | 1
Operable | 64315 | Walmart Stores Texas, LLC |  | 64896 | WAL3284 | TX | Restructured | Tarrant | GEN3 | Natural Gas Internal Combustion Engine | IC |  | S | X | X |  |  | 0.4 | 0.8 | 0.4 | 0.4 | 0.1 | N |  |  | OP | X | 6 | 2021 | 2021 |  |  | N | Commercial Non-CHP | Customer Sited | Other | 4 | X | NG | Non-Renewable | 0 | 0.4 | 0 | 1
Operable | 64315 | Walmart Stores Texas, LLC |  | 64897 | WAL3285 | TX | Restructured | Dallas | GEN1 | Natural Gas Internal Combustion Engine | IC |  | S | X | X |  |  | 0.4 | 0.8 | 0.4 | 0.4 | 0.1 | N |  |  | OP | X | 10 | 2021 | 2021 |  |  | N | Commercial Non-CHP | Customer Sited | Other | 4 | X | NG | Non-Renewable | 0 | 0.4 | 0 | 1
Operable | 64315 | Walmart Stores Texas, LLC |  | 64897 | WAL3285 | TX | Restructured | Dallas | GEN2 | Natural Gas Internal Combustion Engine | IC |  | S | X | X |  |  | 0.4 | 0.8 | 0.4 | 0.4 | 0.1 | N |  |  | OP | X | 10 | 2021 | 2021 |  |  | N | Commercial Non-CHP | Customer Sited | Other | 4 | X | NG | Non-Renewable | 0 | 0.4 | 0 | 1
Operable | 64315 | Walmart Stores Texas, LLC |  | 64897 | WAL3285 | TX | Restructured | Dallas | GEN3 | Natural Gas Internal Combustion Engine | IC |  | S | X | X |  |  | 0.4 | 0.8 | 0.4 | 0.4 | 0.1 | N |  |  | OP | X | 10 | 2021 | 2021 |  |  | N | Commercial Non-CHP | Customer Sited | Other | 4 | X | NG | Non-Renewable | 0 | 0.4 | 0 | 1
Operable | 64315 | Walmart Stores Texas, LLC |  | 64898 | WAL3297 | TX | Restructured | Harris | GEN1 | Natural Gas Internal Combustion Engine | IC |  | S | X | X |  |  | 0.4 | 0.8 | 0.4 | 0.4 | 0.1 | N |  |  | OP | X | 10 | 2020 | 2020 |  |  | N | Commercial Non-CHP | Customer Sited | Other | 4 | X | NG | Non-Renewable | 0 | 0.4 | 0 | 1
Operable | 64315 | Walmart Stores Texas, LLC |  | 64898 | WAL3297 | TX | Restructured | Harris | GEN2 | Natural Gas Internal Combustion Engine | IC |  | S | X | X |  |  | 0.4 | 0.8 | 0.4 | 0.4 | 0.1 | N |  |  | OP | X | 10 | 2020 | 2020 |  |  | N | Commercial Non-CHP | Customer Sited | Other | 4 | X | NG | Non-Renewable | 0 | 0.4 | 0 | 1
Operable | 64315 | Walmart Stores Texas, LLC |  | 64898 | WAL3297 | TX | Restructured | Harris | GEN3 | Natural Gas Internal Combustion Engine | IC |  | S | X | X |  |  | 0.4 | 0.8 | 0.4 | 0.4 | 0.1 | N |  |  | OP | X | 10 | 2020 | 2020 |  |  | N | Commercial Non-CHP | Customer Sited | Other | 4 | X | NG | Non-Renewable | 0 | 0.4 | 0 | 1
Operable | 64315 | Walmart Stores Texas, LLC |  | 64899 | WAL3298 | TX | Restructured | Galveston | GEN1 | Natural Gas Internal Combustion Engine | IC |  | S | X | X |  |  | 0.4 | 0.8 | 0.4 | 0.4 | 0.1 | N |  |  | OP | X | 8 | 2020 | 2020 |  |  | N | Commercial Non-CHP | Customer Sited | Other | 4 | X | NG | Non-Renewable | 0 | 0.4 | 0 | 1
Operable | 64315 | Walmart Stores Texas, LLC |  | 64899 | WAL3298 | TX | Restructured | Galveston | GEN2 | Natural Gas Internal Combustion Engine | IC |  | S | X | X |  |  | 0.4 | 0.8 | 0.4 | 0.4 | 0.1 | N |  |  | OP | X | 8 | 2020 | 2020 |  |  | N | Commercial Non-CHP | Customer Sited | Other | 4 | X | NG | Non-Renewable | 0 | 0.4 | 0 | 1
Operable | 64315 | Walmart Stores Texas, LLC |  | 64899 | WAL3298 | TX | Restructured | Galveston | GEN3 | Natural Gas Internal Combustion Engine | IC |  | S | X | X |  |  | 0.4 | 0.8 | 0.4 | 0.4 | 0.1 | N |  |  | OP | X | 8 | 2020 | 2020 |  |  | N | Commercial Non-CHP | Customer Sited | Other | 4 | X | NG | Non-Renewable | 0 | 0.4 | 0 | 1
Operable | 64315 | Walmart Stores Texas, LLC |  | 64900 | WAL3302 | TX | Restructured | Harris | GEN1 | Natural Gas Internal Combustion Engine | IC |  | S | X | X |  |  | 0.4 | 0.8 | 0.4 | 0.4 | 0.1 | N |  |  | OP | X | 10 | 2021 | 2021 |  |  | N | Commercial Non-CHP | Customer Sited | Other | 4 | X | NG | Non-Renewable | 0 | 0.4 | 0 | 1
Operable | 64315 | Walmart Stores Texas, LLC |  | 64900 | WAL3302 | TX | Restructured | Harris | GEN2 | Natural Gas Internal Combustion Engine | IC |  | S | X | X |  |  | 0.4 | 0.8 | 0.4 | 0.4 | 0.1 | N |  |  | OP | X | 10 | 2021 | 2021 |  |  | N | Commercial Non-CHP | Customer Sited | Other | 4 | X | NG | Non-Renewable | 0 | 0.4 | 0 | 1
Operable | 64315 | Walmart Stores Texas, LLC |  | 64900 | WAL3302 | TX | Restructured | Harris | GEN3 | Natural Gas Internal Combustion Engine | IC |  | S | X | X |  |  | 0.4 | 0.8 | 0.4 | 0.4 | 0.1 | N |  |  | OP | X | 10 | 2021 | 2021 |  |  | N | Commercial Non-CHP | Customer Sited | Other | 4 | X | NG | Non-Renewable | 0 | 0.4 | 0 | 1
Operable | 64315 | Walmart Stores Texas, LLC |  | 64901 | WAL3320 | TX | Restructured | Hidalgo | GEN1 | Natural Gas Internal Combustion Engine | IC |  | S | X | X |  |  | 0.4 | 0.8 | 0.4 | 0.4 | 0.1 | N |  |  | OP | X | 8 | 2021 | 2021 |  |  | N | Commercial Non-CHP | Customer Sited | Other | 4 | X | NG | Non-Renewable | 0 | 0.4 | 0 | 1
Operable | 64315 | Walmart Stores Texas, LLC |  | 64901 | WAL3320 | TX | Restructured | Hidalgo | GEN2 | Natural Gas Internal Combustion Engine | IC |  | S | X | X |  |  | 0.4 | 0.8 | 0.4 | 0.4 | 0.1 | N |  |  | OP | X | 8 | 2021 | 2021 |  |  | N | Commercial Non-CHP | Customer Sited | Other | 4 | X | NG | Non-Renewable | 0 | 0.4 | 0 | 1
Operable | 64315 | Walmart Stores Texas, LLC |  | 64901 | WAL3320 | TX | Restructured | Hidalgo | GEN3 | Natural Gas Internal Combustion Engine | IC |  | S | X | X |  |  | 0.4 | 0.8 | 0.4 | 0.4 | 0.1 | N |  |  | OP | X | 8 | 2021 | 2021 |  |  | N | Commercial Non-CHP | Customer Sited | Other | 4 | X | NG | Non-Renewable | 0 | 0.4 | 0 | 1
Operable | 64315 | Walmart Stores Texas, LLC |  | 64902 | WAL3390 | TX | Restructured | Montgomery | GEN1 | Natural Gas Internal Combustion Engine | IC |  | S | X | X |  |  | 0.4 | 0.8 | 0.4 | 0.4 | 0.1 | N |  |  | OP | X | 6 | 2020 | 2020 |  |  | N | Commercial Non-CHP | Customer Sited | Other | 4 | X | NG | Non-Renewable | 0 | 0.4 | 0 | 1
Operable | 64315 | Walmart Stores Texas, LLC |  | 64902 | WAL3390 | TX | Restructured | Montgomery | GEN2 | Natural Gas Internal Combustion Engine | IC |  | S | X | X |  |  | 0.4 | 0.8 | 0.4 | 0.4 | 0.1 | N |  |  | OP | X | 6 | 2020 | 2020 |  |  | N | Commercial Non-CHP | Customer Sited | Other | 4 | X | NG | Non-Renewable | 0 | 0.4 | 0 | 1
Operable | 64315 | Walmart Stores Texas, LLC |  | 64902 | WAL3390 | TX | Restructured | Montgomery | GEN3 | Natural Gas Internal Combustion Engine | IC |  | S | X | X |  |  | 0.4 | 0.8 | 0.4 | 0.4 | 0.1 | N |  |  | OP | X | 6 | 2020 | 2020 |  |  | N | Commercial Non-CHP | Customer Sited | Other | 4 | X | NG | Non-Renewable | 0 | 0.4 | 0 | 1
Operable | 64315 | Walmart Stores Texas, LLC |  | 64922 | WAL3406 | TX | Restructured | Dallas | GEN1 | Natural Gas Internal Combustion Engine | IC |  | S | X | X |  |  | 0.4 | 0.8 | 0.4 | 0.4 | 0.1 | N |  |  | OP | X | 2 | 2022 | 2022 |  |  | N | Commercial Non-CHP | Customer Sited | Other | 4 | X | NG | Non-Renewable | 0 | 0.4 | 0 | 1
Operable | 64315 | Walmart Stores Texas, LLC |  | 64922 | WAL3406 | TX | Restructured | Dallas | GEN2 | Natural Gas Internal Combustion Engine | IC |  | S | X | X |  |  | 0.4 | 0.8 | 0.4 | 0.4 | 0.1 | N |  |  | OP | X | 2 | 2022 | 2022 |  |  | N | Commercial Non-CHP | Customer Sited | Other | 4 | X | NG | Non-Renewable | 0 | 0.4 | 0 | 1
Operable | 64315 | Walmart Stores Texas, LLC |  | 64922 | WAL3406 | TX | Restructured | Dallas | GEN3 | Natural Gas Internal Combustion Engine | IC |  | S | X | X |  |  | 0.4 | 0.8 | 0.4 | 0.4 | 0.1 | N |  |  | OP | X | 2 | 2022 | 2022 |  |  | N | Commercial Non-CHP | Customer Sited | Other | 4 | X | NG | Non-Renewable | 0 | 0.4 | 0 | 1
Operable | 64315 | Walmart Stores Texas, LLC |  | 64923 | WAL3425 | TX | Restructured | Harris | GEN1 | Natural Gas Internal Combustion Engine | IC |  | S | X | X |  |  | 0.4 | 0.8 | 0.4 | 0.4 | 0.1 | N |  |  | OP | X | 9 | 2021 | 2021 |  |  | N | Commercial Non-CHP | Customer Sited | Other | 4 | X | NG | Non-Renewable | 0 | 0.4 | 0 | 1
Operable | 64315 | Walmart Stores Texas, LLC |  | 64923 | WAL3425 | TX | Restructured | Harris | GEN2 | Natural Gas Internal Combustion Engine | IC |  | S | X | X |  |  | 0.4 | 0.8 | 0.4 | 0.4 | 0.1 | N |  |  | OP | X | 9 | 2021 | 2021 |  |  | N | Commercial Non-CHP | Customer Sited | Other | 4 | X | NG | Non-Renewable | 0 | 0.4 | 0 | 1
Operable | 64315 | Walmart Stores Texas, LLC |  | 64923 | WAL3425 | TX | Restructured | Harris | GEN3 | Natural Gas Internal Combustion Engine | IC |  | S | X | X |  |  | 0.4 | 0.8 | 0.4 | 0.4 | 0.1 | N |  |  | OP | X | 9 | 2021 | 2021 |  |  | N | Commercial Non-CHP | Customer Sited | Other | 4 | X | NG | Non-Renewable | 0 | 0.4 | 0 | 1
Operable | 64315 | Walmart Stores Texas, LLC |  | 64924 | WAL3432 | TX | Restructured | Dallas | GEN1 | Natural Gas Internal Combustion Engine | IC |  | S | X | X |  |  | 0.4 | 0.8 | 0.4 | 0.4 | 0.1 | N |  |  | OP | X | 9 | 2021 | 2021 |  |  | N | Commercial Non-CHP | Customer Sited | Other | 4 | X | NG | Non-Renewable | 0 | 0.4 | 0 | 1
Operable | 64315 | Walmart Stores Texas, LLC |  | 64924 | WAL3432 | TX | Restructured | Dallas | GEN2 | Natural Gas Internal Combustion Engine | IC |  | S | X | X |  |  | 0.4 | 0.8 | 0.4 | 0.4 | 0.1 | N |  |  | OP | X | 9 | 2021 | 2021 |  |  | N | Commercial Non-CHP | Customer Sited | Other | 4 | X | NG | Non-Renewable | 0 | 0.4 | 0 | 1
Operable | 64315 | Walmart Stores Texas, LLC |  | 64924 | WAL3432 | TX | Restructured | Dallas | GEN3 | Natural Gas Internal Combustion Engine | IC |  | S | X | X |  |  | 0.4 | 0.8 | 0.4 | 0.4 | 0.1 | N |  |  | OP | X | 9 | 2021 | 2021 |  |  | N | Commercial Non-CHP | Customer Sited | Other | 4 | X | NG | Non-Renewable | 0 | 0.4 | 0 | 1
Operable | 64315 | Walmart Stores Texas, LLC |  | 64925 | WAL3500 | TX | Restructured | Harris | GEN1 | Natural Gas Internal Combustion Engine | IC |  | S | X | X |  |  | 0.4 | 0.8 | 0.4 | 0.4 | 0.1 | N |  |  | OP | X | 8 | 2021 | 2021 |  |  | N | Commercial Non-CHP | Customer Sited | Other | 4 | X | NG | Non-Renewable | 0 | 0.4 | 0 | 1
Operable | 64315 | Walmart Stores Texas, LLC |  | 64925 | WAL3500 | TX | Restructured | Harris | GEN2 | Natural Gas Internal Combustion Engine | IC |  | S | X | X |  |  | 0.4 | 0.8 | 0.4 | 0.4 | 0.1 | N |  |  | OP | X | 8 | 2021 | 2021 |  |  | N | Commercial Non-CHP | Customer Sited | Other | 4 | X | NG | Non-Renewable | 0 | 0.4 | 0 | 1
Operable | 64315 | Walmart Stores Texas, LLC |  | 64925 | WAL3500 | TX | Restructured | Harris | GEN3 | Natural Gas Internal Combustion Engine | IC |  | S | X | X |  |  | 0.4 | 0.8 | 0.4 | 0.4 | 0.1 | N |  |  | OP | X | 8 | 2021 | 2021 |  |  | N | Commercial Non-CHP | Customer Sited | Other | 4 | X | NG | Non-Renewable | 0 | 0.4 | 0 | 1
Operable | 64315 | Walmart Stores Texas, LLC |  | 64926 | WAL3510 | TX | Restructured | Brazoria | GEN1 | Natural Gas Internal Combustion Engine | IC |  | S | X | X |  |  | 1.3 | 0.8 | 1.3 | 1.3 | 0.1 | N |  |  | OP | X | 11 | 2019 | 2019 |  |  | N | Commercial Non-CHP | Customer Sited | Other | 4 | X | NG | Non-Renewable | 0 | 1.3 | 0 | 1
Operable | 64315 | Walmart Stores Texas, LLC |  | 64933 | WAL3518 | TX | Restructured | Webb | GEN1 | Natural Gas Internal Combustion Engine | IC |  | S | X | X |  |  | 0.4 | 0.8 | 0.4 | 0.4 | 0.1 | N |  |  | OP | X | 10 | 2021 | 2021 |  |  | N | Commercial Non-CHP | Customer Sited | Other | 4 | X | NG | Non-Renewable | 0 | 0.4 | 0 | 1
Operable | 64315 | Walmart Stores Texas, LLC |  | 64933 | WAL3518 | TX | Restructured | Webb | GEN2 | Natural Gas Internal Combustion Engine | IC |  | S | X | X |  |  | 0.4 | 0.8 | 0.4 | 0.4 | 0.1 | N |  |  | OP | X | 10 | 2021 | 2021 |  |  | N | Commercial Non-CHP | Customer Sited | Other | 4 | X | NG | Non-Renewable | 0 | 0.4 | 0 | 1
Operable | 64315 | Walmart Stores Texas, LLC |  | 64933 | WAL3518 | TX | Restructured | Webb | GEN3 | Natural Gas Internal Combustion Engine | IC |  | S | X | X |  |  | 0.4 | 0.8 | 0.4 | 0.4 | 0.1 | N |  |  | OP | X | 10 | 2021 | 2021 |  |  | N | Commercial Non-CHP | Customer Sited | Other | 4 | X | NG | Non-Renewable | 0 | 0.4 | 0 | 1
Operable | 64315 | Walmart Stores Texas, LLC |  | 64934 | WAL3572 | TX | Restructured | Brazoria | GEN1 | Natural Gas Internal Combustion Engine | IC |  | S | X | X |  |  | 1.3 | 0.8 | 1.3 | 1.3 | 0.1 | N |  |  | OP | X | 11 | 2019 | 2019 |  |  | N | Commercial Non-CHP | Customer Sited | Other | 4 | X | NG | Non-Renewable | 0 | 1.3 | 0 | 1
Operable | 64315 | Walmart Stores Texas, LLC |  | 64935 | WAL3584 | TX | Restructured | Harris | GEN1 | Natural Gas Internal Combustion Engine | IC |  | S | X | X |  |  | 0.4 | 0.8 | 0.4 | 0.4 | 0.1 | N |  |  | OP | X | 9 | 2021 | 2021 |  |  | N | Commercial Non-CHP | Customer Sited | Other | 4 | X | NG | Non-Renewable | 0 | 0.4 | 0 | 1
Operable | 64315 | Walmart Stores Texas, LLC |  | 64935 | WAL3584 | TX | Restructured | Harris | GEN2 | Natural Gas Internal Combustion Engine | IC |  | S | X | X |  |  | 0.4 | 0.8 | 0.4 | 0.4 | 0.1 | N |  |  | OP | X | 9 | 2021 | 2021 |  |  | N | Commercial Non-CHP | Customer Sited | Other | 4 | X | NG | Non-Renewable | 0 | 0.4 | 0 | 1
Operable | 64315 | Walmart Stores Texas, LLC |  | 64935 | WAL3584 | TX | Restructured | Harris | GEN3 | Natural Gas Internal Combustion Engine | IC |  | S | X | X |  |  | 0.4 | 0.8 | 0.4 | 0.4 | 0.1 | N |  |  | OP | X | 9 | 2021 | 2021 |  |  | N | Commercial Non-CHP | Customer Sited | Other | 4 | X | NG | Non-Renewable | 0 | 0.4 | 0 | 1
Operable | 64315 | Walmart Stores Texas, LLC |  | 64936 | WAL3631 | TX | Restructured | Tarrant | GEN1 | Natural Gas Internal Combustion Engine | IC |  | S | X | X |  |  | 0.4 | 0.8 | 0.4 | 0.4 | 0.1 | N |  |  | OP | X | 9 | 2020 | 2020 |  |  | N | Commercial Non-CHP | Customer Sited | Other | 4 | X | NG | Non-Renewable | 0 | 0.4 | 0 | 1
Operable | 64315 | Walmart Stores Texas, LLC |  | 64936 | WAL3631 | TX | Restructured | Tarrant | GEN2 | Natural Gas Internal Combustion Engine | IC |  | S | X | X |  |  | 0.4 | 0.8 | 0.4 | 0.4 | 0.1 | N |  |  | OP | X | 9 | 2020 | 2020 |  |  | N | Commercial Non-CHP | Customer Sited | Other | 4 | X | NG | Non-Renewable | 0 | 0.4 | 0 | 1
Operable | 64315 | Walmart Stores Texas, LLC |  | 64936 | WAL3631 | TX | Restructured | Tarrant | GEN3 | Natural Gas Internal Combustion Engine | IC |  | S | X | X |  |  | 0.4 | 0.8 | 0.4 | 0.4 | 0.1 | N |  |  | OP | X | 9 | 2020 | 2020 |  |  | N | Commercial Non-CHP | Customer Sited | Other | 4 | X | NG | Non-Renewable | 0 | 0.4 | 0 | 1
Operable | 64315 | Walmart Stores Texas, LLC |  | 64937 | WAL3773 | TX | Restructured | Tarrant | GEN1 | Natural Gas Internal Combustion Engine | IC |  | S | X | X |  |  | 0.4 | 0.8 | 0.4 | 0.4 | 0.1 | N |  |  | OP | X | 9 | 2020 | 2020 |  |  | N | Commercial Non-CHP | Customer Sited | Other | 4 | X | NG | Non-Renewable | 0 | 0.4 | 0 | 1
Operable | 64315 | Walmart Stores Texas, LLC |  | 64937 | WAL3773 | TX | Restructured | Tarrant | GEN2 | Natural Gas Internal Combustion Engine | IC |  | S | X | X |  |  | 0.4 | 0.8 | 0.4 | 0.4 | 0.1 | N |  |  | OP | X | 9 | 2020 | 2020 |  |  | N | Commercial Non-CHP | Customer Sited | Other | 4 | X | NG | Non-Renewable | 0 | 0.4 | 0 | 1
Operable | 64315 | Walmart Stores Texas, LLC |  | 64937 | WAL3773 | TX | Restructured | Tarrant | GEN3 | Natural Gas Internal Combustion Engine | IC |  | S | X | X |  |  | 0.4 | 0.8 | 0.4 | 0.4 | 0.1 | N |  |  | OP | X | 9 | 2020 | 2020 |  |  | N | Commercial Non-CHP | Customer Sited | Other | 4 | X | NG | Non-Renewable | 0 | 0.4 | 0 | 1
Operable | 64315 | Walmart Stores Texas, LLC |  | 64938 | WAL3777 | TX | Restructured | Denton | GEN1 | Petroleum Liquids | IC |  | S | X | X |  |  | 1.3 | 0.8 | 1.3 | 1.3 | 0.1 | N |  |  | OP | X | 1 | 2020 | 2020 |  |  | N | Commercial Non-CHP | Customer Sited | Other | 4 | X | DFO | Non-Renewable | 0 | 1.3 | 0 | 1
Operable | 64315 | Walmart Stores Texas, LLC |  | 64939 | WAL3827 | TX | Restructured | Fort Bend | GEN1 | Natural Gas Internal Combustion Engine | IC |  | S | X | X |  |  | 0.4 | 0.8 | 0.4 | 0.4 | 0.1 | N |  |  | OP | X | 7 | 2020 | 2020 |  |  | N | Commercial Non-CHP | Customer Sited | Other | 4 | X | NG | Non-Renewable | 0 | 0.4 | 0 | 1
Operable | 64315 | Walmart Stores Texas, LLC |  | 64939 | WAL3827 | TX | Restructured | Fort Bend | GEN2 | Natural Gas Internal Combustion Engine | IC |  | S | X | X |  |  | 0.4 | 0.8 | 0.4 | 0.4 | 0.1 | N |  |  | OP | X | 7 | 2020 | 2020 |  |  | N | Commercial Non-CHP | Customer Sited | Other | 4 | X | NG | Non-Renewable | 0 | 0.4 | 0 | 1
Operable | 64315 | Walmart Stores Texas, LLC |  | 64939 | WAL3827 | TX | Restructured | Fort Bend | GEN3 | Natural Gas Internal Combustion Engine | IC |  | S | X | X |  |  | 0.4 | 0.8 | 0.4 | 0.4 | 0.1 | N |  |  | OP | X | 7 | 2020 | 2020 |  |  | N | Commercial Non-CHP | Customer Sited | Other | 4 | X | NG | Non-Renewable | 0 | 0.4 | 0 | 1
Operable | 64315 | Walmart Stores Texas, LLC |  | 64940 | WAL3886 | TX | Restructured | Hidalgo | GEN1 | Natural Gas Internal Combustion Engine | IC |  | S | X | X |  |  | 0.4 | 0.8 | 0.4 | 0.4 | 0.1 | N |  |  | OP | X | 8 | 2021 | 2021 |  |  | N | Commercial Non-CHP | Customer Sited | Other | 4 | X | NG | Non-Renewable | 0 | 0.4 | 0 | 1
Operable | 64315 | Walmart Stores Texas, LLC |  | 64940 | WAL3886 | TX | Restructured | Hidalgo | GEN2 | Natural Gas Internal Combustion Engine | IC |  | S | X | X |  |  | 0.4 | 0.8 | 0.4 | 0.4 | 0.1 | N |  |  | OP | X | 8 | 2021 | 2021 |  |  | N | Commercial Non-CHP | Customer Sited | Other | 4 | X | NG | Non-Renewable | 0 | 0.4 | 0 | 1
Operable | 64315 | Walmart Stores Texas, LLC |  | 64940 | WAL3886 | TX | Restructured | Hidalgo | GEN3 | Natural Gas Internal Combustion Engine | IC |  | S | X | X |  |  | 0.4 | 0.8 | 0.4 | 0.4 | 0.1 | N |  |  | OP | X | 8 | 2021 | 2021 |  |  | N | Commercial Non-CHP | Customer Sited | Other | 4 | X | NG | Non-Renewable | 0 | 0.4 | 0 | 1
Operable | 64315 | Walmart Stores Texas, LLC |  | 64942 | WAL4298 | TX | Restructured | Harris | GEN1 | Natural Gas Internal Combustion Engine | IC |  | S | X | X |  |  | 0.4 | 0.8 | 0.4 | 0.4 | 0.1 | N |  |  | OP | X | 9 | 2021 | 2021 |  |  | N | Commercial Non-CHP | Customer Sited | Other | 4 | X | NG | Non-Renewable | 0 | 0.4 | 0 | 1
Operable | 64315 | Walmart Stores Texas, LLC |  | 64942 | WAL4298 | TX | Restructured | Harris | GEN2 | Natural Gas Internal Combustion Engine | IC |  | S | X | X |  |  | 0.4 | 0.8 | 0.4 | 0.4 | 0.1 | N |  |  | OP | X | 9 | 2021 | 2021 |  |  | N | Commercial Non-CHP | Customer Sited | Other | 4 | X | NG | Non-Renewable | 0 | 0.4 | 0 | 1
Operable | 64315 | Walmart Stores Texas, LLC |  | 64942 | WAL4298 | TX | Restructured | Harris | GEN3 | Natural Gas Internal Combustion Engine | IC |  | S | X | X |  |  | 0.4 | 0.8 | 0.4 | 0.4 | 0.1 | N |  |  | OP | X | 9 | 2021 | 2021 |  |  | N | Commercial Non-CHP | Customer Sited | Other | 4 | X | NG | Non-Renewable | 0 | 0.4 | 0 | 1
Operable | 64315 | Walmart Stores Texas, LLC |  | 64943 | WAL4509 | TX | Restructured | Tarrant | GEN1 | Natural Gas Internal Combustion Engine | IC |  | S | X | X |  |  | 0.4 | 0.8 | 0.4 | 0.4 | 0.1 | N |  |  | OP | X | 9 | 2020 | 2020 |  |  | N | Commercial Non-CHP | Customer Sited | Other | 4 | X | NG | Non-Renewable | 0 | 0.4 | 0 | 1
Operable | 64315 | Walmart Stores Texas, LLC |  | 64943 | WAL4509 | TX | Restructured | Tarrant | GEN2 | Natural Gas Internal Combustion Engine | IC |  | S | X | X |  |  | 0.4 | 0.8 | 0.4 | 0.4 | 0.1 | N |  |  | OP | X | 9 | 2020 | 2020 |  |  | N | Commercial Non-CHP | Customer Sited | Other | 4 | X | NG | Non-Renewable | 0 | 0.4 | 0 | 1
Operable | 64315 | Walmart Stores Texas, LLC |  | 64943 | WAL4509 | TX | Restructured | Tarrant | GEN3 | Natural Gas Internal Combustion Engine | IC |  | S | X | X |  |  | 0.4 | 0.8 | 0.4 | 0.4 | 0.1 | N |  |  | OP | X | 9 | 2020 | 2020 |  |  | N | Commercial Non-CHP | Customer Sited | Other | 4 | X | NG | Non-Renewable | 0 | 0.4 | 0 | 1
Operable | 64315 | Walmart Stores Texas, LLC |  | 64944 | WAL4512 | TX | Restructured | Harris | GEN1 | Natural Gas Internal Combustion Engine | IC |  | S | X | X |  |  | 0.4 | 0.8 | 0.4 | 0.4 | 0.1 | N |  |  | OP | X | 6 | 2020 | 2020 |  |  | N | Commercial Non-CHP | Customer Sited | Other | 4 | X | NG | Non-Renewable | 0 | 0.4 | 0 | 1
Operable | 64315 | Walmart Stores Texas, LLC |  | 64944 | WAL4512 | TX | Restructured | Harris | GEN2 | Natural Gas Internal Combustion Engine | IC |  | S | X | X |  |  | 0.4 | 0.8 | 0.4 | 0.4 | 0.1 | N |  |  | OP | X | 6 | 2020 | 2020 |  |  | N | Commercial Non-CHP | Customer Sited | Other | 4 | X | NG | Non-Renewable | 0 | 0.4 | 0 | 1
Operable | 64315 | Walmart Stores Texas, LLC |  | 64944 | WAL4512 | TX | Restructured | Harris | GEN3 | Natural Gas Internal Combustion Engine | IC |  | S | X | X |  |  | 0.4 | 0.8 | 0.4 | 0.4 | 0.1 | N |  |  | OP | X | 6 | 2020 | 2020 |  |  | N | Commercial Non-CHP | Customer Sited | Other | 4 | X | NG | Non-Renewable | 0 | 0.4 | 0 | 1
Operable | 64315 | Walmart Stores Texas, LLC |  | 64945 | WAL4526 | TX | Restructured | Harris | GEN1 | Natural Gas Internal Combustion Engine | IC |  | S | X | X |  |  | 0.4 | 0.8 | 0.4 | 0.4 | 0.1 | N |  |  | OP | X | 9 | 2021 | 2021 |  |  | N | Commercial Non-CHP | Customer Sited | Other | 4 | X | NG | Non-Renewable | 0 | 0.4 | 0 | 1
Operable | 64315 | Walmart Stores Texas, LLC |  | 64945 | WAL4526 | TX | Restructured | Harris | GEN2 | Natural Gas Internal Combustion Engine | IC |  | S | X | X |  |  | 0.4 | 0.8 | 0.4 | 0.4 | 0.1 | N |  |  | OP | X | 9 | 2021 | 2021 |  |  | N | Commercial Non-CHP | Customer Sited | Other | 4 | X | NG | Non-Renewable | 0 | 0.4 | 0 | 1
Operable | 64315 | Walmart Stores Texas, LLC |  | 64945 | WAL4526 | TX | Restructured | Harris | GEN3 | Natural Gas Internal Combustion Engine | IC |  | S | X | X |  |  | 0.4 | 0.8 | 0.4 | 0.4 | 0.1 | N |  |  | OP | X | 9 | 2021 | 2021 |  |  | N | Commercial Non-CHP | Customer Sited | Other | 4 | X | NG | Non-Renewable | 0 | 0.4 | 0 | 1
Operable | 64315 | Walmart Stores Texas, LLC |  | 64946 | WAL4538 | TX | Restructured | Harris | GEN1 | Natural Gas Internal Combustion Engine | IC |  | S | X | X |  |  | 0.4 | 0.8 | 0.4 | 0.4 | 0.1 | N |  |  | OP | X | 7 | 2019 | 2019 |  |  | N | Commercial Non-CHP | Customer Sited | Other | 4 | X | NG | Non-Renewable | 0 | 0.4 | 0 | 1
Operable | 64315 | Walmart Stores Texas, LLC |  | 64946 | WAL4538 | TX | Restructured | Harris | GEN2 | Natural Gas Internal Combustion Engine | IC |  | S | X | X |  |  | 0.4 | 0.8 | 0.4 | 0.4 | 0.1 | N |  |  | OP | X | 7 | 2019 | 2019 |  |  | N | Commercial Non-CHP | Customer Sited | Other | 4 | X | NG | Non-Renewable | 0 | 0.4 | 0 | 1
Operable | 64315 | Walmart Stores Texas, LLC |  | 64946 | WAL4538 | TX | Restructured | Harris | GEN3 | Natural Gas Internal Combustion Engine | IC |  | S | X | X |  |  | 0.4 | 0.8 | 0.4 | 0.4 | 0.1 | N |  |  | OP | X | 7 | 2019 | 2019 |  |  | N | Commercial Non-CHP | Customer Sited | Other | 4 | X | NG | Non-Renewable | 0 | 0.4 | 0 | 1
Operable | 64315 | Walmart Stores Texas, LLC |  | 64947 | WAL5045 | TX | Restructured | Harris | GEN1 | Natural Gas Internal Combustion Engine | IC |  | S | X | X |  |  | 0.4 | 0.8 | 0.4 | 0.4 | 0.1 | N |  |  | OP | X | 7 | 2020 | 2020 |  |  | N | Commercial Non-CHP | Customer Sited | Other | 4 | X | NG | Non-Renewable | 0 | 0.4 | 0 | 1
Operable | 64315 | Walmart Stores Texas, LLC |  | 64947 | WAL5045 | TX | Restructured | Harris | GEN2 | Natural Gas Internal Combustion Engine | IC |  | S | X | X |  |  | 0.4 | 0.8 | 0.4 | 0.4 | 0.1 | N |  |  | OP | X | 7 | 2020 | 2020 |  |  | N | Commercial Non-CHP | Customer Sited | Other | 4 | X | NG | Non-Renewable | 0 | 0.4 | 0 | 1
Operable | 64315 | Walmart Stores Texas, LLC |  | 64947 | WAL5045 | TX | Restructured | Harris | GEN3 | Natural Gas Internal Combustion Engine | IC |  | S | X | X |  |  | 0.4 | 0.8 | 0.4 | 0.4 | 0.1 | N |  |  | OP | X | 7 | 2020 | 2020 |  |  | N | Commercial Non-CHP | Customer Sited | Other | 4 | X | NG | Non-Renewable | 0 | 0.4 | 0 | 1
Operable | 64315 | Walmart Stores Texas, LLC |  | 64948 | WAL5080 | TX | Restructured | Tarrant | GEN1 | Natural Gas Internal Combustion Engine | IC |  | S | X | X |  |  | 0.4 | 0.8 | 0.4 | 0.4 | 0.1 | N |  |  | OP | X | 3 | 2022 | 2022 |  |  | N | Commercial Non-CHP | Customer Sited | Other | 4 | X | NG | Non-Renewable | 0 | 0.4 | 0 | 1
Operable | 64315 | Walmart Stores Texas, LLC |  | 64948 | WAL5080 | TX | Restructured | Tarrant | GEN2 | Natural Gas Internal Combustion Engine | IC |  | S | X | X |  |  | 0.4 | 0.8 | 0.4 | 0.4 | 0.1 | N |  |  | OP | X | 3 | 2022 | 2022 |  |  | N | Commercial Non-CHP | Customer Sited | Other | 4 | X | NG | Non-Renewable | 0 | 0.4 | 0 | 1
Operable | 64315 | Walmart Stores Texas, LLC |  | 64948 | WAL5080 | TX | Restructured | Tarrant | GEN3 | Natural Gas Internal Combustion Engine | IC |  | S | X | X |  |  | 0.4 | 0.8 | 0.4 | 0.4 | 0.1 | N |  |  | OP | X | 3 | 2022 | 2022 |  |  | N | Commercial Non-CHP | Customer Sited | Other | 4 | X | NG | Non-Renewable | 0 | 0.4 | 0 | 1
Operable | 64315 | Walmart Stores Texas, LLC |  | 64949 | WAL5091 | TX | Restructured | Harris | GEN1 | Natural Gas Internal Combustion Engine | IC |  | S | X | X |  |  | 0.4 | 0.8 | 0.4 | 0.4 | 0.1 | N |  |  | OP | X | 7 | 2020 | 2020 |  |  | N | Commercial Non-CHP | Customer Sited | Other | 4 | X | NG | Non-Renewable | 0 | 0.4 | 0 | 1
Operable | 64315 | Walmart Stores Texas, LLC |  | 64949 | WAL5091 | TX | Restructured | Harris | GEN2 | Natural Gas Internal Combustion Engine | IC |  | S | X | X |  |  | 0.4 | 0.8 | 0.4 | 0.4 | 0.1 | N |  |  | OP | X | 7 | 2020 | 2020 |  |  | N | Commercial Non-CHP | Customer Sited | Other | 4 | X | NG | Non-Renewable | 0 | 0.4 | 0 | 1
Operable | 64315 | Walmart Stores Texas, LLC |  | 64949 | WAL5091 | TX | Restructured | Harris | GEN3 | Natural Gas Internal Combustion Engine | IC |  | S | X | X |  |  | 0.4 | 0.8 | 0.4 | 0.4 | 0.1 | N |  |  | OP | X | 7 | 2020 | 2020 |  |  | N | Commercial Non-CHP | Customer Sited | Other | 4 | X | NG | Non-Renewable | 0 | 0.4 | 0 | 1
Operable | 64315 | Walmart Stores Texas, LLC |  | 64950 | WAL5116 | TX | Restructured | Harris | GEN1 | Natural Gas Internal Combustion Engine | IC |  | S | X | X |  |  | 0.4 | 0.8 | 0.4 | 0.4 | 0.1 | N |  |  | OP | X | 8 | 2020 | 2020 |  |  | N | Commercial Non-CHP | Customer Sited | Other | 4 | X | NG | Non-Renewable | 0 | 0.4 | 0 | 1
Operable | 64315 | Walmart Stores Texas, LLC |  | 64950 | WAL5116 | TX | Restructured | Harris | GEN2 | Natural Gas Internal Combustion Engine | IC |  | S | X | X |  |  | 0.4 | 0.8 | 0.4 | 0.4 | 0.1 | N |  |  | OP | X | 8 | 2020 | 2020 |  |  | N | Commercial Non-CHP | Customer Sited | Other | 4 | X | NG | Non-Renewable | 0 | 0.4 | 0 | 1
Operable | 64315 | Walmart Stores Texas, LLC |  | 64950 | WAL5116 | TX | Restructured | Harris | GEN3 | Natural Gas Internal Combustion Engine | IC |  | S | X | X |  |  | 0.4 | 0.8 | 0.4 | 0.4 | 0.1 | N |  |  | OP | X | 8 | 2020 | 2020 |  |  | N | Commercial Non-CHP | Customer Sited | Other | 4 | X | NG | Non-Renewable | 0 | 0.4 | 0 | 1
Operable | 64315 | Walmart Stores Texas, LLC |  | 64951 | WAL5165 | TX | Restructured | Hidalgo | GEN1 | Natural Gas Internal Combustion Engine | IC |  | S | X | X |  |  | 0.4 | 0.8 | 0.4 | 0.4 | 0.1 | N |  |  | OP | X | 7 | 2021 | 2021 |  |  | N | Commercial Non-CHP | Customer Sited | Other | 4 | X | NG | Non-Renewable | 0 | 0.4 | 0 | 1
Operable | 64315 | Walmart Stores Texas, LLC |  | 64951 | WAL5165 | TX | Restructured | Hidalgo | GEN2 | Natural Gas Internal Combustion Engine | IC |  | S | X | X |  |  | 0.4 | 0.8 | 0.4 | 0.4 | 0.1 | N |  |  | OP | X | 7 | 2021 | 2021 |  |  | N | Commercial Non-CHP | Customer Sited | Other | 4 | X | NG | Non-Renewable | 0 | 0.4 | 0 | 1
Operable | 64315 | Walmart Stores Texas, LLC |  | 64951 | WAL5165 | TX | Restructured | Hidalgo | GEN3 | Natural Gas Internal Combustion Engine | IC |  | S | X | X |  |  | 0.4 | 0.8 | 0.4 | 0.4 | 0.1 | N |  |  | OP | X | 7 | 2021 | 2021 |  |  | N | Commercial Non-CHP | Customer Sited | Other | 4 | X | NG | Non-Renewable | 0 | 0.4 | 0 | 1
Operable | 64315 | Walmart Stores Texas, LLC |  | 64952 | WAL5211 | TX | Restructured | Collin | GEN1 | Petroleum Liquids | IC |  | S | X | X |  |  | 1.3 | 0.8 | 1.3 | 1.3 | 0.1 | N |  |  | OP | X | 1 | 2020 | 2020 |  |  | N | Commercial Non-CHP | Customer Sited | Other | 4 | X | DFO | Non-Renewable | 0 | 1.3 | 0 | 1
Operable | 64315 | Walmart Stores Texas, LLC |  | 64953 | WAL5287 | TX | Restructured | Harris | GE N3 | Natural Gas Internal Combustion Engine | IC |  | S | X | X |  |  | 0.4 | 0.8 | 0.4 | 0.4 | 0.1 | N |  |  | OP | X | 12 | 2020 | 2020 |  |  | N | Commercial Non-CHP | Customer Sited | Other | 4 | X | NG | Non-Renewable | 0 | 0.4 | 0 | 1
Operable | 64315 | Walmart Stores Texas, LLC |  | 64953 | WAL5287 | TX | Restructured | Harris | GEN1 | Natural Gas Internal Combustion Engine | IC |  | S | X | X |  |  | 0.4 | 0.8 | 0.4 | 0.4 | 0.1 | N |  |  | OP | X | 12 | 2020 | 2020 |  |  | N | Commercial Non-CHP | Customer Sited | Other | 4 | X | NG | Non-Renewable | 0 | 0.4 | 0 | 1
Operable | 64315 | Walmart Stores Texas, LLC |  | 64953 | WAL5287 | TX | Restructured | Harris | GEN2 | Natural Gas Internal Combustion Engine | IC |  | S | X | X |  |  | 0.4 | 0.8 | 0.4 | 0.4 | 0.1 | N |  |  | OP | X | 12 | 2020 | 2020 |  |  | N | Commercial Non-CHP | Customer Sited | Other | 4 | X | NG | Non-Renewable | 0 | 0.4 | 0 | 1
Operable | 64315 | Walmart Stores Texas, LLC |  | 64954 | WAL5311 | TX | Restructured | Collin | GEN1 | Petroleum Liquids | IC |  | S | X | X |  |  | 1.3 | 0.8 | 1.3 | 1.3 | 0.1 | N |  |  | OP | X | 12 | 2020 | 2020 |  |  | N | Commercial Non-CHP | Customer Sited | Other | 4 | X | DFO | Non-Renewable | 0 | 1.3 | 0 | 1
Operable | 64315 | Walmart Stores Texas, LLC |  | 64955 | WAL5312 | TX | Restructured | Tarrant | GEN1 | Natural Gas Internal Combustion Engine | IC |  | S | X | X |  |  | 0.4 | 0.8 | 0.4 | 0.4 | 0.1 | N |  |  | OP | X | 5 | 2021 | 2021 |  |  | N | Commercial Non-CHP | Customer Sited | Other | 4 | X | NG | Non-Renewable | 0 | 0.4 | 0 | 1
Operable | 64315 | Walmart Stores Texas, LLC |  | 64955 | WAL5312 | TX | Restructured | Tarrant | GEN2 | Natural Gas Internal Combustion Engine | IC |  | S | X | X |  |  | 0.4 | 0.8 | 0.4 | 0.4 | 0.1 | N |  |  | OP | X | 5 | 2021 | 2021 |  |  | N | Commercial Non-CHP | Customer Sited | Other | 4 | X | NG | Non-Renewable | 0 | 0.4 | 0 | 1
Operable | 64315 | Walmart Stores Texas, LLC |  | 64955 | WAL5312 | TX | Restructured | Tarrant | GEN3 | Natural Gas Internal Combustion Engine | IC |  | S | X | X |  |  | 0.4 | 0.8 | 0.4 | 0.4 | 0.1 | N |  |  | OP | X | 5 | 2021 | 2021 |  |  | N | Commercial Non-CHP | Customer Sited | Other | 4 | X | NG | Non-Renewable | 0 | 0.4 | 0 | 1
Operable | 64315 | Walmart Stores Texas, LLC |  | 64956 | WAL5316 | TX | Restructured | Tarrant | GEN1 | Natural Gas Internal Combustion Engine | IC |  | S | X | X |  |  | 0.4 | 0.8 | 0.4 | 0.4 | 0.1 | N |  |  | OP | X | 10 | 2020 | 2020 |  |  | N | Commercial Non-CHP | Customer Sited | Other | 4 | X | NG | Non-Renewable | 0 | 0.4 | 0 | 1
Operable | 64315 | Walmart Stores Texas, LLC |  | 64956 | WAL5316 | TX | Restructured | Tarrant | GEN2 | Natural Gas Internal Combustion Engine | IC |  | S | X | X |  |  | 0.4 | 0.8 | 0.4 | 0.4 | 0.1 | N |  |  | OP | X | 10 | 2020 | 2020 |  |  | N | Commercial Non-CHP | Customer Sited | Other | 4 | X | NG | Non-Renewable | 0 | 0.4 | 0 | 1
Operable | 64315 | Walmart Stores Texas, LLC |  | 64956 | WAL5316 | TX | Restructured | Tarrant | GEN3 | Natural Gas Internal Combustion Engine | IC |  | S | X | X |  |  | 0.4 | 0.8 | 0.4 | 0.4 | 0.1 | N |  |  | OP | X | 10 | 2020 | 2020 |  |  | N | Commercial Non-CHP | Customer Sited | Other | 4 | X | NG | Non-Renewable | 0 | 0.4 | 0 | 1
Operable | 64315 | Walmart Stores Texas, LLC |  | 64957 | WAL5388 | TX | Restructured | Galveston | GEN1 | Natural Gas Internal Combustion Engine | IC |  | S | X | X |  |  | 1.3 | 0.8 | 1.3 | 1.3 | 0.1 | N |  |  | OP | X | 6 | 2020 | 2020 |  |  | N | Commercial Non-CHP | Customer Sited | Other | 4 | X | NG | Non-Renewable | 0 | 1.3 | 0 | 1
Operable | 64315 | Walmart Stores Texas, LLC |  | 64958 | WAL5479 | TX | Restructured | Travis | GEN1 | Natural Gas Internal Combustion Engine | IC |  | S | X | X |  |  | 0.4 | 0.8 | 0.4 | 0.4 | 0.1 | N |  |  | OP | X | 10 | 2021 | 2021 |  |  | N | Commercial Non-CHP | Customer Sited | Other | 4 | X | NG | Non-Renewable | 0 | 0.4 | 0 | 1
Operable | 64315 | Walmart Stores Texas, LLC |  | 64958 | WAL5479 | TX | Restructured | Travis | GEN2 | Natural Gas Internal Combustion Engine | IC |  | S | X | X |  |  | 0.4 | 0.8 | 0.4 | 0.4 | 0.1 | N |  |  | OP | X | 10 | 2021 | 2021 |  |  | N | Commercial Non-CHP | Customer Sited | Other | 4 | X | NG | Non-Renewable | 0 | 0.4 | 0 | 1
Operable | 64315 | Walmart Stores Texas, LLC |  | 64958 | WAL5479 | TX | Restructured | Travis | GEN3 | Natural Gas Internal Combustion Engine | IC |  | S | X | X |  |  | 0.4 | 0.8 | 0.4 | 0.4 | 0.1 | N |  |  | OP | X | 10 | 2021 | 2021 |  |  | N | Commercial Non-CHP | Customer Sited | Other | 4 | X | NG | Non-Renewable | 0 | 0.4 | 0 | 1
Operable | 64315 | Walmart Stores Texas, LLC |  | 64959 | WAL5480 | TX | Restructured | Williamson | GEN1 | Natural Gas Internal Combustion Engine | IC |  | S | X | X |  |  | 0.4 | 0.8 | 0.4 | 0.4 | 0.1 | N |  |  | OP | X | 9 | 2021 | 2021 |  |  | N | Commercial Non-CHP | Customer Sited | Other | 4 | X | NG | Non-Renewable | 0 | 0.4 | 0 | 1
Operable | 64315 | Walmart Stores Texas, LLC |  | 64959 | WAL5480 | TX | Restructured | Williamson | GEN2 | Natural Gas Internal Combustion Engine | IC |  | S | X | X |  |  | 0.4 | 0.8 | 0.4 | 0.4 | 0.1 | N |  |  | OP | X | 9 | 2021 | 2021 |  |  | N | Commercial Non-CHP | Customer Sited | Other | 4 | X | NG | Non-Renewable | 0 | 0.4 | 0 | 1
Operable | 64315 | Walmart Stores Texas, LLC |  | 64959 | WAL5480 | TX | Restructured | Williamson | GEN3 | Natural Gas Internal Combustion Engine | IC |  | S | X | X |  |  | 0.4 | 0.8 | 0.4 | 0.4 | 0.1 | N |  |  | OP | X | 9 | 2021 | 2021 |  |  | N | Commercial Non-CHP | Customer Sited | Other | 4 | X | NG | Non-Renewable | 0 | 0.4 | 0 | 1
Operable | 64315 | Walmart Stores Texas, LLC |  | 64960 | WAL5612 | TX | Restructured | Harris | GEN1 | Natural Gas Internal Combustion Engine | IC |  | S | X | X |  |  | 0.4 | 0.8 | 0.4 | 0.4 | 0.1 | N |  |  | OP | X | 10 | 2021 | 2021 |  |  | N | Commercial Non-CHP | Customer Sited | Other | 4 | X | NG | Non-Renewable | 0 | 0.4 | 0 | 1
Operable | 64315 | Walmart Stores Texas, LLC |  | 64960 | WAL5612 | TX | Restructured | Harris | GEN2 | Natural Gas Internal Combustion Engine | IC |  | S | X | X |  |  | 0.4 | 0.8 | 0.4 | 0.4 | 0.1 | N |  |  | OP | X | 10 | 2021 | 2021 |  |  | N | Commercial Non-CHP | Customer Sited | Other | 4 | X | NG | Non-Renewable | 0 | 0.4 | 0 | 1
Operable | 64315 | Walmart Stores Texas, LLC |  | 64960 | WAL5612 | TX | Restructured | Harris | GEN3 | Natural Gas Internal Combustion Engine | IC |  | S | X | X |  |  | 0.4 | 0.8 | 0.4 | 0.4 | 0.1 | N |  |  | OP | X | 10 | 2021 | 2021 |  |  | N | Commercial Non-CHP | Customer Sited | Other | 4 | X | NG | Non-Renewable | 0 | 0.4 | 0 | 1
Operable | 64315 | Walmart Stores Texas, LLC |  | 64961 | WAL5713 | TX | Restructured | Webb | GEN1 | Natural Gas Internal Combustion Engine | IC |  | S | X | X |  |  | 0.4 | 0.8 | 0.4 | 0.4 | 0.1 | N |  |  | OP | X | 8 | 2021 | 2021 |  |  | N | Commercial Non-CHP | Customer Sited | Other | 4 | X | NG | Non-Renewable | 0 | 0.4 | 0 | 1
Operable | 64315 | Walmart Stores Texas, LLC |  | 64961 | WAL5713 | TX | Restructured | Webb | GEN2 | Natural Gas Internal Combustion Engine | IC |  | S | X | X |  |  | 0.4 | 0.8 | 0.4 | 0.4 | 0.1 | N |  |  | OP | X | 8 | 2021 | 2021 |  |  | N | Commercial Non-CHP | Customer Sited | Other | 4 | X | NG | Non-Renewable | 0 | 0.4 | 0 | 1
Operable | 64315 | Walmart Stores Texas, LLC |  | 64961 | WAL5713 | TX | Restructured | Webb | GEN3 | Natural Gas Internal Combustion Engine | IC |  | S | X | X |  |  | 0.4 | 0.8 | 0.4 | 0.4 | 0.1 | N |  |  | OP | X | 8 | 2021 | 2021 |  |  | N | Commercial Non-CHP | Customer Sited | Other | 4 | X | NG | Non-Renewable | 0 | 0.4 | 0 | 1
Operable | 64315 | Walmart Stores Texas, LLC |  | 64962 | WAL5764 | TX | Restructured | Tarrant | GEN1 | Natural Gas Internal Combustion Engine | IC |  | S | X | X |  |  | 0.4 | 0.8 | 0.4 | 0.4 | 0.1 | N |  |  | OP | X | 4 | 2021 | 2021 |  |  | N | Commercial Non-CHP | Customer Sited | Other | 4 | X | NG | Non-Renewable | 0 | 0.4 | 0 | 1
Operable | 64315 | Walmart Stores Texas, LLC |  | 64962 | WAL5764 | TX | Restructured | Tarrant | GEN2 | Natural Gas Internal Combustion Engine | IC |  | S | X | X |  |  | 0.4 | 0.8 | 0.4 | 0.4 | 0.1 | N |  |  | OP | X | 4 | 2021 | 2021 |  |  | N | Commercial Non-CHP | Customer Sited | Other | 4 | X | NG | Non-Renewable | 0 | 0.4 | 0 | 1
Operable | 64315 | Walmart Stores Texas, LLC |  | 64962 | WAL5764 | TX | Restructured | Tarrant | GEN3 | Natural Gas Internal Combustion Engine | IC |  | S | X | X |  |  | 0.4 | 0.8 | 0.4 | 0.4 | 0.1 | N |  |  | OP | X | 4 | 2021 | 2021 |  |  | N | Commercial Non-CHP | Customer Sited | Other | 4 | X | NG | Non-Renewable | 0 | 0.4 | 0 | 1
Operable | 64315 | Walmart Stores Texas, LLC |  | 64963 | WAL6929 | TX | Restructured | Bell | GEN1 | Natural Gas Internal Combustion Engine | IC |  | S | X | X |  |  | 0.4 | 0.8 | 0.4 | 0.4 | 0.1 | N |  |  | OP | X | 10 | 2020 | 2020 |  |  | N | Commercial Non-CHP | Customer Sited | Other | 4 | X | NG | Non-Renewable | 0 | 0.4 | 0 | 1
Operable | 64315 | Walmart Stores Texas, LLC |  | 64963 | WAL6929 | TX | Restructured | Bell | GEN2 | Natural Gas Internal Combustion Engine | IC |  | S | X | X |  |  | 0.4 | 0.8 | 0.4 | 0.4 | 0.1 | N |  |  | OP | X | 10 | 2020 | 2020 |  |  | N | Commercial Non-CHP | Customer Sited | Other | 4 | X | NG | Non-Renewable | 0 | 0.4 | 0 | 1
Operable | 64315 | Walmart Stores Texas, LLC |  | 64963 | WAL6929 | TX | Restructured | Bell | GEN3 | Natural Gas Internal Combustion Engine | IC |  | S | X | X |  |  | 0.4 | 0.8 | 0.4 | 0.4 | 0.1 | N |  |  | OP | X | 10 | 2020 | 2020 |  |  | N | Commercial Non-CHP | Customer Sited | Other | 4 | X | NG | Non-Renewable | 0 | 0.4 | 0 | 1
Operable | 59980 | Walnut Creek LLC |  | 57515 | Walnut Creek Energy Park | CA | Vertical | Los Angeles | GT1 | Natural Gas Fired Combustion Turbine | GT |  | S | X | X | CAISO WALCRK_2_CTG1 | CAISO WALCRK_2_CTG1 | 100 | 0.85 | 97 | 97 | 48 | N |  |  | OP | X | 4 | 2013 | 2013 |  |  | N | IPP Non-CHP | IPP | IPP | 2 | X | NG | Non-Renewable | 0 | 100 | 0 | 1
Operable | 59980 | Walnut Creek LLC |  | 57515 | Walnut Creek Energy Park | CA | Vertical | Los Angeles | GT2 | Natural Gas Fired Combustion Turbine | GT |  | S | X | X | CAISO WALCRK_2_CTG2 | CAISO WALCRK_2_CTG2 | 100 | 0.85 | 97 | 97 | 48 | N |  |  | OP | X | 4 | 2013 | 2013 |  |  | N | IPP Non-CHP | IPP | IPP | 2 | X | NG | Non-Renewable | 0 | 100 | 0 | 1
Operable | 59980 | Walnut Creek LLC |  | 57515 | Walnut Creek Energy Park | CA | Vertical | Los Angeles | GT3 | Natural Gas Fired Combustion Turbine | GT |  | S | X | X | CAISO WALCRK_2_CTG3 | CAISO WALCRK_2_CTG3 | 100 | 0.85 | 97 | 97 | 48 | N |  |  | OP | X | 4 | 2013 | 2013 |  |  | N | IPP Non-CHP | IPP | IPP | 2 | X | NG | Non-Renewable | 0 | 100 | 0 | 1
Operable | 59980 | Walnut Creek LLC |  | 57515 | Walnut Creek Energy Park | CA | Vertical | Los Angeles | GT4 | Natural Gas Fired Combustion Turbine | GT |  | S | X | X | CAISO WALCRK_2_CTG4 | CAISO WALCRK_2_CTG4 | 100 | 0.85 | 97 | 97 | 48 | N |  |  | OP | X | 4 | 2013 | 2013 |  |  | N | IPP Non-CHP | IPP | IPP | 2 | X | NG | Non-Renewable | 0 | 100 | 0 | 1
Operable | 59980 | Walnut Creek LLC |  | 57515 | Walnut Creek Energy Park | CA | Vertical | Los Angeles | GT5 | Natural Gas Fired Combustion Turbine | GT |  | S | X | X | CAISO WALCRK_2_CTG5 | CAISO WALCRK_2_CTG5 | 100 | 0.85 | 97 | 97 | 48 | N |  |  | OP | X | 5 | 2013 | 2013 |  |  | N | IPP Non-CHP | IPP | IPP | 2 | X | NG | Non-Renewable | 0 | 100 | 0 | 1
Operable | 58802 | Walpole Solar 2, LLC |  | 58936 | Walpole Solar 2 | MA | Restructured | Norfolk | WLPL1 | Solar Photovoltaic | PV |  | S | X | X |  |  | 2.4 |  | 2.4 | 2.4 |  | N |  |  | OP | X | 4 | 2014 | 2014 |  |  | N | IPP Non-CHP | IPP | IPP | 2 | X | SUN | Renewable | 2.4 | 0 | 1 | 0
Operable | 60493 | Walton Bainbridge LLC |  | 56015 | Walton Bainbridge Power Facility | GA | Vertical | Decatur | SEG1 | Petroleum Liquids | GT |  | S | X | X | NA | NA | 40 | 0.9 | 37 | 40 | 37 | N |  |  | OP | X | 7 | 2000 | 2000 |  |  | N | IPP Non-CHP | IPP | IPP | 2 | X | DFO | Non-Renewable | 0 | 40 | 0 | 1
Operable | 60493 | Walton Bainbridge LLC |  | 56015 | Walton Bainbridge Power Facility | GA | Vertical | Decatur | SEGC | Petroleum Liquids | GT |  | S | X | X | NA | NA | 40 | 0.9 | 37 | 40 | 37 | N |  |  | OP | X | 7 | 2000 | 2000 |  |  | N | IPP Non-CHP | IPP | IPP | 2 | X | DFO | Non-Renewable | 0 | 40 | 0 | 1
Operable | 60492 | Walton Discover LLC |  | 55138 | Walton Discover Power Facility | AL | Vertical | LEE | UN1 | Natural Gas Fired Combustion Turbine | GT |  | S | X | X | NA | NA | 51.5 | 0.9 | 50 | 50 | 50 | N |  |  | OP | X | 6 | 1999 | Pre-2000 |  |  | N | IPP Non-CHP | IPP | IPP | 2 | X | NG | Non-Renewable | 0 | 51.5 | 0 | 1
Operable | 60492 | Walton Discover LLC |  | 55138 | Walton Discover Power Facility | AL | Vertical | LEE | UN2 | Natural Gas Fired Combustion Turbine | GT |  | S | X | X | NA | NA | 51.5 | 0.9 | 50 | 50 | 50 | N |  |  | OP | X | 6 | 1999 | Pre-2000 |  |  | N | IPP Non-CHP | IPP | IPP | 2 | X | NG | Non-Renewable | 0 | 51.5 | 0 | 1
Operable | 20065 | Walton Electric Member Corp |  | 60585 | Mount Vernon Solar | GA | Vertical | Walton | MV01 | Solar Photovoltaic | PV |  | S | X | X |  |  | 1 |  | 1 | 0.8 |  | N |  |  | OP | X | 7 | 2015 | 2015 |  |  | N | Electric Utility | Utility | Cooperative | 1 | X | SUN | Renewable | 1 | 0 | 1 | 0
Operable | 20065 | Walton Electric Member Corp |  | 60586 | Pleasant Valley Solar | GA | Vertical | Walton | PV01 | Solar Photovoltaic | PV |  | S | X | X |  |  | 2.5 |  | 2.5 | 2 |  |  |  |  | OP | X | 4 | 2016 | 2016 |  |  | N | Electric Utility | Utility | Cooperative | 1 | X | SUN | Renewable | 2.5 | 0 | 1 | 0
Operable | 61361 | Walton Solar |  | 61740 | Gratis Road Solar Facility | GA | Vertical | Walton | GR01 | Solar Photovoltaic | PV |  | S | X | X |  |  | 3 |  | 3 | 3 |  | N |  |  | OP | X | 1 | 2018 | 2018 |  |  | N | IPP Non-CHP | IPP | IPP | 2 | X | SUN | Renewable | 3 | 0 | 1 | 0
Operable | 63129 | Wapello Solar LLC |  | 63378 | Wapello Solar LLC | IA | Vertical | Louisa | WAPLO | Solar Photovoltaic | PV |  | S | X | X |  |  | 100 |  | 100 | 100 |  | N |  |  | OP | X | 3 | 2021 | 2021 |  |  | N | IPP Non-CHP | IPP | IPP | 2 | X | SUN | Renewable | 100 | 0 | 1 | 0
Operable | 63681 | Wappinger 9D Solar, LLC |  | 64041 | Wappinger 9D Solar | NY | Restructured | Dutchess | 4683 | Solar Photovoltaic | PV |  | S | X | X |  |  | 2 |  | 2 | 1.6 |  | N |  |  | OP | X | 7 | 2019 | 2019 |  |  | N | IPP Non-CHP | IPP | IPP | 2 | X | SUN | Renewable | 2 | 0 | 1 | 0
Operable | 59156 | Wapsie Valley Creamery |  | 59379 | Wapsie Valley Creamery Back Up Generator | IA | Vertical | Buchanan | 1 | Petroleum Liquids | IC |  | S | X | X |  |  | 1.8 | 0.8 | 1.1 | 1.1 | 0 | N |  |  | SB | N | 4 | 2015 | 2015 |  |  | N | Industrial Non-CHP | Customer Sited | Other | 6 | X | DFO | Non-Renewable | 0 | 1.8 | 0 | 1
Operable | 64059 | Ware Palmer Road Solar LLC |  | 64128 | Ware Palmer Road Solar LLC CSG | MA | Restructured | Hampshire | WPRB | Batteries | BA |  | S | X | X |  |  | 2 |  | 2 | 2 | 0 | N |  |  | OP | X | 6 | 2021 | 2021 |  |  | N | IPP Non-CHP | IPP | IPP | 2 | X | MWH | Other | 0 | 0 | 0 | 0
Operable | 64059 | Ware Palmer Road Solar LLC |  | 64128 | Ware Palmer Road Solar LLC CSG | MA | Restructured | Hampshire | WPRS | Solar Photovoltaic | PV |  | S | X | X |  |  | 3 |  | 3 | 3 |  | N |  |  | OP | X | 6 | 2021 | 2021 |  |  | N | IPP Non-CHP | IPP | IPP | 2 | X | SUN | Renewable | 3 | 0 | 1 | 0
Operable | 20100 | Warm Springs Power Enterprises |  | 54721 | Warm Springs Power Enterprises | OR | Vertical | Jefferson | 1 | Conventional Hydroelectric | HY |  | S | X | X |  |  | 19.6 | 1 | 18.5 | 18.5 | 1 | N |  |  | OP | X | 6 | 1982 | Pre-2000 |  |  | N | IPP Non-CHP | IPP | IPP | 2 | X | WAT | Renewable | 19.6 | 0 | 1 | 0
Operable | 63045 | Warren Generation, LLC |  | 3132 | Warren | PA | Restructured | Warren | 3 | Natural Gas Fired Combustion Turbine | GT |  | S | X | X | 50803 | 50803 | 53.1 | 0.85 | 62 | 50.1 | 5 | N |  |  | OP | X | 9 | 1972 | Pre-2000 |  |  | N | IPP Non-CHP | IPP | IPP | 2 | X | NG | Non-Renewable | 0 | 53.1 | 0 | 1 | DFO
Operable | 61645 | Warrenton Solar I LLC |  | 62100 | Warrenton I Solar | NC | Vertical | Warren | PGRI4 | Solar Photovoltaic | PV |  | S | X | X |  |  | 4.9 |  | 4.9 | 4.9 |  | N |  |  | OP | X | 12 | 2018 | 2018 |  |  | N | IPP Non-CHP | IPP | IPP | 2 | X | SUN | Renewable | 4.9 | 0 | 1 | 0
Operable | 57383 | Wasatch View Solar LLC |  | 58006 | Salt Palace Solar Gen Plant | UT | Vertical | Salt Lake | 1 | Solar Photovoltaic | PV |  | S | X | X |  |  | 0.8 |  | 0.8 | 0.8 |  | N |  |  | OP | X | 5 | 2012 | 2012 |  |  | N | IPP Non-CHP | IPP | IPP | 2 | X | SUN | Renewable | 0.8 | 0 | 1 | 0
Operable | 57383 | Wasatch View Solar LLC |  | 58006 | Salt Palace Solar Gen Plant | UT | Vertical | Salt Lake | 2 | Solar Photovoltaic | PV |  | S | X | X |  |  | 0.5 |  | 0.5 | 0.5 |  | N |  |  | OP | X | 5 | 2012 | 2012 |  |  | N | IPP Non-CHP | IPP | IPP | 2 | X | SUN | Renewable | 0.5 | 0 | 1 | 0
Operable | 31613 | Washington Cnty Wtr Consv Dist |  | 52039 | Quail Creek Hydro Plant #1 | UT | Vertical | Washington | 1 | Conventional Hydroelectric | HY |  | S | X | X |  |  | 2.3 | 0.95 | 2.3 | 2.3 | 0.5 | N |  |  | OP | X | 6 | 1985 | Pre-2000 |  |  | N | IPP Non-CHP | IPP | IPP | 2 | X | WAT | Renewable | 2.3 | 0 | 1 | 0
Operable | 20151 | Washington Electric Coop - (VT) |  | 7051 | Wrightsville Hydro Plant | VT | Vertical | Washington | 1 | Conventional Hydroelectric | HY |  | S | X | X |  |  | 0.1 | 0.8 | 0.1 | 0.1 | 0.1 | N |  |  | OP | X | 9 | 1985 | Pre-2000 |  |  | N | Electric Utility | Utility | Cooperative | 1 | X | WAT | Renewable | 0.1 | 0 | 1 | 0
Operable | 20151 | Washington Electric Coop - (VT) |  | 7051 | Wrightsville Hydro Plant | VT | Vertical | Washington | 2 | Conventional Hydroelectric | HY |  | S | X | X |  |  | 0.3 | 0.9 | 0.2 | 0.2 | 0.2 | N |  |  | OP | X | 9 | 1985 | Pre-2000 |  |  | N | Electric Utility | Utility | Cooperative | 1 | X | WAT | Renewable | 0.3 | 0 | 1 | 0
Operable | 20151 | Washington Electric Coop - (VT) |  | 7051 | Wrightsville Hydro Plant | VT | Vertical | Washington | 3 | Conventional Hydroelectric | HY |  | S | X | X |  |  | 0.6 | 0.9 | 0.4 | 0.4 | 0.4 | N |  |  | OP | X | 9 | 1985 | Pre-2000 |  |  | N | Electric Utility | Utility | Cooperative | 1 | X | WAT | Renewable | 0.6 | 0 | 1 | 0
Operable | 20151 | Washington Electric Coop - (VT) |  | 62859 | Coventry Clean Energy Corporation | VT | Vertical | Orleans | COV-1 | Landfill Gas | IC |  | S | X | X | Coventry Pnode 4447 (LD Irasburg 46) |  | 1.6 | 0.8 | 1.5 | 1.5 | 1.5 | N |  |  | OP | X | 7 | 2005 | 2005 |  |  | N | Electric Utility | Utility | Cooperative | 1 | X | LFG | Renewable | 1.6 | 0 | 1 | 0
Operable | 20151 | Washington Electric Coop - (VT) |  | 62859 | Coventry Clean Energy Corporation | VT | Vertical | Orleans | COV-2 | Landfill Gas | IC |  | S | X | X | Coventry Pnode 4447 (LD Irasburg 46) |  | 1.6 | 0.8 | 1.5 | 1.5 | 1.5 | N |  |  | OP | X | 7 | 2005 | 2005 |  |  | N | Electric Utility | Utility | Cooperative | 1 | X | LFG | Renewable | 1.6 | 0 | 1 | 0
Operable | 20151 | Washington Electric Coop - (VT) |  | 62859 | Coventry Clean Energy Corporation | VT | Vertical | Orleans | COV-3 | Landfill Gas | IC |  | S | X | X | Coventry Pnode 4447 (LD Irasburg 46) |  | 1.6 | 0.8 | 1.5 | 1.5 | 1.5 | N |  |  | OP | X | 7 | 2005 | 2005 |  |  | N | Electric Utility | Utility | Cooperative | 1 | X | LFG | Renewable | 1.6 | 0 | 1 | 0
Operable | 20151 | Washington Electric Coop - (VT) |  | 62859 | Coventry Clean Energy Corporation | VT | Vertical | Orleans | COV-4 | Landfill Gas | IC |  | S | X | X | Coventry Pnode 4447 (LD Irasburg 46) |  | 1.6 | 0.8 | 1.5 | 1.5 | 1.5 | N |  |  | OP | X | 1 | 2007 | 2007 |  |  | N | Electric Utility | Utility | Cooperative | 1 | X | LFG | Renewable | 1.6 | 0 | 1 | 0
Operable | 20151 | Washington Electric Coop - (VT) |  | 62859 | Coventry Clean Energy Corporation | VT | Vertical | Orleans | COV-5 | Landfill Gas | IC |  | S | X | X | Coventry Pnode 4447 (LD Irasburg 46) |  | 1.6 | 0.8 | 1.5 | 1.5 | 1.5 | N |  |  | OP | X | 6 | 2009 | 2009 |  |  | N | Electric Utility | Utility | Cooperative | 1 | X | LFG | Renewable | 1.6 | 0 | 1 | 0
Operable | 20153 | Washington Island El Coop, Inc |  | 4148 | Washington Island | WI | Vertical | Door | 2 | Petroleum Liquids | IC |  | S | X | X |  |  | 0.1 | 0.8 | 0.1 | 0.1 | 0.1 | N |  |  | OP | X | 8 | 1952 | Pre-2000 |  |  | N | Electric Utility | Utility | Cooperative | 1 | X | DFO | Non-Renewable | 0 | 0.1 | 0 | 1
Operable | 20153 | Washington Island El Coop, Inc |  | 4148 | Washington Island | WI | Vertical | Door | 3 | Petroleum Liquids | IC |  | S | X | X |  |  | 0.1 | 0.8 | 0.1 | 0.1 | 0.1 | N |  |  | OP | X | 12 | 1945 | Pre-2000 |  |  | N | Electric Utility | Utility | Cooperative | 1 | X | DFO | Non-Renewable | 0 | 0.1 | 0 | 1
Operable | 20153 | Washington Island El Coop, Inc |  | 4148 | Washington Island | WI | Vertical | Door | 4 | Petroleum Liquids | IC |  | S | X | X |  |  | 0.2 | 0.8 | 0.2 | 0.2 | 0.2 | N |  |  | OP | X | 4 | 1951 | Pre-2000 |  |  | N | Electric Utility | Utility | Cooperative | 1 | X | DFO | Non-Renewable | 0 | 0.2 | 0 | 1
Operable | 20153 | Washington Island El Coop, Inc |  | 4148 | Washington Island | WI | Vertical | Door | 5 | Petroleum Liquids | IC |  | S | X | X |  |  | 0.5 | 0.8 | 0.5 | 0.5 | 0.1 | N |  |  | OP | X | 6 | 1968 | Pre-2000 |  |  | N | Electric Utility | Utility | Cooperative | 1 | X | DFO | Non-Renewable | 0 | 0.5 | 0 | 1
Operable | 20153 | Washington Island El Coop, Inc |  | 4148 | Washington Island | WI | Vertical | Door | 6 | Petroleum Liquids | IC |  | S | X | X |  |  | 0.9 | 0.8 | 0.9 | 0.9 | 0.1 | N |  |  | OP | X | 7 | 1972 | Pre-2000 |  |  | N | Electric Utility | Utility | Cooperative | 1 | X | DFO | Non-Renewable | 0 | 0.9 | 0 | 1
Operable | 20153 | Washington Island El Coop, Inc |  | 4148 | Washington Island | WI | Vertical | Door | 7 | Petroleum Liquids | IC |  | S | X | X |  |  | 1.6 | 0.8 | 1.6 | 1.6 | 0.1 | N |  |  | OP | X | 1 | 1997 | Pre-2000 |  |  | N | Electric Utility | Utility | Cooperative | 1 | X | DFO | Non-Renewable | 0 | 1.6 | 0 | 1
Operable | 20153 | Washington Island El Coop, Inc |  | 4148 | Washington Island | WI | Vertical | Door | 8 | Petroleum Liquids | IC |  | S | X | X |  |  | 1.6 | 0.8 | 1.6 | 1.6 | 0.1 | N |  |  | OP | X | 1 | 1997 | Pre-2000 |  |  | N | Electric Utility | Utility | Cooperative | 1 | X | DFO | Non-Renewable | 0 | 1.6 | 0 | 1
Operable | 61863 | Washington Solar (SC) |  | 62342 | Washington Solar (SC) | SC | Vertical | Marion | 87 | Solar Photovoltaic | PV |  | S | X | X |  |  | 2 |  | 2 | 2 |  | N |  |  | OP | X | 3 | 2023 | 2023 |  |  | N | IPP Non-CHP | IPP | IPP | 2 | X | SUN | Renewable | 2 | 0 | 1 | 0
Operable | 22040 | Washington State University |  | 56016 | Grimes Way | WA | Vertical | Whitman | 1 | Natural Gas Internal Combustion Engine | IC |  | S | X | X | NA | NA | 1.1 | 0.8 | 1 | 1 | 0.2 | N |  |  | SB | Y | 1 | 2005 | 2005 |  |  | N | Commercial Non-CHP | Customer Sited | Other | 4 | X | NG | Non-Renewable | 0 | 1.1 | 0 | 1
Operable | 22040 | Washington State University |  | 56016 | Grimes Way | WA | Vertical | Whitman | 2 | Natural Gas Internal Combustion Engine | IC |  | S | X | X |  |  | 1.1 | 0.8 | 1 | 1 | 0.2 | N |  |  | SB | Y | 1 | 2005 | 2005 |  |  | N | Commercial Non-CHP | Customer Sited | Other | 4 | X | NG | Non-Renewable | 0 | 1.1 | 0 | 1
Operable | 22040 | Washington State University |  | 56016 | Grimes Way | WA | Vertical | Whitman | 3 | Petroleum Liquids | IC |  | S | X | X |  |  | 1.8 | 0.8 | 1.7 | 1.7 | 0.4 | N |  |  | SB | Y | 1 | 2005 | 2005 |  |  | N | Commercial Non-CHP | Customer Sited | Other | 4 | X | DFO | Non-Renewable | 0 | 1.8 | 0 | 1
Operable | 22040 | Washington State University |  | 56932 | Biotech LS 0836 | WA | Vertical | Whitman | BLS1 | Petroleum Liquids | IC |  | S | X | X | NA | NA | 1 | 0.8 | 1 | 1 | 0.2 | N |  |  | SB | Y | 5 | 2009 | 2009 |  |  | N | Commercial Non-CHP | Customer Sited | Other | 4 | X | DFO | Non-Renewable | 0 | 1 | 0 | 1
Operable | 64193 | Washingtonville |  | 64562 | Washingtonville(CSG) | NY | Restructured | Orange | WAS | Solar Photovoltaic | PV |  | S | X | X |  |  | 2 |  | 2 | 2 |  | N |  |  | OP | X | 11 | 2021 | 2021 |  |  | N | IPP Non-CHP | IPP | IPP | 2 | X | SUN | Renewable | 2 | 0 | 1 | 0
Operable | 20183 | Waste Management Inc |  | 55765 | Green Knight Energy Center | PA | Restructured | Northampton | TG1 | Landfill Gas | GT |  | W | X | X |  |  | 3.3 | 0.98 | 2.4 | 2.9 | 0.6 | N |  |  | OP | X | 2 | 2001 | 2001 |  |  | N | IPP Non-CHP | IPP | IPP | 2 | X | LFG | Renewable | 3.3 | 0 | 1 | 0
Operable | 20183 | Waste Management Inc |  | 55765 | Green Knight Energy Center | PA | Restructured | Northampton | TG2 | Landfill Gas | GT |  | W | X | X |  |  | 3.3 | 0.98 | 2.4 | 2.9 | 0.6 | N |  |  | OP | X | 2 | 2001 | 2001 |  |  | N | IPP Non-CHP | IPP | IPP | 2 | X | LFG | Renewable | 3.3 | 0 | 1 | 0
Operable | 20183 | Waste Management Inc |  | 55765 | Green Knight Energy Center | PA | Restructured | Northampton | TG3 | Landfill Gas | GT |  | W | X | X |  |  | 3.3 | 0.98 | 2.4 | 2.9 | 0.6 | N |  |  | OP | X | 2 | 2001 | 2001 |  |  | N | IPP Non-CHP | IPP | IPP | 2 | X | LFG | Renewable | 3.3 | 0 | 1 | 0
Operable | 20238 | Watchtower Bible & Tract Soc-NY |  | 55619 | Watchtower Educational Center | NY | Restructured | Putnam | GEN1 | Natural Gas Internal Combustion Engine | IC |  | S | X | X |  |  | 0.7 | 0.8 | 0.7 | 0.7 | 0.2 | N |  |  | SB | Y | 2 | 1996 | Pre-2000 |  |  | N | Commercial Non-CHP | Customer Sited | Other | 4 | X | NG | Non-Renewable | 0 | 0.7 | 0 | 1
Operable | 20238 | Watchtower Bible & Tract Soc-NY |  | 55619 | Watchtower Educational Center | NY | Restructured | Putnam | GEN2 | Petroleum Liquids | IC |  | S | X | X |  |  | 0.7 | 0.8 | 0.7 | 0.7 | 0.2 | N |  |  | SB | Y | 6 | 1993 | Pre-2000 |  |  | N | Commercial Non-CHP | Customer Sited | Other | 4 | X | DFO | Non-Renewable | 0 | 0.7 | 0 | 1
Operable | 20238 | Watchtower Bible & Tract Soc-NY |  | 55619 | Watchtower Educational Center | NY | Restructured | Putnam | GEN3 | Natural Gas Internal Combustion Engine | IC |  | S | X | X |  |  | 0.7 | 0.8 | 0.7 | 0.7 | 0.2 | N |  |  | SB | Y | 2 | 2000 | 2000 |  |  | N | Commercial Non-CHP | Customer Sited | Other | 4 | X | NG | Non-Renewable | 0 | 0.7 | 0 | 1
Operable | 61072 | Waterford Holdco LLC |  | 61452 | Waterford Holdco CSG | MN | Vertical | Rice | WATER | Solar Photovoltaic | PV |  | S | X | X |  |  | 2.7 |  | 2.7 | 2.7 |  | N |  |  | OP | X | 11 | 2017 | 2017 |  |  | N | IPP Non-CHP | IPP | IPP | 2 | X | SUN | Renewable | 2.7 | 0 | 1 | 0
Operable | 61136 | Waterford Power, LLC |  | 55503 | Waterford Power, LLC | OH | Restructured | Washington | CTG1 | Natural Gas Fired Combined Cycle | CT | CC1 | W | X | Y | PSEGGLOB 18KV | PSEGGLOB 18KV | 174.2 | 0.85 | 168 | 190 | 94 | N |  |  | OP | X | 8 | 2003 | 2003 |  |  | N | IPP Non-CHP | IPP | IPP | 2 | X | NG | Non-Renewable | 0 | 174.2 | 0 | 1
Operable | 61136 | Waterford Power, LLC |  | 55503 | Waterford Power, LLC | OH | Restructured | Washington | CTG2 | Natural Gas Fired Combined Cycle | CT | CC1 | W | X | Y | PSEGGLOB 18KV | PSEGGLOB 18KV | 174.2 | 0.85 | 168 | 190 | 94 | N |  |  | OP | X | 8 | 2003 | 2003 |  |  | N | IPP Non-CHP | IPP | IPP | 2 | X | NG | Non-Renewable | 0 | 174.2 | 0 | 1
Operable | 61136 | Waterford Power, LLC |  | 55503 | Waterford Power, LLC | OH | Restructured | Washington | CTG3 | Natural Gas Fired Combined Cycle | CT | CC1 | W | X | Y | PSEGGLOB 18KV | PSEGGLOB 18KV | 174.2 | 0.85 | 168 | 190 | 94 | N |  |  | OP | X | 8 | 2003 | 2003 |  |  | N | IPP Non-CHP | IPP | IPP | 2 | X | NG | Non-Renewable | 0 | 174.2 | 0 | 1
Operable | 61136 | Waterford Power, LLC |  | 55503 | Waterford Power, LLC | OH | Restructured | Washington | ST1 | Natural Gas Fired Combined Cycle | CA | CC1 | W | Y | X | PSEGGLOB 22KV | PSEGGLOB 22KV | 399 | 0.85 | 362 | 390 | 94 | N |  |  | OP | X | 8 | 2003 | 2003 |  |  | N | IPP Non-CHP | IPP | IPP | 2 | X | NG | Non-Renewable | 0 | 399 | 0 | 1
Operable | 49840 | Waterside Power, LLC |  | 56189 | Waterside Power, LLC | CT | Restructured | Fairfield | 4 | Petroleum Liquids | GT |  | W | X | X |  | 7001 | 23.2 | 0.85 | 23.3 | 23.9 | 15 | N |  |  | OP | X | 5 | 2004 | 2004 |  |  | N | IPP Non-CHP | IPP | IPP | 2 | X | DFO | Non-Renewable | 0 | 23.2 | 0 | 1
Operable | 49840 | Waterside Power, LLC |  | 56189 | Waterside Power, LLC | CT | Restructured | Fairfield | 5 | Petroleum Liquids | GT |  | W | X | X |  | 7001 | 23.2 | 0.85 | 23.3 | 23.9 | 15 | N |  |  | OP | X | 5 | 2004 | 2004 |  |  | N | IPP Non-CHP | IPP | IPP | 2 | X | DFO | Non-Renewable | 0 | 23.2 | 0 | 1
Operable | 49840 | Waterside Power, LLC |  | 56189 | Waterside Power, LLC | CT | Restructured | Fairfield | 7 | Petroleum Liquids | GT |  | W | X | X |  | 7001 | 23.2 | 0.85 | 23.3 | 23.9 | 15 | N |  |  | OP | X | 5 | 2006 | 2006 |  |  | N | IPP Non-CHP | IPP | IPP | 2 | X | DFO | Non-Renewable | 0 | 23.2 | 0 | 1
Operable | 20148 | Watervliet City of |  | 50123 | Normanskill Hydro Project | NY | Restructured | Albany | GEN1 | Conventional Hydroelectric | HY |  | S | X | X |  |  | 1.2 | 1 | 1.2 | 1.2 | 0.5 | N |  |  | OP | X | 4 | 1983 | Pre-2000 |  |  | N | IPP Non-CHP | IPP | IPP | 2 | X | WAT | Renewable | 1.2 | 0 | 1 | 0
Operable | 57034 | Watkins Manufacturing Corporation |  | 57715 | Watkins Manufacturing Co. | CA | Vertical | San Diego | GEN1 | Natural Gas Internal Combustion Engine | IC |  | S | X | X |  |  | 1 | 0.8 | 1 | 1 | 0.3 | N |  |  | OP | X | 11 | 2001 | 2001 |  |  | N | Industrial Non-CHP | Customer Sited | Other | 6 | X | NG | Non-Renewable | 0 | 1 | 0 | 1
Operable | 57034 | Watkins Manufacturing Corporation |  | 57715 | Watkins Manufacturing Co. | CA | Vertical | San Diego | GEN2 | Natural Gas Internal Combustion Engine | IC |  | S | X | X |  |  | 1 | 0.8 | 1 | 1 | 0.3 | N |  |  | OP | X | 11 | 2001 | 2001 |  |  | N | Industrial Non-CHP | Customer Sited | Other | 6 | X | NG | Non-Renewable | 0 | 1 | 0 | 1
Operable | 20214 | Waverly Municipal Elec Utility |  | 6554 | Waverly Municipal Electric North Plant | IA | Vertical | Bremer | 10 | Petroleum Liquids | IC |  | S | X | X |  |  | 7 | 0.8 | 7 | 7 | 1.5 | N |  |  | OP | X | 4 | 1993 | Pre-2000 |  |  | N | Electric Utility | Utility | Municipal | 1 | X | DFO | Non-Renewable | 0 | 7 | 0 | 1
Operable | 20214 | Waverly Municipal Elec Utility |  | 6554 | Waverly Municipal Electric North Plant | IA | Vertical | Bremer | 17 | Petroleum Liquids | IC |  | S | X | X |  |  | 1.8 | 0.8 | 1.8 | 1.8 | 0.5 | N |  |  | OP | X | 6 | 2015 | 2015 |  |  | N | Electric Utility | Utility | Municipal | 1 | X | DFO | Non-Renewable | 0 | 1.8 | 0 | 1
Operable | 20214 | Waverly Municipal Elec Utility |  | 6554 | Waverly Municipal Electric North Plant | IA | Vertical | Bremer | 18 | Petroleum Liquids | IC |  | S | X | X |  |  | 1.8 | 0.8 | 1.8 | 1.8 | 0.5 | N |  |  | OP | X | 6 | 2015 | 2015 |  |  | N | Electric Utility | Utility | Municipal | 1 | X | DFO | Non-Renewable | 0 | 1.8 | 0 | 1
Operable | 20214 | Waverly Municipal Elec Utility |  | 6554 | Waverly Municipal Electric North Plant | IA | Vertical | Bremer | 19 | Petroleum Liquids | IC |  | S | X | X |  |  | 1.8 | 0.8 | 1.8 | 1.8 | 0.5 | N |  |  | OP | X | 6 | 2015 | 2015 |  |  | N | Electric Utility | Utility | Municipal | 1 | X | DFO | Non-Renewable | 0 | 1.8 | 0 | 1
Operable | 20214 | Waverly Municipal Elec Utility |  | 6554 | Waverly Municipal Electric North Plant | IA | Vertical | Bremer | 20 | Petroleum Liquids | IC |  | S | X | X |  |  | 1.8 | 0.8 | 1.8 | 1.8 | 0.5 | N |  |  | OP | X | 6 | 2015 | 2015 |  |  | N | Electric Utility | Utility | Municipal | 1 | X | DFO | Non-Renewable | 0 | 1.8 | 0 | 1
Operable | 20214 | Waverly Municipal Elec Utility |  | 6554 | Waverly Municipal Electric North Plant | IA | Vertical | Bremer | 7 | Natural Gas Internal Combustion Engine | IC |  | S | X | X |  |  | 3.5 | 0.8 | 3.5 | 3.5 | 1.5 | N |  |  | OP | X | 8 | 1958 | Pre-2000 |  |  | N | Electric Utility | Utility | Municipal | 1 | X | NG | Non-Renewable | 0 | 3.5 | 0 | 1 | DFO
Operable | 20214 | Waverly Municipal Elec Utility |  | 6554 | Waverly Municipal Electric North Plant | IA | Vertical | Bremer | 8 | Natural Gas Internal Combustion Engine | IC |  | S | X | X |  |  | 3.7 | 0.8 | 3.7 | 3.7 | 1.5 | N |  |  | OP | X | 8 | 1967 | Pre-2000 |  |  | N | Electric Utility | Utility | Municipal | 1 | X | NG | Non-Renewable | 0 | 3.7 | 0 | 1 | DFO
Operable | 20214 | Waverly Municipal Elec Utility |  | 6554 | Waverly Municipal Electric North Plant | IA | Vertical | Bremer | 9 | Natural Gas Internal Combustion Engine | IC |  | S | X | X |  |  | 3.7 | 0.8 | 3.7 | 3.7 | 1.5 | N |  |  | OP | X | 8 | 1967 | Pre-2000 |  |  | N | Electric Utility | Utility | Municipal | 1 | X | NG | Non-Renewable | 0 | 3.7 | 0 | 1 | DFO
Operable | 20214 | Waverly Municipal Elec Utility |  | 7758 | South Plant | IA | Vertical | Bremer | 1 | Petroleum Liquids | IC |  | S | X | X |  |  | 2 | 0.8 | 1.9 | 1.9 | 0.5 | N |  |  | OP | X | 5 | 2000 | 2000 |  |  | N | Electric Utility | Utility | Municipal | 1 | X | DFO | Non-Renewable | 0 | 2 | 0 | 1
Operable | 20214 | Waverly Municipal Elec Utility |  | 7758 | South Plant | IA | Vertical | Bremer | 2 | Petroleum Liquids | IC |  | S | X | X |  |  | 2 | 0.8 | 1.9 | 1.9 | 0.5 | N |  |  | OP | X | 5 | 2000 | 2000 |  |  | N | Electric Utility | Utility | Municipal | 1 | X | DFO | Non-Renewable | 0 | 2 | 0 | 1
Operable | 20214 | Waverly Municipal Elec Utility |  | 7758 | South Plant | IA | Vertical | Bremer | 3 | Petroleum Liquids | IC |  | S | X | X |  |  | 2 | 0.8 | 1.9 | 1.9 | 0.5 | N |  |  | OP | X | 5 | 2000 | 2000 |  |  | N | Electric Utility | Utility | Municipal | 1 | X | DFO | Non-Renewable | 0 | 2 | 0 | 1
Operable | 20214 | Waverly Municipal Elec Utility |  | 7758 | South Plant | IA | Vertical | Bremer | 4 | Petroleum Liquids | IC |  | S | X | X |  |  | 2 | 0.8 | 1.9 | 1.9 | 0.5 | N |  |  | OP | X | 5 | 2000 | 2000 |  |  | N | Electric Utility | Utility | Municipal | 1 | X | DFO | Non-Renewable | 0 | 2 | 0 | 1
Operable | 20214 | Waverly Municipal Elec Utility |  | 7758 | South Plant | IA | Vertical | Bremer | 5 | Petroleum Liquids | IC |  | S | X | X |  |  | 2 | 0.8 | 1.9 | 1.9 | 0.5 | N |  |  | OP | X | 5 | 2000 | 2000 |  |  | N | Electric Utility | Utility | Municipal | 1 | X | DFO | Non-Renewable | 0 | 2 | 0 | 1
Operable | 20214 | Waverly Municipal Elec Utility |  | 7758 | South Plant | IA | Vertical | Bremer | 6 | Petroleum Liquids | IC |  | S | X | X |  |  | 2 | 0.8 | 1.9 | 1.9 | 0.5 | N |  |  | OP | X | 5 | 2000 | 2000 |  |  | N | Electric Utility | Utility | Municipal | 1 | X | DFO | Non-Renewable | 0 | 2 | 0 | 1
Operable | 20214 | Waverly Municipal Elec Utility |  | 57214 | Waverly Community Wind Project | IA | Vertical | Bremer | CAN1 | Onshore Wind Turbine | WT |  | S | X | X |  |  | 0.9 |  | 0.9 | 0.9 | 0.1 | N |  |  | OP | X | 3 | 2009 | 2009 |  |  | N | Electric Utility | Utility | Municipal | 1 | X | WND | Renewable | 0.9 | 0 | 1 | 0
Operable | 20214 | Waverly Municipal Elec Utility |  | 57214 | Waverly Community Wind Project | IA | Vertical | Bremer | CAN2 | Onshore Wind Turbine | WT |  | S | X | X |  |  | 0.9 |  | 0.9 | 0.9 | 0.1 | N |  |  | OP | X | 9 | 2012 | 2012 |  |  | N | Electric Utility | Utility | Municipal | 1 | X | WND | Renewable | 0.9 | 0 | 1 | 0
Operable | 20214 | Waverly Municipal Elec Utility |  | 57214 | Waverly Community Wind Project | IA | Vertical | Bremer | SK4 | Onshore Wind Turbine | WT |  | S | X | X |  |  | 0.9 |  | 0.9 | 0.9 | 0.1 | N |  |  | OP | X | 12 | 2001 | 2001 |  |  | N | Electric Utility | Utility | Municipal | 1 | X | WND | Renewable | 0.9 | 0 | 1 | 0
Operable | 64547 | Waverly Solar, LLC |  | 65225 | Waverly Solar, LLC | VA | Vertical | Sussex | ENX17 | Solar Photovoltaic | PV |  | S | X | X |  |  | 118 |  | 118 | 118 |  | N |  |  | OP | X | 12 | 2023 | 2023 |  |  | N | IPP Non-CHP | IPP | IPP | 2 | X | SUN | Renewable | 118 | 0 | 1 | 0
Operable | 56948 | Waverly Wind Farm LLC |  | 57614 | Waverly Wind Farm LLC | KS | Vertical | Coffey | GEN1 | Onshore Wind Turbine | WT |  | S | X | X |  |  | 199 |  | 199 | 199 | 50 | N |  |  | OP | X | 1 | 2016 | 2016 |  |  | N | IPP Non-CHP | IPP | IPP | 2 | X | WND | Renewable | 199 | 0 | 1 | 0
Operable | 60805 | Wayne Solar I, LLC |  | 60602 | Wayne Solar I LLC | NC | Vertical | Wayne | WYN1 | Solar Photovoltaic | PV |  | S | X | X |  |  | 5 |  | 5 | 5 |  | N |  |  | OP | X | 7 | 2014 | 2014 |  |  | N | IPP Non-CHP | IPP | IPP | 2 | X | SUN | Renewable | 5 | 0 | 1 | 0
Operable | 60803 | Wayne Solar II, LLC |  | 60598 | Wayne Solar II LLC | NC | Vertical | Wayne | WYN2 | Solar Photovoltaic | PV |  | S | X | X |  |  | 5 |  | 5 | 5 |  | N |  |  | OP | X | 7 | 2014 | 2014 |  |  | N | IPP Non-CHP | IPP | IPP | 2 | X | SUN | Renewable | 5 | 0 | 1 | 0
Operable | 60802 | Wayne Solar III, LLC |  | 60597 | Wayne Solar III LLC | NC | Vertical | Wayne | WYN3 | Solar Photovoltaic | PV |  | S | X | X |  |  | 5 |  | 5 | 5 |  | N |  |  | OP | X | 7 | 2014 | 2014 |  |  | N | IPP Non-CHP | IPP | IPP | 2 | X | SUN | Renewable | 5 | 0 | 1 | 0
Operable | 60662 | WCAC Operating Company |  | 10649 | Bear Mountain Limited | CA | Vertical | Kern | GEN1 | Natural Gas Fired Combustion Turbine | GT |  | W | X | X |  |  | 46 | 0.85 | 46 | 48 | 32 | N |  |  | OP | X | 4 | 1995 | Pre-2000 |  |  | Y | IPP CHP | IPP | IPP | 3 | T | NG | Non-Renewable | 0 | 46 | 0 | 1
Operable | 60662 | WCAC Operating Company |  | 10650 | Badger Creek Limited | CA | Vertical | Kern | GEN1 | Natural Gas Fired Combustion Turbine | GT |  | W | X | X |  |  | 46 | 0.85 | 46 | 48 | 32 | N |  |  | OP | X | 4 | 1991 | Pre-2000 |  |  | Y | IPP CHP | IPP | IPP | 3 | T | NG | Non-Renewable | 0 | 46 | 0 | 1
Operable | 60662 | WCAC Operating Company |  | 50003 | Chalk Cliff Limited | CA | Vertical | Kern | GEN1 | Natural Gas Fired Combustion Turbine | GT |  | W | X | X |  |  | 46 | 0.85 | 46 | 48 | 32 | N |  |  | OP | X | 3 | 1990 | Pre-2000 |  |  | Y | IPP CHP | IPP | IPP | 3 | T | NG | Non-Renewable | 0 | 46 | 0 | 1
Operable | 60662 | WCAC Operating Company |  | 50493 | Double C Generation Limited Partnership | CA | Vertical | Kern | DC1 | Natural Gas Fired Combustion Turbine | GT |  | W | X | X |  |  | 24.9 | 0.85 | 23 | 24 | 21 | N |  |  | OP | X | 3 | 1989 | Pre-2000 |  |  | N | IPP Non-CHP | IPP | IPP | 2 | X | NG | Non-Renewable | 0 | 24.9 | 0 | 1
Operable | 60662 | WCAC Operating Company |  | 50493 | Double C Generation Limited Partnership | CA | Vertical | Kern | DC2 | Natural Gas Fired Combustion Turbine | GT |  | W | X | X |  |  | 24.9 | 0.85 | 23 | 24 | 21 | N |  |  | OP | X | 3 | 1989 | Pre-2000 |  |  | N | IPP Non-CHP | IPP | IPP | 2 | X | NG | Non-Renewable | 0 | 24.9 | 0 | 1
Operable | 60662 | WCAC Operating Company |  | 50494 | Kern Front Limited | CA | Vertical | Kern | KF1 | Natural Gas Fired Combustion Turbine | GT |  | W | X | X |  |  | 24.9 | 0.85 | 23 | 24 | 21 | N |  |  | OP | X | 2 | 1989 | Pre-2000 |  |  | N | IPP Non-CHP | IPP | IPP | 2 | X | NG | Non-Renewable | 0 | 24.9 | 0 | 1
Operable | 60662 | WCAC Operating Company |  | 50494 | Kern Front Limited | CA | Vertical | Kern | KF2 | Natural Gas Fired Combustion Turbine | GT |  | W | X | X |  |  | 24.9 | 0.85 | 23 | 24 | 21 | N |  |  | OP | X | 2 | 1989 | Pre-2000 |  |  | N | IPP Non-CHP | IPP | IPP | 2 | X | NG | Non-Renewable | 0 | 24.9 | 0 | 1
Operable | 60662 | WCAC Operating Company |  | 50495 | High Sierra Limited | CA | Vertical | Kern | HS1 | Natural Gas Fired Combustion Turbine | GT |  | W | X | X |  |  | 24.9 | 0.85 | 23 | 24 | 21 | N |  |  | OP | X | 3 | 1989 | Pre-2000 |  |  | Y | IPP CHP | IPP | IPP | 3 | T | NG | Non-Renewable | 0 | 24.9 | 0 | 1
Operable | 60662 | WCAC Operating Company |  | 50495 | High Sierra Limited | CA | Vertical | Kern | HS2 | Natural Gas Fired Combustion Turbine | GT |  | W | X | X |  |  | 24.9 | 0.85 | 23 | 24 | 21 | N |  |  | OP | X | 3 | 1989 | Pre-2000 |  |  | Y | IPP CHP | IPP | IPP | 3 | T | NG | Non-Renewable | 0 | 24.9 | 0 | 1
Operable | 60662 | WCAC Operating Company |  | 50612 | McKittrick Limited | CA | Vertical | Kern | GEN1 | Natural Gas Fired Combustion Turbine | GT |  | W | X | X |  |  | 46 | 0.85 | 46 | 48 | 21 | N |  |  | OP | X | 10 | 1991 | Pre-2000 |  |  | Y | IPP CHP | IPP | IPP | 3 | T | NG | Non-Renewable | 0 | 46 | 0 | 1
Operable | 60662 | WCAC Operating Company |  | 54768 | Live Oak Limited | CA | Vertical | Kern | GEN1 | Natural Gas Fired Combustion Turbine | GT |  | W | X | X |  |  | 46 | 0.85 | 46 | 48 | 21 | N |  |  | OP | X | 3 | 1992 | Pre-2000 |  |  | Y | IPP CHP | IPP | IPP | 3 | T | NG | Non-Renewable | 0 | 46 | 0 | 1
Operable | 61866 | Weaver Solar |  | 62347 | Weaver Solar | SC | Vertical | Lee | 90 | Solar Photovoltaic | PV |  | S | X | X |  |  | 2 |  | 2 | 2 |  | N |  |  | OP | X | 12 | 2021 | 2021 |  |  | N | IPP Non-CHP | IPP | IPP | 2 | X | SUN | Renewable | 2 | 0 | 1 | 0
Operable | 65906 | Weaver Wind, LLC (Longroad) |  | 63132 | Weaver Wind | ME | Restructured | Hancock | WEAVR | Onshore Wind Turbine | WT |  | S | X | X |  |  | 72.6 |  | 72.6 | 72.6 | 0 | N |  |  | OP | X | 12 | 2020 | 2020 |  |  | N | IPP Non-CHP | IPP | IPP | 2 | X | WND | Renewable | 72.6 | 0 | 1 | 0
Operable | 65403 | WEB Brimfield Solar LLC |  | 66317 | Brimfield | MA | Restructured | Hampden | BRIM1 | Solar Photovoltaic | PV |  | S | X | X |  |  | 1.9 |  | 1.9 | 1.9 |  | N |  |  | OP | X | 12 | 2021 | 2021 |  |  | N | IPP Non-CHP | IPP | IPP | 2 | X | SUN | Renewable | 1.9 | 0 | 1 | 0
Operable | 65404 | WEB Brookfield Solar LLC |  | 66318 | WEB Brookfield | MA | Restructured | Worcester | BROK1 | Solar Photovoltaic | PV |  | S | X | X |  |  | 3.4 |  | 3.4 | 3.4 |  | N |  |  | OP | X | 12 | 2021 | 2021 |  |  | N | IPP Non-CHP | IPP | IPP | 2 | X | SUN | Renewable | 3.4 | 0 | 1 | 0
Operable | 65402 | WEB Silver Maple Wind LLC |  | 66283 | Silver Maple | ME | Restructured | Penobscot | SIMA1 | Onshore Wind Turbine | WT |  | S | X | X |  |  | 20 |  | 20 | 20 | 0.1 | N |  |  | OP | X | 10 | 2022 | 2022 |  |  | N | IPP Non-CHP | IPP | IPP | 2 | X | WND | Renewable | 20 | 0 | 1 | 0
Operable | 20255 | Weber Basin Water Conserv Dist |  | 3697 | Gateway | UT | Vertical | Morgan | 1 | Conventional Hydroelectric | HY |  | W | X | X |  |  | 2 | 0.9 | 2 | 2 | 0.3 | N |  |  | OP | X | 8 | 1958 | Pre-2000 |  |  | N | Electric Utility | Utility | Municipal | 1 | X | WAT | Renewable | 2 | 0 | 1 | 0
Operable | 20255 | Weber Basin Water Conserv Dist |  | 3697 | Gateway | UT | Vertical | Morgan | 2 | Conventional Hydroelectric | HY |  | W | X | X |  |  | 2 | 0.9 | 2 | 2 | 0.3 | N |  |  | OP | X | 8 | 1958 | Pre-2000 |  |  | N | Electric Utility | Utility | Municipal | 1 | X | WAT | Renewable | 2 | 0 | 1 | 0
Operable | 20255 | Weber Basin Water Conserv Dist |  | 3698 | Wanship | UT | Vertical | Summit | 1 | Conventional Hydroelectric | HY |  | W | X | X |  |  | 1.9 | 0.9 | 1.9 | 1.9 | 0.3 | N |  |  | OP | X | 8 | 1958 | Pre-2000 |  |  | N | Electric Utility | Utility | Municipal | 1 | X | WAT | Renewable | 1.9 | 0 | 1 | 0
Operable | 20255 | Weber Basin Water Conserv Dist |  | 7548 | Causey | UT | Vertical | Weber | 1 | Conventional Hydroelectric | HY |  | W | X | X |  |  | 1.5 | 0.9 | 1.5 | 1.5 | 0.3 | N |  |  | OP | X | 1 | 1998 | Pre-2000 |  |  | N | Electric Utility | Utility | Municipal | 1 | X | WAT | Renewable | 1.5 | 0 | 1 | 0
Operable | 20255 | Weber Basin Water Conserv Dist |  | 7548 | Causey | UT | Vertical | Weber | 2 | Conventional Hydroelectric | HY |  | W | X | X |  |  | 0.6 | 0.9 | 0.6 | 0.6 | 0.1 | N |  |  | OP | X | 1 | 1998 | Pre-2000 |  |  | N | Electric Utility | Utility | Municipal | 1 | X | WAT | Renewable | 0.6 | 0 | 1 | 0
Operable | 20255 | Weber Basin Water Conserv Dist |  | 7548 | Causey | UT | Vertical | Weber | MINI | Conventional Hydroelectric | HY |  | W | X | X |  |  | 0.1 | 0.8 | 0.1 | 0.1 | 0 | N |  |  | OP | X | 3 | 2021 | 2021 |  |  | N | Electric Utility | Utility | Municipal | 1 | X | WAT | Renewable | 0.1 | 0 | 1 | 0
Operable | 60486 | Webster Holdco LLC |  | 60830 | Webster Holdco Solar CSG | MN | Vertical | Rice | WEBST | Solar Photovoltaic | PV |  | S | X | X |  |  | 5 |  | 5 | 5 |  | N |  |  | OP | X | 7 | 2017 | 2017 |  |  | N | IPP Non-CHP | IPP | IPP | 2 | X | SUN | Renewable | 5 | 0 | 1 | 0
Operable | 64882 | Webster Solar, LLC |  | 65722 | Webster Solar | MA | Restructured | Worcester | 2538 | Solar Photovoltaic | PV |  | S | X | X |  |  | 1 |  | 1 | 0.8 |  | N |  |  | OP | X | 12 | 2017 | 2017 |  |  | N | IPP Non-CHP | IPP | IPP | 2 | X | SUN | Renewable | 1 | 0 | 1 | 0
Operable | 59108 | WED Coventry Four, LLC |  | 59306 | WED Coventry 4 | RI | Restructured | Kent | WEDC4 | Onshore Wind Turbine | WT |  | W | X | X | 4005 |  | 1.5 |  | 1.5 | 1.5 | 0.2 | N |  |  | OP | X | 8 | 2016 | 2016 |  |  | N | IPP Non-CHP | IPP | IPP | 2 | X | WND | Renewable | 1.5 | 0 | 1 | 0
Operable | 59105 | WED Coventry One, LLC |  | 59301 | WED Coventry 1 | RI | Restructured | Kent | WEDC1 | Onshore Wind Turbine | WT |  | W | X | X | 4005 |  | 1.5 |  | 1.5 | 1.5 | 0.2 | N |  |  | OP | X | 10 | 2016 | 2016 |  |  | N | IPP Non-CHP | IPP | IPP | 2 | X | WND | Renewable | 1.5 | 0 | 1 | 0
Operable | 63904 | WED Coventry Seven, LLC |  | 64333 | WED Coventry Seven, LLC | RI | Restructured | Kent | WED7 | Solar Photovoltaic | PV |  | S | X | X |  |  | 3 | 1 | 3 | 3 |  | N |  |  | OP | X | 12 | 2020 | 2020 |  |  | N | IPP Non-CHP | IPP | IPP | 2 | X | SUN | Renewable | 3 | 0 | 1 | 0
Operable | 59107 | WED Coventry Three, LLC |  | 59305 | WED Coventry 3 | RI | Restructured | Kent | WEDC3 | Onshore Wind Turbine | WT |  | W | X | X |  |  | 1.5 |  | 1.5 | 1.5 | 0.2 | N |  |  | OP | X | 8 | 2016 | 2016 |  |  | N | IPP Non-CHP | IPP | IPP | 2 | X | WND | Renewable | 1.5 | 0 | 1 | 0
Operable | 59106 | WED Coventry Two, LLC |  | 59302 | WED Coventry 2 | RI | Restructured | Kent | COV2 | Onshore Wind Turbine | WT |  | W | X | X | 4005 |  | 1.5 |  | 1.5 | 1.5 | 0.2 | N |  |  | OP | X | 8 | 2016 | 2016 |  |  | N | IPP Non-CHP | IPP | IPP | 2 | X | WND | Renewable | 1.5 | 0 | 1 | 0
Operable | 59106 | WED Coventry Two, LLC |  | 59302 | WED Coventry 2 | RI | Restructured | Kent | COV2A | Onshore Wind Turbine | WT |  | W | X | X | 4005 |  | 1.5 |  | 1.5 | 1.5 | 0.2 | N |  |  | OP | X | 8 | 2016 | 2016 |  |  | N | IPP Non-CHP | IPP | IPP | 2 | X | WND | Renewable | 1.5 | 0 | 1 | 0
Operable | 59106 | WED Coventry Two, LLC |  | 59302 | WED Coventry 2 | RI | Restructured | Kent | COV2B | Onshore Wind Turbine | WT |  | W | X | X | 4005 |  | 1.5 |  | 1.5 | 1.5 | 0.2 | N |  |  | OP | X | 8 | 2016 | 2016 |  |  | N | IPP Non-CHP | IPP | IPP | 2 | X | WND | Renewable | 1.5 | 0 | 1 | 0
Operable | 61648 | WED Green Hill, LLC |  | 62106 | WED Green Hill, LLC | RI | Restructured | Providence | GHILL | Onshore Wind Turbine | WT |  | S | X | X |  |  | 3 |  | 3 | 3 | 0.1 | N |  |  | OP | X | 1 | 2019 | 2019 |  |  | N | IPP Non-CHP | IPP | IPP | 2 | X | WND | Renewable | 3 | 0 | 1 | 0
Operable | 61666 | WED GW Solar, LLC CSG |  | 62118 | WED GW Solar, LLC | RI | Restructured | Providence | GWSOL | Solar Photovoltaic | PV |  | S | X | X |  |  | 3 |  | 3 | 3 |  | N |  |  | OP | X | 1 | 2019 | 2019 |  |  | N | IPP Non-CHP | IPP | IPP | 2 | X | SUN | Renewable | 3 | 0 | 1 | 0
Operable | 59097 | WED NK Green LLC |  | 59295 | WED NK Green | RI | Restructured | Washington | NKG1 | Onshore Wind Turbine | WT |  | S | X | X |  |  | 1.5 |  | 1.5 | 1.5 | 0.2 | N |  |  | OP | X | 3 | 2012 | 2012 |  |  | N | IPP Non-CHP | IPP | IPP | 2 | X | WND | Renewable | 1.5 | 0 | 1 | 0
Operable | 61649 | WED Plainfield II, LLC |  | 62107 | WED Plainfield II, LLC | RI | Restructured | Providence | PLAI2 | Onshore Wind Turbine | WT |  | S | X | X |  |  | 3 |  | 3 | 3 | 0.1 | N |  |  | OP | X | 1 | 2019 | 2019 |  |  | N | IPP Non-CHP | IPP | IPP | 2 | X | WND | Renewable | 3 | 0 | 1 | 0
Operable | 61650 | WED Plainfield III, LLC |  | 62108 | WED Plainfield III, LLC | RI | Restructured | Providence | PLAI3 | Onshore Wind Turbine | WT |  | S | X | X |  |  | 3 |  | 3 | 3 | 0.2 | N |  |  | OP | X | 1 | 2019 | 2019 |  |  | N | IPP Non-CHP | IPP | IPP | 2 | X | WND | Renewable | 3 | 0 | 1 | 0
Operable | 61651 | WED Plainfield, LLC |  | 62109 | WED Plainfield, LLC | RI | Restructured | Providence | PLAI1 | Onshore Wind Turbine | WT |  | S | X | X |  |  | 3 |  | 3 | 3 | 0.1 | N |  |  | OP | X | 1 | 2019 | 2019 |  |  | N | IPP Non-CHP | IPP | IPP | 2 | X | WND | Renewable | 3 | 0 | 1 | 0
Operable | 61652 | WED Shun I, LLC |  | 62110 | WED Shun I, LLC | RI | Restructured | Providence | SHUN1 | Onshore Wind Turbine | WT |  | S | X | X |  |  | 3 |  | 3 | 3 | 0.1 | N |  |  | OP | X | 1 | 2019 | 2019 |  |  | N | IPP Non-CHP | IPP | IPP | 2 | X | WND | Renewable | 3 | 0 | 1 | 0
Operable | 61653 | WED Shun II, LLC |  | 62111 | WED Shun II, LLC | RI | Restructured | Providence | SHUN2 | Onshore Wind Turbine | WT |  | S | X | X |  |  | 3 |  | 3 | 3 | 0.1 | N |  |  | OP | X | 1 | 2019 | 2019 |  |  | N | IPP Non-CHP | IPP | IPP | 2 | X | WND | Renewable | 3 | 0 | 1 | 0
Operable | 61654 | WED Shun III, LLC |  | 62112 | WED Shun III, LLC | RI | Restructured | Providence | SHUN3 | Onshore Wind Turbine | WT |  | S | X | X |  |  | 3 |  | 3 | 3 | 0.1 | N |  |  | OP | X | 1 | 2019 | 2019 |  |  | N | IPP Non-CHP | IPP | IPP | 2 | X | WND | Renewable | 3 | 0 | 1 | 0
Operable | 20347 | Wellesley College |  | 54937 | Wellesley College Central Utility Plant | MA | Restructured | Norfolk | 1118 | Natural Gas Internal Combustion Engine | IC |  | S | X | X |  |  | 1.3 | 0.8 | 1.2 | 1.3 | 0.6 | N |  |  | OS | X | 7 | 1994 | Pre-2000 |  |  | Y | Commercial CHP | Customer Sited | Other | 5 | T | NG | Non-Renewable | 0 | 1.3 | 0 | 1
Operable | 20347 | Wellesley College |  | 54937 | Wellesley College Central Utility Plant | MA | Restructured | Norfolk | 1119 | Natural Gas Internal Combustion Engine | IC |  | S | X | X |  |  | 1.3 | 0.8 | 1.2 | 1.3 | 0.6 | N |  |  | OS | X | 7 | 1994 | Pre-2000 |  |  | Y | Commercial CHP | Customer Sited | Other | 5 | T | NG | Non-Renewable | 0 | 1.3 | 0 | 1
Operable | 20347 | Wellesley College |  | 54937 | Wellesley College Central Utility Plant | MA | Restructured | Norfolk | 1120 | Natural Gas Internal Combustion Engine | IC |  | S | X | X |  |  | 1.3 | 0.8 | 1.2 | 1.3 | 0.6 | N |  |  | OS | X | 7 | 1994 | Pre-2000 |  |  | Y | Commercial CHP | Customer Sited | Other | 5 | T | NG | Non-Renewable | 0 | 1.3 | 0 | 1
Operable | 20347 | Wellesley College |  | 54937 | Wellesley College Central Utility Plant | MA | Restructured | Norfolk | 1121 | Natural Gas Internal Combustion Engine | IC |  | S | X | X |  |  | 1.3 | 0.8 | 1.2 | 1.3 | 0.6 | N |  |  | OS | X | 7 | 1994 | Pre-2000 |  |  | Y | Commercial CHP | Customer Sited | Other | 5 | T | NG | Non-Renewable | 0 | 1.3 | 0 | 1
Operable | 20347 | Wellesley College |  | 54937 | Wellesley College Central Utility Plant | MA | Restructured | Norfolk | 1122 | Natural Gas Internal Combustion Engine | IC |  | S | X | X |  |  | 1.9 | 0.8 | 2 | 2 | 0.6 | N |  |  | OP | X | 7 | 2021 | 2021 |  |  | N | Commercial CHP | Customer Sited | Other | 5 | X | NG | Non-Renewable | 0 | 1.9 | 0 | 1
Operable | 20347 | Wellesley College |  | 54937 | Wellesley College Central Utility Plant | MA | Restructured | Norfolk | 1123 | Natural Gas Internal Combustion Engine | IC |  | S | X | X |  |  | 1.9 | 0.8 | 2 | 2 | 0.6 | N |  |  | OP | X | 7 | 2021 | 2021 |  |  | N | Commercial CHP | Customer Sited | Other | 5 | X | NG | Non-Renewable | 0 | 1.9 | 0 | 1
Operable | 20347 | Wellesley College |  | 54937 | Wellesley College Central Utility Plant | MA | Restructured | Norfolk | 8187 | Natural Gas Internal Combustion Engine | IC |  | S | X | X |  |  | 1.9 | 0.8 | 1.9 | 1.9 | 1.2 | N |  |  | OS | X | 7 | 1999 | Pre-2000 |  |  | Y | Commercial CHP | Customer Sited | Other | 5 | T | NG | Non-Renewable | 0 | 1.9 | 0 | 1
Operable | 20347 | Wellesley College |  | 54937 | Wellesley College Central Utility Plant | MA | Restructured | Norfolk | SB1 | Petroleum Liquids | IC |  | S | X | X |  |  | 3 | 0.8 | 4 | 4 | 1.5 | N |  |  | SB | N | 6 | 1985 | Pre-2000 |  |  | N | Commercial CHP | Customer Sited | Other | 5 | X | DFO | Non-Renewable | 0 | 3 | 0 | 1
Operable | 20323 | Wellhead Services, Inc |  | 10156 | Fresno Cogen Partners | CA | Vertical | Fresno | BESS1 | Batteries | BA |  | S | X | X |  |  | 16 |  | 16 | 16 |  | N |  |  | OP | X | 3 | 2023 | 2023 |  |  | N | IPP CHP | IPP | IPP | 3 | X | MWH | Other | 0 | 0 | 0 | 0
Operable | 20323 | Wellhead Services, Inc |  | 10156 | Fresno Cogen Partners | CA | Vertical | Fresno | GEN3 | Natural Gas Fired Combustion Turbine | GT |  | J | X | X |  |  | 18.6 | 0.85 | 18.6 | 18.6 | 14 | N |  |  | OP | X | 8 | 2001 | 2001 |  |  | N | IPP CHP | IPP | IPP | 3 | X | NG | Non-Renewable | 0 | 18.6 | 0 | 1
Operable | 20323 | Wellhead Services, Inc |  | 10156 | Fresno Cogen Partners | CA | Vertical | Fresno | GEN4 | Natural Gas Fired Combustion Turbine | GT | CC1 | J | X | X |  |  | 52.2 | 0.85 | 52.2 | 52.2 | 1.5 | N |  |  | OP | X | 1 | 2004 | 2004 |  |  | Y | IPP CHP | IPP | IPP | 3 | T | NG | Non-Renewable | 0 | 52.2 | 0 | 1
Operable | 20323 | Wellhead Services, Inc |  | 52186 | Yuba City Cogen Partners | CA | Vertical | Sutter | GEN1 | Natural Gas Fired Combustion Turbine | GT |  | S | X | X |  |  | 49.9 | 0.9 | 49.9 | 49.9 | 42 | N |  |  | OP | X | 12 | 1990 | Pre-2000 |  |  | Y | IPP CHP | IPP | IPP | 3 | T | NG | Non-Renewable | 0 | 49.9 | 0 | 1
Operable | 20323 | Wellhead Services, Inc |  | 55538 | Escondido Energy Center | CA | Vertical | San Diego | CTG1 | Natural Gas Fired Combustion Turbine | GT |  | S | X | X |  |  | 54 | 0.9 | 54 | 54 | 24.3 | N |  |  | OP | X | 1 | 2014 | 2014 |  |  | N | IPP Non-CHP | IPP | IPP | 2 | X | NG | Non-Renewable | 0 | 54 | 0 | 1
Operable | 20323 | Wellhead Services, Inc |  | 55540 | Chula Vista Energy Center | CA | Vertical | San Diego | GEN1 | Natural Gas Fired Combustion Turbine | GT |  | S | X | X |  |  | 37.2 | 0.85 | 37.2 | 37.2 | 30 | N |  |  | OP | X | 5 | 2001 | 2001 |  |  | N | IPP Non-CHP | IPP | IPP | 2 | X | NG | Non-Renewable | 0 | 37.2 | 0 | 1
Operable | 20323 | Wellhead Services, Inc |  | 55874 | Panoche Peaker | CA | Vertical | Fresno | 8 | Natural Gas Fired Combustion Turbine | GT |  | J | X | X |  |  | 56.7 | 0.9 | 56.7 | 56.7 | 35 | N |  |  | OP | X | 8 | 1973 | Pre-2000 |  |  | N | IPP Non-CHP | IPP | IPP | 2 | X | NG | Non-Renewable | 0 | 56.7 | 0 | 1
Operable | 20323 | Wellhead Services, Inc |  | 57001 | El Cajon Energy Center | CA | Vertical | San Diego | GEN1 | Natural Gas Fired Combustion Turbine | GT |  | S | X | X |  |  | 60.5 | 0.85 | 60.5 | 60.5 | 24.8 | N |  |  | OP | X | 6 | 2010 | 2010 |  |  | N | IPP Non-CHP | IPP | IPP | 2 | X | NG | Non-Renewable | 0 | 60.5 | 0 | 1
Operable | 20323 | Wellhead Services, Inc |  | 58122 | Delano Energy Center | CA | Vertical | Tulare | GEN1 | Natural Gas Fired Combustion Turbine | GT |  | J | X | X |  |  | 60.5 | 0.85 | 60.5 | 60.5 | 16 | N |  |  | OP | X | 1 | 2013 | 2013 |  |  | N | IPP Non-CHP | IPP | IPP | 2 | X | NG | Non-Renewable | 0 | 60.5 | 0 | 1
Operable | 20323 | Wellhead Services, Inc |  | 60083 | Fresno Solar | CA | Vertical | Fresno | PV-S | Solar Photovoltaic | PV |  | S | X | X |  |  | 1.5 |  | 1.5 | 1.5 |  | N |  |  | OP | X | 10 | 2015 | 2015 |  |  | N | IPP Non-CHP | IPP | IPP | 2 | X | SUN | Renewable | 1.5 | 0 | 1 | 0
Operable | 20323 | Wellhead Services, Inc |  | 60083 | Fresno Solar | CA | Vertical | Fresno | PV-W | Solar Photovoltaic | PV |  | S | X | X |  |  | 1.5 |  | 1.5 | 1.5 |  | N |  |  | OP | X | 10 | 2015 | 2015 |  |  | N | IPP Non-CHP | IPP | IPP | 2 | X | SUN | Renewable | 1.5 | 0 | 1 | 0
Operable | 20323 | Wellhead Services, Inc |  | 60698 | Stanton Energy Reliability Center Hybrid | CA | Vertical | Orange | BESS1 | Batteries | BA |  | S | X | X |  |  | 10 |  | 10 | 10 | 0 | N |  |  | OP | X | 8 | 2020 | 2020 |  |  | N | IPP Non-CHP | IPP | IPP | 2 | X | MWH | Other | 0 | 0 | 0 | 0
Operable | 20323 | Wellhead Services, Inc |  | 60698 | Stanton Energy Reliability Center Hybrid | CA | Vertical | Orange | BESS2 | Batteries | BA |  | S | X | X |  |  | 10 |  | 10 | 10 | 0 | N |  |  | OP | X | 8 | 2020 | 2020 |  |  | N | IPP Non-CHP | IPP | IPP | 2 | X | MWH | Other | 0 | 0 | 0 | 0
Operable | 20323 | Wellhead Services, Inc |  | 60698 | Stanton Energy Reliability Center Hybrid | CA | Vertical | Orange | GT1 | Natural Gas Fired Combustion Turbine | GT |  | J | X | X |  |  | 70.5 | 0.85 | 70.5 | 70.5 | 1 | N |  |  | OP | X | 7 | 2020 | 2020 |  |  | N | IPP Non-CHP | IPP | IPP | 2 | X | NG | Non-Renewable | 0 | 70.5 | 0 | 1
Operable | 20323 | Wellhead Services, Inc |  | 60698 | Stanton Energy Reliability Center Hybrid | CA | Vertical | Orange | GT2 | Natural Gas Fired Combustion Turbine | GT |  | J | X | X |  |  | 70.5 | 0.85 | 70.5 | 70.5 | 1 | N |  |  | OP | X | 7 | 2020 | 2020 |  |  | N | IPP Non-CHP | IPP | IPP | 2 | X | NG | Non-Renewable | 0 | 70.5 | 0 | 1
Operable | 20323 | Wellhead Services, Inc |  | 66423 | Stanton Battery Energy Storage | CA | Vertical | Orange | BESS1 | Batteries | BA |  | S | X | X |  |  | 68.8 |  | 68.8 | 68.8 |  | N |  |  | OP | X | 11 | 2023 | 2023 |  |  | N | IPP Non-CHP | IPP | IPP | 2 | X | MWH | Other | 0 | 0 | 0 | 0
Operable | 59329 | Wellons Farm, LLC |  | 59584 | Wellons Farm | NC | Vertical | Johnston | PV1 | Solar Photovoltaic | PV |  | S | X | X |  |  | 5 |  | 5 | 5 |  | N |  |  | OP | X | 12 | 2015 | 2015 |  |  | N | IPP Non-CHP | IPP | IPP | 2 | X | SUN | Renewable | 5 | 0 | 1 | 0
Operable | 20328 | Wells Manufacturing Co |  | 54540 | Charter Dura-Bar | IL | Restructured | McHenry | 1A | Natural Gas Internal Combustion Engine | IC |  | S | X | X |  |  | 1 | 0.8 | 0.9 | 1 | 0.7 | N |  |  | OP | X | 4 | 1992 | Pre-2000 |  |  | N | Industrial Non-CHP | Customer Sited | Other | 6 | X | NG | Non-Renewable | 0 | 1 | 0 | 1
Operable | 20328 | Wells Manufacturing Co |  | 54540 | Charter Dura-Bar | IL | Restructured | McHenry | 1B | Natural Gas Internal Combustion Engine | IC |  | S | X | X |  |  | 1 | 0.8 | 0.9 | 1 | 0.7 | N |  |  | OP | X | 4 | 1992 | Pre-2000 |  |  | N | Industrial Non-CHP | Customer Sited | Other | 6 | X | NG | Non-Renewable | 0 | 1 | 0 | 1
Operable | 20328 | Wells Manufacturing Co |  | 54540 | Charter Dura-Bar | IL | Restructured | McHenry | 2A | Natural Gas Internal Combustion Engine | IC |  | S | X | X |  |  | 1 | 0.8 | 0.9 | 1 | 0.7 | N |  |  | OP | X | 4 | 1992 | Pre-2000 |  |  | N | Industrial Non-CHP | Customer Sited | Other | 6 | X | NG | Non-Renewable | 0 | 1 | 0 | 1
Operable | 20328 | Wells Manufacturing Co |  | 54540 | Charter Dura-Bar | IL | Restructured | McHenry | 2B | Natural Gas Internal Combustion Engine | IC |  | S | X | X |  |  | 1 | 0.8 | 0.9 | 1 | 0.7 | N |  |  | OP | X | 4 | 1992 | Pre-2000 |  |  | N | Industrial Non-CHP | Customer Sited | Other | 6 | X | NG | Non-Renewable | 0 | 1 | 0 | 1
Operable | 20328 | Wells Manufacturing Co |  | 54540 | Charter Dura-Bar | IL | Restructured | McHenry | 3A | Natural Gas Internal Combustion Engine | IC |  | S | X | X |  |  | 1 | 0.8 | 0.9 | 1 | 0.7 | N |  |  | OP | X | 4 | 1992 | Pre-2000 |  |  | N | Industrial Non-CHP | Customer Sited | Other | 6 | X | NG | Non-Renewable | 0 | 1 | 0 | 1
Operable | 20328 | Wells Manufacturing Co |  | 54540 | Charter Dura-Bar | IL | Restructured | McHenry | 3B | Natural Gas Internal Combustion Engine | IC |  | S | X | X |  |  | 1 | 0.8 | 0.9 | 1 | 0.7 | N |  |  | OP | X | 4 | 1992 | Pre-2000 |  |  | N | Industrial Non-CHP | Customer Sited | Other | 6 | X | NG | Non-Renewable | 0 | 1 | 0 | 1
Operable | 58131 | Wesleyan University |  | 58158 | Wesleyan University Cogen 1 | CT | Restructured | Middlesex | 1 | Natural Gas Internal Combustion Engine | IC |  | S | X | X |  |  | 2.4 | 0.98 | 2.3 | 2.3 | 1.2 | N |  |  | OP | X | 2 | 2009 | 2009 |  |  | Y | Commercial CHP | Customer Sited | Other | 5 | T | NG | Non-Renewable | 0 | 2.4 | 0 | 1
Operable | 59102 | Wessington Wind |  | 56650 | Wessington Springs | SD | Vertical | Jerauld | 1 | Onshore Wind Turbine | WT |  | S | X | X |  |  | 51 |  | 51 | 51 | 2.6 | N |  |  | OP | X | 2 | 2009 | 2009 |  |  | N | IPP Non-CHP | IPP | IPP | 2 | X | WND | Renewable | 51 | 0 | 1 | 0
Operable | 63188 | West Deptford Distributed Solar, LLC |  | 63452 | Solvay Solar | NJ | Restructured | Gloucester | SSP | Solar Photovoltaic | PV |  | S | X | X |  |  | 6.5 |  | 6.5 | 6.5 |  | N |  |  | OP | X | 1 | 2020 | 2020 |  |  | N | IPP Non-CHP | IPP | IPP | 2 | X | SUN | Renewable | 6.5 | 0 | 1 | 0
Operable | 56236 | West Deptford Energy LLC |  | 56963 | West Deptford Energy Station | NJ | Restructured | Gloucester | E101 | Natural Gas Fired Combined Cycle | CT | 700 | S | X | N | ACE-W-DEPTFORD-1-CC | ACE-W-DEPTFORD-1-CC | 225.3 | 0.85 | 208.7 | 232.6 | 70 | N |  |  | OP | X | 10 | 2014 | 2014 |  |  | N | IPP Non-CHP | IPP | IPP | 2 | X | NG | Non-Renewable | 0 | 225.3 | 0 | 1
Operable | 56236 | West Deptford Energy LLC |  | 56963 | West Deptford Energy Station | NJ | Restructured | Gloucester | E102 | Natural Gas Fired Combined Cycle | CT | 700 | S | X | N | ACE-W-DEPTFORD-1-CC | ACE-W-DEPTFORD-1-CC | 225.3 | 0.85 | 210.6 | 233.6 | 70 | N |  |  | OP | X | 10 | 2014 | 2014 |  |  | N | IPP Non-CHP | IPP | IPP | 2 | X | NG | Non-Renewable | 0 | 225.3 | 0 | 1
Operable | 56236 | West Deptford Energy LLC |  | 56963 | West Deptford Energy Station | NJ | Restructured | Gloucester | STG1 | Natural Gas Fired Combined Cycle | CA | 700 | S | Y | X | ACE-W-DEPTFORD-1-CC | ACE-W-DEPTFORD-1-CC | 304 | 0.95 | 312.4 | 302 | 135 | N |  |  | OP | X | 10 | 2014 | 2014 |  |  | N | IPP Non-CHP | IPP | IPP | 2 | X | NG | Non-Renewable | 0 | 304 | 0 | 1
Operable | 65288 | West Line Solar, LLC |  | 66125 | West Line Solar, LLC | AZ | Vertical | Pinal | WESTL | Solar Photovoltaic | PV |  | S | X | X |  |  | 100 | 0.95 | 100 | 100 |  | N |  |  | OP | X | 12 | 2022 | 2022 |  |  | N | IPP Non-CHP | IPP | IPP | 2 | X | SUN | Renewable | 100 | 0 | 1 | 0
Operable | 61188 | West Texas A&M University |  | 61589 | UL Advanced Wind Turbine Test Facility | TX | Restructured | Randall | MT-1 | Onshore Wind Turbine | WT |  | S | X | X |  |  | 0.1 |  | 0.1 | 0.1 | 0 | N |  |  | OP | X | 1 | 2016 | 2016 |  |  | N | Commercial Non-CHP | Customer Sited | Other | 4 | X | WND | Renewable | 0.1 | 0 | 1 | 0
Operable | 61188 | West Texas A&M University |  | 61589 | UL Advanced Wind Turbine Test Facility | TX | Restructured | Randall | UT-1 | Onshore Wind Turbine | WT |  | W | X | X |  |  | 3.4 |  | 3.4 | 3.4 | 0 | N |  |  | OP | X | 7 | 2018 | 2018 |  |  | N | Commercial Non-CHP | Customer Sited | Other | 4 | X | WND | Renewable | 3.4 | 0 | 1 | 0
Operable | 64569 | West Texas Solar Project II LLC |  | 64075 | Taygete II Energy Project | TX | Restructured | Pecos | TAYG2 | Solar Photovoltaic | PV |  | S | X | X | TAYGETE2_ALL | NA | 203.8 |  | 203.8 | 203.8 |  | N |  |  | OP | X | 7 | 2023 | 2023 |  |  | N | IPP Non-CHP | IPP | IPP | 2 | X | SUN | Renewable | 203.8 | 0 | 1 | 0
Operable | 65238 | West Valley Solar, LLC |  | 66065 | West Valley Solar | NY | Restructured | Cattaraugus | WVS1 | Solar Photovoltaic | PV |  | S | X | X |  |  | 5 |  | 5 | 5 |  | N |  |  | OP | X | 6 | 2022 | 2022 |  |  | N | IPP Non-CHP | IPP | IPP | 2 | X | SUN | Renewable | 5 | 0 | 1 | 0
Operable | 65238 | West Valley Solar, LLC |  | 66065 | West Valley Solar | NY | Restructured | Cattaraugus | WVS2 | Solar Photovoltaic | PV |  | S | X | X |  |  | 5 |  | 5 | 5 |  | N |  |  | OP | X | 6 | 2022 | 2022 |  |  | N | IPP Non-CHP | IPP | IPP | 2 | X | SUN | Renewable | 5 | 0 | 1 | 0
Operable | 64878 | West Valley-Mission Community College District |  | 65570 | West Valley Mission CCD Solar Project | CA | Vertical | Santa Clara | WVMBA | Batteries | BA |  | S | X | X |  |  | 0.9 |  | 0.9 | 0.9 | 0.9 | N |  |  | OP | X | 9 | 2022 | 2022 |  |  | N | IPP Non-CHP | IPP | IPP | 2 | X | MWH | Other | 0 | 0 | 0 | 0
Operable | 64878 | West Valley-Mission Community College District |  | 65570 | West Valley Mission CCD Solar Project | CA | Vertical | Santa Clara | WVMSP | Solar Photovoltaic | PV |  | S | X | X |  |  | 2.7 |  | 2.5 | 0.9 | 2.7 | N |  |  | OP | X | 9 | 2022 | 2022 |  |  | N | IPP Non-CHP | IPP | IPP | 2 | X | SUN | Renewable | 2.7 | 0 | 1 | 0
Operable | 65330 | Westbound Solar 3, LLC |  | 66201 | Niagara Bottling - Bloomfield | CT | Restructured | Hartford | NBBRM | Solar Photovoltaic | PV |  | S | X | X |  |  | 2.8 |  | 2.8 | 2.8 |  | N |  |  | OP | X | 11 | 2022 | 2022 |  |  | N | Industrial Non-CHP | Customer Sited | Other | 6 | X | SUN | Renewable | 2.8 | 0 | 1 | 0
Operable | 62715 | Westbound Solar LLC |  | 62876 | Amazon Maryland DCA1 | MD | Restructured | Baltimore | DCA1 | Solar Photovoltaic | PV |  | S | X | X |  |  | 1.3 |  | 1.3 | 1.3 |  | N |  |  | OP | X | 6 | 2019 | 2019 |  |  | N | Commercial Non-CHP | Customer Sited | Other | 4 | X | SUN | Renewable | 1.3 | 0 | 1 | 0
Operable | 62715 | Westbound Solar LLC |  | 62877 | Amazon Denver DEN3 | CO | Vertical | Adams | ADEN3 | Solar Photovoltaic | PV |  | S | X | X |  |  | 4.6 |  | 4.6 | 4.6 |  | N |  |  | OP | X | 11 | 2019 | 2019 |  |  | N | Commercial Non-CHP | Customer Sited | Other | 4 | X | SUN | Renewable | 4.6 | 0 | 1 | 0
Operable | 62715 | Westbound Solar LLC |  | 62878 | McCleskey Cotton | GA | Vertical | Terrell | MCCOT | Solar Photovoltaic | PV |  | S | X | X |  |  | 1.9 |  | 1.9 | 1.9 |  | N |  |  | OP | X | 6 | 2019 | 2019 |  |  | N | IPP Non-CHP | IPP | IPP | 2 | X | SUN | Renewable | 1.9 | 0 | 1 | 0
Operable | 62715 | Westbound Solar LLC |  | 62879 | Columbia Bryson | GA | Vertical | Columbia | COBRY | Solar Photovoltaic | PV |  | S | X | X |  |  | 1.4 |  | 1.4 | 1.4 |  | N |  |  | OP | X | 12 | 2018 | 2018 |  |  | N | IPP Non-CHP | IPP | IPP | 2 | X | SUN | Renewable | 1.4 | 0 | 1 | 0
Operable | 62715 | Westbound Solar LLC |  | 62880 | Bibb Jones | GA | Vertical | Bibb | BIBBJ | Solar Photovoltaic | PV |  | S | X | X |  |  | 1 |  | 1 | 1 |  | N |  |  | OP | X | 2 | 2019 | 2019 |  |  | N | IPP Non-CHP | IPP | IPP | 2 | X | SUN | Renewable | 1 | 0 | 1 | 0
Operable | 62715 | Westbound Solar LLC |  | 62881 | Muscogee Public Works | GA | Vertical | Muscogee | MUSPW | Solar Photovoltaic | PV |  | S | X | X |  |  | 1.5 |  | 1.5 | 1.5 |  | N |  |  | OP | X | 1 | 2019 | 2019 |  |  | N | IPP Non-CHP | IPP | IPP | 2 | X | SUN | Renewable | 1.5 | 0 | 1 | 0
Operable | 62715 | Westbound Solar LLC |  | 62882 | Oil Dri 2 Solar | GA | Vertical | Thomas | OLDRY | Solar Photovoltaic | PV |  | S | X | X |  |  | 1.4 |  | 1.4 | 1.4 |  | N |  |  | OP | X | 5 | 2019 | 2019 |  |  | N | IPP Non-CHP | IPP | IPP | 2 | X | SUN | Renewable | 1.4 | 0 | 1 | 0
Operable | 62715 | Westbound Solar LLC |  | 62883 | Telfair Thompson | GA | Vertical | Telfair | TELTO | Solar Photovoltaic | PV |  | S | X | X |  |  | 1.9 |  | 1.9 | 1.9 |  | N |  |  | OP | X | 12 | 2018 | 2018 |  |  | N | IPP Non-CHP | IPP | IPP | 2 | X | SUN | Renewable | 1.9 | 0 | 1 | 0
Operable | 62715 | Westbound Solar LLC |  | 62884 | Richmond Hayes Solar | GA | Vertical | Richmond | RICHA | Solar Photovoltaic | PV |  | S | X | X |  |  | 2.3 |  | 2.3 | 2.3 |  | N |  |  | OP | X | 11 | 2018 | 2018 |  |  | N | IPP Non-CHP | IPP | IPP | 2 | X | SUN | Renewable | 2.3 | 0 | 1 | 0
Operable | 62715 | Westbound Solar LLC |  | 62885 | Troup RC50 | GA | Vertical | Harris | TROUP | Solar Photovoltaic | PV |  | S | X | X |  |  | 2.3 |  | 2.3 | 2.3 |  | N |  |  | OP | X | 4 | 2019 | 2019 |  |  | N | IPP Non-CHP | IPP | IPP | 2 | X | SUN | Renewable | 2.3 | 0 | 1 | 0
Operable | 62715 | Westbound Solar LLC |  | 62886 | Wilkinson DeFore | GA | Vertical | Wilkinson | WILKD | Solar Photovoltaic | PV |  | S | X | X |  |  | 2.3 |  | 2.3 | 2.3 |  | N |  |  | OP | X | 5 | 2019 | 2019 |  |  | N | IPP Non-CHP | IPP | IPP | 2 | X | SUN | Renewable | 2.3 | 0 | 1 | 0
Operable | 62715 | Westbound Solar LLC |  | 62887 | Freeman Avenue | GA | Vertical | Sumter | FREAV | Solar Photovoltaic | PV |  | S | X | X |  |  | 1.4 |  | 1.4 | 1.4 |  | N |  |  | OP | X | 11 | 2019 | 2019 |  |  | N | IPP Non-CHP | IPP | IPP | 2 | X | SUN | Renewable | 1.4 | 0 | 1 | 0
Operable | 62715 | Westbound Solar LLC |  | 64565 | Apalachicola | GA | Vertical | Richmond | GPAPA | Solar Photovoltaic | PV |  | S | X | X |  |  | 2.5 |  | 2.5 | 2.5 |  | N |  |  | OP | X | 11 | 2019 | 2019 |  |  | N | IPP Non-CHP | IPP | IPP | 2 | X | SUN | Renewable | 2.5 | 0 | 1 | 0
Operable | 62715 | Westbound Solar LLC |  | 64569 | Arnold Cochran | GA | Vertical | Bleckley | GPACO | Solar Photovoltaic | PV |  | S | X | X |  |  | 1.7 |  | 1.7 | 1.7 |  | N |  |  | OP | X | 4 | 2020 | 2020 |  |  | N | IPP Non-CHP | IPP | IPP | 2 | X | SUN | Renewable | 1.7 | 0 | 1 | 0
Operable | 62715 | Westbound Solar LLC |  | 64570 | Columbia Substation | GA | Vertical | Columbia | GPCOL | Solar Photovoltaic | PV |  | S | X | X |  |  | 2 |  | 2 | 2 |  | N |  |  | OP | X | 5 | 2020 | 2020 |  |  | N | IPP Non-CHP | IPP | IPP | 2 | X | SUN | Renewable | 2 | 0 | 1 | 0
Operable | 62715 | Westbound Solar LLC |  | 64571 | Coody Cochran | GA | Vertical | Bleckley | GPCOD | Solar Photovoltaic | PV |  | S | X | X |  |  | 2.6 |  | 2.6 | 2.6 |  | N |  |  | OP | X | 10 | 2019 | 2019 |  |  | N | IPP Non-CHP | IPP | IPP | 2 | X | SUN | Renewable | 2.6 | 0 | 1 | 0
Operable | 62715 | Westbound Solar LLC |  | 64582 | Shawnee - GA | GA | Vertical | Burke | GPSHA | Solar Photovoltaic | PV |  | S | X | X |  |  | 2 |  | 2 | 2 |  | N |  |  | OP | X | 10 | 2020 | 2020 |  |  | N | IPP Non-CHP | IPP | IPP | 2 | X | SUN | Renewable | 2 | 0 | 1 | 0
Operable | 62715 | Westbound Solar LLC |  | 64583 | Westberry Jesup | GA | Vertical | Wayne | GPWJE | Solar Photovoltaic | PV |  | S | X | X |  |  | 2.6 |  | 2.6 | 2.6 |  | N |  |  | OP | X | 1 | 2020 | 2020 |  |  | N | IPP Non-CHP | IPP | IPP | 2 | X | SUN | Renewable | 2.6 | 0 | 1 | 0
Operable | 62715 | Westbound Solar LLC |  | 64584 | Fountain Folkston | GA | Vertical | Charlton | GPFTF | Solar Photovoltaic | PV |  | S | X | X |  |  | 2.1 |  | 2.1 | 2.1 |  | N |  |  | OP | X | 11 | 2019 | 2019 |  |  | N | IPP Non-CHP | IPP | IPP | 2 | X | SUN | Renewable | 2.1 | 0 | 1 | 0
Operable | 62715 | Westbound Solar LLC |  | 64585 | Harris Shiloh | GA | Vertical | Harris | GPHAR | Solar Photovoltaic | PV |  | S | X | X |  |  | 2.1 |  | 2.1 | 2.1 |  | N |  |  | OP | X | 4 | 2020 | 2020 |  |  | N | IPP Non-CHP | IPP | IPP | 2 | X | SUN | Renewable | 2.1 | 0 | 1 | 0
Operable | 62715 | Westbound Solar LLC |  | 64586 | Polk Cedartown | GA | Vertical | Polk | GPPOL | Solar Photovoltaic | PV |  | S | X | X |  |  | 2.2 |  | 2.2 | 2.2 |  | N |  |  | OP | X | 10 | 2019 | 2019 |  |  | N | IPP Non-CHP | IPP | IPP | 2 | X | SUN | Renewable | 2.2 | 0 | 1 | 0
Operable | 2891 | Westbrook Energy Center |  | 55294 | Westbrook Energy Center Power Plant | ME | Restructured | Cumberland | GTG1 | Natural Gas Fired Combined Cycle | CT | CC1 | S | X | N | WESTBRK | WESTBROOK | 184.2 | 0.85 | 176.4 | 196 | 100 | N |  |  | OP | X | 5 | 2001 | 2001 |  |  | N | IPP Non-CHP | IPP | IPP | 2 | X | NG | Non-Renewable | 0 | 184.2 | 0 | 1
Operable | 2891 | Westbrook Energy Center |  | 55294 | Westbrook Energy Center Power Plant | ME | Restructured | Cumberland | GTG2 | Natural Gas Fired Combined Cycle | CT | CC1 | S | X | N | WESTBRK | WESTBROOK | 184.2 | 0.85 | 175.6 | 196.8 | 100 | N |  |  | OP | X | 5 | 2001 | 2001 |  |  | N | IPP Non-CHP | IPP | IPP | 2 | X | NG | Non-Renewable | 0 | 184.2 | 0 | 1
Operable | 2891 | Westbrook Energy Center |  | 55294 | Westbrook Energy Center Power Plant | ME | Restructured | Cumberland | STG3 | Natural Gas Fired Combined Cycle | CA | CC1 | S | N | X | WESTBRK | WESTBROOK | 195.5 | 0.85 | 182.3 | 192.6 | 60 | N |  |  | OP | X | 5 | 2001 | 2001 |  |  | N | IPP Non-CHP | IPP | IPP | 2 | X | NG | Non-Renewable | 0 | 195.5 | 0 | 1
Operable | 61802 | Westchester County Medical Center |  | 62270 | Westchester County Medical Center | NY | Restructured | Westchester | CAT04 | Petroleum Liquids | IC |  | S | X | X |  |  | 0.7 | 0.8 | 0.7 | 0.7 | 0.1 | N |  |  | SB | N | 1 | 2000 | 2000 |  |  | N | Commercial Non-CHP | Customer Sited | Other | 4 | X | DFO | Non-Renewable | 0 | 0.7 | 0 | 1
Operable | 61802 | Westchester County Medical Center |  | 62270 | Westchester County Medical Center | NY | Restructured | Westchester | CAT2C | Petroleum Liquids | IC |  | S | X | X |  |  | 1.5 | 0.8 | 1.5 | 1.5 | 0.3 | N |  |  | SB | N | 9 | 2019 | 2019 |  |  | N | Commercial Non-CHP | Customer Sited | Other | 4 | X | DFO | Non-Renewable | 0 | 1.5 | 0 | 1
Operable | 61802 | Westchester County Medical Center |  | 62270 | Westchester County Medical Center | NY | Restructured | Westchester | CATH1 | Petroleum Liquids | IC |  | S | X | X |  |  | 1.3 | 0.8 | 1.3 | 1.3 | 0.1 | N |  |  | SB | N | 1 | 2002 | 2002 |  |  | N | Commercial Non-CHP | Customer Sited | Other | 4 | X | DFO | Non-Renewable | 0 | 1.3 | 0 | 1
Operable | 61802 | Westchester County Medical Center |  | 62270 | Westchester County Medical Center | NY | Restructured | Westchester | CATH2 | Petroleum Liquids | IC |  | S | X | X |  |  | 1.3 | 0.8 | 1.3 | 1.3 | 0.1 | N |  |  | SB | N | 1 | 2002 | 2002 |  |  | N | Commercial Non-CHP | Customer Sited | Other | 4 | X | DFO | Non-Renewable | 0 | 1.3 | 0 | 1
Operable | 61802 | Westchester County Medical Center |  | 62270 | Westchester County Medical Center | NY | Restructured | Westchester | CATN1 | Petroleum Liquids | IC |  | S | X | X |  |  | 0.7 | 0.8 | 0.7 | 0.7 | 0.1 | N |  |  | SB | N | 1 | 1974 | Pre-2000 |  |  | N | Commercial Non-CHP | Customer Sited | Other | 4 | X | DFO | Non-Renewable | 0 | 0.7 | 0 | 1
Operable | 61802 | Westchester County Medical Center |  | 62270 | Westchester County Medical Center | NY | Restructured | Westchester | CATN2 | Petroleum Liquids | IC |  | S | X | X |  |  | 0.7 | 0.8 | 0.7 | 0.7 | 0.1 | N |  |  | SB | N | 1 | 1974 | Pre-2000 |  |  | N | Commercial Non-CHP | Customer Sited | Other | 4 | X | DFO | Non-Renewable | 0 | 0.7 | 0 | 1
Operable | 61802 | Westchester County Medical Center |  | 62270 | Westchester County Medical Center | NY | Restructured | Westchester | CATN3 | Petroleum Liquids | IC |  | S | X | X |  |  | 0.7 | 0.8 | 0.7 | 0.7 | 0.1 | N |  |  | SB | N | 1 | 1996 | Pre-2000 |  |  | N | Commercial Non-CHP | Customer Sited | Other | 4 | X | DFO | Non-Renewable | 0 | 0.7 | 0 | 1
Operable | 61802 | Westchester County Medical Center |  | 62270 | Westchester County Medical Center | NY | Restructured | Westchester | CATR3 | Petroleum Liquids | IC |  | S | X | X |  |  | 0.6 | 0.8 | 0.6 | 0.6 | 0.1 | N |  |  | SB | N | 1 | 2013 | 2013 |  |  | N | Commercial Non-CHP | Customer Sited | Other | 4 | X | DFO | Non-Renewable | 0 | 0.6 | 0 | 1
Operable | 61802 | Westchester County Medical Center |  | 62270 | Westchester County Medical Center | NY | Restructured | Westchester | CATR4 | Petroleum Liquids | IC |  | S | X | X |  |  | 0.3 | 0.8 | 0.3 | 0.3 | 0.1 | N |  |  | SB | N | 1 | 1980 | Pre-2000 |  |  | N | Commercial Non-CHP | Customer Sited | Other | 4 | X | DFO | Non-Renewable | 0 | 0.3 | 0 | 1
Operable | 61802 | Westchester County Medical Center |  | 62270 | Westchester County Medical Center | NY | Restructured | Westchester | CUM37 | Petroleum Liquids | IC |  | S | X | X |  |  | 0.4 | 0.8 | 0.4 | 0.4 | 0.1 | N |  |  | SB | N | 1 | 2000 | 2000 |  |  | N | Commercial Non-CHP | Customer Sited | Other | 4 | X | DFO | Non-Renewable | 0 | 0.4 | 0 | 1
Operable | 61802 | Westchester County Medical Center |  | 62270 | Westchester County Medical Center | NY | Restructured | Westchester | DT080 | Petroleum Liquids | IC |  | S | X | X |  |  | 0.5 | 0.8 | 0.5 | 0.5 | 0.1 | N |  |  | SB | N | 1 | 2002 | 2002 |  |  | N | Commercial Non-CHP | Customer Sited | Other | 4 | X | DFO | Non-Renewable | 0 | 0.5 | 0 | 1
Operable | 61802 | Westchester County Medical Center |  | 62270 | Westchester County Medical Center | NY | Restructured | Westchester | DT250 | Petroleum Liquids | IC |  | S | X | X |  |  | 0.3 | 0.8 | 0.3 | 0.3 | 0.1 | N |  |  | SB | N | 1 | 2000 | 2000 |  |  | N | Commercial Non-CHP | Customer Sited | Other | 4 | X | DFO | Non-Renewable | 0 | 0.3 | 0 | 1
Operable | 61802 | Westchester County Medical Center |  | 62270 | Westchester County Medical Center | NY | Restructured | Westchester | DT500 | Petroleum Liquids | IC |  | S | X | X |  |  | 0.5 | 0.8 | 0.5 | 0.5 | 0.1 | N |  |  | SB | N | 1 | 2000 | 2000 |  |  | N | Commercial Non-CHP | Customer Sited | Other | 4 | X | DFO | Non-Renewable | 0 | 0.5 | 0 | 1
Operable | 63535 | Westerlo NY 1, LLC |  | 63858 | Westerlo NY 1 | NY | Restructured | Albany | 8175A | Solar Photovoltaic | PV |  | S | X | X |  |  | 2 |  | 2 | 2 |  | N |  |  | OP | X | 1 | 2020 | 2020 |  |  | N | IPP Non-CHP | IPP | IPP | 2 | X | SUN | Renewable | 2 | 0 | 1 | 0
Operable | 20447 | Western Farmers Elec Coop, Inc |  | 3006 | Anadarko Plant | OK | Vertical | Caddo | 1 | Natural Gas Steam Turbine | ST |  | S | X | X | WFEC_ANA_STEAM_PLANT1 | WFEC_ANA_STEAM_PLANT1 | 17.3 | 0.85 | 12 | 12 | 6 | N |  |  | SB | Y | 8 | 1953 | Pre-2000 |  |  | N | Electric Utility | Utility | Cooperative | 1 | X | NG | Non-Renewable | 0 | 17.3 | 0 | 1
Operable | 20447 | Western Farmers Elec Coop, Inc |  | 3006 | Anadarko Plant | OK | Vertical | Caddo | 10 | Natural Gas Fired Combustion Turbine | GT |  | S | X | X | WFEC_ANA_ORME_10 | WFEC_ANA_ORME_10 | 45 | 0.85 | 45 | 45 | 15 | N |  |  | OP | X | 6 | 2009 | 2009 |  |  | N | Electric Utility | Utility | Cooperative | 1 | X | NG | Non-Renewable | 0 | 45 | 0 | 1
Operable | 20447 | Western Farmers Elec Coop, Inc |  | 3006 | Anadarko Plant | OK | Vertical | Caddo | 11 | Natural Gas Fired Combustion Turbine | GT |  | S | X | X | WFEC_ANA_ORME_11 | WFEC_ANA_ORME_11 | 45 | 0.85 | 45 | 45 | 15 | N |  |  | OP | X | 6 | 2009 | 2009 |  |  | N | Electric Utility | Utility | Cooperative | 1 | X | NG | Non-Renewable | 0 | 45 | 0 | 1
Operable | 20447 | Western Farmers Elec Coop, Inc |  | 3006 | Anadarko Plant | OK | Vertical | Caddo | 2 | Natural Gas Steam Turbine | ST |  | S | X | X | WFEC_ANA_STEAM_PLANT2 | WFEC_ANA_STEAM_PLANT2 | 17.3 | 0.9 | 12 | 12 | 6 | N |  |  | SB | Y | 8 | 1953 | Pre-2000 |  |  | N | Electric Utility | Utility | Cooperative | 1 | X | NG | Non-Renewable | 0 | 17.3 | 0 | 1
Operable | 20447 | Western Farmers Elec Coop, Inc |  | 3006 | Anadarko Plant | OK | Vertical | Caddo | 3 | Natural Gas Steam Turbine | ST |  | S | X | X | WFEC_ANA_STEAM_PLANT3 | WFEC_ANA_STEAM_PLANT3 | 50 | 0.85 | 44 | 44 | 15 | N |  |  | SB | Y | 8 | 1959 | Pre-2000 |  |  | N | Electric Utility | Utility | Cooperative | 1 | X | NG | Non-Renewable | 0 | 50 | 0 | 1
Operable | 20447 | Western Farmers Elec Coop, Inc |  | 3006 | Anadarko Plant | OK | Vertical | Caddo | 4 | Natural Gas Fired Combined Cycle | CS |  | S | N | N | WFEC_ANA_COMB_CYC_4 | WFEC_ANA_COMB_CYC_4 | 105.1 | 0.9 | 94 | 94 | 80 | N |  |  | OP | X | 12 | 1977 | Pre-2000 |  |  | N | Electric Utility | Utility | Cooperative | 1 | X | NG | Non-Renewable | 0 | 105.1 | 0 | 1
Operable | 20447 | Western Farmers Elec Coop, Inc |  | 3006 | Anadarko Plant | OK | Vertical | Caddo | 5 | Natural Gas Fired Combined Cycle | CS |  | S | N | N | WFEC_ANA_COMB_CYC_5 | WFEC_ANA_COMB_CYC_5 | 105.1 | 0.9 | 94 | 94 | 80 | N |  |  | OP | X | 11 | 1977 | Pre-2000 |  |  | N | Electric Utility | Utility | Cooperative | 1 | X | NG | Non-Renewable | 0 | 105.1 | 0 | 1
Operable | 20447 | Western Farmers Elec Coop, Inc |  | 3006 | Anadarko Plant | OK | Vertical | Caddo | 6 | Natural Gas Fired Combined Cycle | CS |  | S | N | N | WFEC_ANA_COMB_CYC_6 | WFEC_ANA_COMB_CYC_6 | 105.1 | 0.9 | 94 | 94 | 80 | N |  |  | OP | X | 12 | 1977 | Pre-2000 |  |  | N | Electric Utility | Utility | Cooperative | 1 | X | NG | Non-Renewable | 0 | 105.1 | 0 | 1
Operable | 20447 | Western Farmers Elec Coop, Inc |  | 3006 | Anadarko Plant | OK | Vertical | Caddo | 9 | Natural Gas Fired Combustion Turbine | GT |  | S | X | X | WFEC_ANA_ORME_9 | WFEC_ANA_ORME_9 | 45 | 0.85 | 45 | 45 | 15 | N |  |  | OP | X | 6 | 2009 | 2009 |  |  | N | Electric Utility | Utility | Cooperative | 1 | X | NG | Non-Renewable | 0 | 45 | 0 | 1
Operable | 20447 | Western Farmers Elec Coop, Inc |  | 3008 | Mooreland | OK | Vertical | Woodward | 1 | Natural Gas Steam Turbine | ST |  | S | X | X | WFEC_MOORELAND_1 | WFEC_MOORELAND_1 | 45 | 0.85 | 50 | 50 | 20 | N |  |  | OP | X | 3 | 1964 | Pre-2000 |  |  | N | Electric Utility | Utility | Cooperative | 1 | X | NG | Non-Renewable | 0 | 45 | 0 | 1
Operable | 20447 | Western Farmers Elec Coop, Inc |  | 3008 | Mooreland | OK | Vertical | Woodward | 2 | Natural Gas Steam Turbine | ST |  | S | X | X | WFEC_MOORELAND_2 | WFEC_MOORELAND_2 | 125 | 0.85 | 132 | 132 | 30 | N |  |  | OP | X | 7 | 1968 | Pre-2000 |  |  | N | Electric Utility | Utility | Cooperative | 1 | X | NG | Non-Renewable | 0 | 125 | 0 | 1
Operable | 20447 | Western Farmers Elec Coop, Inc |  | 3008 | Mooreland | OK | Vertical | Woodward | 3 | Natural Gas Steam Turbine | ST |  | S | X | X | WFEC_MOORELAND_3 | WFEC_MOORELAND_3 | 135 | 0.85 | 140 | 140 | 30 | N |  |  | OP | X | 7 | 1975 | Pre-2000 |  |  | N | Electric Utility | Utility | Cooperative | 1 | X | NG | Non-Renewable | 0 | 135 | 0 | 1
Operable | 20447 | Western Farmers Elec Coop, Inc |  | 6772 | Hugo | OK | Vertical | Choctaw | 1 | Conventional Steam Coal | ST |  | S | X | X | WFEC_HUGO_PLANT | WFEC_HUGO_PLANT | 446 | 0.85 | 440 | 440 | 180 | N |  |  | OP | X | 4 | 1982 | Pre-2000 |  |  | N | Electric Utility | Utility | Cooperative | 1 | X | SUB | Non-Renewable | 0 | 446 | 0 | 1
Operable | 20447 | Western Farmers Elec Coop, Inc |  | 55655 | WFEC GenCo LLC | OK | Vertical | Caddo | GEN1 | Natural Gas Fired Combustion Turbine | GT |  | S | X | X | WFEC_ANA_GENCO_7 | WFEC_ANA_GENCO_7 | 45 | 0.85 | 45 | 45 | 15 | N |  |  | OP | X | 5 | 2001 | 2001 |  |  | N | Electric Utility | Utility | Cooperative | 1 | X | NG | Non-Renewable | 0 | 45 | 0 | 1
Operable | 20447 | Western Farmers Elec Coop, Inc |  | 55655 | WFEC GenCo LLC | OK | Vertical | Caddo | GEN2 | Natural Gas Fired Combustion Turbine | GT |  | S | X | X | WFEC_ANA_GENCO_8 | WFEC_ANA_GENCO_8 | 45 | 0.85 | 45 | 45 | 15 | N |  |  | OP | X | 5 | 2001 | 2001 |  |  | N | Electric Utility | Utility | Cooperative | 1 | X | NG | Non-Renewable | 0 | 45 | 0 | 1
Operable | 20447 | Western Farmers Elec Coop, Inc |  | 57872 | LCEC Generation LLVC | NM | Vertical | Lea | UNIT1 | Natural Gas Internal Combustion Engine | IC |  | S | X | X | WFEC_LC_GAS_PLANT | WFEC_LC_GAS_PLANT | 9.3 | 0.8 | 8.7 | 9.3 | 3.7 | N |  |  | OP | X | 2 | 2012 | 2012 |  |  | N | Electric Utility | Utility | Cooperative | 1 | X | NG | Non-Renewable | 0 | 9.3 | 0 | 1
Operable | 20447 | Western Farmers Elec Coop, Inc |  | 57872 | LCEC Generation LLVC | NM | Vertical | Lea | UNIT2 | Natural Gas Internal Combustion Engine | IC |  | S | X | X | WFEC_LC_GAS_PLANT | WFEC_LC_GAS_PLANT | 9.3 | 0.8 | 8.7 | 9.3 | 3.7 | N |  |  | OP | X | 2 | 2012 | 2012 |  |  | N | Electric Utility | Utility | Cooperative | 1 | X | NG | Non-Renewable | 0 | 9.3 | 0 | 1
Operable | 20447 | Western Farmers Elec Coop, Inc |  | 57872 | LCEC Generation LLVC | NM | Vertical | Lea | UNIT3 | Natural Gas Internal Combustion Engine | IC |  | S | X | X | WFEC_LC_GAS_PLANT | WFEC_LC_GAS_PLANT | 9.3 | 0.8 | 8.7 | 9.3 | 3.7 | N |  |  | OP | X | 2 | 2012 | 2012 |  |  | N | Electric Utility | Utility | Cooperative | 1 | X | NG | Non-Renewable | 0 | 9.3 | 0 | 1
Operable | 20447 | Western Farmers Elec Coop, Inc |  | 57872 | LCEC Generation LLVC | NM | Vertical | Lea | UNIT4 | Natural Gas Internal Combustion Engine | IC |  | S | X | X | WFEC_LC_GAS_PLANT | WFEC_LC_GAS_PLANT | 9.3 | 0.8 | 8.7 | 9.3 | 3.7 | N |  |  | OP | X | 2 | 2012 | 2012 |  |  | N | Electric Utility | Utility | Cooperative | 1 | X | NG | Non-Renewable | 0 | 9.3 | 0 | 1
Operable | 20447 | Western Farmers Elec Coop, Inc |  | 57872 | LCEC Generation LLVC | NM | Vertical | Lea | UNIT5 | Natural Gas Internal Combustion Engine | IC |  | S | X | X | WFEC_LC_GAS_PLANT | WFEC_LC_GAS_PLANT | 9.3 | 0.8 | 8.7 | 9.3 | 3.7 | N |  |  | OP | X | 2 | 2012 | 2012 |  |  | N | Electric Utility | Utility | Cooperative | 1 | X | NG | Non-Renewable | 0 | 9.3 | 0 | 1
Operable | 20447 | Western Farmers Elec Coop, Inc |  | 61614 | Cyril | OK | Vertical | Caddo | 1 | Solar Photovoltaic | PV |  | S | X | X |  |  | 5 |  | 5 | 5 |  | N |  |  | OP | X | 5 | 2017 | 2017 |  |  | N | Electric Utility | Utility | Cooperative | 1 | X | SUN | Renewable | 5 | 0 | 1 | 0
Operable | 20447 | Western Farmers Elec Coop, Inc |  | 61615 | Hinton | OK | Vertical | Caddo | 1 | Solar Photovoltaic | PV |  | S | X | X |  |  | 3 |  | 3 | 3 |  | N |  |  | OP | X | 4 | 2017 | 2017 |  |  | N | Electric Utility | Utility | Cooperative | 1 | X | SUN | Renewable | 3 | 0 | 1 | 0
Operable | 20447 | Western Farmers Elec Coop, Inc |  | 61616 | Marietta | OK | Vertical | Love | 1 | Solar Photovoltaic | PV |  | S | X | X |  |  | 3 |  | 3 | 3 |  | N |  |  | OP | X | 4 | 2017 | 2017 |  |  | N | Electric Utility | Utility | Cooperative | 1 | X | SUN | Renewable | 3 | 0 | 1 | 0
Operable | 20447 | Western Farmers Elec Coop, Inc |  | 61617 | Pine Ridge | OK | Vertical | Caddo | 1 | Solar Photovoltaic | PV |  | S | X | X |  |  | 3 |  | 3 | 3 |  | N |  |  | OP | X | 3 | 2017 | 2017 |  |  | N | Electric Utility | Utility | Cooperative | 1 | X | SUN | Renewable | 3 | 0 | 1 | 0
Operable | 20447 | Western Farmers Elec Coop, Inc |  | 61618 | Tuttle | OK | Vertical | Grady | 1 | Solar Photovoltaic | PV |  | S | X | X |  |  | 4 |  | 4 | 4 |  | N |  |  | OP | X | 3 | 2017 | 2017 |  |  | N | Electric Utility | Utility | Cooperative | 1 | X | SUN | Renewable | 4 | 0 | 1 | 0
Operable | 56999 | Western Massachusetts Electric Company |  | 57674 | Indian Orchard PV Facility | MA | Restructured | Hampden | 1 | Solar Photovoltaic | PV |  | S | X | X |  |  | 1.9 |  | 1.9 | 1.9 |  | N |  |  | OP | X | 12 | 2011 | 2011 |  |  | N | Electric Utility | Utility | Investor Owned Utility | 1 | X | SUN | Renewable | 1.9 | 0 | 1 | 0
Operable | 56999 | Western Massachusetts Electric Company |  | 57676 | Silver Lake Solar Photovoltaic Facility | MA | Restructured | Berkshire | 1 | Solar Photovoltaic | PV |  | S | X | X |  |  | 1.5 |  | 1.5 | 1.5 |  | N |  |  | OP | X | 12 | 2010 | 2010 |  |  | N | Electric Utility | Utility | Investor Owned Utility | 1 | X | SUN | Renewable | 1.5 | 0 | 1 | 0
Operable | 56999 | Western Massachusetts Electric Company |  | 58568 | Cottage Street Solar Facility | MA | Restructured | Hampden | PV-3 | Solar Photovoltaic | PV |  | S | X | X |  |  | 3.2 |  | 3.2 | 3.2 |  | N |  |  | OP | X | 5 | 2014 | 2014 |  |  | N | Electric Utility | Utility | Investor Owned Utility | 1 | X | SUN | Renewable | 3.2 | 0 | 1 | 0
Operable | 58106 | Western Michigan University |  | 58161 | Western Michigan University Power Plant | MI | Vertical | Kalamazoo | EG-1 | Natural Gas Internal Combustion Engine | IC |  | S | X | X |  |  | 0.8 | 0.8 | 0.8 | 0.8 | 0.8 | N |  |  | OP | X | 3 | 1999 | Pre-2000 |  |  | N | Commercial CHP | Customer Sited | Other | 5 | X | NG | Non-Renewable | 0 | 0.8 | 0 | 1
Operable | 58106 | Western Michigan University |  | 58161 | Western Michigan University Power Plant | MI | Vertical | Kalamazoo | EG-10 | Natural Gas Internal Combustion Engine | IC |  | S | X | X |  |  | 2.5 | 0.8 | 2.5 | 2.5 | 1.3 | N |  |  | OP | X | 5 | 2021 | 2021 |  |  | N | Commercial CHP | Customer Sited | Other | 5 | X | NG | Non-Renewable | 0 | 2.5 | 0 | 1
Operable | 58106 | Western Michigan University |  | 58161 | Western Michigan University Power Plant | MI | Vertical | Kalamazoo | EG-9 | Natural Gas Internal Combustion Engine | IC |  | S | X | X |  |  | 2.5 | 0.8 | 2.5 | 2.5 | 1.3 | N |  |  | OP | X | 5 | 2021 | 2021 |  |  | N | Commercial CHP | Customer Sited | Other | 5 | X | NG | Non-Renewable | 0 | 2.5 | 0 | 1
Operable | 58106 | Western Michigan University |  | 58161 | Western Michigan University Power Plant | MI | Vertical | Kalamazoo | GTG-7 | Natural Gas Fired Combined Cycle | CT | CC1 | S | X | Y |  |  | 5 | 0.8 | 4.2 | 5.6 | 4 | N |  |  | OP | X | 8 | 1997 | Pre-2000 |  |  | Y | Commercial CHP | Customer Sited | Other | 5 | T | NG | Non-Renewable | 0 | 5 | 0 | 1
Operable | 58106 | Western Michigan University |  | 58161 | Western Michigan University Power Plant | MI | Vertical | Kalamazoo | GTG-8 | Natural Gas Fired Combined Cycle | CT | CC1 | S | X | Y |  |  | 5 | 0.8 | 4.2 | 5.6 | 4 | N |  |  | OP | X | 8 | 1997 | Pre-2000 |  |  | Y | Commercial CHP | Customer Sited | Other | 5 | T | NG | Non-Renewable | 0 | 5 | 0 | 1
Operable | 58106 | Western Michigan University |  | 58161 | Western Michigan University Power Plant | MI | Vertical | Kalamazoo | STG-1 | Natural Gas Fired Combined Cycle | CA | CC1 | S | Y | X |  |  | 0.9 | 0.8 | 0.9 | 0.9 | 0.2 | N |  |  | OP | X | 3 | 1999 | Pre-2000 |  |  | Y | Commercial CHP | Customer Sited | Other | 5 | T | NG | Non-Renewable | 0 | 0.9 | 0 | 1
Operable | 20421 | Western Minnesota Mun Pwr Agny |  | 56013 | Exira | IA | Vertical | Audubon | U1 | Natural Gas Fired Combustion Turbine | GT |  | S | X | X |  |  | 60.5 | 0.85 | 46.7 | 46.7 | 25 | N |  |  | OP | X | 4 | 2004 | 2004 |  |  | N | Electric Utility | Utility | Municipal | 1 | X | NG | Non-Renewable | 0 | 60.5 | 0 | 1 | DFO
Operable | 20421 | Western Minnesota Mun Pwr Agny |  | 56013 | Exira | IA | Vertical | Audubon | U2 | Natural Gas Fired Combustion Turbine | GT |  | S | X | X |  |  | 60.5 | 0.85 | 46.7 | 46.7 | 25 | N |  |  | OP | X | 5 | 2004 | 2004 |  |  | N | Electric Utility | Utility | Municipal | 1 | X | NG | Non-Renewable | 0 | 60.5 | 0 | 1 | DFO
Operable | 20421 | Western Minnesota Mun Pwr Agny |  | 56013 | Exira | IA | Vertical | Audubon | U3 | Natural Gas Fired Combustion Turbine | GT |  | S | X | X |  |  | 60.5 | 0.85 | 46.7 | 46.7 | 25 | N |  |  | OP | X | 4 | 2007 | 2007 |  |  | N | Electric Utility | Utility | Municipal | 1 | X | NG | Non-Renewable | 0 | 60.5 | 0 | 1 | DFO
Operable | 20421 | Western Minnesota Mun Pwr Agny |  | 58434 | Red Rock Hydro Plant | IA | Vertical | Marion | 1 | Conventional Hydroelectric | HY |  | S | X | X |  |  | 27.6 | 0.95 | 27.5 | 27.5 | 6.2 | N |  |  | OP | X | 6 | 2021 | 2021 |  |  | N | Electric Utility | Utility | Municipal | 1 | X | WAT | Renewable | 27.6 | 0 | 1 | 0
Operable | 20421 | Western Minnesota Mun Pwr Agny |  | 58434 | Red Rock Hydro Plant | IA | Vertical | Marion | 2 | Conventional Hydroelectric | HY |  | S | X | X |  |  | 27.6 | 0.95 | 27.5 | 27.5 | 6.2 | N |  |  | OP | X | 5 | 2021 | 2021 |  |  | N | Electric Utility | Utility | Municipal | 1 | X | WAT | Renewable | 27.6 | 0 | 1 | 0
Operable | 64806 | Western Plains Wind, LLC |  | 65484 | Western Plains Wind | KS | Vertical | Gove | WPW1 | Onshore Wind Turbine | WT |  | S | X | X |  |  | 2.7 |  | 2.7 | 2.7 | 1.3 | N |  |  | OP | X | 10 | 2021 | 2021 |  |  | N | Industrial Non-CHP | Customer Sited | Other | 6 | X | WND | Renewable | 2.7 | 0 | 1 | 0
Operable | 63997 | Western Power and Steam II LLC |  | 54410 | Western Power & Steam Inc | CA | Vertical | Kern | CTG | Natural Gas Fired Combustion Turbine | GT |  | S | X | X |  |  | 27.7 | 0.9 | 19.6 | 19.5 | 12 | N |  |  | OP | X | 3 | 1990 | Pre-2000 |  |  | Y | Industrial CHP | Customer Sited | Other | 7 | T | NG | Non-Renewable | 0 | 27.7 | 0 | 1
Operable | 54690 | Western Renewable Energy LLC |  | 56358 | Western Renewable Energy | AZ | Vertical | Apache | 1 | Wood/Wood Waste Biomass | ST |  | S | X | X |  |  | 3 | 0.8 | 2.5 | 2.5 | 0.2 | N |  |  | OS | X | 2 | 2004 | 2004 |  |  | N | IPP Non-CHP | IPP | IPP | 2 | X | WDS | Renewable | 3 | 0 | 1 | 0
Operable | 57315 | Western Sugar Cooperative |  | 57937 | Western Sugar Coop - Scottsbluff | NE | Vertical | Scotts Bluff | SCB-2 | Natural Gas Steam Turbine | ST |  | S | X | X |  |  | 7.1 | 0.8 | 5.6 | 5.6 | 1 | N |  |  | OP | X | 9 | 2023 | 2023 |  |  | Y | Industrial CHP | Customer Sited | Other | 7 | T | NG | Non-Renewable | 0 | 7.1 | 0 | 1
Operable | 57315 | Western Sugar Cooperative |  | 58081 | Western Sugar Coop- Ft Morgan | CO | Vertical | Morgan | ATB-2 | Natural Gas Steam Turbine | ST |  | S | X | X |  |  | 3 | 0.8 | 3 | 3 | 1 | N |  |  | OP | X | 9 | 1947 | Pre-2000 |  |  | Y | Industrial CHP | Customer Sited | Other | 7 | B | NG | Non-Renewable | 0 | 3 | 0 | 1
Operable | 61819 | Western Sugar Cooperative - Billings |  | 62319 | Western Sugar Cooperative - Billings | MT | Vertical | Yellowstone | 1 | Conventional Steam Coal | ST |  | S | X | X |  |  | 1.5 | 0.8 | 1.5 | 1.5 | 0.5 | N |  |  | OP | X | 3 | 2011 | 2011 |  |  | Y | Industrial CHP | Customer Sited | Other | 7 | T | SUB | Non-Renewable | 0 | 1.5 | 0 | 1 | NG
Operable | 14306 | Westlake 2 US LLC |  | 50487 | PPG Powerhouse A | LA | Vertical | Calcasieu | A1 | All Other | ST |  | S | X | X |  |  | 7.5 | 0.85 | 7.5 | 7.5 | 1 | N |  |  | OS | X | 6 | 1943 | Pre-2000 |  |  | N | Industrial Non-CHP | Customer Sited | Other | 6 | X | PUR | Other | 0 | 0 | 0 | 0
Operable | 14306 | Westlake 2 US LLC |  | 50487 | PPG Powerhouse A | LA | Vertical | Calcasieu | A2 | All Other | ST |  | S | X | X |  |  | 7.5 | 0.85 | 7.5 | 7.5 | 1 | N |  |  | OS | X | 6 | 1943 | Pre-2000 |  |  | N | Industrial Non-CHP | Customer Sited | Other | 6 | X | PUR | Other | 0 | 0 | 0 | 0
Operable | 14306 | Westlake 2 US LLC |  | 50487 | PPG Powerhouse A | LA | Vertical | Calcasieu | A4 | All Other | ST |  | S | X | X |  |  | 7.5 | 0.85 | 7.5 | 7.5 | 1 | N |  |  | OS | X | 5 | 1943 | Pre-2000 |  |  | N | Industrial Non-CHP | Customer Sited | Other | 6 | X | PUR | Other | 0 | 0 | 0 | 0
Operable | 14306 | Westlake 2 US LLC |  | 50487 | PPG Powerhouse A | LA | Vertical | Calcasieu | A7 | All Other | ST |  | S | X | X | EES.AXIALL |  | 10 | 0.85 | 10 | 10 | 1 | N |  |  | OS | X | 10 | 1950 | Pre-2000 |  |  | N | Industrial Non-CHP | Customer Sited | Other | 6 | X | PUR | Other | 0 | 0 | 0 | 0
Operable | 14306 | Westlake 2 US LLC |  | 50487 | PPG Powerhouse A | LA | Vertical | Calcasieu | A9 | All Other | ST |  | S | X | X |  |  | 20 | 0.85 | 20 | 20 | 1 | N |  |  | OS | X | 8 | 1957 | Pre-2000 |  |  | N | Industrial Non-CHP | Customer Sited | Other | 6 | X | PUR | Other | 0 | 0 | 0 | 0
Operable | 14306 | Westlake 2 US LLC |  | 50488 | PPG Riverside | LA | Vertical | Calcasieu | GEN1 | All Other | ST |  | S | X | X |  |  | 35 | 0.85 | 35 | 40 | 8 | N |  |  | OS | X | 9 | 1947 | Pre-2000 |  |  | N | Industrial Non-CHP | Customer Sited | Other | 6 | X | PUR | Other | 0 | 0 | 0 | 0
Operable | 14306 | Westlake 2 US LLC |  | 50488 | PPG Riverside | LA | Vertical | Calcasieu | GEN2 | All Other | ST |  | S | X | X | EES.AXIALL |  | 45 | 0.85 | 30 | 30 | 8 | N |  |  | OP | X | 6 | 1950 | Pre-2000 |  |  | N | Industrial Non-CHP | Customer Sited | Other | 6 | X | PUR | Other | 0 | 0 | 0 | 0
Operable | 14306 | Westlake 2 US LLC |  | 50488 | PPG Riverside | LA | Vertical | Calcasieu | GEN3 | All Other | ST |  | S | X | X | EES.AXIALL |  | 82 | 0.85 | 38 | 40 | 8 | N |  |  | OP | X | 2 | 1969 | Pre-2000 |  |  | N | Industrial Non-CHP | Customer Sited | Other | 6 | X | PUR | Other | 0 | 0 | 0 | 0
Operable | 14306 | Westlake 2 US LLC |  | 50489 | PPG Powerhouse C | LA | Vertical | Calcasieu | C1 | Natural Gas Fired Combustion Turbine | GT | PHC | S | X | X | EES.AXIALL | EES.AXIALL | 73.1 | 0.85 | 55 | 63 | 50 | N |  |  | OP | X | 8 | 1977 | Pre-2000 |  |  | Y | Industrial CHP | Customer Sited | Other | 7 | T | NG | Non-Renewable | 0 | 73.1 | 0 | 1
Operable | 14306 | Westlake 2 US LLC |  | 50489 | PPG Powerhouse C | LA | Vertical | Calcasieu | C2 | Natural Gas Fired Combustion Turbine | GT | PHC | S | X | X | EES.AXIALL | EES.AXIALL | 73.1 | 0.85 | 55 | 63 | 50 | N |  |  | OP | X | 6 | 1978 | Pre-2000 |  |  | Y | Industrial CHP | Customer Sited | Other | 7 | T | NG | Non-Renewable | 0 | 73.1 | 0 | 1
Operable | 14306 | Westlake 2 US LLC |  | 50489 | PPG Powerhouse C | LA | Vertical | Calcasieu | C3 | Natural Gas Steam Turbine | ST | PHC | S | X | X | EES.AXIALL | EES.AXIALL | 57.1 | 0.85 | 52 | 52 | 25 | N |  |  | OP | X | 9 | 1977 | Pre-2000 |  |  | Y | Industrial CHP | Customer Sited | Other | 7 | B | NG | Non-Renewable | 0 | 57.1 | 0 | 1 | OG
Operable | 14306 | Westlake 2 US LLC |  | 50489 | PPG Powerhouse C | LA | Vertical | Calcasieu | C4 | Natural Gas Fired Combustion Turbine | GT | PHC | S | X | X | EES.AXIALL | EES.AXIALL | 77.2 | 0.85 | 70.6 | 78.6 | 38 | N |  |  | OP | X | 8 | 1986 | Pre-2000 |  |  | Y | Industrial CHP | Customer Sited | Other | 7 | T | NG | Non-Renewable | 0 | 77.2 | 0 | 1
Operable | 14306 | Westlake 2 US LLC |  | 50489 | PPG Powerhouse C | LA | Vertical | Calcasieu | C5 | Natural Gas Fired Combustion Turbine | GT | PHC | S | X | X | EES.AXIALL | EES.AXIALL | 77.2 | 0.85 | 70.6 | 78.6 | 38 | N |  |  | OP | X | 8 | 1986 | Pre-2000 |  |  | Y | Industrial CHP | Customer Sited | Other | 7 | T | NG | Non-Renewable | 0 | 77.2 | 0 | 1
Operable | 14306 | Westlake 2 US LLC |  | 50490 | PPG Plant C Caustic | LA | Vertical | Calcasieu | TE | Natural Gas Steam Turbine | ST |  | S | X | X |  |  | 3.4 | 0.85 | 2.7 | 2.7 | 1 | N |  |  | OP | X | 10 | 1986 | Pre-2000 |  |  | Y | Industrial CHP | Customer Sited | Other | 7 | B | NG | Non-Renewable | 0 | 3.4 | 0 | 1
Operable | 14306 | Westlake 2 US LLC |  | 55117 | RS Cogen | LA | Vertical | Calcasieu | RS-4 | Natural Gas Fired Combined Cycle | CA | CC1 | S | N | X | EES.AXIALL | EES.AXIALL | 103 | 0.85 | 80 | 80 | 20 | N |  |  | OP | X | 12 | 2002 | 2002 |  |  | Y | Industrial CHP | Customer Sited | Other | 7 | B | NG | Non-Renewable | 0 | 103 | 0 | 1
Operable | 14306 | Westlake 2 US LLC |  | 55117 | RS Cogen | LA | Vertical | Calcasieu | RS-5 | Natural Gas Fired Combined Cycle | CT | CC1 | S | X | N | EES.AXIALL | EES.AXIALL | 195 | 0.85 | 167.7 | 183.3 | 100 | N |  |  | OP | X | 12 | 2002 | 2002 |  |  | Y | Industrial CHP | Customer Sited | Other | 7 | T | NG | Non-Renewable | 0 | 195 | 0 | 1
Operable | 14306 | Westlake 2 US LLC |  | 55117 | RS Cogen | LA | Vertical | Calcasieu | RS-6 | Natural Gas Fired Combined Cycle | CT | CC1 | S | X | N | EES.AXIALL | EES.AXIALL | 195 | 0.85 | 167.7 | 183.3 | 100 | N |  |  | OP | X | 12 | 2002 | 2002 |  |  | Y | Industrial CHP | Customer Sited | Other | 7 | T | NG | Non-Renewable | 0 | 195 | 0 | 1
Operable | 60586 | Westlake Chemical Natrium Plant |  | 50491 | Axiall Natrium Plant | WV | Vertical | Marshall | GEN4 | Natural Gas Steam Turbine | ST |  | S | X | X |  |  | 7.5 | 0.9 | 7.5 | 7.5 | 0.5 | N |  |  | OP | X | 1 | 1943 | Pre-2000 |  |  | Y | Industrial CHP | Customer Sited | Other | 7 | T | NG | Non-Renewable | 0 | 7.5 | 0 | 1 | OG
Operable | 60586 | Westlake Chemical Natrium Plant |  | 50491 | Axiall Natrium Plant | WV | Vertical | Marshall | GEN6 | Natural Gas Steam Turbine | ST |  | S | X | X |  |  | 26 | 0.9 | 26 | 26 | 5 | N |  |  | OP | X | 1 | 1954 | Pre-2000 |  |  | Y | Industrial CHP | Customer Sited | Other | 7 | T | NG | Non-Renewable | 0 | 26 | 0 | 1 | OG
Operable | 60586 | Westlake Chemical Natrium Plant |  | 50491 | Axiall Natrium Plant | WV | Vertical | Marshall | GEN7 | Natural Gas Steam Turbine | ST |  | S | X | X |  |  | 82 | 0.9 | 82 | 82 | 10 | N |  |  | OP | X | 1 | 1966 | Pre-2000 |  |  | Y | Industrial CHP | Customer Sited | Other | 7 | T | NG | Non-Renewable | 0 | 82 | 0 | 1
Operable | 65195 | Westlake Chemicals & Vinyls LLC |  | 55051 | Westlake Plaquemine | LA | Vertical | Iberville | X773 | Natural Gas Fired Combustion Turbine | GT |  | S | X | X | EES.AXLPLQ | EES.AXLPLQ | 102 | 0.85 | 75 | 90 | 58 | N |  |  | OP | X | 5 | 1997 | Pre-2000 |  |  | Y | Industrial CHP | Customer Sited | Other | 7 | T | NG | Non-Renewable | 0 | 102 | 0 | 1 | OG
Operable | 65195 | Westlake Chemicals & Vinyls LLC |  | 55051 | Westlake Plaquemine | LA | Vertical | Iberville | X774 | Natural Gas Fired Combustion Turbine | GT |  | S | X | X | EES.AXLPLQ | EES.AXLPLQ | 102 | 0.85 | 75 | 90 | 58 | N |  |  | OP | X | 5 | 1997 | Pre-2000 |  |  | Y | Industrial CHP | Customer Sited | Other | 7 | T | NG | Non-Renewable | 0 | 102 | 0 | 1 | OG
Operable | 65195 | Westlake Chemicals & Vinyls LLC |  | 55051 | Westlake Plaquemine | LA | Vertical | Iberville | X775 | Natural Gas Fired Combustion Turbine | GT |  | S | X | X | EES.AXLPLQ | EES.AXLPLQ | 102 | 0.85 | 75 | 90 | 58 | N |  |  | OP | X | 5 | 1997 | Pre-2000 |  |  | Y | Industrial CHP | Customer Sited | Other | 7 | T | NG | Non-Renewable | 0 | 102 | 0 | 1 | OG
Operable | 62048 | Westlands Almond LLC |  | 62546 | Almond | CA | Vertical | Kings | ALMND | Solar Photovoltaic | PV |  | S | X | X |  |  | 19.9 |  | 19.9 | 19.9 |  | N |  |  | OP | X | 9 | 2023 | 2023 |  |  | N | IPP Non-CHP | IPP | IPP | 2 | X | SUN | Renewable | 19.9 | 0 | 1 | 0
Operable | 63525 | Westlands Solar Blue (OZ) Owner, LLC |  | 63848 | Solar Blue | CA | Vertical | Kings | BESS1 | Batteries | BA |  | S | X | X |  |  | 225 |  | 225 | 225 |  | N |  |  | OP | X | 12 | 2023 | 2023 |  |  | N | IPP Non-CHP | IPP | IPP | 2 | X | MWH | Other | 0 | 0 | 0 | 0
Operable | 63525 | Westlands Solar Blue (OZ) Owner, LLC |  | 63848 | Solar Blue | CA | Vertical | Kings | SBLUE | Solar Photovoltaic | PV |  | S | X | X |  |  | 250 |  | 250 | 250 |  | N |  |  | OP | X | 12 | 2023 | 2023 |  |  | N | IPP Non-CHP | IPP | IPP | 2 | X | SUN | Renewable | 250 | 0 | 1 | 0
Operable | 58568 | Westlands Solar Farms, LLC |  | 58616 | Westlands Solar PV Farm | CA | Vertical | Fresno | WSF1 | Solar Photovoltaic | PV |  | S | X | X | Q633C1_7_N001 | Q633C1_7_N001 | 18 |  | 18 | 14 |  | N |  |  | OP | X | 2 | 2014 | 2014 |  |  | N | IPP Non-CHP | IPP | IPP | 2 | X | SUN | Renewable | 18 | 0 | 1 | 0
Operable | 61744 | Westminster Renewables, LLC |  | 62226 | Westminster Renewables, LLC CSG | MA | Restructured | Worcester | 2479 | Solar Photovoltaic | PV |  | S | X | X |  |  | 1.5 |  | 1.5 | 1.1 |  | N |  |  | OP | X | 10 | 2018 | 2018 |  |  | N | IPP Non-CHP | IPP | IPP | 2 | X | SUN | Renewable | 1.5 | 0 | 1 | 0
Operable | 63412 | Westmoreland County Solar Project, LLC |  | 63696 | Westmoreland County Solar Project | VA | Vertical | Westmoreland | WEST | Solar Photovoltaic | PV |  | S | X | X |  |  | 19.9 | 0.93 | 19.9 | 19.9 |  | N |  |  | OP | X | 10 | 2021 | 2021 |  |  | N | IPP Non-CHP | IPP | IPP | 2 | X | SUN | Renewable | 19.9 | 0 | 1 | 0
Operable | 61142 | Westridge Windfarm LLC |  | 56203 | Westridge Windfarm LLC | MN | Vertical | Pipestone | 1 | Onshore Wind Turbine | WT |  | W | X | X | MISO | MISO | 2 |  | 2 | 2 | 1 | N |  |  | OP | X | 11 | 2003 | 2003 |  |  | N | IPP Non-CHP | IPP | IPP | 2 | X | WND | Renewable | 2 | 0 | 1 | 0
Operable | 30038 | WestRock (IL) |  | 54513 | WestRock (IL) | IL | Restructured | Kane | E-1 | Natural Gas Internal Combustion Engine | IC |  | S | X | X | N/A | N/A | 0.7 | 0.8 | 0.7 | 0.7 | 0.1 | N |  |  | SB | Y | 6 | 1992 | Pre-2000 |  |  | N | Industrial Non-CHP | Customer Sited | Other | 6 | X | NG | Non-Renewable | 0 | 0.7 | 0 | 1
Operable | 30038 | WestRock (IL) |  | 54513 | WestRock (IL) | IL | Restructured | Kane | E2-A | Natural Gas Internal Combustion Engine | IC |  | S | X | X | N/A | N/A | 0.7 | 0.8 | 0.7 | 0.7 | 0.1 | N |  |  | SB | Y | 6 | 1992 | Pre-2000 |  |  | N | Industrial Non-CHP | Customer Sited | Other | 6 | X | NG | Non-Renewable | 0 | 0.7 | 0 | 1
Operable | 30038 | WestRock (IL) |  | 54513 | WestRock (IL) | IL | Restructured | Kane | E2-B | Natural Gas Internal Combustion Engine | IC |  | S | X | X | N/A | N/A | 0.7 | 0.8 | 0.7 | 0.7 | 0.1 | N |  |  | SB | Y | 6 | 1992 | Pre-2000 |  |  | N | Industrial Non-CHP | Customer Sited | Other | 6 | X | NG | Non-Renewable | 0 | 0.7 | 0 | 1
Operable | 30038 | WestRock (IL) |  | 54513 | WestRock (IL) | IL | Restructured | Kane | E3 | Natural Gas Internal Combustion Engine | IC |  | S | X | X | N/A | N/A | 0.8 | 0.8 | 0.8 | 0.8 | 0.1 | N |  |  | SB | Y | 6 | 1992 | Pre-2000 |  |  | N | Industrial Non-CHP | Customer Sited | Other | 6 | X | NG | Non-Renewable | 0 | 0.8 | 0 | 1
Operable | 18155 | Westrock (LA) |  | 50810 | Westrock Hodge (LA) | LA | Vertical | Jackson | NO 7 | Wood/Wood Waste Biomass | ST |  | S | X | X |  |  | 15.6 | 0.85 | 15.6 | 15.6 | 1 | N |  |  | OP | X | 8 | 1957 | Pre-2000 |  |  | Y | Industrial CHP | Customer Sited | Other | 7 | T | BLQ | Renewable | 15.6 | 0 | 1 | 0 | NG | WDS
Operable | 18155 | Westrock (LA) |  | 50810 | Westrock Hodge (LA) | LA | Vertical | Jackson | NO 8 | Wood/Wood Waste Biomass | ST |  | S | X | X |  |  | 27.5 | 0.9 | 27.5 | 27.5 | 1 | N |  |  | OP | X | 8 | 1972 | Pre-2000 |  |  | Y | Industrial CHP | Customer Sited | Other | 7 | T | BLQ | Renewable | 27.5 | 0 | 1 | 0 | NG | WDS
Operable | 18155 | Westrock (LA) |  | 50810 | Westrock Hodge (LA) | LA | Vertical | Jackson | NO 9 | Wood/Wood Waste Biomass | ST |  | S | X | X |  |  | 23.3 | 0.9 | 23.3 | 23.3 | 1 | N |  |  | OP | X | 10 | 1972 | Pre-2000 |  |  | Y | Industrial CHP | Customer Sited | Other | 7 | T | BLQ | Renewable | 23.3 | 0 | 1 | 0 | NG | WDS
Operable | 12307 | WestRock (TX) |  | 50101 | WestRock (TX) | TX | Restructured | Jasper | GEN1 | Wood/Wood Waste Biomass | ST |  | S | X | X |  |  | 7.5 | 0.95 | 9.5 | 9.5 | 4.8 | N |  |  | OP | X | 6 | 1954 | Pre-2000 |  |  | Y | Industrial CHP | Customer Sited | Other | 7 | T | BLQ | Renewable | 7.5 | 0 | 1 | 0 | WDS | NG
Operable | 12307 | WestRock (TX) |  | 50101 | WestRock (TX) | TX | Restructured | Jasper | GEN2 | Wood/Wood Waste Biomass | ST |  | S | X | X |  |  | 32.6 | 0.95 | 32 | 33 | 16.3 | N |  |  | OP | X | 5 | 1965 | Pre-2000 |  |  | Y | Industrial CHP | Customer Sited | Other | 7 | T | BLQ | Renewable | 32.6 | 0 | 1 | 0 | WDS | NG
Operable | 12307 | WestRock (TX) |  | 50101 | WestRock (TX) | TX | Restructured | Jasper | GEN3 | Wood/Wood Waste Biomass | ST |  | S | X | X |  |  | 17.6 | 0.95 | 18 | 18 | 10 | N |  |  | OP | X | 1 | 1986 | Pre-2000 |  |  | Y | Industrial CHP | Customer Sited | Other | 7 | T | BLQ | Renewable | 17.6 | 0 | 1 | 0 | WDS | NG
Operable | 20508 | WestRock Corp |  | 50900 | Covington Facility | VA | Vertical | Alleghany | GEN3 | Conventional Steam Coal | ST |  | S | X | X |  |  | 10.5 | 0.85 | 10.5 | 10.5 | 5 | N |  |  | OP | X | 1 | 1951 | Pre-2000 |  |  | Y | Industrial CHP | Customer Sited | Other | 7 | T | BIT | Non-Renewable | 0 | 10.5 | 0 | 1 | NG | WDS | RFO | DFO | BLQ
Operable | 20508 | WestRock Corp |  | 50900 | Covington Facility | VA | Vertical | Alleghany | GEN4 | Wood/Wood Waste Biomass | ST |  | S | X | X |  |  | 34 | 0.85 | 32.5 | 32.5 | 3 | N |  |  | OP | X | 9 | 1980 | Pre-2000 |  |  | Y | Industrial CHP | Customer Sited | Other | 7 | T | BLQ | Renewable | 34 | 0 | 1 | 0 | BIT | WDS | RFO | NG | DFO
Operable | 20508 | WestRock Corp |  | 50900 | Covington Facility | VA | Vertical | Alleghany | GEN5 | Conventional Steam Coal | ST |  | S | X | X |  |  | 34 | 0.85 | 32.5 | 32.5 | 3 | N |  |  | OP | X | 9 | 1989 | Pre-2000 |  |  | Y | Industrial CHP | Customer Sited | Other | 7 | T | BIT | Non-Renewable | 0 | 34 | 0 | 1 | WDS | RFO | NG | DFO | BLQ
Operable | 20508 | WestRock Corp |  | 50900 | Covington Facility | VA | Vertical | Alleghany | GEN7 | Wood/Wood Waste Biomass | ST |  | S | X | X |  |  | 82.4 | 0.85 | 81 | 82.4 | 7 | N |  |  | OP | X | 11 | 2013 | 2013 |  |  | Y | Industrial CHP | Customer Sited | Other | 7 | T | WDS | Renewable | 82.4 | 0 | 1 | 0 | BLQ | NG | RFO
Operable | 64508 | Westrock Kraft Paper, LLC |  | 50254 | KapStone Kraft Paper Corp | NC | Vertical | Halifax | GEN1 | Wood/Wood Waste Biomass | ST |  | S | X | X |  |  | 28.3 | 0.9 | 30 | 30 | 2 | N |  |  | OP | X | 1 | 1966 | Pre-2000 |  |  | Y | Industrial CHP | Customer Sited | Other | 7 | B | BLQ | Renewable | 28.3 | 0 | 1 | 0 | BIT | RFO | NG | AB | WDS
Operable | 59976 | WestRock Mill Company, LLC |  | 54763 | WestRock Demopolis Mill | AL | Vertical | Marengo | 2TG | Wood/Wood Waste Biomass | ST |  | S | X | X |  |  | 12.5 | 0.85 | 8.6 | 10.8 | 2 | N |  |  | OP | X | 10 | 1982 | Pre-2000 |  |  | Y | Industrial CHP | Customer Sited | Other | 7 | T | BLQ | Renewable | 12.5 | 0 | 1 | 0 | WDS | NG | DFO
Operable | 59976 | WestRock Mill Company, LLC |  | 54763 | WestRock Demopolis Mill | AL | Vertical | Marengo | 4TG | Wood/Wood Waste Biomass | ST |  | S | X | X |  |  | 34.9 | 0.85 | 34.9 | 34.9 | 3 | N |  |  | OP | X | 3 | 2014 | 2014 |  |  | N | Industrial CHP | Customer Sited | Other | 7 | X | BLQ | Renewable | 34.9 | 0 | 1 | 0 | WDS | NG | DFO
Operable | 27718 | WestRock Seminole |  | 50803 | Seminole Mill | FL | Vertical | Duval | GEN3 | Natural Gas Steam Turbine | ST |  | S | X | X |  |  | 30 | 0.85 | 20 | 18 | 4 | N |  |  | OP | X | 2 | 1957 | Pre-2000 |  |  | Y | Industrial CHP | Customer Sited | Other | 7 | T | NG | Non-Renewable | 0 | 30 | 0 | 1
Operable | 17610 | WestRock Southeast, LLC |  | 54004 | WestRock Southeast, LLC. | GA | Vertical | Laurens | GEN1 | Wood/Wood Waste Biomass | ST |  | S | X | X |  |  | 45 | 0.94 | 44 | 44 | 3 | N |  |  | OP | X | 7 | 1989 | Pre-2000 |  |  | Y | Industrial CHP | Customer Sited | Other | 7 | B | WDS | Renewable | 45 | 0 | 1 | 0 | TDF | BIT | SLW | OBS | NG
Operable | 17610 | WestRock Southeast, LLC |  | 54004 | WestRock Southeast, LLC. | GA | Vertical | Laurens | GEN2 | Natural Gas Fired Combustion Turbine | GT |  | S | X | X |  |  | 37.1 | 0.94 | 40 | 42 | 3 | N |  |  | OP | X | 6 | 1989 | Pre-2000 |  |  | Y | Industrial CHP | Customer Sited | Other | 7 | T | NG | Non-Renewable | 0 | 37.1 | 0 | 1 | DFO
Operable | 18162 | WestRock-Florence |  | 50806 | Florence Mill | SC | Vertical | Florence | GEN1 | Wood/Wood Waste Biomass | ST |  | S | X | X |  |  | 12.3 | 0.85 | 12.3 | 12.3 | 5 | N |  |  | OP | X | 11 | 1963 | Pre-2000 |  |  | Y | Industrial CHP | Customer Sited | Other | 7 | T | BLQ | Renewable | 12.3 | 0 | 1 | 0 | WDS | RFO | NG
Operable | 18162 | WestRock-Florence |  | 50806 | Florence Mill | SC | Vertical | Florence | GEN2 | Wood/Wood Waste Biomass | ST |  | S | X | X |  |  | 15 | 0.85 | 12.5 | 12.5 | 6 | N |  |  | OP | X | 11 | 1974 | Pre-2000 |  |  | Y | Industrial CHP | Customer Sited | Other | 7 | T | BLQ | Renewable | 15 | 0 | 1 | 0 | WDS | RFO | NG
Operable | 18162 | WestRock-Florence |  | 50806 | Florence Mill | SC | Vertical | Florence | GEN3 | Wood/Wood Waste Biomass | ST |  | S | X | X |  |  | 76.5 | 0.87 | 74 | 74 | 5 | N |  |  | OP | X | 3 | 1987 | Pre-2000 |  |  | Y | Industrial CHP | Customer Sited | Other | 7 | T | WDS | Renewable | 76.5 | 0 | 1 | 0 | BIT | RFO | NG
Operable | 17465 | WestRock-West Point Mill |  | 10017 | WestRock-West Point Mill | VA | Vertical | King William | GEN8 | Wood/Wood Waste Biomass | ST |  | S | X | X |  |  | 5 | 0.8 | 5 | 5 | 1.8 | N |  |  | OS | X | 1 | 1954 | Pre-2000 |  |  | Y | Industrial CHP | Customer Sited | Other | 7 | T | BLQ | Renewable | 5 | 0 | 1 | 0 | NG | WDS | BIT | SLW | DFO
Operable | 17465 | WestRock-West Point Mill |  | 10017 | WestRock-West Point Mill | VA | Vertical | King William | GEN9 | Wood/Wood Waste Biomass | ST |  | S | X | X |  |  | 10 | 0.8 | 10 | 10 | 4 | N |  |  | OP | X | 10 | 1960 | Pre-2000 |  |  | Y | Industrial CHP | Customer Sited | Other | 7 | T | BLQ | Renewable | 10 | 0 | 1 | 0 | NG | WDS | BIT | SLW | DFO
Operable | 17465 | WestRock-West Point Mill |  | 10017 | WestRock-West Point Mill | VA | Vertical | King William | GN10 | Wood/Wood Waste Biomass | ST |  | S | X | X |  |  | 25 | 0.85 | 25 | 25 | 7 | N |  |  | OP | X | 12 | 1968 | Pre-2000 |  |  | Y | Industrial CHP | Customer Sited | Other | 7 | T | BLQ | Renewable | 25 | 0 | 1 | 0 | NG | WDS | BIT | SLW | RFO
Operable | 17465 | WestRock-West Point Mill |  | 10017 | WestRock-West Point Mill | VA | Vertical | King William | GN11 | Wood/Wood Waste Biomass | ST |  | S | X | X |  |  | 15 | 0.85 | 15 | 15 | 7 | N |  |  | OP | X | 8 | 1977 | Pre-2000 |  |  | Y | Industrial CHP | Customer Sited | Other | 7 | T | BLQ | Renewable | 15 | 0 | 1 | 0 | NG | WDS | BIT | SLW | RFO
Operable | 17465 | WestRock-West Point Mill |  | 10017 | WestRock-West Point Mill | VA | Vertical | King William | GN12 | Wood/Wood Waste Biomass | ST |  | S | X | X |  |  | 46 | 0.85 | 46 | 46 | 10 | N |  |  | OP | X | 10 | 1985 | Pre-2000 |  |  | Y | Industrial CHP | Customer Sited | Other | 7 | T | BLQ | Renewable | 46 | 0 | 1 | 0 | NG | WDS | BIT | SLW | RFO
Operable | 9686 | WestRock, Fernandina Beach |  | 10202 | Fernandina Beach Mill | FL | Vertical | Nassau | GEN5 | Wood/Wood Waste Biomass | ST |  | S | X | X |  |  | 37.4 | 0.85 | 30 | 30 | 2.5 | N |  |  | OP | X | 1 | 1988 | Pre-2000 |  |  | Y | Industrial CHP | Customer Sited | Other | 7 | T | BLQ | Renewable | 37.4 | 0 | 1 | 0 | NG | WDS | BIT | DFO
Operable | 9686 | WestRock, Fernandina Beach |  | 10202 | Fernandina Beach Mill | FL | Vertical | Nassau | GEN6 | Wood/Wood Waste Biomass | ST |  | S | X | X |  |  | 59.5 | 0.8 | 50 | 50 | 2.5 | N |  |  | OP | X | 9 | 1982 | Pre-2000 |  |  | Y | Industrial CHP | Customer Sited | Other | 7 | T | BLQ | Renewable | 59.5 | 0 | 1 | 0 | NG | WDS | BIT | DFO
Operable | 60067 | Westside Assets LLC |  | 60275 | Westside Solar Power PV1 | CA | Vertical | Kings | WSPV1 | Solar Photovoltaic | PV |  | S | X | X |  |  | 2 |  | 2 | 2 |  | N |  |  | OP | X | 5 | 2016 | 2016 |  |  | N | IPP Non-CHP | IPP | IPP | 2 | X | SUN | Renewable | 2 | 0 | 1 | 0
Operable | 60614 | Westside Solar, LLC |  | 60981 | NextEra Westside PV | CA | Vertical | Fresno | WS526 | Solar Photovoltaic | PV |  | S | X | X |  |  | 20 |  | 20 | 20 |  | N |  |  | OP | X | 3 | 2017 | 2017 |  |  | N | IPP Non-CHP | IPP | IPP | 2 | X | SUN | Renewable | 20 | 0 | 1 | 0
Operable | 65473 | Westside Solar, LLC (Ecofin) |  | 66422 | Westside Solar | MN | Vertical | Olmsted | NORTH | Solar Photovoltaic | PV |  | S | X | X |  |  | 3.5 |  | 3.4 | 2.7 |  | N |  |  | OP | X | 12 | 2022 | 2022 |  |  | N | IPP Non-CHP | IPP | IPP | 2 | X | SUN | Renewable | 3.5 | 0 | 1 | 0
Operable | 65473 | Westside Solar, LLC (Ecofin) |  | 66422 | Westside Solar | MN | Vertical | Olmsted | SOUTH | Solar Photovoltaic | PV |  | S | X | X |  |  | 6.5 |  | 6.4 | 5.3 |  | N |  |  | OP | X | 12 | 2022 | 2022 |  |  | N | IPP Non-CHP | IPP | IPP | 2 | X | SUN | Renewable | 6.5 | 0 | 1 | 0
Operable | 63533 | Westtown NY 2, LLC |  | 63856 | Westtown NY 2 | NY | Restructured | Orange | 8175D | Solar Photovoltaic | PV |  | S | X | X |  |  | 2 |  | 2 | 2 |  | N |  |  | OP | X | 7 | 2020 | 2020 |  |  | N | IPP Non-CHP | IPP | IPP | 2 | X | SUN | Renewable | 2 | 0 | 1 | 0
Operable | 20523 | Westward Seafoods Inc |  | 54305 | Westward Seafoods | AK | Vertical | Aleutians West | 2 | Petroleum Liquids | IC |  | S | X | X |  |  | 2.2 | 0.8 | 2.2 | 2.2 | 1 | N |  |  | OP | X | 3 | 1991 | Pre-2000 |  |  | Y | Industrial CHP | Customer Sited | Other | 7 | T | DFO | Non-Renewable | 0 | 2.2 | 0 | 1
Operable | 20523 | Westward Seafoods Inc |  | 54305 | Westward Seafoods | AK | Vertical | Aleutians West | 3 | Petroleum Liquids | IC |  | S | X | X |  |  | 2.2 | 0.8 | 2.2 | 2.2 | 1 | N |  |  | OP | X | 3 | 1991 | Pre-2000 |  |  | Y | Industrial CHP | Customer Sited | Other | 7 | T | DFO | Non-Renewable | 0 | 2.2 | 0 | 1
Operable | 20523 | Westward Seafoods Inc |  | 54305 | Westward Seafoods | AK | Vertical | Aleutians West | 4 | Petroleum Liquids | IC |  | S | X | X |  |  | 2.2 | 0.8 | 2.2 | 2.2 | 1 | N |  |  | OP | X | 3 | 1991 | Pre-2000 |  |  | Y | Industrial CHP | Customer Sited | Other | 7 | T | DFO | Non-Renewable | 0 | 2.2 | 0 | 1
Operable | 66159 | Whaling Solar, LLC |  | 66258 | Source Power NY II - Whaling | NY | Restructured | Oneida | P5569 | Solar Photovoltaic | PV |  | S | X | X |  |  | 3.2 |  | 3.2 | 3.2 |  | N |  |  | OP | X | 9 | 2023 | 2023 |  |  | N | IPP Non-CHP | IPP | IPP | 2 | X | SUN | Renewable | 3.2 | 0 | 1 | 0
Operable | 65401 | Wharton County Generation LLC |  | 50137 | Newgulf Cogen | TX | Restructured | Wharton | GEN1 | Natural Gas Fired Combustion Turbine | GT |  | W | X | X |  |  | 101.9 | 0.8 | 69 | 84 | 60 | N |  |  | OP | X | 4 | 1984 | Pre-2000 |  |  | N | IPP Non-CHP | IPP | IPP | 2 | X | NG | Non-Renewable | 0 | 101.9 | 0 | 1
Operable | 64883 | Whatley Renewables, LLC |  | 65585 | Whatley Renewables | MA | Restructured | Franklin | 2684 | Solar Photovoltaic | PV |  | S | X | X |  |  | 1 |  | 1 | 0.8 |  | N |  |  | OP | X | 10 | 2020 | 2020 |  |  | N | IPP Non-CHP | IPP | IPP | 2 | X | SUN | Renewable | 1 | 0 | 1 | 0
Operable | 56073 | Wheat Field Wind Power Project LLC |  | 56854 | Wheat Field Wind Power Project | OR | Vertical | Gilliam | GEN1 | Onshore Wind Turbine | WT |  | S | X | X |  |  | 102.9 |  | 102.9 | 102.9 | 0.3 | N |  |  | OP | X | 2 | 2009 | 2009 |  |  | N | IPP Non-CHP | IPP | IPP | 2 | X | WND | Renewable | 102.9 | 0 | 1 | 0
Operable | 62668 | Wheatridge Wind Holdings, LLC |  | 62745 | Wheatridge Hybrid | OR | Vertical | Morrow | BTRY | Batteries | BA |  | S | X | X |  |  | 30 |  | 30 | 30 |  | N |  |  | OP | X | 3 | 2022 | 2022 |  |  | N | IPP Non-CHP | IPP | IPP | 2 | X | MWH | Other | 0 | 0 | 0 | 0
Operable | 62668 | Wheatridge Wind Holdings, LLC |  | 62745 | Wheatridge Hybrid | OR | Vertical | Morrow | SOLAR | Solar Photovoltaic | PV |  | S | X | X |  |  | 50 |  | 50 | 50 |  | N |  |  | OP | X | 3 | 2022 | 2022 |  |  | N | IPP Non-CHP | IPP | IPP | 2 | X | SUN | Renewable | 50 | 0 | 1 | 0
Operable | 62668 | Wheatridge Wind Holdings, LLC |  | 62745 | Wheatridge Hybrid | OR | Vertical | Morrow | WIND | Onshore Wind Turbine | WT |  | S | X | X |  |  | 200 |  | 200 | 200 | 30 | N |  |  | OP | X | 11 | 2020 | 2020 |  |  | N | IPP Non-CHP | IPP | IPP | 2 | X | WND | Renewable | 200 | 0 | 1 | 0
Operable | 20541 | Wheelabrator Environmental Systems |  | 10503 | Wheelabrator Hudson Falls | NY | Restructured | Washington | GEN1 | Municipal Solid Waste | ST |  | S | X | X |  |  | 14.4 | 0.9 | 11.5 | 11.5 | 2 | N |  |  | OP | X | 11 | 1991 | Pre-2000 |  |  | N | Commercial Non-CHP | Customer Sited | Other | 4 | X | MSW | Renewable | 14.4 | 0 | 1 | 0
Operable | 20541 | Wheelabrator Environmental Systems |  | 10629 | Wheelabrator Baltimore Refuse | MD | Restructured | Baltimore City | GEN1 | Municipal Solid Waste | ST |  | S | X | X | WESTPORT 34 KV BRESCO | WESTPORT 34 KV BRESCO | 60.2 | 0.9 | 57 | 57 | 10 | N |  |  | OP | X | 11 | 1984 | Pre-2000 |  |  | N | IPP CHP | IPP | IPP | 3 | X | MSW | Renewable | 60.2 | 0 | 1 | 0
Operable | 20541 | Wheelabrator Environmental Systems |  | 10629 | Wheelabrator Baltimore Refuse | MD | Restructured | Baltimore City | GEN2 | Municipal Solid Waste | ST |  | S | X | X |  |  | 4.3 | 0.9 | 4.3 | 4.3 | 2 | N |  |  | OP | X | 1 | 2001 | 2001 |  |  | Y | IPP CHP | IPP | IPP | 3 | T | MSW | Renewable | 4.3 | 0 | 1 | 0
Operable | 20541 | Wheelabrator Environmental Systems |  | 50873 | Wheelabrator Concord Facility | NH | Restructured | Merrimack | GEN1 | Municipal Solid Waste | ST |  | S | X | X |  |  | 14 | 0.85 | 12 | 12 | 4 | N |  |  | OP | X | 4 | 1989 | Pre-2000 |  |  | N | IPP Non-CHP | IPP | IPP | 2 | X | MSW | Renewable | 14 | 0 | 1 | 0
Operable | 20541 | Wheelabrator Environmental Systems |  | 50877 | Wheelabrator North Andover | MA | Restructured | Essex | GEN1 | Municipal Solid Waste | ST |  | S | X | X |  |  | 40.3 | 0.85 | 30 | 30 | 8 | N |  |  | OP | X | 5 | 1985 | Pre-2000 |  |  | N | IPP Non-CHP | IPP | IPP | 2 | X | MSW | Renewable | 40.3 | 0 | 1 | 0
Operable | 20541 | Wheelabrator Environmental Systems |  | 50878 | Wheelabrator Millbury Facility | MA | Restructured | Worcester | GEN1 | Municipal Solid Waste | ST |  | S | X | X |  |  | 47.6 | 0.85 | 40 | 40 | 14 | N |  |  | OP | X | 9 | 1987 | Pre-2000 |  |  | N | IPP Non-CHP | IPP | IPP | 2 | X | MSW | Renewable | 47.6 | 0 | 1 | 0
Operable | 20541 | Wheelabrator Environmental Systems |  | 50880 | Wheelabrator Saugus | MA | Restructured | Essex | GEN1 | Municipal Solid Waste | ST |  | S | X | X |  |  | 57.8 | 0.8 | 32.8 | 32.8 | 7 | N |  |  | OP | X | 8 | 1985 | Pre-2000 |  |  | N | IPP Non-CHP | IPP | IPP | 2 | X | MSW | Renewable | 57.8 | 0 | 1 | 0
Operable | 20541 | Wheelabrator Environmental Systems |  | 50882 | Wheelabrator Westchester | NY | Restructured | Westchester | GEN1 | Municipal Solid Waste | ST |  | S | X | X | NYISO Zone H | NYISO Zone H | 59.7 | 0.8 | 51 | 53.7 | 7 | N |  |  | OP | X | 10 | 1984 | Pre-2000 |  |  | Y | IPP CHP | IPP | IPP | 3 | B | MSW | Renewable | 59.7 | 0 | 1 | 0
Operable | 20541 | Wheelabrator Environmental Systems |  | 50883 | Wheelabrator Bridgeport | CT | Restructured | Fairfield | GEN1 | Municipal Solid Waste | ST |  | S | X | X |  |  | 67 | 0.85 | 58 | 59 | 10 | N |  |  | OP | X | 7 | 1988 | Pre-2000 |  |  | N | IPP Non-CHP | IPP | IPP | 2 | X | MSW | Renewable | 67 | 0 | 1 | 0
Operable | 20541 | Wheelabrator Environmental Systems |  | 50885 | Wheelabrator Gloucester LP | NJ | Restructured | Gloucester | GEN1 | Municipal Solid Waste | ST |  | S | X | X |  |  | 14 | 0.85 | 12 | 12 | 4 | N |  |  | OP | X | 1 | 1990 | Pre-2000 |  |  | N | IPP Non-CHP | IPP | IPP | 2 | X | MSW | Renewable | 14 | 0 | 1 | 0
Operable | 20541 | Wheelabrator Environmental Systems |  | 50887 | Wheelabrator South Broward | FL | Vertical | Broward | GEN1 | Municipal Solid Waste | ST |  | S | X | X |  |  | 66 | 0.85 | 54 | 54 | 10 | N |  |  | OP | X | 4 | 1991 | Pre-2000 |  |  | N | IPP Non-CHP | IPP | IPP | 2 | X | MSW | Renewable | 66 | 0 | 1 | 0
Operable | 20541 | Wheelabrator Environmental Systems |  | 54746 | Wheelabrator Falls | PA | Restructured | Bucks | WFI1 | Municipal Solid Waste | ST |  | S | X | X | 50485 | 50485 | 53.3 | 0.85 | 43.9 | 43.6 | 0 | N |  |  | OP | X | 5 | 1994 | Pre-2000 |  |  | N | IPP Non-CHP | IPP | IPP | 2 | X | MSW | Renewable | 53.3 | 0 | 1 | 0
Operable | 20541 | Wheelabrator Environmental Systems |  | 54758 | Wheelabrator Lisbon | CT | Restructured | New London | GEN1 | Municipal Solid Waste | ST |  | W | X | X |  |  | 14.6 | 0.85 | 13 | 13 | 2 | N |  |  | OP | X | 10 | 1995 | Pre-2000 |  |  | N | IPP Non-CHP | IPP | IPP | 2 | X | MSW | Renewable | 14.6 | 0 | 1 | 0
Operable | 20541 | Wheelabrator Environmental Systems |  | 54998 | Wheelabrator Portsmouth | VA | Vertical | Portsmouth City | 1410 | Municipal Solid Waste | ST |  | S | X | X |  |  | 20 | 0.8 | 15.5 | 15.3 | 2 | N |  |  | OP | X | 10 | 1987 | Pre-2000 | 7 | 2024 | Y | Commercial CHP | Customer Sited | Other | 5 | B | MSW | Renewable | 20 | 0 | 1 | 0
Operable | 20541 | Wheelabrator Environmental Systems |  | 54998 | Wheelabrator Portsmouth | VA | Vertical | Portsmouth City | 1420 | Municipal Solid Waste | ST |  | S | X | X |  |  | 20 | 0.8 | 15.5 | 15.3 | 2 | N |  |  | OP | X | 3 | 1987 | Pre-2000 | 7 | 2024 | Y | Commercial CHP | Customer Sited | Other | 5 | B | MSW | Renewable | 20 | 0 | 1 | 0
Operable | 20541 | Wheelabrator Environmental Systems |  | 54998 | Wheelabrator Portsmouth | VA | Vertical | Portsmouth City | 1430 | Municipal Solid Waste | ST |  | S | X | X |  |  | 20 | 0.8 | 15.5 | 15.3 | 2 | N |  |  | OP | X | 2 | 1987 | Pre-2000 | 7 | 2024 | Y | Commercial CHP | Customer Sited | Other | 5 | B | MSW | Renewable | 20 | 0 | 1 | 0
Operable | 55922 | Whirlwind Energy LLC |  | 56673 | Whirlwind Energy Center | TX | Restructured | Floyd | WEC | Onshore Wind Turbine | WT |  | S | X | X |  |  | 59.8 |  | 57 | 57 | 0 | N |  |  | OP | X | 12 | 2007 | 2007 |  |  | N | IPP Non-CHP | IPP | IPP | 2 | X | WND | Renewable | 59.8 | 0 | 1 | 0
Operable | 65738 | Whiskey Solar, LLC |  | 66725 | Whiskey Solar | NC | Vertical | Montgomery | WHISK | Solar Photovoltaic | PV |  | S | X | X |  |  | 5 |  | 5 | 5 |  | N |  |  | OP | X | 6 | 2021 | 2021 |  |  | N | IPP Non-CHP | IPP | IPP | 2 | X | SUN | Renewable | 5 | 0 | 1 | 0
Operable | 62079 | White Cloud Wind Project, LLC |  | 62624 | White Cloud Wind Project, LLC | MO | Vertical | Atchison | WTCWF | Onshore Wind Turbine | WT |  | S | X | X |  |  | 236.5 |  | 236.5 | 236.5 | 0 | N |  |  | OP | X | 12 | 2020 | 2020 |  |  | N | IPP Non-CHP | IPP | IPP | 2 | X | WND | Renewable | 236.5 | 0 | 1 | 0
Operable | 55907 | White Creek Wind 1 LLC |  | 56487 | White Creek Wind Farm | WA | Vertical | Klickitat | 1 | Onshore Wind Turbine | WT |  | S | X | X |  |  | 204 |  | 204 | 204 | 0 | N |  |  | OP | X | 11 | 2007 | 2007 |  |  | N | IPP Non-CHP | IPP | IPP | 2 | X | WND | Renewable | 204 | 0 | 1 | 0
Operable | 63674 | White Horse Solar A |  | 63760 | White Horse Solar A | SC | Vertical | Greenville | WHRSA | Solar Photovoltaic | PV |  | W | X | X |  |  | 2 |  | 2 | 2 |  | N |  |  | OP | X | 11 | 2020 | 2020 |  |  | N | IPP Non-CHP | IPP | IPP | 2 | X | SUN | Renewable | 2 | 0 | 1 | 0
Operable | 63062 | White Marsh Mall |  | 63289 | White Marsh Mall | MD | Restructured | Baltimore | WMM | Solar Photovoltaic | PV |  | W | X | X |  |  | 1.1 | 1 | 1.1 | 1.1 |  | N |  |  | OP | X | 12 | 2015 | 2015 |  |  | N | Commercial Non-CHP | Customer Sited | Other | 4 | X | SUN | Renewable | 1.1 | 0 | 1 | 0
Operable | 64288 | White Mesa Wind, LLC |  | 64710 | White Mesa Wind | TX | Restructured | Crockett | WM001 | Onshore Wind Turbine | WT |  | S | X | X |  |  | 500.6 |  | 500.6 | 500.6 | 50 | N |  |  | OP | X | 10 | 2021 | 2021 |  |  | N | IPP Non-CHP | IPP | IPP | 2 | X | WND | Renewable | 500.6 | 0 | 1 | 0
Operable | 56684 | White Oak Energy LLC |  | 57342 | White Oak Energy LLC | IL | Restructured | McLean | 1 | Onshore Wind Turbine | WT |  | S | X | X |  |  | 150 |  | 150 | 150 | 7.5 | N |  |  | OP | X | 6 | 2011 | 2011 |  |  | N | IPP Non-CHP | IPP | IPP | 2 | X | WND | Renewable | 150 | 0 | 1 | 0
Operable | 59831 | White Oak Solar, LLC |  | 60082 | White Oak Solar, LLC | GA | Vertical | Burke | WHTOK | Solar Photovoltaic | PV |  | S | X | X |  |  | 76.5 |  | 76.5 | 76.5 |  | N |  |  | OP | X | 7 | 2016 | 2016 |  |  | N | IPP Non-CHP | IPP | IPP | 2 | X | SUN | Renewable | 76.5 | 0 | 1 | 0
Operable | 59803 | White Pine Solar, LLC |  | 60064 | White Pine Solar, LLC | GA | Vertical | Taylor | WHTPN | Solar Photovoltaic | PV |  | S | X | X |  |  | 101.2 |  | 101.2 | 101.2 |  | N |  |  | OP | X | 7 | 2016 | 2016 |  |  | N | IPP Non-CHP | IPP | IPP | 2 | X | SUN | Renewable | 101.2 | 0 | 1 | 0
Operable | 64093 | White Plains Hospital Medical Center |  | 64440 | White Plains Hospital Medical Center | NY | Restructured | Westchester | EGEN3 | Petroleum Liquids | IC |  | S | X | X |  |  | 1.2 | 0.8 | 1.2 | 1.2 | 0.1 | N |  |  | SB | N | 3 | 2017 | 2017 |  |  | N | Commercial Non-CHP | Customer Sited | Other | 4 | X | DFO | Non-Renewable | 0 | 1.2 | 0 | 1
Operable | 64093 | White Plains Hospital Medical Center |  | 64440 | White Plains Hospital Medical Center | NY | Restructured | Westchester | ENGN2 | Petroleum Liquids | IC |  | S | X | X |  |  | 0.5 | 0.8 | 0.5 | 0.5 | 0.1 | N |  |  | SB | N | 1 | 2010 | 2010 |  |  | N | Commercial Non-CHP | Customer Sited | Other | 4 | X | DFO | Non-Renewable | 0 | 0.5 | 0 | 1
Operable | 64093 | White Plains Hospital Medical Center |  | 64440 | White Plains Hospital Medical Center | NY | Restructured | Westchester | ENGN4 | Petroleum Liquids | IC |  | S | X | X |  |  | 0.8 | 0.8 | 0.8 | 0.8 | 0.1 | N |  |  | SB | N | 10 | 1996 | Pre-2000 |  |  | N | Commercial Non-CHP | Customer Sited | Other | 4 | X | DFO | Non-Renewable | 0 | 0.8 | 0 | 1
Operable | 64093 | White Plains Hospital Medical Center |  | 64440 | White Plains Hospital Medical Center | NY | Restructured | Westchester | ENGN5 | Petroleum Liquids | IC |  | S | X | X |  |  | 0.4 | 0.8 | 0.4 | 0.4 | 0.1 | N |  |  | SB | N | 10 | 2015 | 2015 |  |  | N | Commercial Non-CHP | Customer Sited | Other | 4 | X | DFO | Non-Renewable | 0 | 0.4 | 0 | 1
Operable | 64093 | White Plains Hospital Medical Center |  | 64440 | White Plains Hospital Medical Center | NY | Restructured | Westchester | ENGN6 | Petroleum Liquids | IC |  | S | X | X |  |  | 1 | 0.8 | 1 | 1 | 0.1 | N |  |  | SB | N | 1 | 2021 | 2021 |  |  | N | Commercial Non-CHP | Customer Sited | Other | 4 | X | DFO | Non-Renewable | 0 | 1 | 0 | 1
Operable | 64093 | White Plains Hospital Medical Center |  | 64440 | White Plains Hospital Medical Center | NY | Restructured | Westchester | ENGN7 | Petroleum Liquids | IC |  | S | X | X |  |  | 1.8 | 0.8 | 1.8 | 1.8 | 0.1 | N |  |  | SB | N | 11 | 2022 | 2022 |  |  | N | Commercial Non-CHP | Customer Sited | Other | 4 | X | DFO | Non-Renewable | 0 | 1.8 | 0 | 1
Operable | 56515 | White River Hydroelectric |  | 57160 | White River Lock and Dam 1 | AR | Vertical | Independence | LD#1 | Conventional Hydroelectric | HY |  | S | X | X |  |  | 4.3 | 1 | 4.3 | 4.3 | 1 | N |  |  | OP | X | 6 | 2007 | 2007 |  |  | N | IPP Non-CHP | IPP | IPP | 2 | X | WAT | Renewable | 4.3 | 0 | 1 | 0
Operable | 56515 | White River Hydroelectric |  | 57161 | White River Lock and Dam 2 | AR | Vertical | Independence | LD#2 | Conventional Hydroelectric | HY |  | S | X | X |  |  | 3.5 | 1 | 3.5 | 3.5 | 1 | N |  |  | OP | X | 3 | 2007 | 2007 |  |  | N | IPP Non-CHP | IPP | IPP | 2 | X | WAT | Renewable | 3.5 | 0 | 1 | 0
Operable | 56515 | White River Hydroelectric |  | 57162 | White River Lock and Dam 3 | AR | Vertical | Stone | LD#3 | Conventional Hydroelectric | HY |  | S | X | X |  |  | 4.3 | 1 | 4.3 | 4.3 | 1 | N |  |  | OP | X | 8 | 2006 | 2006 |  |  | N | IPP Non-CHP | IPP | IPP | 2 | X | WAT | Renewable | 4.3 | 0 | 1 | 0
Operable | 65630 | White Rock Road LLC |  | 66584 | White Rock Road LLC | RI | Restructured | Washington | 7367 | Solar Photovoltaic | PV |  | S | X | X |  |  | 6.5 |  | 6.5 | 6.5 |  | N |  |  | OP | X | 12 | 2022 | 2022 |  |  | N | IPP Non-CHP | IPP | IPP | 2 | X | SUN | Renewable | 6.5 | 0 | 1 | 0
Operable | 63960 | White Rock Wind West, LLC |  | 64340 | White Rock West Wind Project | OK | Vertical | Caddo | WRW | Onshore Wind Turbine | WT |  | S | X | X |  |  | 99.5 | 1 | 99.5 | 99.5 | 0 | N |  |  | OP | X | 12 | 2023 | 2023 |  |  | N | IPP Non-CHP | IPP | IPP | 2 | X | WND | Renewable | 99.5 | 0 | 1 | 0
Operable | 20558 | White Springs Agrici Chem Inc |  | 50474 | Swift Creek Chemical Complex | FL | Vertical | Hamilton | SCC | All Other | ST |  | S | X | X |  |  | 18.8 | 1 | 15.9 | 15.9 | 5 | N |  |  | OP | X | 1 | 1980 | Pre-2000 |  |  | Y | Industrial CHP | Customer Sited | Other | 7 | B | OTH | Other | 0 | 0 | 0 | 0 | DFO | NG
Operable | 60154 | White Street Renewables LLC |  | 60364 | White Street Renewables | NC | Vertical | Guilford | WSLFG | Landfill Gas | IC |  | W | X | X |  |  | 1.6 | 0.8 | 1.6 | 1.6 | 0.4 | N |  |  | OP | X | 6 | 2019 | 2019 |  |  | N | IPP Non-CHP | IPP | IPP | 2 | X | LFG | Renewable | 1.6 | 0 | 1 | 0
Operable | 60154 | White Street Renewables LLC |  | 60364 | White Street Renewables | NC | Vertical | Guilford | WSPV | Solar Photovoltaic | PV |  | W | X | X |  |  | 3.4 | 1 | 3.4 | 3.4 |  | N |  |  | OP | X | 10 | 2020 | 2020 |  |  | N | IPP Non-CHP | IPP | IPP | 2 | X | SUN | Renewable | 3.4 | 0 | 1 | 0
Operable | 62808 | Whitehorn Solar, LLC |  | 62959 | Whitehorn Solar | VA | Vertical | Pittsylvania | WHIT1 | Solar Photovoltaic | PV |  | S | X | X |  |  | 50 |  | 50 | 50 |  | N |  |  | OP | X | 10 | 2021 | 2021 |  |  | N | IPP Non-CHP | IPP | IPP | 2 | X | SUN | Renewable | 50 | 0 | 1 | 0
Operable | 63692 | Whiteside Solar 1, LLC |  | 64059 | Whiteside Solar 1 CSG | IL | Restructured | Whiteside | WSIDE | Solar Photovoltaic | PV |  | S | X | X |  |  | 2 |  | 2 | 2 |  | N |  |  | OP | X | 12 | 2020 | 2020 |  |  | N | IPP Non-CHP | IPP | IPP | 2 | X | SUN | Renewable | 2 | 0 | 1 | 0
Operable | 57398 | Whitetail Wind Energy, LLC |  | 58021 | Whitetail | TX | Restructured | Webb | 1 | Onshore Wind Turbine | WT |  | S | X | X | EXGNWTL_1 | EXGNWTL_1 | 92 |  | 92.3 | 92.3 | 0.7 | N |  |  | OP | X | 12 | 2012 | 2012 |  |  | N | IPP Non-CHP | IPP | IPP | 2 | X | WND | Renewable | 92 | 0 | 1 | 0
Operable | 59969 | Whitethorn Solar LLC |  | 60193 | Whitethorn Solar LLC | CA | Vertical | Alameda | GEN1 | Solar Photovoltaic | PV |  | S | X | X |  |  | 3.3 |  | 3.3 | 3.3 |  | N |  |  | OP | X | 2 | 2016 | 2016 |  |  | N | IPP Non-CHP | IPP | IPP | 2 | X | SUN | Renewable | 3.3 | 0 | 1 | 0
Operable | 62103 | Whitney Hill Wind Power LLC |  | 62606 | Whitney Hill Wind Power LLC | IL | Restructured | Logan | WTHWP | Onshore Wind Turbine | WT |  | S | X | X |  |  | 65 |  | 65 | 65 | 0 | N |  |  | OP | X | 3 | 2020 | 2020 |  |  | N | IPP Non-CHP | IPP | IPP | 2 | X | WND | Renewable | 65 | 0 | 1 | 0
Operable | 60619 | Whitney Point Solar, LLC |  | 60975 | Whitney Point Solar | CA | Vertical | Fresno | WS532 | Solar Photovoltaic | PV |  | S | X | X |  |  | 20 |  | 20 | 20 |  | N |  |  | OP | X | 3 | 2017 | 2017 |  |  | N | IPP Non-CHP | IPP | IPP | 2 | X | SUN | Renewable | 20 | 0 | 1 | 0
Operable | 62635 | Wildcat Creek Wind Farm LLC |  | 62715 | Wildcat Creek Wind Farm LLC | TX | Restructured | Cooke | WCCWF | Onshore Wind Turbine | WT |  | S | X | X |  |  | 175.3 |  | 175.3 | 175.3 | 7.8 | N |  |  | OP | X | 7 | 2021 | 2021 |  |  | N | IPP Non-CHP | IPP | IPP | 2 | X | WND | Renewable | 175.3 | 0 | 1 | 0
Operable | 62748 | Wildcat I Energy Storage LLC |  | 62875 | Wildcat I Energy Storage LLC | CA | Vertical | Riverside | WILD1 | Batteries | BA |  | S | X | X |  |  | 3 |  | 3 | 3 | 3 | N |  |  | OP | X | 11 | 2021 | 2021 |  |  | N | IPP Non-CHP | IPP | IPP | 2 | X | MWH | Other | 0 | 0 | 0 | 0
Operable | 61291 | Wildcat Ranch Wind Project, LLC |  | 61674 | Wildcat Ranch Wind Project | TX | Restructured | Cochran | WT | Onshore Wind Turbine | WT |  | S | X | X |  |  | 150 |  | 150 | 150 | 3 | N |  |  | OP | X | 12 | 2018 | 2018 |  |  | N | IPP Non-CHP | IPP | IPP | 2 | X | WND | Renewable | 150 | 0 | 1 | 0
Operable | 57257 | Wildcat Wind, LLC |  | 57887 | Wildcat Wind | NM | Vertical | Lea | 1 | Onshore Wind Turbine | WT |  | S | X | X | WFEC_WILDCAT_WIND_FARM |  | 27.3 |  | 27.3 | 27.3 | 0.8 | N |  |  | OP | X | 7 | 2012 | 2012 |  |  | N | IPP Non-CHP | IPP | IPP | 2 | X | WND | Renewable | 27.3 | 0 | 1 | 0
Operable | 64668 | Wildorado Wind, LLC |  | 56432 | Wildorado Wind LLC | TX | Restructured | Oldham | 1 | Onshore Wind Turbine | WT |  | J | X | X | SWPP | SWPP | 161 |  | 161 | 161 | 1 | N |  |  | OP | X | 4 | 2007 | 2007 |  |  | N | IPP Non-CHP | IPP | IPP | 2 | X | WND | Renewable | 161 | 0 | 1 | 0
Operable | 60539 | Will County Energy LLC |  | 56419 | Beecher Gas Recovery | IL | Restructured | Will | B1 | Landfill Gas | IC |  | W | X | X |  |  | 1.1 | 0.9 | 1.1 | 1.1 | 1.1 | N |  |  | OP | X | 6 | 2006 | 2006 |  |  | N | IPP Non-CHP | IPP | IPP | 2 | X | LFG | Renewable | 1.1 | 0 | 1 | 0
Operable | 60539 | Will County Energy LLC |  | 56419 | Beecher Gas Recovery | IL | Restructured | Will | B2 | Landfill Gas | IC |  | W | X | X |  |  | 1.1 | 0.9 | 1.1 | 1.1 | 1.1 | N |  |  | OP | X | 6 | 2006 | 2006 |  |  | N | IPP Non-CHP | IPP | IPP | 2 | X | LFG | Renewable | 1.1 | 0 | 1 | 0
Operable | 60539 | Will County Energy LLC |  | 56419 | Beecher Gas Recovery | IL | Restructured | Will | B3 | Landfill Gas | IC |  | W | X | X |  |  | 1.1 | 0.9 | 1.1 | 1.1 | 1.1 | N |  |  | OP | X | 10 | 2008 | 2008 |  |  | N | IPP Non-CHP | IPP | IPP | 2 | X | LFG | Renewable | 1.1 | 0 | 1 | 0
Operable | 60394 | Willey Battery Utility, LLC |  | 60660 | Willey Battery Utility | OH | Restructured | Hamilton | WBU | Batteries | BA |  | S | X | X |  |  | 6 |  | 6 | 6 | 0 | N |  |  | OP | X | 1 | 2016 | 2016 |  |  | N | IPP Non-CHP | IPP | IPP | 2 | X | MWH | Other | 0 | 0 | 0 | 0
Operable | 65883 | Willford Solar, LLC |  | 67103 | Willford Solar, LLC | MI | Vertical | Gladwin | WIL20 | Solar Photovoltaic | PV |  | S | X | X |  |  | 20 |  | 20 | 20 |  | N |  |  | OP | X | 10 | 2023 | 2023 |  |  | N | IPP Non-CHP | IPP | IPP | 2 | X | SUN | Renewable | 20 | 0 | 1 | 0
Operable | 58136 | William Floyd School District |  | 58167 | William Floyd School District | NY | Restructured | Suffolk | GEN1 | Natural Gas Internal Combustion Engine | IC |  | S | X | X |  |  | 1.3 | 1 | 1.3 | 1.3 | 0.1 | N |  |  | OP | X | 2 | 2004 | 2004 |  |  | Y | Commercial CHP | Customer Sited | Other | 5 | T | NG | Non-Renewable | 0 | 1.3 | 0 | 1
Operable | 58136 | William Floyd School District |  | 58167 | William Floyd School District | NY | Restructured | Suffolk | GEN2 | Natural Gas Internal Combustion Engine | IC |  | S | X | X |  |  | 1.3 | 1 | 1.3 | 1.3 | 0.1 | N |  |  | OP | X | 2 | 2004 | 2004 |  |  | Y | Commercial CHP | Customer Sited | Other | 5 | T | NG | Non-Renewable | 0 | 1.3 | 0 | 1
Operable | 58136 | William Floyd School District |  | 58167 | William Floyd School District | NY | Restructured | Suffolk | GEN3 | Petroleum Liquids | IC |  | S | X | X |  |  | 1.3 | 1 | 1.3 | 1.3 | 0.1 | N |  |  | SB | Y | 2 | 2004 | 2004 |  |  | N | Commercial CHP | Customer Sited | Other | 5 | X | DFO | Non-Renewable | 0 | 1.3 | 0 | 1
Operable | 15795 | William G. Reed Jr |  | 50700 | Lilliwaup Falls Generating | WA | Vertical | Mason | 4735 | Conventional Hydroelectric | HY |  | S | X | X |  |  | 0.2 | 0.8 | 0.2 | 0.2 | 0.2 | N |  |  | OP | X | 5 | 1986 | Pre-2000 |  |  | N | IPP Non-CHP | IPP | IPP | 2 | X | WAT | Renewable | 0.2 | 0 | 1 | 0
Operable | 15795 | William G. Reed Jr |  | 50700 | Lilliwaup Falls Generating | WA | Vertical | Mason | 4736 | Conventional Hydroelectric | HY |  | S | X | X |  |  | 0.2 | 0.8 | 0.2 | 0.2 | 0.2 | N |  |  | OP | X | 5 | 1986 | Pre-2000 |  |  | N | IPP Non-CHP | IPP | IPP | 2 | X | WAT | Renewable | 0.2 | 0 | 1 | 0
Operable | 15795 | William G. Reed Jr |  | 50700 | Lilliwaup Falls Generating | WA | Vertical | Mason | 4737 | Conventional Hydroelectric | HY |  | S | X | X |  |  | 0.2 | 0.8 | 0.2 | 0.2 | 0.2 | N |  |  | OP | X | 5 | 1986 | Pre-2000 |  |  | N | IPP Non-CHP | IPP | IPP | 2 | X | WAT | Renewable | 0.2 | 0 | 1 | 0
Operable | 15795 | William G. Reed Jr |  | 50700 | Lilliwaup Falls Generating | WA | Vertical | Mason | 4738 | Conventional Hydroelectric | HY |  | S | X | X |  |  | 0.2 | 0.8 | 0.2 | 0.2 | 0.2 | N |  |  | OP | X | 5 | 1986 | Pre-2000 |  |  | N | IPP Non-CHP | IPP | IPP | 2 | X | WAT | Renewable | 0.2 | 0 | 1 | 0
Operable | 15795 | William G. Reed Jr |  | 50700 | Lilliwaup Falls Generating | WA | Vertical | Mason | 4739 | Conventional Hydroelectric | HY |  | S | X | X |  |  | 0.2 | 0.8 | 0.2 | 0.2 | 0.2 | N |  |  | OP | X | 5 | 1986 | Pre-2000 |  |  | N | IPP Non-CHP | IPP | IPP | 2 | X | WAT | Renewable | 0.2 | 0 | 1 | 0
Operable | 15795 | William G. Reed Jr |  | 50700 | Lilliwaup Falls Generating | WA | Vertical | Mason | 4740 | Conventional Hydroelectric | HY |  | S | X | X |  |  | 0.2 | 0.8 | 0.2 | 0.2 | 0.2 | N |  |  | OP | X | 5 | 1986 | Pre-2000 |  |  | N | IPP Non-CHP | IPP | IPP | 2 | X | WAT | Renewable | 0.2 | 0 | 1 | 0
Operable | 15795 | William G. Reed Jr |  | 50700 | Lilliwaup Falls Generating | WA | Vertical | Mason | 4741 | Conventional Hydroelectric | HY |  | S | X | X |  |  | 0.2 | 0.8 | 0.2 | 0.2 | 0.2 | N |  |  | OP | X | 5 | 1986 | Pre-2000 |  |  | N | IPP Non-CHP | IPP | IPP | 2 | X | WAT | Renewable | 0.2 | 0 | 1 | 0
Operable | 60454 | Williamston Speight Solar, LLC |  | 60787 | Williamston Speight Solar, LLC | NC | Vertical | Martin | SPGHT | Solar Photovoltaic | PV |  | S | X | X |  |  | 15 |  | 15 | 15 |  | N |  |  | OP | X | 11 | 2016 | 2016 |  |  | N | IPP Non-CHP | IPP | IPP | 2 | X | SUN | Renewable | 15 | 0 | 1 | 0
Operable | 63490 | Williamsville Road LLC |  | 63805 | Williamsville Hybrid CSG | MA | Restructured | Worcester | WBESS | Batteries | BA |  | S | X | X |  |  | 3.3 |  | 3.3 | 3.3 | 3.3 | N |  |  | OP | X | 9 | 2021 | 2021 |  |  | N | IPP Non-CHP | IPP | IPP | 2 | X | MWH | Other | 0 | 0 | 0 | 0
Operable | 63490 | Williamsville Road LLC |  | 63805 | Williamsville Hybrid CSG | MA | Restructured | Worcester | WIL | Solar Photovoltaic | PV |  | S | X | X |  |  | 5 |  | 5 | 5 |  | N |  |  | OP | X | 9 | 2021 | 2021 |  |  | N | IPP Non-CHP | IPP | IPP | 2 | X | SUN | Renewable | 5 | 0 | 1 | 0
Operable | 20737 | Willmar Municipal Utilities |  | 2022 | Willmar | MN | Vertical | Kandiyohi | WTG3 | Onshore Wind Turbine | WT |  | S | X | X |  |  | 2 |  | 2 | 2 | 0.1 | N |  |  | OP | X | 8 | 2009 | 2009 |  |  | N | Electric Utility | Utility | Municipal | 1 | X | WND | Renewable | 2 | 0 | 1 | 0
Operable | 20737 | Willmar Municipal Utilities |  | 2022 | Willmar | MN | Vertical | Kandiyohi | WTG4 | Onshore Wind Turbine | WT |  | S | X | X |  |  | 2 |  | 2 | 2 | 0.1 | N |  |  | OP | X | 8 | 2009 | 2009 |  |  | N | Electric Utility | Utility | Municipal | 1 | X | WND | Renewable | 2 | 0 | 1 | 0
Operable | 20737 | Willmar Municipal Utilities |  | 57034 | Willmar Municipal East Substation | MN | Vertical | Kandiyohi | E04 | Petroleum Liquids | IC |  | S | X | X |  |  | 2 | 0.9 | 2 | 2 | 2 | N |  |  | OP | X | 6 | 2000 | 2000 |  |  | N | Electric Utility | Utility | Municipal | 1 | X | DFO | Non-Renewable | 0 | 2 | 0 | 1
Operable | 20737 | Willmar Municipal Utilities |  | 57034 | Willmar Municipal East Substation | MN | Vertical | Kandiyohi | E05 | Petroleum Liquids | IC |  | S | X | X |  |  | 2 | 0.9 | 2 | 2 | 2 | N |  |  | OP | X | 6 | 2000 | 2000 |  |  | N | Electric Utility | Utility | Municipal | 1 | X | DFO | Non-Renewable | 0 | 2 | 0 | 1
Operable | 20737 | Willmar Municipal Utilities |  | 57034 | Willmar Municipal East Substation | MN | Vertical | Kandiyohi | E06 | Petroleum Liquids | IC |  | S | X | X |  |  | 2 | 0.9 | 2 | 2 | 2 | N |  |  | OP | X | 6 | 2000 | 2000 |  |  | N | Electric Utility | Utility | Municipal | 1 | X | DFO | Non-Renewable | 0 | 2 | 0 | 1
Operable | 20737 | Willmar Municipal Utilities |  | 57035 | Willmar Municipal SW Substation | MN | Vertical | Kandiyohi | SW01 | Petroleum Liquids | IC |  | S | X | X |  |  | 2 | 0.9 | 2 | 2 | 2 | N |  |  | OP | X | 6 | 2000 | 2000 |  |  | N | Electric Utility | Utility | Municipal | 1 | X | DFO | Non-Renewable | 0 | 2 | 0 | 1
Operable | 20737 | Willmar Municipal Utilities |  | 57035 | Willmar Municipal SW Substation | MN | Vertical | Kandiyohi | SW02 | Petroleum Liquids | IC |  | S | X | X |  |  | 2 | 0.9 | 2 | 2 | 2 | N |  |  | OP | X | 6 | 2000 | 2000 |  |  | N | Electric Utility | Utility | Municipal | 1 | X | DFO | Non-Renewable | 0 | 2 | 0 | 1
Operable | 20737 | Willmar Municipal Utilities |  | 57035 | Willmar Municipal SW Substation | MN | Vertical | Kandiyohi | SW03 | Petroleum Liquids | IC |  | S | X | X |  |  | 2 | 0.9 | 2 | 2 | 2 | N |  |  | OP | X | 6 | 2000 | 2000 |  |  | N | Electric Utility | Utility | Municipal | 1 | X | DFO | Non-Renewable | 0 | 2 | 0 | 1
Operable | 61981 | Willow Creek Wind Power LLC |  | 62431 | Willow Creek Wind Power LLC | SD | Vertical | Butte | 1 | Onshore Wind Turbine | WT |  | S | X | X |  |  | 105 |  | 103.5 | 103.5 | 0 | N |  |  | OP | X | 9 | 2020 | 2020 |  |  | N | IPP Non-CHP | IPP | IPP | 2 | X | WND | Renewable | 105 | 0 | 1 | 0
Operable | 59864 | Willow Spring |  | 59494 | Willow Spring Windfarm (Burnt River) | OR | Vertical | Baker | WSW | Onshore Wind Turbine | WT |  | S | X | X |  |  | 10 |  | 10 | 10 | 0.1 | N |  |  | OP | X | 3 | 2017 | 2017 |  |  | N | IPP Non-CHP | IPP | IPP | 2 | X | WND | Renewable | 10 | 0 | 1 | 0
Operable | 61672 | Willow Spring Solar LLC |  | 60324 | Willow Spring Solar, LLC | CA | Vertical | Kern | GEN01 | Solar Photovoltaic | PV |  | S | X | X |  |  | 107.9 | 1 | 107.9 | 107.9 |  | N |  |  | OP | X | 1 | 2019 | 2019 |  |  | N | IPP Non-CHP | IPP | IPP | 2 | X | SUN | Renewable | 107.9 | 0 | 1 | 0
Operable | 60542 | Willow Springs Windfarm, LLC |  | 60901 | Willow Springs Wind Farm | TX | Restructured | Haskell | WSPWF | Onshore Wind Turbine | WT |  | S | X | X | SALVTION_GEN | SALVTION_GEN | 250 |  | 250 | 250 | 0 | N |  |  | OP | X | 11 | 2017 | 2017 |  |  | N | IPP Non-CHP | IPP | IPP | 2 | X | WND | Renewable | 250 | 0 | 1 | 0
Operable | 64073 | Wilmarth Lane Solar 1, LLC |  | 64436 | Wilmarth Solar | MA | Restructured | Norfolk | WIL | Solar Photovoltaic | PV |  | S | X | X |  |  | 5 |  | 5 | 5 |  | N |  |  | OP | X | 2 | 2020 | 2020 |  |  | N | IPP Non-CHP | IPP | IPP | 2 | X | SUN | Renewable | 5 | 0 | 1 | 0
Operable | 64073 | Wilmarth Lane Solar 1, LLC |  | 64436 | Wilmarth Solar | MA | Restructured | Norfolk | WILB | Batteries | BA |  | S | X | X |  |  | 2.3 |  | 2.3 | 2.3 | 0 | N |  |  | OP | X | 2 | 2020 | 2020 |  |  | N | IPP Non-CHP | IPP | IPP | 2 | X | MWH | Other | 0 | 0 | 0 | 0
Operable | 64002 | Wilmot Energy Center LLC |  | 64426 | Wilmot Energy Center LLC | AZ | Vertical | Pima | WIL | Solar Photovoltaic | PV |  | S | X | X |  |  | 130 |  | 100 | 100 |  | N |  |  | OP | X | 4 | 2021 | 2021 |  |  | N | IPP Non-CHP | IPP | IPP | 2 | X | SUN | Renewable | 130 | 0 | 1 | 0
Operable | 64002 | Wilmot Energy Center LLC |  | 64426 | Wilmot Energy Center LLC | AZ | Vertical | Pima | WILBA | Batteries | BA |  | S | X | X |  |  | 30 |  | 30 | 30 | 0 | N |  |  | OP | X | 4 | 2021 | 2021 |  |  | N | IPP Non-CHP | IPP | IPP | 2 | X | MWH | Other | 0 | 0 | 0 | 0
Operable | 56415 | Wilton Wind II LLC |  | 57120 | Wilton Wind II LLC | ND | Vertical | Burleigh | 1 | Onshore Wind Turbine | WT |  | S | X | X |  |  | 49.5 |  | 49.5 | 49.5 | 2.5 | N |  |  | OP | X | 11 | 2009 | 2009 |  |  | N | IPP Non-CHP | IPP | IPP | 2 | X | WND | Renewable | 49.5 | 0 | 1 | 0
Operable | 59518 | Wilzig Associates, LLC |  | 59751 | Wilzig Associates, LLC | NJ | Restructured | Bergen | WILZG | Solar Photovoltaic | PV |  | S | X | X |  |  | 1.2 |  | 1.2 | 1.2 |  | N |  |  | OP | X | 1 | 2013 | 2013 |  |  | N | Commercial Non-CHP | Customer Sited | Other | 4 | X | SUN | Renewable | 1.2 | 0 | 1 | 0
Operable | 55737 | Wind Capital Holdings, LLC |  | 56555 | Bluegrass Ridge | MO | Vertical | Gentry | 1 | Onshore Wind Turbine | WT |  | S | X | X |  |  | 56.7 |  | 56.7 | 56.7 | 0.4 | N |  |  | OP | X | 6 | 2007 | 2007 |  |  | N | IPP Non-CHP | IPP | IPP | 2 | X | WND | Renewable | 56.7 | 0 | 1 | 0
Operable | 60430 | Wind Colebrook South |  | 60700 | Wind Colebrook South | CT | Restructured | Litchfield | WCS | Onshore Wind Turbine | WT |  | S | X | X |  |  | 5 |  | 5 | 5 | 0.1 | N |  |  | OP | X | 11 | 2015 | 2015 |  |  | N | IPP Non-CHP | IPP | IPP | 2 | X | WND | Renewable | 5 | 0 | 1 | 0
Operable | 60302 | Wind GEM, LLC |  | 60541 | Wind GEM | IA | Vertical | Adair | WT1 | Onshore Wind Turbine | WT |  | S | X | X |  |  | 1.9 |  | 1.9 | 1.9 | 0 | N |  |  | OP | X | 9 | 2015 | 2015 |  |  | N | IPP Non-CHP | IPP | IPP | 2 | X | WND | Renewable | 1.9 | 0 | 1 | 0
Operable | 56899 | Wind Stream Operations LLC |  | 50532 | Victory Garden (Tehachapi) | CA | Vertical | Kern | 15SLE | Onshore Wind Turbine | WT |  | S | X | X |  |  | 1.5 |  | 1.5 | 1.5 | 0 | N |  |  | OP | X | 5 | 2000 | 2000 |  |  | N | IPP Non-CHP | IPP | IPP | 2 | X | WND | Renewable | 1.5 | 0 | 1 | 0
Operable | 56899 | Wind Stream Operations LLC |  | 50532 | Victory Garden (Tehachapi) | CA | Vertical | Kern | WGNS | Onshore Wind Turbine | WT |  | S | X | X |  |  | 24.6 |  | 17.3 | 17.3 | 0 | N |  |  | OP | X | 12 | 1981 | Pre-2000 |  |  | N | IPP Non-CHP | IPP | IPP | 2 | X | WND | Renewable | 24.6 | 0 | 1 | 0
Operable | 56899 | Wind Stream Operations LLC |  | 56275 | Helzel & Schwarzhoff 86 | CA | Vertical | Kern | WGNS | Onshore Wind Turbine | WT |  | S | X | X |  |  | 2.4 |  | 2.4 | 2.4 | 2 | N |  |  | OP | X | 12 | 1986 | Pre-2000 |  |  | N | IPP Non-CHP | IPP | IPP | 2 | X | WND | Renewable | 2.4 | 0 | 1 | 0
Operable | 56899 | Wind Stream Operations LLC |  | 56276 | ZCO | CA | Vertical | Kern | WGNS | Onshore Wind Turbine | WT |  | S | X | X |  |  | 1.6 |  | 1.6 | 1.6 | 0 | N |  |  | OP | X | 12 | 1985 | Pre-2000 |  |  | N | IPP Non-CHP | IPP | IPP | 2 | X | WND | Renewable | 1.6 | 0 | 1 | 0
Operable | 64311 | Wind Wall 1 LLC |  | 52162 | 85 A | CA | Vertical | Kern | MON1 | Onshore Wind Turbine | WT |  | S | X | X |  |  | 21.3 |  | 21.3 | 21.3 | 2 | N |  |  | OP | X | 3 | 2021 | 2021 |  |  | N | IPP Non-CHP | IPP | IPP | 2 | X | WND | Renewable | 21.3 | 0 | 1 | 0
Operable | 64311 | Wind Wall 1 LLC |  | 52163 | 85 B | CA | Vertical | Kern | MON2 | Onshore Wind Turbine | WT |  | S | X | X |  |  | 25.2 |  | 25.2 | 25.2 | 2 | N |  |  | OP | X | 3 | 2021 | 2021 |  |  | N | IPP Non-CHP | IPP | IPP | 2 | X | WND | Renewable | 25.2 | 0 | 1 | 0
Operable | 49870 | Windcurrent Farms LLC |  | 56205 | Windcurrent Farms LLC | MN | Vertical | Pipestone | 1 | Onshore Wind Turbine | WT |  | S | X | X |  |  | 2 |  | 2 | 2 | 0 | N |  |  | OP | X | 9 | 2003 | 2003 |  |  | N | IPP Non-CHP | IPP | IPP | 2 | X | WND | Renewable | 2 | 0 | 1 | 0
Operable | 54838 | Windsor Machinery Co Inc |  | 54573 | Wappinger Falls Hydroelectric | NY | Restructured | Dutchess | 1 | Conventional Hydroelectric | HY |  | S | X | X |  |  | 1 | 1 | 1 | 0.9 | 1 | N |  |  | OP | X | 12 | 1988 | Pre-2000 |  |  | N | IPP Non-CHP | IPP | IPP | 2 | X | WAT | Renewable | 1 | 0 | 1 | 0
Operable | 54838 | Windsor Machinery Co Inc |  | 54573 | Wappinger Falls Hydroelectric | NY | Restructured | Dutchess | 2 | Conventional Hydroelectric | HY |  | S | X | X |  |  | 1 | 1 | 1 | 0.9 | 1 | N |  |  | SB | Y | 12 | 1988 | Pre-2000 |  |  | N | IPP Non-CHP | IPP | IPP | 2 | X | WAT | Renewable | 1 | 0 | 1 | 0
Operable | 56514 | Windy Flats Partners LLC |  | 57159 | Windy Flats Wind Project | WA | Vertical | Klickitat | GEN1 | Onshore Wind Turbine | WT |  | S | X | X |  |  | 262.2 |  | 262.2 | 262.2 | 0 | N |  |  | OP | X | 10 | 2009 | 2009 |  |  | N | IPP Non-CHP | IPP | IPP | 2 | X | WND | Renewable | 262.2 | 0 | 1 | 0
Operable | 20854 | Winnebago County |  | 50936 | Winnebago County Landfill Gas | WI | Vertical | Winnebago | EG2R | Landfill Gas | IC |  | S | X | X |  |  | 0.6 | 1 | 0.6 | 0.6 | 0.4 | N |  |  | OP | X | 1 | 2020 | 2020 |  |  | N | IPP CHP | IPP | IPP | 3 | X | LFG | Renewable | 0.6 | 0 | 1 | 0
Operable | 20854 | Winnebago County |  | 50936 | Winnebago County Landfill Gas | WI | Vertical | Winnebago | EG3 | Landfill Gas | IC |  | S | X | X |  |  | 0.9 | 1 | 0.9 | 0.9 | 0.7 | N |  |  | OP | X | 2 | 2000 | 2000 |  |  | N | IPP CHP | IPP | IPP | 3 | X | LFG | Renewable | 0.9 | 0 | 1 | 0 | NG
Operable | 20854 | Winnebago County |  | 50936 | Winnebago County Landfill Gas | WI | Vertical | Winnebago | EG4 | Landfill Gas | IC |  | S | X | X |  |  | 1 | 1 | 1 | 1 | 0.7 | N |  |  | OP | X | 4 | 2007 | 2007 |  |  | Y | IPP CHP | IPP | IPP | 3 | T | LFG | Renewable | 1 | 0 | 1 | 0
Operable | 56874 | Winona County Wind LLC |  | 57547 | Winona County Wind LLC | MN | Vertical | Winona | WCW | Onshore Wind Turbine | WT |  | S | X | X |  |  | 1.5 |  | 0.5 | 0.4 | 0 | N |  |  | OS | X | 10 | 2011 | 2011 |  |  | N | IPP Non-CHP | IPP | IPP | 2 | X | WND | Renewable | 1.5 | 0 | 1 | 0
Operable | 65616 | Winona Garden LLC |  | 66580 | Winona Garden | MN | Vertical | Winona | MNC06 | Solar Photovoltaic | PV |  | S | X | X |  |  | 0.9 |  | 0.9 | 0.9 |  | N |  |  | OP | X | 11 | 2023 | 2023 |  |  | N | IPP Non-CHP | IPP | IPP | 2 | X | SUN | Renewable | 0.9 | 0 | 1 | 0
Operable | 62712 | Winona Solar I LLC |  | 62799 | Winona Solar | MN | Vertical | Winona | WIN | Solar Photovoltaic | PV |  | S | X | X |  |  | 1 |  | 1 | 1 |  | N |  |  | OP | X | 8 | 2019 | 2019 |  |  | N | IPP Non-CHP | IPP | IPP | 2 | X | SUN | Renewable | 1 | 0 | 1 | 0
Operable | 58449 | Wiota Wind Energy, LLC #1 |  | 58461 | Wiota | IA | Vertical | Cass | 1 | Onshore Wind Turbine | WT |  | S | X | X |  |  | 1.6 |  | 1.6 | 1.6 | 0 | N |  |  | OP | X | 5 | 2012 | 2012 |  |  | N | IPP Non-CHP | IPP | IPP | 2 | X | WND | Renewable | 1.6 | 0 | 1 | 0
Operable | 20847 | Wisconsin Electric Power Co |  | 1775 | Brule | WI | Vertical | Florence | 1 | Conventional Hydroelectric | HY |  | S | X | X |  |  | 1.3 | 0.8 | 1.3 | 1.3 | 0.1 | N |  |  | OP | X | 8 | 1919 | Pre-2000 |  |  | N | Electric Utility | Utility | Investor Owned Utility | 1 | X | WAT | Renewable | 1.3 | 0 | 1 | 0
Operable | 20847 | Wisconsin Electric Power Co |  | 1775 | Brule | WI | Vertical | Florence | 2 | Conventional Hydroelectric | HY |  | S | X | X |  |  | 2 | 0.8 | 2 | 2 | 0.1 | N |  |  | OP | X | 1 | 1919 | Pre-2000 |  |  | N | Electric Utility | Utility | Investor Owned Utility | 1 | X | WAT | Renewable | 2 | 0 | 1 | 0
Operable | 20847 | Wisconsin Electric Power Co |  | 1775 | Brule | WI | Vertical | Florence | 3 | Conventional Hydroelectric | HY |  | S | X | X |  |  | 2 | 0.8 | 2 | 2 | 0.1 | N |  |  | OS | X | 4 | 1921 | Pre-2000 |  |  | N | Electric Utility | Utility | Investor Owned Utility | 1 | X | WAT | Renewable | 2 | 0 | 1 | 0
Operable | 20847 | Wisconsin Electric Power Co |  | 1776 | Chalk Hill | MI | Vertical | Menominee | 1 | Conventional Hydroelectric | HY |  | S | X | X |  |  | 2.6 | 0.8 | 2.6 | 2.6 | 0.6 | N |  |  | OP | X | 5 | 1927 | Pre-2000 |  |  | N | Electric Utility | Utility | Investor Owned Utility | 1 | X | WAT | Renewable | 2.6 | 0 | 1 | 0
Operable | 20847 | Wisconsin Electric Power Co |  | 1776 | Chalk Hill | MI | Vertical | Menominee | 2 | Conventional Hydroelectric | HY |  | S | X | X |  |  | 2.6 | 0.8 | 2.6 | 2.6 | 0.7 | N |  |  | OP | X | 5 | 1927 | Pre-2000 |  |  | N | Electric Utility | Utility | Investor Owned Utility | 1 | X | WAT | Renewable | 2.6 | 0 | 1 | 0
Operable | 20847 | Wisconsin Electric Power Co |  | 1776 | Chalk Hill | MI | Vertical | Menominee | 3 | Conventional Hydroelectric | HY |  | S | X | X |  |  | 2.6 | 0.8 | 2.6 | 2.6 | 1.7 | N |  |  | OP | X | 5 | 1927 | Pre-2000 |  |  | N | Electric Utility | Utility | Investor Owned Utility | 1 | X | WAT | Renewable | 2.6 | 0 | 1 | 0
Operable | 20847 | Wisconsin Electric Power Co |  | 1777 | Hemlock Falls | MI | Vertical | Iron | 1 | Conventional Hydroelectric | HY |  | S | X | X |  |  | 2.8 | 0.9 | 2.8 | 2.8 | 0.4 | N |  |  | OP | X | 8 | 1953 | Pre-2000 |  |  | N | Electric Utility | Utility | Investor Owned Utility | 1 | X | WAT | Renewable | 2.8 | 0 | 1 | 0
Operable | 20847 | Wisconsin Electric Power Co |  | 1778 | Kingsford | MI | Vertical | Dickinson | 1 | Conventional Hydroelectric | HY |  | S | X | X |  |  | 2.4 | 0.8 | 2.4 | 2.4 | 0.9 | N |  |  | OP | X | 5 | 1924 | Pre-2000 |  |  | N | Electric Utility | Utility | Investor Owned Utility | 1 | X | WAT | Renewable | 2.4 | 0 | 1 | 0
Operable | 20847 | Wisconsin Electric Power Co |  | 1778 | Kingsford | MI | Vertical | Dickinson | 2 | Conventional Hydroelectric | HY |  | S | X | X |  |  | 2.4 | 0.8 | 2.4 | 2.4 | 0.9 | N |  |  | OP | X | 5 | 1924 | Pre-2000 |  |  | N | Electric Utility | Utility | Investor Owned Utility | 1 | X | WAT | Renewable | 2.4 | 0 | 1 | 0
Operable | 20847 | Wisconsin Electric Power Co |  | 1778 | Kingsford | MI | Vertical | Dickinson | 3 | Conventional Hydroelectric | HY |  | S | X | X |  |  | 2.4 | 0.8 | 2.4 | 2.4 | 0.9 | N |  |  | OP | X | 5 | 1924 | Pre-2000 |  |  | N | Electric Utility | Utility | Investor Owned Utility | 1 | X | WAT | Renewable | 2.4 | 0 | 1 | 0
Operable | 20847 | Wisconsin Electric Power Co |  | 1780 | Michigamme Falls | MI | Vertical | Iron | 1 | Conventional Hydroelectric | HY |  | S | X | X |  |  | 4.8 | 0.9 | 4.8 | 4.8 | 0.6 | N |  |  | OP | X | 6 | 1953 | Pre-2000 |  |  | N | Electric Utility | Utility | Investor Owned Utility | 1 | X | WAT | Renewable | 4.8 | 0 | 1 | 0
Operable | 20847 | Wisconsin Electric Power Co |  | 1780 | Michigamme Falls | MI | Vertical | Iron | 2 | Conventional Hydroelectric | HY |  | S | X | X |  |  | 4.8 | 0.9 | 4.8 | 4.8 | 0.5 | N |  |  | OP | X | 7 | 1953 | Pre-2000 |  |  | N | Electric Utility | Utility | Investor Owned Utility | 1 | X | WAT | Renewable | 4.8 | 0 | 1 | 0
Operable | 20847 | Wisconsin Electric Power Co |  | 1781 | Peavy Falls | MI | Vertical | Iron | 1 | Conventional Hydroelectric | HY |  | S | X | X |  |  | 6 | 0.8 | 6 | 6 | 5.2 | N |  |  | OP | X | 1 | 1943 | Pre-2000 |  |  | N | Electric Utility | Utility | Investor Owned Utility | 1 | X | WAT | Renewable | 6 | 0 | 1 | 0
Operable | 20847 | Wisconsin Electric Power Co |  | 1781 | Peavy Falls | MI | Vertical | Iron | 2 | Conventional Hydroelectric | HY |  | S | X | X |  |  | 6 | 0.8 | 6 | 6 | 5.2 | N |  |  | OP | X | 2 | 1943 | Pre-2000 |  |  | N | Electric Utility | Utility | Investor Owned Utility | 1 | X | WAT | Renewable | 6 | 0 | 1 | 0
Operable | 20847 | Wisconsin Electric Power Co |  | 1785 | Way Dam | MI | Vertical | Iron | 1 | Conventional Hydroelectric | HY |  | S | X | X |  |  | 1.8 | 1 | 1.8 | 1.8 | 0.1 | N |  |  | OP | X | 12 | 1949 | Pre-2000 |  |  | N | Electric Utility | Utility | Investor Owned Utility | 1 | X | WAT | Renewable | 1.8 | 0 | 1 | 0
Operable | 20847 | Wisconsin Electric Power Co |  | 1786 | White Rapids | MI | Vertical | Menominee | 1 | Conventional Hydroelectric | HY |  | S | X | X |  |  | 3 | 0.8 | 2.6 | 2.6 | 1.1 | N |  |  | OP | X | 10 | 1927 | Pre-2000 |  |  | N | Electric Utility | Utility | Investor Owned Utility | 1 | X | WAT | Renewable | 3 | 0 | 1 | 0
Operable | 20847 | Wisconsin Electric Power Co |  | 1786 | White Rapids | MI | Vertical | Menominee | 2 | Conventional Hydroelectric | HY |  | S | X | X |  |  | 3 | 0.8 | 2 | 2 | 0.1 | N |  |  | OP | X | 10 | 1927 | Pre-2000 |  |  | N | Electric Utility | Utility | Investor Owned Utility | 1 | X | WAT | Renewable | 3 | 0 | 1 | 0
Operable | 20847 | Wisconsin Electric Power Co |  | 1786 | White Rapids | MI | Vertical | Menominee | 3 | Conventional Hydroelectric | HY |  | S | X | X |  |  | 2 | 0.8 | 2.6 | 2.6 | 1.3 | N |  |  | OP | X | 10 | 1927 | Pre-2000 |  |  | N | Electric Utility | Utility | Investor Owned Utility | 1 | X | WAT | Renewable | 2 | 0 | 1 | 0
Operable | 20847 | Wisconsin Electric Power Co |  | 4040 | Port Washington Generating Station | WI | Vertical | Ozaukee | 1CT1 | Natural Gas Fired Combined Cycle | CT | PWG1 | W | X | N | WEC.PORTWA1CT1 | WEC.PORTWA1CT1 | 173.1 | 0.85 | 178.2 | 207 | 101 | N |  |  | OP | X | 5 | 2008 | 2008 |  |  | N | Electric Utility | Utility | Investor Owned Utility | 1 | X | NG | Non-Renewable | 0 | 173.1 | 0 | 1
Operable | 20847 | Wisconsin Electric Power Co |  | 4040 | Port Washington Generating Station | WI | Vertical | Ozaukee | 1CT2 | Natural Gas Fired Combined Cycle | CT | PWG1 | W | X | N | WEC.PORTWA1CT2 | WEC.PORTWA1CT2 | 173.1 | 0.85 | 178.8 | 207 | 101 | N |  |  | OP | X | 5 | 2008 | 2008 |  |  | N | Electric Utility | Utility | Investor Owned Utility | 1 | X | NG | Non-Renewable | 0 | 173.1 | 0 | 1
Operable | 20847 | Wisconsin Electric Power Co |  | 4040 | Port Washington Generating Station | WI | Vertical | Ozaukee | 2CT1 | Natural Gas Fired Combined Cycle | CT | PWG2 | W | X | N | WEC.PORTWCT1 | WEC.PORTWCT1 | 173.1 | 0.85 | 174.8 | 204.2 | 101 | N |  |  | OP | X | 7 | 2005 | 2005 |  |  | N | Electric Utility | Utility | Investor Owned Utility | 1 | X | NG | Non-Renewable | 0 | 173.1 | 0 | 1
Operable | 20847 | Wisconsin Electric Power Co |  | 4040 | Port Washington Generating Station | WI | Vertical | Ozaukee | 2CT2 | Natural Gas Fired Combined Cycle | CT | PWG2 | W | X | N | WEC.PORTWCT2 | WEC.PORTWCT2 | 173.1 | 0.85 | 174.9 | 204.5 | 101 | N |  |  | OP | X | 7 | 2005 | 2005 |  |  | N | Electric Utility | Utility | Investor Owned Utility | 1 | X | NG | Non-Renewable | 0 | 173.1 | 0 | 1
Operable | 20847 | Wisconsin Electric Power Co |  | 4040 | Port Washington Generating Station | WI | Vertical | Ozaukee | ST1 | Natural Gas Fired Combined Cycle | CA | PWG1 | W | Y | X | WEC.PORTWA1ST0 | WEC.PORTWA1ST0 | 268.6 | 0.85 | 265.1 | 265.2 | 131 | N |  |  | OP | X | 5 | 2008 | 2008 |  |  | N | Electric Utility | Utility | Investor Owned Utility | 1 | X | NG | Non-Renewable | 0 | 268.6 | 0 | 1
Operable | 20847 | Wisconsin Electric Power Co |  | 4040 | Port Washington Generating Station | WI | Vertical | Ozaukee | ST2 | Natural Gas Fired Combined Cycle | CA | PWG2 | W | Y | X | WEC.PORTWST1 | WEC.PORTWST1 | 268.6 | 0.85 | 264.7 | 264.3 | 131 | N |  |  | OP | X | 7 | 2005 | 2005 |  |  | N | Electric Utility | Utility | Investor Owned Utility | 1 | X | NG | Non-Renewable | 0 | 268.6 | 0 | 1
Operable | 20847 | Wisconsin Electric Power Co |  | 4041 | South Oak Creek | WI | Vertical | Milwaukee | 5 | Conventional Steam Coal | ST |  | S | X | X | WEC.OAKCREKC5 | WEC.OAKCREKC5 | 299.2 | 0.85 | 242.2 | 242.2 | 80 | N |  |  | OP | X | 12 | 1959 | Pre-2000 | 5 | 2024 | N | Electric Utility | Utility | Investor Owned Utility | 1 | X | SUB | Non-Renewable | 0 | 299.2 | 0 | 1 | NG | NG
Operable | 20847 | Wisconsin Electric Power Co |  | 4041 | South Oak Creek | WI | Vertical | Milwaukee | 6 | Conventional Steam Coal | ST |  | S | X | X | WEC.OKCGC6 | WEC.OKCGC6 | 299.2 | 0.85 | 253.8 | 253.8 | 80 | N |  |  | OP | X | 12 | 1961 | Pre-2000 | 5 | 2024 | N | Electric Utility | Utility | Investor Owned Utility | 1 | X | SUB | Non-Renewable | 0 | 299.2 | 0 | 1 | NG | NG
Operable | 20847 | Wisconsin Electric Power Co |  | 4041 | South Oak Creek | WI | Vertical | Milwaukee | 7 | Conventional Steam Coal | ST |  | S | X | X | WEC.OKCGC7 | WEC.OKCGC7 | 317.6 | 0.9 | 306.5 | 309.3 | 80 | N |  |  | OP | X | 3 | 1965 | Pre-2000 | 5 | 2025 | N | Electric Utility | Utility | Investor Owned Utility | 1 | X | SUB | Non-Renewable | 0 | 317.6 | 0 | 1 | NG | NG
Operable | 20847 | Wisconsin Electric Power Co |  | 4041 | South Oak Creek | WI | Vertical | Milwaukee | 8 | Conventional Steam Coal | ST |  | S | X | X | WEC.OKCGC8 | WEC.OKCGC8 | 324 | 0.9 | 309.5 | 312.7 | 80 | N |  |  | OP | X | 10 | 1967 | Pre-2000 | 5 | 2025 | N | Electric Utility | Utility | Investor Owned Utility | 1 | X | SUB | Non-Renewable | 0 | 324 | 0 | 1 | NG | NG
Operable | 20847 | Wisconsin Electric Power Co |  | 4042 | Valley (WI) | WI | Vertical | Milwaukee | 1 | Natural Gas Steam Turbine | ST |  | S | X | X | WEC.VALLYGA1 | WEC.VALLYGA1 | 136 | 0.85 | 124.7 | 88.3 | 20 | N |  |  | OP | X | 6 | 1968 | Pre-2000 |  |  | Y | Electric Utility | Utility | Investor Owned Utility | 1 | T | NG | Non-Renewable | 0 | 136 | 0 | 1
Operable | 20847 | Wisconsin Electric Power Co |  | 4042 | Valley (WI) | WI | Vertical | Milwaukee | 2 | Natural Gas Steam Turbine | ST |  | S | X | X | WEC.VALLYGA2 | WEC.VALLYGA2 | 136 | 0.85 | 139.2 | 140.1 | 20 | N |  |  | OP | X | 3 | 1969 | Pre-2000 |  |  | Y | Electric Utility | Utility | Investor Owned Utility | 1 | T | NG | Non-Renewable | 0 | 136 | 0 | 1
Operable | 20847 | Wisconsin Electric Power Co |  | 4042 | Valley (WI) | WI | Vertical | Milwaukee | 3 | Petroleum Liquids | IC |  | S | X | X |  |  | 2.7 | 0.8 | 2.7 | 2.7 | 1 | N |  |  | SB | Y | 3 | 1969 | Pre-2000 |  |  | N | Electric Utility | Utility | Investor Owned Utility | 1 | X | DFO | Non-Renewable | 0 | 2.7 | 0 | 1
Operable | 20847 | Wisconsin Electric Power Co |  | 4043 | Appleton | WI | Vertical | Outagamie | 4 | Conventional Hydroelectric | HY |  | S | X | X |  |  | 1.2 | 0.8 | 1.2 | 1.2 | 0.1 | N |  |  | OP | X | 7 | 1980 | Pre-2000 |  |  | N | Electric Utility | Utility | Investor Owned Utility | 1 | X | WAT | Renewable | 1.2 | 0 | 1 | 0
Operable | 20847 | Wisconsin Electric Power Co |  | 4043 | Appleton | WI | Vertical | Outagamie | 5 | Conventional Hydroelectric | HY |  | S | X | X |  |  | 0.5 | 0.8 | 0.5 | 0.5 | 0.1 | N |  |  | OP | X | 8 | 1916 | Pre-2000 |  |  | N | Electric Utility | Utility | Investor Owned Utility | 1 | X | WAT | Renewable | 0.5 | 0 | 1 | 0
Operable | 20847 | Wisconsin Electric Power Co |  | 4043 | Appleton | WI | Vertical | Outagamie | 6 | Conventional Hydroelectric | HY |  | S | X | X |  |  | 0.5 | 0.8 | 0.5 | 0.5 | 0.1 | N |  |  | OP | X | 8 | 1916 | Pre-2000 |  |  | N | Electric Utility | Utility | Investor Owned Utility | 1 | X | WAT | Renewable | 0.5 | 0 | 1 | 0
Operable | 20847 | Wisconsin Electric Power Co |  | 4045 | Pine | WI | Vertical | Florence | 1 | Conventional Hydroelectric | HY |  | S | X | X |  |  | 1.8 | 0.9 | 1.8 | 1.8 | 0 | N |  |  | OP | X | 7 | 1922 | Pre-2000 |  |  | N | Electric Utility | Utility | Investor Owned Utility | 1 | X | WAT | Renewable | 1.8 | 0 | 1 | 0
Operable | 20847 | Wisconsin Electric Power Co |  | 4045 | Pine | WI | Vertical | Florence | 2 | Conventional Hydroelectric | HY |  | S | X | X |  |  | 1.8 | 0.9 | 1.8 | 1.8 | 0 | N |  |  | OP | X | 6 | 1922 | Pre-2000 |  |  | N | Electric Utility | Utility | Investor Owned Utility | 1 | X | WAT | Renewable | 1.8 | 0 | 1 | 0
Operable | 20847 | Wisconsin Electric Power Co |  | 6253 | Germantown | WI | Vertical | Washington | 1 | Petroleum Liquids | GT |  | S | X | X | WEC.GERMANOT1 | WEC.GERMANOT1 | 61.2 | 0.9 | 49.2 | 69.9 | 30 | N |  |  | OP | X | 7 | 1978 | Pre-2000 |  |  | N | Electric Utility | Utility | Investor Owned Utility | 1 | X | DFO | Non-Renewable | 0 | 61.2 | 0 | 1
Operable | 20847 | Wisconsin Electric Power Co |  | 6253 | Germantown | WI | Vertical | Washington | 2 | Petroleum Liquids | GT |  | S | X | X | WEC.GERMANOT2 | WEC.GERMANOT2 | 61.2 | 0.9 | 49 | 69.6 | 30 | N |  |  | OP | X | 7 | 1978 | Pre-2000 |  |  | N | Electric Utility | Utility | Investor Owned Utility | 1 | X | DFO | Non-Renewable | 0 | 61.2 | 0 | 1
Operable | 20847 | Wisconsin Electric Power Co |  | 6253 | Germantown | WI | Vertical | Washington | 3 | Petroleum Liquids | GT |  | S | X | X | WEC.GERMANOT3 | WEC.GERMANOT3 | 61.2 | 0.9 | 47.5 | 67.5 | 30 | N |  |  | OP | X | 7 | 1978 | Pre-2000 |  |  | N | Electric Utility | Utility | Investor Owned Utility | 1 | X | DFO | Non-Renewable | 0 | 61.2 | 0 | 1
Operable | 20847 | Wisconsin Electric Power Co |  | 6253 | Germantown | WI | Vertical | Washington | 4 | Petroleum Liquids | GT |  | S | X | X | WEC.GERMANOT4 | WEC.GERMANOT4 | 61.2 | 0.9 | 46.8 | 66.5 | 30 | N |  |  | OP | X | 7 | 1978 | Pre-2000 |  |  | N | Electric Utility | Utility | Investor Owned Utility | 1 | X | DFO | Non-Renewable | 0 | 61.2 | 0 | 1
Operable | 20847 | Wisconsin Electric Power Co |  | 6253 | Germantown | WI | Vertical | Washington | 5 | Natural Gas Fired Combustion Turbine | GT |  | S | X | X | WEC.GERMANOT5 | WEC.GERMANOT5 | 90.9 | 0.85 | 76.2 | 103.9 | 50 | N |  |  | OP | X | 5 | 2000 | 2000 |  |  | N | Electric Utility | Utility | Investor Owned Utility | 1 | X | NG | Non-Renewable | 0 | 90.9 | 0 | 1 | DFO
Operable | 20847 | Wisconsin Electric Power Co |  | 7159 | Concord | WI | Vertical | Jefferson | 1 | Natural Gas Fired Combustion Turbine | GT |  | S | X | X | WEC.CCDGTC1 | WEC.CCDGTC1 | 95.4 | 0.8 | 92.5 | 100 | 50 | N |  |  | OP | X | 7 | 1993 | Pre-2000 |  |  | N | Electric Utility | Utility | Investor Owned Utility | 1 | X | NG | Non-Renewable | 0 | 95.4 | 0 | 1 | DFO
Operable | 20847 | Wisconsin Electric Power Co |  | 7159 | Concord | WI | Vertical | Jefferson | 2 | Natural Gas Fired Combustion Turbine | GT |  | S | X | X | WEC.CCDGTC2 | WEC.CCDGTC2 | 95.4 | 0.8 | 91.3 | 100 | 50 | N |  |  | OP | X | 7 | 1993 | Pre-2000 |  |  | N | Electric Utility | Utility | Investor Owned Utility | 1 | X | NG | Non-Renewable | 0 | 95.4 | 0 | 1 | DFO
Operable | 20847 | Wisconsin Electric Power Co |  | 7159 | Concord | WI | Vertical | Jefferson | 3 | Natural Gas Fired Combustion Turbine | GT |  | S | X | X | WEC.CCDGTC3 | WEC.CCDGTC3 | 95.4 | 0.8 | 90.7 | 100 | 50 | N |  |  | OP | X | 5 | 1994 | Pre-2000 |  |  | N | Electric Utility | Utility | Investor Owned Utility | 1 | X | NG | Non-Renewable | 0 | 95.4 | 0 | 1 | DFO
Operable | 20847 | Wisconsin Electric Power Co |  | 7159 | Concord | WI | Vertical | Jefferson | 4 | Natural Gas Fired Combustion Turbine | GT |  | S | X | X | WEC.CCDGTC4 | WEC.CCDGTC4 | 95.4 | 0.8 | 94 | 100 | 50 | N |  |  | OP | X | 5 | 1994 | Pre-2000 |  |  | N | Electric Utility | Utility | Investor Owned Utility | 1 | X | NG | Non-Renewable | 0 | 95.4 | 0 | 1 | DFO
Operable | 20847 | Wisconsin Electric Power Co |  | 7270 | Paris (WI) | WI | Vertical | Kenosha | 1 | Natural Gas Fired Combustion Turbine | GT |  | S | X | X | WEC.PARIS01S1 | WEC.PARIS01S1 | 95.4 | 0.8 | 90.1 | 100 | 50 | N |  |  | OP | X | 3 | 1995 | Pre-2000 |  |  | N | Electric Utility | Utility | Investor Owned Utility | 1 | X | NG | Non-Renewable | 0 | 95.4 | 0 | 1 | DFO
Operable | 20847 | Wisconsin Electric Power Co |  | 7270 | Paris (WI) | WI | Vertical | Kenosha | 2 | Natural Gas Fired Combustion Turbine | GT |  | S | X | X | WEC.PARIS01S2 | WEC.PARIS01S2 | 95.4 | 0.8 | 89.9 | 100 | 50 | N |  |  | OP | X | 3 | 1995 | Pre-2000 |  |  | N | Electric Utility | Utility | Investor Owned Utility | 1 | X | NG | Non-Renewable | 0 | 95.4 | 0 | 1 | DFO
Operable | 20847 | Wisconsin Electric Power Co |  | 7270 | Paris (WI) | WI | Vertical | Kenosha | 3 | Natural Gas Fired Combustion Turbine | GT |  | S | X | X | WEC.PARIS01S3 | WEC.PARIS01S3 | 95.4 | 0.8 | 93.5 | 100 | 50 | N |  |  | OP | X | 6 | 1995 | Pre-2000 |  |  | N | Electric Utility | Utility | Investor Owned Utility | 1 | X | NG | Non-Renewable | 0 | 95.4 | 0 | 1 | DFO
Operable | 20847 | Wisconsin Electric Power Co |  | 7270 | Paris (WI) | WI | Vertical | Kenosha | 4 | Natural Gas Fired Combustion Turbine | GT |  | S | X | X | WEC.PARIS01S4 | WEC.PARIS01S4 | 95.4 | 0.8 | 90.4 | 100 | 50 | N |  |  | OP | X | 6 | 1995 | Pre-2000 |  |  | N | Electric Utility | Utility | Investor Owned Utility | 1 | X | NG | Non-Renewable | 0 | 95.4 | 0 | 1 | DFO
Operable | 20847 | Wisconsin Electric Power Co |  | 7820 | Big Quinnesec 92 | MI | Vertical | Dickinson | 1 | Conventional Hydroelectric | HY |  | S | X | X |  |  | 8 | 0.9 | 8 | 8 | 5.4 | N |  |  | OP | X | 11 | 1949 | Pre-2000 |  |  | N | Electric Utility | Utility | Investor Owned Utility | 1 | X | WAT | Renewable | 8 | 0 | 1 | 0
Operable | 20847 | Wisconsin Electric Power Co |  | 7820 | Big Quinnesec 92 | MI | Vertical | Dickinson | 2 | Conventional Hydroelectric | HY |  | S | X | X |  |  | 8 | 0.9 | 8 | 8 | 5.3 | N |  |  | OP | X | 12 | 1949 | Pre-2000 |  |  | N | Electric Utility | Utility | Investor Owned Utility | 1 | X | WAT | Renewable | 8 | 0 | 1 | 0
Operable | 20847 | Wisconsin Electric Power Co |  | 7821 | Big Quinnesec 61 | MI | Vertical | Dickinson | 4 | Conventional Hydroelectric | HY |  | S | X | X |  |  | 2.2 | 1 | 2.2 | 2.2 | 0.5 | N |  |  | OP | X | 5 | 1914 | Pre-2000 |  |  | N | Electric Utility | Utility | Investor Owned Utility | 1 | X | WAT | Renewable | 2.2 | 0 | 1 | 0
Operable | 20847 | Wisconsin Electric Power Co |  | 7821 | Big Quinnesec 61 | MI | Vertical | Dickinson | 5 | Conventional Hydroelectric | HY |  | S | X | X |  |  | 2.2 | 1 | 2.2 | 2.2 | 0.5 | N |  |  | OP | X | 5 | 1914 | Pre-2000 |  |  | N | Electric Utility | Utility | Investor Owned Utility | 1 | X | WAT | Renewable | 2.2 | 0 | 1 | 0
Operable | 20847 | Wisconsin Electric Power Co |  | 55011 | LSP-Whitewater LP | WI | Vertical | Jefferson | CTG1 | Natural Gas Fired Combined Cycle | CT | CC1 | J | X | N | WEC.UNIV130 | WEC.UNIV130 | 177.3 | 0.99 | 162 | 175 | 115 | N |  |  | OP | X | 9 | 1997 | Pre-2000 |  |  | N | Electric Utility | Utility | Investor Owned Utility | 1 | X | NG | Non-Renewable | 0 | 177.3 | 0 | 1 | DFO
Operable | 20847 | Wisconsin Electric Power Co |  | 55011 | LSP-Whitewater LP | WI | Vertical | Jefferson | STG1 | Natural Gas Fired Combined Cycle | CA | CC1 | J | Y | X |  |  | 106.2 | 0.99 | 99 | 97 | 60 | N |  |  | OP | X | 9 | 1997 | Pre-2000 |  |  | N | Electric Utility | Utility | Investor Owned Utility | 1 | X | NG | Non-Renewable | 0 | 106.2 | 0 | 1
Operable | 20847 | Wisconsin Electric Power Co |  | 55742 | Montfort Wind Energy Center | WI | Vertical | Iowa | ER15 | Onshore Wind Turbine | WT |  | S | X | X | WEC.JOU_WMONT | WEC.JOU_WMONT | 30 |  | 30 | 30 | 0 | N |  |  | OP | X | 6 | 2002 | 2002 |  |  | N | Electric Utility | Utility | Investor Owned Utility | 1 | X | WND | Renewable | 30 | 0 | 1 | 0
Operable | 20847 | Wisconsin Electric Power Co |  | 56068 | Elm Road Generating Station | WI | Vertical | Milwaukee | 1 | Conventional Steam Coal | ST |  | J | X | X | WEC.ERG1 | WEC.ERG1 | 701.3 | 0.85 | 635.9 | 637.3 | 340 | N |  |  | OP | X | 2 | 2010 | 2010 |  |  | N | Electric Utility | Utility | Investor Owned Utility | 1 | X | SUB | Non-Renewable | 0 | 701.3 | 0 | 1 | BIT
Operable | 20847 | Wisconsin Electric Power Co |  | 56068 | Elm Road Generating Station | WI | Vertical | Milwaukee | 2 | Conventional Steam Coal | ST |  | J | X | X | WEC.ERG2 | WEC.ERG2 | 701.3 | 0.85 | 634.9 | 638.1 | 340 | N |  |  | OP | X | 1 | 2011 | 2011 |  |  | N | Electric Utility | Utility | Investor Owned Utility | 1 | X | SUB | Non-Renewable | 0 | 701.3 | 0 | 1 | BIT
Operable | 20847 | Wisconsin Electric Power Co |  | 56391 | Blue Sky Green Field Wind Project | WI | Vertical | Fond Du Lac | 1 | Onshore Wind Turbine | WT |  | S | X | X | WEC.BLUSKYGF | WEC.BLUSKYGF | 145.2 |  | 145.2 | 145.2 | 0 | N |  |  | OP | X | 5 | 2008 | 2008 |  |  | N | Electric Utility | Utility | Investor Owned Utility | 1 | X | WND | Renewable | 145.2 | 0 | 1 | 0
Operable | 20847 | Wisconsin Electric Power Co |  | 57199 | Glacier Hills | WI | Vertical | Columbia | 1 | Onshore Wind Turbine | WT |  | S | X | X | WEC.GLACRHLS | WEC.GLACRHLS | 162 |  | 162 | 162 | 0 | N |  |  | OP | X | 12 | 2011 | 2011 |  |  | N | Electric Utility | Utility | Investor Owned Utility | 1 | X | WND | Renewable | 162 | 0 | 1 | 0
Operable | 20847 | Wisconsin Electric Power Co |  | 58124 | Rothschild Biomass Cogen Facility | WI | Vertical | Marathon | 1 | Wood/Wood Waste Biomass | ST |  | S | X | X | WEC.RBC1 | WEC.RBC1 | 57.5 | 0.85 | 46.6 | 46.8 | 15 | N |  |  | OP | X | 11 | 2013 | 2013 |  |  | Y | Electric Utility | Utility | Investor Owned Utility | 1 | T | WDS | Renewable | 57.5 | 0 | 1 | 0 | NG
Operable | 20847 | Wisconsin Electric Power Co |  | 59836 | Twin Falls (WI) | WI | Vertical | Florence | 11 | Conventional Hydroelectric | HY |  | S | X | X |  |  | 4.6 | 0.9 | 4.6 | 4.6 | 1 | N |  |  | OP | X | 7 | 2016 | 2016 |  |  | N | Electric Utility | Utility | Investor Owned Utility | 1 | X | WAT | Renewable | 4.6 | 0 | 1 | 0
Operable | 20847 | Wisconsin Electric Power Co |  | 59836 | Twin Falls (WI) | WI | Vertical | Florence | 12 | Conventional Hydroelectric | HY |  | S | X | X |  |  | 4.6 | 0.9 | 4.6 | 4.6 | 1 | N |  |  | OP | X | 7 | 2016 | 2016 |  |  | N | Electric Utility | Utility | Investor Owned Utility | 1 | X | WAT | Renewable | 4.6 | 0 | 1 | 0
Operable | 20847 | Wisconsin Electric Power Co |  | 64393 | Badger Hollow II | WI | Vertical | Iowa | GEN2 | Solar Photovoltaic | PV |  | J | X | X |  |  | 150 |  | 150 | 150 | 0 | N |  |  | OP | X | 12 | 2023 | 2023 |  |  | N | Electric Utility | Utility | Investor Owned Utility | 1 | X | SUN | Renewable | 150 | 0 | 1 | 0
Operable | 20847 | Wisconsin Electric Power Co |  | 67382 | Harley-Davison Powertrain Operations | WI | Vertical | Waukesha | 1 | Solar Photovoltaic | PV |  | S | X | X |  |  | 2.2 |  | 2.2 | 2.2 |  | N |  |  | OP | X | 10 | 2020 | 2020 |  |  | N | Electric Utility | Utility | Investor Owned Utility | 1 | X | SUN | Renewable | 2.2 | 0 | 1 | 0
Operable | 20847 | Wisconsin Electric Power Co |  | 67383 | City of Milwaukee Landfill | WI | Vertical | Milwaukee | 1 | Solar Photovoltaic | PV |  | S | X | X |  |  | 2.3 |  | 2.3 | 2.3 |  | N |  |  | OP | X | 2 | 2021 | 2021 |  |  | N | Electric Utility | Utility | Investor Owned Utility | 1 | X | SUN | Renewable | 2.3 | 0 | 1 | 0
Operable | 20847 | Wisconsin Electric Power Co |  | 67384 | ATI | WI | Vertical | Milwaukee | 1 | Solar Photovoltaic | PV |  | S | X | X |  |  | 2.3 |  | 2.3 | 2.3 |  | N |  |  | OP | X | 11 | 2020 | 2020 |  |  | N | Electric Utility | Utility | Investor Owned Utility | 1 | X | SUN | Renewable | 2.3 | 0 | 1 | 0
Operable | 20847 | Wisconsin Electric Power Co |  | 67385 | CREE | WI | Vertical | Racine | 1 | Solar Photovoltaic | PV |  | S | X | X |  |  | 1.5 |  | 1.5 | 1.5 |  | N |  |  | OP | X | 8 | 2021 | 2021 |  |  | N | Electric Utility | Utility | Investor Owned Utility | 1 | X | SUN | Renewable | 1.5 | 0 | 1 | 0
Operable | 20847 | Wisconsin Electric Power Co |  | 67386 | Jones Dairy | WI | Vertical | Jefferson | 1 | Solar Photovoltaic | PV |  | S | X | X |  |  | 2.3 |  | 2.3 | 2.3 |  | N |  |  | OP | X | 7 | 2021 | 2021 |  |  | N | Electric Utility | Utility | Investor Owned Utility | 1 | X | SUN | Renewable | 2.3 | 0 | 1 | 0
Operable | 20847 | Wisconsin Electric Power Co |  | 67387 | Regal Ware | WI | Vertical | Washington | 1 | Solar Photovoltaic | PV |  | S | X | X |  |  | 1.9 |  | 1.9 | 1.9 |  | N |  |  | OP | X | 4 | 2021 | 2021 |  |  | N | Electric Utility | Utility | Investor Owned Utility | 1 | X | SUN | Renewable | 1.9 | 0 | 1 | 0
Operable | 20847 | Wisconsin Electric Power Co |  | 67394 | Washington County | WI | Vertical | Washington | 1 | Solar Photovoltaic | PV |  | S | X | X |  |  | 2.3 |  | 2.3 | 2.3 |  | N |  |  | OP | X | 1 | 2020 | 2020 |  |  | N | Electric Utility | Utility | Investor Owned Utility | 1 | X | SUN | Renewable | 2.3 | 0 | 1 | 0
Operable | 20847 | Wisconsin Electric Power Co |  | 67395 | UW Parkside | WI | Vertical | Kenosha | 1 | Solar Photovoltaic | PV |  | S | X | X |  |  | 2.3 |  | 2.3 | 2.3 |  | N |  |  | OP | X | 11 | 2020 | 2020 |  |  | N | Electric Utility | Utility | Investor Owned Utility | 1 | X | SUN | Renewable | 2.3 | 0 | 1 | 0
Operable | 20847 | Wisconsin Electric Power Co |  | 67430 | Lannon Stone | WI | Vertical | Waukesha | 1 | Solar Photovoltaic | PV |  | S | X | X |  |  | 2.3 |  | 2.3 | 2.3 |  | N |  |  | OP | X | 12 | 2021 | 2021 |  |  | N | Electric Utility | Utility | Investor Owned Utility | 1 | X | SUN | Renewable | 2.3 | 0 | 1 | 0
Operable | 20847 | Wisconsin Electric Power Co |  | 67726 | Bonduel Solar WI, LLC | WI | Vertical | Shawano | 20233 | Solar Photovoltaic | PV |  | S | X | X |  |  | 7.5 |  | 7.5 | 7.5 |  | N |  |  | OP | X | 12 | 2023 | 2023 |  |  | N | Electric Utility | Utility | Investor Owned Utility | 1 | X | SUN | Renewable | 7.5 | 0 | 1 | 0
Operable | 20847 | Wisconsin Electric Power Co |  | 67729 | Jackson Solar WI, LLC | FL | Vertical | Ozaukee | 20234 | Solar Photovoltaic | PV |  | S | X | X |  |  | 7.5 |  | 7.5 | 7.5 |  | N |  |  | OP | X | 12 | 2023 | 2023 |  |  | N | Electric Utility | Utility | Investor Owned Utility | 1 | X | SUN | Renewable | 7.5 | 0 | 1 | 0
Operable | 20847 | Wisconsin Electric Power Co |  | 67732 | Silver Lake Solar WI, LLC | WI | Vertical | Kenosha | 20232 | Solar Photovoltaic | PV |  | S | X | X |  |  | 7.5 |  | 7.5 | 7.5 |  | N |  |  | OP | X | 12 | 2023 | 2023 |  |  | N | Electric Utility | Utility | Investor Owned Utility | 1 | X | SUN | Renewable | 7.5 | 0 | 1 | 0
Operable | 20847 | Wisconsin Electric Power Co |  | 67733 | Spring Prairie Solar WI, LLC | WI | Vertical | Walworth | 20231 | Solar Photovoltaic | PV |  | S | X | X |  |  | 7.5 |  | 7.5 | 7.5 |  | N |  |  | OP | X | 12 | 2023 | 2023 |  |  | N | Electric Utility | Utility | Investor Owned Utility | 1 | X | SUN | Renewable | 7.5 | 0 | 1 | 0
Operable | 20856 | Wisconsin Power & Light Co |  | 4050 | Edgewater | WI | Vertical | Sheboygan | 5 | Conventional Steam Coal | ST |  | S | X | X | ALTE.EDG5G5 | ALTE.EDG5G5 | 413.7 | 0.9 | 406.1 | 407.4 | 85 | N |  |  | OP | X | 3 | 1985 | Pre-2000 | 12 | 2028 | N | Electric Utility | Utility | Investor Owned Utility | 1 | X | SUB | Non-Renewable | 0 | 413.7 | 0 | 1
Operable | 20856 | Wisconsin Power & Light Co |  | 4053 | Kilbourn | WI | Vertical | Columbia | 2 | Conventional Hydroelectric | HY | B059 | S | X | X | ALTE.KILBOUNIL | ALTE.KILBOUNIL | 2.5 | 0.83 | 9.5 | 9.5 | 0.5 | N |  |  | OP | X | 7 | 1939 | Pre-2000 |  |  | N | Electric Utility | Utility | Investor Owned Utility | 1 | X | WAT | Renewable | 2.5 | 0 | 1 | 0
Operable | 20856 | Wisconsin Power & Light Co |  | 4053 | Kilbourn | WI | Vertical | Columbia | HC1 | Conventional Hydroelectric | HY | B059 | S | X | X | ALTE.KILBOUNIL | ALTE.KILBOUNIL | 2.2 | 0.83 |  |  | 0.4 | N |  |  | OP | X | 7 | 1926 | Pre-2000 |  |  | N | Electric Utility | Utility | Investor Owned Utility | 1 | X | WAT | Renewable | 2.2 | 0 | 1 | 0
Operable | 20856 | Wisconsin Power & Light Co |  | 4053 | Kilbourn | WI | Vertical | Columbia | HC5 | Conventional Hydroelectric | HY | B059 | S | X | X | ALTE.KILBOUNIL | ALTE.KILBOUNIL | 2.5 | 0.83 |  |  | 0.5 | N |  |  | OP | X | 7 | 1935 | Pre-2000 |  |  | N | Electric Utility | Utility | Investor Owned Utility | 1 | X | WAT | Renewable | 2.5 | 0 | 1 | 0
Operable | 20856 | Wisconsin Power & Light Co |  | 4053 | Kilbourn | WI | Vertical | Columbia | HC6 | Conventional Hydroelectric | HY | B059 | S | X | X | ALTE.KILBOUNIL | ALTE.KILBOUNIL | 2.5 | 0.83 |  |  | 0.5 | N |  |  | OP | X | 7 | 1937 | Pre-2000 |  |  | N | Electric Utility | Utility | Investor Owned Utility | 1 | X | WAT | Renewable | 2.5 | 0 | 1 | 0
Operable | 20856 | Wisconsin Power & Light Co |  | 4056 | Prairie Du Sac | WI | Vertical | Sauk | 1 | Conventional Hydroelectric | HY | B061 | S | X | X | ALTE.PDSG1S1 | ALTE.PDSG1S1 | 3.5 | 0.8 | 29 | 29 | 0.7 | N |  |  | OP | X | 10 | 1915 | Pre-2000 |  |  | N | Electric Utility | Utility | Investor Owned Utility | 1 | X | WAT | Renewable | 3.5 | 0 | 1 | 0
Operable | 20856 | Wisconsin Power & Light Co |  | 4056 | Prairie Du Sac | WI | Vertical | Sauk | 2 | Conventional Hydroelectric | HY | B061 | S | X | X |  |  | 4.3 | 0.8 |  |  | 0.9 | N |  |  | OP | X | 12 | 1915 | Pre-2000 |  |  | N | Electric Utility | Utility | Investor Owned Utility | 1 | X | WAT | Renewable | 4.3 | 0 | 1 | 0
Operable | 20856 | Wisconsin Power & Light Co |  | 4056 | Prairie Du Sac | WI | Vertical | Sauk | 3 | Conventional Hydroelectric | HY | B061 | S | X | X |  |  | 4.8 | 0.8 |  |  | 1 | N |  |  | OP | X | 3 | 1920 | Pre-2000 |  |  | N | Electric Utility | Utility | Investor Owned Utility | 1 | X | WAT | Renewable | 4.8 | 0 | 1 | 0
Operable | 20856 | Wisconsin Power & Light Co |  | 4056 | Prairie Du Sac | WI | Vertical | Sauk | 4 | Conventional Hydroelectric | HY | B061 | S | X | X |  |  | 4.8 | 0.8 |  |  | 1 | N |  |  | OP | X | 2 | 1922 | Pre-2000 |  |  | N | Electric Utility | Utility | Investor Owned Utility | 1 | X | WAT | Renewable | 4.8 | 0 | 1 | 0
Operable | 20856 | Wisconsin Power & Light Co |  | 4056 | Prairie Du Sac | WI | Vertical | Sauk | 5 | Conventional Hydroelectric | HY | B061 | S | X | X |  |  | 4 | 0.8 |  |  | 0.7 | N |  |  | OP | X | 3 | 1938 | Pre-2000 |  |  | N | Electric Utility | Utility | Investor Owned Utility | 1 | X | WAT | Renewable | 4 | 0 | 1 | 0
Operable | 20856 | Wisconsin Power & Light Co |  | 4056 | Prairie Du Sac | WI | Vertical | Sauk | 6 | Conventional Hydroelectric | HY | B061 | S | X | X |  |  | 4 | 0.8 |  |  | 0.7 | N |  |  | OP | X | 3 | 1938 | Pre-2000 |  |  | N | Electric Utility | Utility | Investor Owned Utility | 1 | X | WAT | Renewable | 4 | 0 | 1 | 0
Operable | 20856 | Wisconsin Power & Light Co |  | 4056 | Prairie Du Sac | WI | Vertical | Sauk | 7 | Conventional Hydroelectric | HY | B061 | S | X | X |  |  | 4 | 0.8 |  |  | 0.7 | N |  |  | OP | X | 11 | 1940 | Pre-2000 |  |  | N | Electric Utility | Utility | Investor Owned Utility | 1 | X | WAT | Renewable | 4 | 0 | 1 | 0
Operable | 20856 | Wisconsin Power & Light Co |  | 4056 | Prairie Du Sac | WI | Vertical | Sauk | 8 | Conventional Hydroelectric | HY | B061 | S | X | X |  |  | 4 | 0.8 |  |  | 0.7 | N |  |  | OP | X | 10 | 1940 | Pre-2000 |  |  | N | Electric Utility | Utility | Investor Owned Utility | 1 | X | WAT | Renewable | 4 | 0 | 1 | 0
Operable | 20856 | Wisconsin Power & Light Co |  | 7203 | South Fond Du Lac | WI | Vertical | Fond Du Lac | CT1 | Natural Gas Fired Combustion Turbine | GT |  | W | X | X | ALTE.SFONDDLG1 | ALTE.SFONDDLG1 | 95.4 | 0.8 | 82 | 101.5 | 20 | N |  |  | OP | X | 5 | 1993 | Pre-2000 |  |  | N | Electric Utility | Utility | Investor Owned Utility | 1 | X | NG | Non-Renewable | 0 | 95.4 | 0 | 1 | DFO
Operable | 20856 | Wisconsin Power & Light Co |  | 7203 | South Fond Du Lac | WI | Vertical | Fond Du Lac | CT2 | Natural Gas Fired Combustion Turbine | GT |  | S | X | X | ALTE.SFONDDLG2 | ALTE.SFONDDLG2 | 95.4 | 0.8 | 80.2 | 99.2 | 20 | N |  |  | OP | X | 8 | 1994 | Pre-2000 |  |  | N | Electric Utility | Utility | Investor Owned Utility | 1 | X | NG | Non-Renewable | 0 | 95.4 | 0 | 1 | DFO
Operable | 20856 | Wisconsin Power & Light Co |  | 7203 | South Fond Du Lac | WI | Vertical | Fond Du Lac | CT3 | Natural Gas Fired Combustion Turbine | GT |  | S | X | X | ALTE.SFONDDLG3 | ALTE.SFONDDLG3 | 95.4 | 0.8 | 82.4 | 101.9 | 20 | N |  |  | OP | X | 8 | 1994 | Pre-2000 |  |  | N | Electric Utility | Utility | Investor Owned Utility | 1 | X | NG | Non-Renewable | 0 | 95.4 | 0 | 1 | DFO
Operable | 20856 | Wisconsin Power & Light Co |  | 7203 | South Fond Du Lac | WI | Vertical | Fond Du Lac | CT4 | Natural Gas Fired Combustion Turbine | GT |  | W | X | X | ALTE.SFONDDLG4 | ALTE.SFONDDLG4 | 95.4 | 0.8 | 82.9 | 102.6 | 20 | N |  |  | OP | X | 6 | 1996 | Pre-2000 |  |  | N | Electric Utility | Utility | Investor Owned Utility | 1 | X | NG | Non-Renewable | 0 | 95.4 | 0 | 1 | DFO
Operable | 20856 | Wisconsin Power & Light Co |  | 8023 | Columbia (WI) | WI | Vertical | Columbia | 1 | Conventional Steam Coal | ST |  | J | X | X | ALTE.COLUMBIA1 | ALTE.COLUMBIA1 | 556 | 0.9 | 556.2 | 583.1 | 130 | N |  |  | OP | X | 5 | 1975 | Pre-2000 | 6 | 2026 | N | Electric Utility | Utility | Investor Owned Utility | 1 | X | SUB | Non-Renewable | 0 | 556 | 0 | 1 | DFO | BIT
Operable | 20856 | Wisconsin Power & Light Co |  | 8023 | Columbia (WI) | WI | Vertical | Columbia | 2 | Conventional Steam Coal | ST |  | J | X | X | ALTE.COLUMBIA2 | ALTE.COLUMBIA2 | 556 | 0.9 | 561.8 | 581.5 | 130 | N |  |  | OP | X | 5 | 1978 | Pre-2000 | 6 | 2026 | N | Electric Utility | Utility | Investor Owned Utility | 1 | X | SUB | Non-Renewable | 0 | 556 | 0 | 1 | DFO | BIT
Operable | 20856 | Wisconsin Power & Light Co |  | 55135 | Alliant Energy Neenah | WI | Vertical | Winnebago | CT01 | Natural Gas Fired Combustion Turbine | GT |  | S | X | X | ALTE.NEENAHG1 | ALTE.NEENAHG1 | 185.5 | 0.85 | 143.5 | 176.3 | 100 | N |  |  | OP | X | 5 | 2000 | 2000 |  |  | N | Electric Utility | Utility | Investor Owned Utility | 1 | X | NG | Non-Renewable | 0 | 185.5 | 0 | 1
Operable | 20856 | Wisconsin Power & Light Co |  | 55135 | Alliant Energy Neenah | WI | Vertical | Winnebago | CT02 | Natural Gas Fired Combustion Turbine | GT |  | S | X | X | ALTE.NEENAHG2 | ALTE.NEENAHG2 | 185.5 | 0.85 | 148.6 | 182.5 | 100 | N |  |  | OP | X | 5 | 2000 | 2000 |  |  | N | Electric Utility | Utility | Investor Owned Utility | 1 | X | NG | Non-Renewable | 0 | 185.5 | 0 | 1
Operable | 20856 | Wisconsin Power & Light Co |  | 55641 | Riverside Energy Center | WI | Vertical | Rock | CTG1 | Natural Gas Fired Combined Cycle | CT | S112 | S | X | N | ALTE.CC.RIVS1 | ALTE.CC.RIVS1 | 198.9 | 0.85 | 144.2 | 181.2 | 110 | N |  |  | OP | X | 6 | 2004 | 2004 |  |  | N | Electric Utility | Utility | Investor Owned Utility | 1 | X | NG | Non-Renewable | 0 | 198.9 | 0 | 1
Operable | 20856 | Wisconsin Power & Light Co |  | 55641 | Riverside Energy Center | WI | Vertical | Rock | CTG2 | Natural Gas Fired Combined Cycle | CT | S112 | S | X | N | ALTE.CC.RIVS2 | ALTE.CC.RIVS2 | 198.9 | 0.85 | 141.6 | 177.8 | 110 | N |  |  | OP | X | 6 | 2004 | 2004 |  |  | N | Electric Utility | Utility | Investor Owned Utility | 1 | X | NG | Non-Renewable | 0 | 198.9 | 0 | 1
Operable | 20856 | Wisconsin Power & Light Co |  | 55641 | Riverside Energy Center | WI | Vertical | Rock | STG1 | Natural Gas Fired Combined Cycle | CA | S112 | S | Y | X |  |  | 277.1 | 0.85 | 250.1 | 251.1 | 65 | N |  |  | OP | X | 6 | 2004 | 2004 |  |  | N | Electric Utility | Utility | Investor Owned Utility | 1 | X | NG | Non-Renewable | 0 | 277.1 | 0 | 1
Operable | 20856 | Wisconsin Power & Light Co |  | 56166 | Sheboygan Falls | WI | Vertical | Sheboygan | 1 | Natural Gas Fired Combustion Turbine | GT |  | W | X | X | ALTE.SHEB1 | ALTE.SHEB1 | 173.4 | 0.85 | 151.2 | 186 | 100 | N |  |  | OP | X | 6 | 2005 | 2005 |  |  | N | Electric Utility | Utility | Investor Owned Utility | 1 | X | NG | Non-Renewable | 0 | 173.4 | 0 | 1
Operable | 20856 | Wisconsin Power & Light Co |  | 56166 | Sheboygan Falls | WI | Vertical | Sheboygan | 2 | Natural Gas Fired Combustion Turbine | GT |  | W | X | X | ALTE.SHEB2 | ALTE.SHEB2 | 173.4 | 0.85 | 148.2 | 182.1 | 100 | N |  |  | OP | X | 6 | 2005 | 2005 |  |  | N | Electric Utility | Utility | Investor Owned Utility | 1 | X | NG | Non-Renewable | 0 | 173.4 | 0 | 1
Operable | 20856 | Wisconsin Power & Light Co |  | 56347 | Cedar Ridge | WI | Vertical | Fond Du Lac | 1 | Onshore Wind Turbine | WT |  | S | X | X | ALTE.CEDARDGE | ALTE.CEDARDGE | 67.7 |  | 67.7 | 67.7 | 1.7 | N |  |  | OP | X | 12 | 2008 | 2008 |  |  | N | Electric Utility | Utility | Investor Owned Utility | 1 | X | WND | Renewable | 67.7 | 0 | 1 | 0
Operable | 20856 | Wisconsin Power & Light Co |  | 57198 | Bent Tree Wind Farm Phase 1 | MN | Vertical | Freeborn | 1 | Onshore Wind Turbine | WT |  | S | X | X | ALTW.BENT_TREE | ALTW.BENT_TREE | 201.3 | 0.9 | 201.3 | 201.3 | 0.4 | N |  |  | OP | X | 2 | 2011 | 2011 |  |  | N | Electric Utility | Utility | Investor Owned Utility | 1 | X | WND | Renewable | 201.3 | 0 | 1 | 0
Operable | 20856 | Wisconsin Power & Light Co |  | 62103 | Kossuth | IA | Vertical | Kossuth | 1 | Onshore Wind Turbine | WT |  | S | X | X | ALTW.KOSSUTH | ALTW.KOSSUTH | 152.2 | 0.95 | 152.2 | 152.2 | 0.1 | N |  |  | OP | X | 10 | 2020 | 2020 |  |  | N | Electric Utility | Utility | Investor Owned Utility | 1 | X | WND | Renewable | 152.2 | 0 | 1 | 0
Operable | 20856 | Wisconsin Power & Light Co |  | 64020 | West Riverside Energy Center | WI | Vertical | Rock | CTG3 | Natural Gas Fired Combined Cycle | CT | S234 | J | X | N | ALTE.CC.WRIVS1 | ALTE.CC.WRIVS1 | 232.9 | 0.85 | 217.7 | 242.3 | 110 | N |  |  | OP | X | 5 | 2020 | 2020 |  |  | N | Electric Utility | Utility | Investor Owned Utility | 1 | X | NG | Non-Renewable | 0 | 232.9 | 0 | 1
Operable | 20856 | Wisconsin Power & Light Co |  | 64020 | West Riverside Energy Center | WI | Vertical | Rock | CTG4 | Natural Gas Fired Combined Cycle | CT | S234 | J | X | N | ALTE.CC.WRIVS2 | ALTE.CC.WRIVS2 | 232.9 | 0.85 | 213.8 | 238.4 | 110 | N |  |  | OP | X | 5 | 2020 | 2020 |  |  | N | Electric Utility | Utility | Investor Owned Utility | 1 | X | NG | Non-Renewable | 0 | 232.9 | 0 | 1
Operable | 20856 | Wisconsin Power & Light Co |  | 64020 | West Riverside Energy Center | WI | Vertical | Rock | PV1 | Solar Photovoltaic | PV |  | J | X | X |  |  | 4.4 | 1 | 4.4 | 3.6 |  | N |  |  | OP | X | 4 | 2021 | 2021 |  |  | N | Electric Utility | Utility | Investor Owned Utility | 1 | X | SUN | Renewable | 4.4 | 0 | 1 | 0
Operable | 20856 | Wisconsin Power & Light Co |  | 64020 | West Riverside Energy Center | WI | Vertical | Rock | STG2 | Natural Gas Fired Combined Cycle | CA | S234 | J | N | X |  |  | 257.4 | 0.85 | 252.8 | 245.1 | 65 | N |  |  | OP | X | 5 | 2020 | 2020 |  |  | N | Electric Utility | Utility | Investor Owned Utility | 1 | X | NG | Non-Renewable | 0 | 257.4 | 0 | 1
Operable | 20856 | Wisconsin Power & Light Co |  | 64995 | Cassville Solar | WI | Vertical | Grant | PV1 | Solar Photovoltaic | PV |  | S | X | X | ALTE.CASSVILLE | ALTE.CASSVILLE | 50 | 0.95 | 50 | 33.2 |  | N |  |  | OP | X | 12 | 2023 | 2023 |  |  | N | Electric Utility | Utility | Investor Owned Utility | 1 | X | SUN | Renewable | 50 | 0 | 1 | 0
Operable | 20856 | Wisconsin Power & Light Co |  | 64996 | Springfield Solar (WI) | WI | Vertical | Dodge | PV1 | Solar Photovoltaic | PV |  | S | X | X | ALTE.SPRINGFD | ALTE.SPRINGFD | 100 | 0.95 | 100 | 60.3 |  | N |  |  | OP | X | 12 | 2023 | 2023 |  |  | N | Electric Utility | Utility | Investor Owned Utility | 1 | X | SUN | Renewable | 100 | 0 | 1 | 0
Operable | 20856 | Wisconsin Power & Light Co |  | 64997 | Albany Solar (WI) | WI | Vertical | Rock | PV1 | Solar Photovoltaic | PV |  | S | X | X | ALTE.ALBANY | ALTE.ALBANY | 50 | 0.95 | 50 | 32.6 |  | N |  |  | OP | X | 12 | 2023 | 2023 |  |  | N | Electric Utility | Utility | Investor Owned Utility | 1 | X | SUN | Renewable | 50 | 0 | 1 | 0
Operable | 20856 | Wisconsin Power & Light Co |  | 64998 | Paddock Solar | WI | Vertical | Rock | PV1 | Solar Photovoltaic | PV |  | S | X | X | ALTE.PADDOCK | ALTE.PADDOCK | 65 | 0.95 | 65 | 41.9 |  | N |  |  | OP | X | 11 | 2023 | 2023 |  |  | N | Electric Utility | Utility | Investor Owned Utility | 1 | X | SUN | Renewable | 65 | 0 | 1 | 0
Operable | 20856 | Wisconsin Power & Light Co |  | 65000 | Wautoma Solar | WI | Vertical | Waushara | PV1 | Solar Photovoltaic | PV |  | S | X | X | ALTE.WAUTOMA | ALTE.WAUTOMA | 99 | 0.95 | 99 | 61.9 |  | N |  |  | OP | X | 12 | 2023 | 2023 |  |  | N | Electric Utility | Utility | Investor Owned Utility | 1 | X | SUN | Renewable | 99 | 0 | 1 | 0
Operable | 20856 | Wisconsin Power & Light Co |  | 65001 | Beaver Dam Solar | WI | Vertical | Dodge | PV1 | Solar Photovoltaic | PV |  | S | X | X | ALTE.BVRDAM | ALTE.BVRDAM | 50 | 0.95 | 50 | 33.3 |  | N |  |  | OP | X | 12 | 2023 | 2023 |  |  | N | Electric Utility | Utility | Investor Owned Utility | 1 | X | SUN | Renewable | 50 | 0 | 1 | 0
Operable | 20856 | Wisconsin Power & Light Co |  | 65008 | Onion River | WI | Vertical | Sheboygan | PV1 | Solar Photovoltaic | PV |  | S | X | X | ALTE.ONIONRIV | ALTE.ONIONRIV | 150 | 0.95 | 150 | 81.8 |  | N |  |  | OP | X | 12 | 2023 | 2023 |  |  | N | Electric Utility | Utility | Investor Owned Utility | 1 | X | SUN | Renewable | 150 | 0 | 1 | 0
Operable | 20856 | Wisconsin Power & Light Co |  | 65009 | Bear Creek | WI | Vertical | Richland | PV1 | Solar Photovoltaic | PV |  | S | X | X | ALTE.BEARCRK | ALTE.BEARCRK | 50 | 0.95 | 50 | 37 |  | N |  |  | OP | X | 9 | 2022 | 2022 |  |  | N | Electric Utility | Utility | Investor Owned Utility | 1 | X | SUN | Renewable | 50 | 0 | 1 | 0
Operable | 20856 | Wisconsin Power & Light Co |  | 65010 | North Rock | WI | Vertical | Rock | PV1 | Solar Photovoltaic | PV |  | S | X | X | ALTE.NROCK | ALTE. NROCK | 50 | 0.95 | 50 | 36.5 |  | N |  |  | OP | X | 10 | 2022 | 2022 |  |  | N | Electric Utility | Utility | Investor Owned Utility | 1 | X | SUN | Renewable | 50 | 0 | 1 | 0
Operable | 20856 | Wisconsin Power & Light Co |  | 65011 | Wood County | WI | Vertical | Wood | PV1 | Solar Photovoltaic | PV |  | S | X | X | ALTE.WOODCTY | ALTE.WOODCTY | 150 | 0.95 | 150 | 95.3 |  | N |  |  | OP | X | 12 | 2022 | 2022 |  |  | N | Electric Utility | Utility | Investor Owned Utility | 1 | X | SUN | Renewable | 150 | 0 | 1 | 0
Operable | 20856 | Wisconsin Power & Light Co |  | 65012 | Crawfish River | WI | Vertical | Jefferson | PV1 | Solar Photovoltaic | PV |  | S | X | X | ALTE.CRAWFISH | ALTE.CRAWFISH | 75 | 0.95 | 75 | 40.1 |  | N |  |  | OP | X | 12 | 2023 | 2023 |  |  | N | Electric Utility | Utility | Investor Owned Utility | 1 | X | SUN | Renewable | 75 | 0 | 1 | 0
Operable | 20856 | Wisconsin Power & Light Co |  | 65530 | Portage Industrial Battery | WI | Vertical | Columbia | BESS1 | Batteries | BA |  | S | X | X | ALTE.PPKC.ESR1 | ALTE.PPKC.ESR1 | 5 |  | 5 | 5 | 0.1 | N |  |  | OP | X | 8 | 2022 | 2022 |  |  | N | Electric Utility | Utility | Investor Owned Utility | 1 | X | MWH | Other | 0 | 0 | 0 | 0
Operable | 20856 | Wisconsin Power & Light Co |  | 65633 | Boaz Microgrid Battery | WI | Vertical | Richland | BESS1 | Batteries | BA |  | S | X | X | ALTE.ALTE | ALTE.ALTE | 3.6 | 1 | 0.4 | 0.4 | 0.1 | N |  |  | OP | X | 8 | 2023 | 2023 |  |  | N | Electric Utility | Utility | Investor Owned Utility | 1 | X | MWH | Other | 0 | 0 | 0 | 0
Operable | 20856 | Wisconsin Power & Light Co |  | 65680 | City of Sheboygan Solar | WI | Vertical | Sheboygan | PV1 | Solar Photovoltaic | PV |  | S | X | X |  |  | 0.9 | 0.9 | 1 | 0.8 |  | N |  |  | OP | X | 4 | 2022 | 2022 |  |  | N | Electric Utility | Utility | Investor Owned Utility | 1 | X | SUN | Renewable | 0.9 | 0 | 1 | 0
Operable | 20856 | Wisconsin Power & Light Co |  | 65681 | Kohler Solar | WI | Vertical | Sheboygan | PV1 | Solar Photovoltaic | PV |  | S | X | X |  |  | 2.3 |  | 2.3 | 2.3 |  | N |  |  | OP | X | 6 | 2022 | 2022 |  |  | N | Electric Utility | Utility | Investor Owned Utility | 1 | X | SUN | Renewable | 2.3 | 0 | 1 | 0
Operable | 20860 | Wisconsin Public Service Corp |  | 1787 | Grand Rapids | MI | Vertical | Menominee | 1 | Conventional Hydroelectric | HY |  | S | X | X | WPS.WPSM | WPS.WPSM | 1.1 | 1 | 1.1 | 1.1 | 0 | N |  |  | OP | X | 7 | 1940 | Pre-2000 |  |  | N | Electric Utility | Utility | Investor Owned Utility | 1 | X | WAT | Renewable | 1.1 | 0 | 1 | 0
Operable | 20860 | Wisconsin Public Service Corp |  | 1787 | Grand Rapids | MI | Vertical | Menominee | 2 | Conventional Hydroelectric | HY |  | S | X | X | WPS.WPSM | WPS.WPSM | 1.1 | 1 | 1.1 | 1.1 | 0 | N |  |  | OP | X | 7 | 1941 | Pre-2000 |  |  | N | Electric Utility | Utility | Investor Owned Utility | 1 | X | WAT | Renewable | 1.1 | 0 | 1 | 0
Operable | 20860 | Wisconsin Public Service Corp |  | 1787 | Grand Rapids | MI | Vertical | Menominee | 3 | Conventional Hydroelectric | HY |  | S | X | X | WPS.WPSM | WPS.WPSM | 1.5 | 1 | 1.5 | 1.5 | 0 | N |  |  | OS | X | 6 | 1945 | Pre-2000 |  |  | N | Electric Utility | Utility | Investor Owned Utility | 1 | X | WAT | Renewable | 1.5 | 0 | 1 | 0
Operable | 20860 | Wisconsin Public Service Corp |  | 1787 | Grand Rapids | MI | Vertical | Menominee | 4 | Conventional Hydroelectric | HY |  | S | X | X | WPS.WPSM | WPS.WPSM | 1.9 | 0.8 | 1.9 | 1.9 | 0 | N |  |  | OP | X | 6 | 1918 | Pre-2000 |  |  | N | Electric Utility | Utility | Investor Owned Utility | 1 | X | WAT | Renewable | 1.9 | 0 | 1 | 0
Operable | 20860 | Wisconsin Public Service Corp |  | 1787 | Grand Rapids | MI | Vertical | Menominee | 5 | Conventional Hydroelectric | HY |  | S | X | X | WPS.WPSM | WPS.WPSM | 1.9 | 0.85 | 1.9 | 1.9 | 0 | N |  |  | OP | X | 6 | 1923 | Pre-2000 |  |  | N | Electric Utility | Utility | Investor Owned Utility | 1 | X | WAT | Renewable | 1.9 | 0 | 1 | 0
Operable | 20860 | Wisconsin Public Service Corp |  | 4060 | Alexander | WI | Vertical | Lincoln | 1 | Conventional Hydroelectric | HY |  | S | X | X | WPS.WPSM | WPS.WPSM | 1.4 | 0.8 | 1.4 | 1.4 | 0 | N |  |  | OP | X | 1 | 1925 | Pre-2000 |  |  | N | Electric Utility | Utility | Investor Owned Utility | 1 | X | WAT | Renewable | 1.4 | 0 | 1 | 0
Operable | 20860 | Wisconsin Public Service Corp |  | 4060 | Alexander | WI | Vertical | Lincoln | 2 | Conventional Hydroelectric | HY |  | S | X | X | WPS.WPSM | WPS.WPSM | 1.4 | 0.8 | 1.4 | 1.4 | 0 | N |  |  | OP | X | 1 | 1925 | Pre-2000 |  |  | N | Electric Utility | Utility | Investor Owned Utility | 1 | X | WAT | Renewable | 1.4 | 0 | 1 | 0
Operable | 20860 | Wisconsin Public Service Corp |  | 4060 | Alexander | WI | Vertical | Lincoln | 3 | Conventional Hydroelectric | HY |  | S | X | X | WPS.WPSM | WPS.WPSM | 1.4 | 0.8 | 1.4 | 1.4 | 0 | N |  |  | OP | X | 1 | 1925 | Pre-2000 |  |  | N | Electric Utility | Utility | Investor Owned Utility | 1 | X | WAT | Renewable | 1.4 | 0 | 1 | 0
Operable | 20860 | Wisconsin Public Service Corp |  | 4061 | Caldron Falls | WI | Vertical | Marinette | 1 | Conventional Hydroelectric | HY |  | S | X | X | WPS.WPSM | WPS.WPSM | 3.2 | 0.85 | 3.2 | 3.2 | 0 | N |  |  | OP | X | 11 | 1924 | Pre-2000 |  |  | N | Electric Utility | Utility | Investor Owned Utility | 1 | X | WAT | Renewable | 3.2 | 0 | 1 | 0
Operable | 20860 | Wisconsin Public Service Corp |  | 4061 | Caldron Falls | WI | Vertical | Marinette | 2 | Conventional Hydroelectric | HY |  | S | X | X | WPS.WPSM | WPS.WPSM | 3.2 | 0.85 | 3.2 | 3.2 | 0 | N |  |  | OP | X | 11 | 1924 | Pre-2000 |  |  | N | Electric Utility | Utility | Investor Owned Utility | 1 | X | WAT | Renewable | 3.2 | 0 | 1 | 0
Operable | 20860 | Wisconsin Public Service Corp |  | 4063 | Grandfather Falls | WI | Vertical | Lincoln | 1 | Conventional Hydroelectric | HY |  | S | X | X | WPS.WPSM | WPS.WPSM | 11 | 0.8 | 11 | 11 | 0 | N |  |  | OP | X | 12 | 1938 | Pre-2000 |  |  | N | Electric Utility | Utility | Investor Owned Utility | 1 | X | WAT | Renewable | 11 | 0 | 1 | 0
Operable | 20860 | Wisconsin Public Service Corp |  | 4063 | Grandfather Falls | WI | Vertical | Lincoln | 2 | Conventional Hydroelectric | HY |  | S | X | X | WPS.WPSM | WPS.WPSM | 6.2 | 0.8 | 6.2 | 6.2 | 0 | N |  |  | OP | X | 12 | 1938 | Pre-2000 |  |  | N | Electric Utility | Utility | Investor Owned Utility | 1 | X | WAT | Renewable | 6.2 | 0 | 1 | 0
Operable | 20860 | Wisconsin Public Service Corp |  | 4064 | Hat Rapids | WI | Vertical | Oneida | 1 | Conventional Hydroelectric | HY |  | S | X | X | WPS.WPSM | WPS.WPSM | 0.8 | 1 | 0.8 | 0.8 | 0 | N |  |  | OP | X | 6 | 1923 | Pre-2000 |  |  | N | Electric Utility | Utility | Investor Owned Utility | 1 | X | WAT | Renewable | 0.8 | 0 | 1 | 0
Operable | 20860 | Wisconsin Public Service Corp |  | 4064 | Hat Rapids | WI | Vertical | Oneida | 2A | Conventional Hydroelectric | HY |  | S | X | X | WPS.WPSM | WPS.WPSM | 0.5 | 1 | 0.5 | 0.5 | 0 | N |  |  | OP | X | 10 | 1984 | Pre-2000 |  |  | N | Electric Utility | Utility | Investor Owned Utility | 1 | X | WAT | Renewable | 0.5 | 0 | 1 | 0
Operable | 20860 | Wisconsin Public Service Corp |  | 4064 | Hat Rapids | WI | Vertical | Oneida | 3A | Conventional Hydroelectric | HY |  | S | X | X | WPS.WPSM | WPS.WPSM | 0.4 | 1 | 0.4 | 0.4 | 0 | N |  |  | OP | X | 9 | 1984 | Pre-2000 |  |  | N | Electric Utility | Utility | Investor Owned Utility | 1 | X | WAT | Renewable | 0.4 | 0 | 1 | 0
Operable | 20860 | Wisconsin Public Service Corp |  | 4065 | High Falls (WI) | WI | Vertical | Marinette | 1 | Conventional Hydroelectric | HY |  | S | X | X | WPS.WPSM | WPS.WPSM | 1.4 | 0.85 | 1.4 | 1.4 | 0 | N |  |  | OP | X | 8 | 1910 | Pre-2000 |  |  | N | Electric Utility | Utility | Investor Owned Utility | 1 | X | WAT | Renewable | 1.4 | 0 | 1 | 0
Operable | 20860 | Wisconsin Public Service Corp |  | 4065 | High Falls (WI) | WI | Vertical | Marinette | 2 | Conventional Hydroelectric | HY |  | S | X | X | WPS.WPSM | WPS.WPSM | 1.4 | 0.85 | 1.4 | 1.4 | 0 | N |  |  | OP | X | 8 | 1910 | Pre-2000 |  |  | N | Electric Utility | Utility | Investor Owned Utility | 1 | X | WAT | Renewable | 1.4 | 0 | 1 | 0
Operable | 20860 | Wisconsin Public Service Corp |  | 4065 | High Falls (WI) | WI | Vertical | Marinette | 3 | Conventional Hydroelectric | HY |  | S | X | X | WPS.WPSM | WPS.WPSM | 1.4 | 0.85 | 1.4 | 1.4 | 0 | N |  |  | OP | X | 8 | 1910 | Pre-2000 |  |  | N | Electric Utility | Utility | Investor Owned Utility | 1 | X | WAT | Renewable | 1.4 | 0 | 1 | 0
Operable | 20860 | Wisconsin Public Service Corp |  | 4065 | High Falls (WI) | WI | Vertical | Marinette | 4 | Conventional Hydroelectric | HY |  | S | X | X | WPS.WPSM | WPS.WPSM | 1.4 | 0.85 | 1.4 | 1.4 | 0 | N |  |  | OS | X | 8 | 1910 | Pre-2000 |  |  | N | Electric Utility | Utility | Investor Owned Utility | 1 | X | WAT | Renewable | 1.4 | 0 | 1 | 0
Operable | 20860 | Wisconsin Public Service Corp |  | 4065 | High Falls (WI) | WI | Vertical | Marinette | 5 | Conventional Hydroelectric | HY |  | S | X | X | WPS.WPSM | WPS.WPSM | 1.4 | 0.85 | 1.4 | 1.4 | 0 | N |  |  | OP | X | 8 | 1910 | Pre-2000 |  |  | N | Electric Utility | Utility | Investor Owned Utility | 1 | X | WAT | Renewable | 1.4 | 0 | 1 | 0
Operable | 20860 | Wisconsin Public Service Corp |  | 4067 | Johnson Falls | WI | Vertical | Marinette | 1 | Conventional Hydroelectric | HY |  | S | X | X | WPS.WPSM | WPS.WPSM | 1.7 | 0.85 | 1.7 | 1.7 | 0 | N |  |  | OP | X | 7 | 1923 | Pre-2000 |  |  | N | Electric Utility | Utility | Investor Owned Utility | 1 | X | WAT | Renewable | 1.7 | 0 | 1 | 0
Operable | 20860 | Wisconsin Public Service Corp |  | 4067 | Johnson Falls | WI | Vertical | Marinette | 2 | Conventional Hydroelectric | HY |  | S | X | X | WPS.WPSM | WPS.WPSM | 1.7 | 0.85 | 1.7 | 1.7 | 0 | N |  |  | OP | X | 7 | 1923 | Pre-2000 |  |  | N | Electric Utility | Utility | Investor Owned Utility | 1 | X | WAT | Renewable | 1.7 | 0 | 1 | 0
Operable | 20860 | Wisconsin Public Service Corp |  | 4068 | Merrill | WI | Vertical | Lincoln | 1 | Conventional Hydroelectric | HY |  | S | X | X | WPS.WPSM | WPS.WPSM | 0.4 | 0.8 | 0.4 | 0.4 | 0 | N |  |  | OP | X | 3 | 1917 | Pre-2000 |  |  | N | Electric Utility | Utility | Investor Owned Utility | 1 | X | WAT | Renewable | 0.4 | 0 | 1 | 0
Operable | 20860 | Wisconsin Public Service Corp |  | 4068 | Merrill | WI | Vertical | Lincoln | 2 | Conventional Hydroelectric | HY |  | S | X | X | WPS.WPSM | WPS.WPSM | 0.4 | 0.8 | 0.4 | 0.4 | 0 | N |  |  | OP | X | 3 | 1917 | Pre-2000 |  |  | N | Electric Utility | Utility | Investor Owned Utility | 1 | X | WAT | Renewable | 0.4 | 0 | 1 | 0
Operable | 20860 | Wisconsin Public Service Corp |  | 4068 | Merrill | WI | Vertical | Lincoln | 3 | Conventional Hydroelectric | HY |  | S | X | X | WPS.WPSM | WPS.WPSM | 1.5 | 0.8 | 1.5 | 1.5 | 0 | N |  |  | OP | X | 6 | 1984 | Pre-2000 |  |  | N | Electric Utility | Utility | Investor Owned Utility | 1 | X | WAT | Renewable | 1.5 | 0 | 1 | 0
Operable | 20860 | Wisconsin Public Service Corp |  | 4071 | Potato Rapids | WI | Vertical | Marinette | 1 | Conventional Hydroelectric | HY |  | S | X | X | WPS.WPSM | WPS.WPSM | 0.5 | 0.8 | 0.5 | 0.5 | 0 | N |  |  | OP | X | 6 | 1926 | Pre-2000 |  |  | N | Electric Utility | Utility | Investor Owned Utility | 1 | X | WAT | Renewable | 0.5 | 0 | 1 | 0
Operable | 20860 | Wisconsin Public Service Corp |  | 4071 | Potato Rapids | WI | Vertical | Marinette | 2 | Conventional Hydroelectric | HY |  | S | X | X | WPS.WPSM | WPS.WPSM | 0.4 | 0.85 | 0.4 | 0.4 | 0 | N |  |  | OP | X | 5 | 1921 | Pre-2000 |  |  | N | Electric Utility | Utility | Investor Owned Utility | 1 | X | WAT | Renewable | 0.4 | 0 | 1 | 0
Operable | 20860 | Wisconsin Public Service Corp |  | 4071 | Potato Rapids | WI | Vertical | Marinette | 3 | Conventional Hydroelectric | HY |  | S | X | X | WPS.WPSM | WPS.WPSM | 0.4 | 0.85 | 0.4 | 0.4 | 0 | N |  |  | OP | X | 5 | 1921 | Pre-2000 |  |  | N | Electric Utility | Utility | Investor Owned Utility | 1 | X | WAT | Renewable | 0.4 | 0 | 1 | 0
Operable | 20860 | Wisconsin Public Service Corp |  | 4072 | Pulliam | WI | Vertical | Brown | 31 | Natural Gas Fired Combustion Turbine | GT |  | S | X | X | WPS.PULLIAM31 | WPS.PULLIAM31 | 91 | 0.85 | 79.8 | 106.3 | 55 | N |  |  | OP | X | 5 | 2003 | 2003 |  |  | N | Electric Utility | Utility | Investor Owned Utility | 1 | X | NG | Non-Renewable | 0 | 91 | 0 | 1
Operable | 20860 | Wisconsin Public Service Corp |  | 4074 | Sandstone Rapids | WI | Vertical | Marinette | 1 | Conventional Hydroelectric | HY |  | S | X | X | WPS.WPSM | WPS.WPSM | 1.9 | 0.85 | 1.9 | 1.9 | 0 | N |  |  | OP | X | 1 | 1925 | Pre-2000 |  |  | N | Electric Utility | Utility | Investor Owned Utility | 1 | X | WAT | Renewable | 1.9 | 0 | 1 | 0
Operable | 20860 | Wisconsin Public Service Corp |  | 4074 | Sandstone Rapids | WI | Vertical | Marinette | 2 | Conventional Hydroelectric | HY |  | S | X | X | WPS.WPSM | WPS.WPSM | 1.9 | 0.85 | 1.9 | 1.9 | 0 | N |  |  | OP | X | 1 | 1925 | Pre-2000 |  |  | N | Electric Utility | Utility | Investor Owned Utility | 1 | X | WAT | Renewable | 1.9 | 0 | 1 | 0
Operable | 20860 | Wisconsin Public Service Corp |  | 4075 | Tomahawk | WI | Vertical | Lincoln | 1 | Conventional Hydroelectric | HY |  | S | X | X | WPS.WPSM | WPS.WPSM | 1.3 | 0.8 | 1.3 | 1.3 | 0 | N |  |  | OP | X | 1 | 1938 | Pre-2000 |  |  | N | Electric Utility | Utility | Investor Owned Utility | 1 | X | WAT | Renewable | 1.3 | 0 | 1 | 0
Operable | 20860 | Wisconsin Public Service Corp |  | 4075 | Tomahawk | WI | Vertical | Lincoln | 2 | Conventional Hydroelectric | HY |  | S | X | X | WPS.WPSM | WPS.WPSM | 1.3 | 0.8 | 1.3 | 1.3 | 0 | N |  |  | OP | X | 1 | 1938 | Pre-2000 |  |  | N | Electric Utility | Utility | Investor Owned Utility | 1 | X | WAT | Renewable | 1.3 | 0 | 1 | 0
Operable | 20860 | Wisconsin Public Service Corp |  | 4076 | West Marinette | WI | Vertical | Marinette | 31 | Natural Gas Fired Combustion Turbine | GT |  | S | X | X | WPS.WEM31 | WPS.WEM31 | 41.8 | 0.9 | 38.1 | 49.8 | 16 | N |  |  | OP | X | 6 | 1971 | Pre-2000 |  |  | N | Electric Utility | Utility | Investor Owned Utility | 1 | X | NG | Non-Renewable | 0 | 41.8 | 0 | 1
Operable | 20860 | Wisconsin Public Service Corp |  | 4076 | West Marinette | WI | Vertical | Marinette | 32 | Natural Gas Fired Combustion Turbine | GT |  | S | X | X | WPS.WEM32 | WPS.WEM32 | 41.8 | 0.9 | 36.7 | 47.9 | 16 | N |  |  | OP | X | 4 | 1973 | Pre-2000 |  |  | N | Electric Utility | Utility | Investor Owned Utility | 1 | X | NG | Non-Renewable | 0 | 41.8 | 0 | 1
Operable | 20860 | Wisconsin Public Service Corp |  | 4076 | West Marinette | WI | Vertical | Marinette | 33 | Natural Gas Fired Combustion Turbine | GT |  | S | X | X | WPS.WEM33 | WPS.WEM33 | 103.5 | 0.9 | 78.2 | 104.1 | 55 | N |  |  | OP | X | 5 | 1993 | Pre-2000 |  |  | N | Electric Utility | Utility | Investor Owned Utility | 1 | X | NG | Non-Renewable | 0 | 103.5 | 0 | 1
Operable | 20860 | Wisconsin Public Service Corp |  | 4077 | Wausau | WI | Vertical | Marathon | 1 | Conventional Hydroelectric | HY |  | S | X | X | WPS.WPSM | WPS.WPSM | 1.8 | 0.8 | 1.8 | 1.8 | 0 | N |  |  | OP | X | 3 | 1921 | Pre-2000 |  |  | N | Electric Utility | Utility | Investor Owned Utility | 1 | X | WAT | Renewable | 1.8 | 0 | 1 | 0
Operable | 20860 | Wisconsin Public Service Corp |  | 4077 | Wausau | WI | Vertical | Marathon | 2 | Conventional Hydroelectric | HY |  | S | X | X | WPS.WPSM | WPS.WPSM | 1.8 | 0.8 | 1.8 | 1.8 | 0 | N |  |  | OP | X | 5 | 1921 | Pre-2000 |  |  | N | Electric Utility | Utility | Investor Owned Utility | 1 | X | WAT | Renewable | 1.8 | 0 | 1 | 0
Operable | 20860 | Wisconsin Public Service Corp |  | 4077 | Wausau | WI | Vertical | Marathon | 3 | Conventional Hydroelectric | HY |  | S | X | X | WPS.WPSM | WPS.WPSM | 1.8 | 0.8 | 1.8 | 1.8 | 0 | N |  |  | OP | X | 3 | 1924 | Pre-2000 |  |  | N | Electric Utility | Utility | Investor Owned Utility | 1 | X | WAT | Renewable | 1.8 | 0 | 1 | 0
Operable | 20860 | Wisconsin Public Service Corp |  | 4078 | Weston | WI | Vertical | Marathon | 3 | Conventional Steam Coal | ST |  | S | X | X | WPS.WESTON3 | WPS.WESTON3 | 350.5 | 0.9 | 334.7 | 339.8 | 105 | N |  |  | OP | X | 12 | 1981 | Pre-2000 |  |  | N | Electric Utility | Utility | Investor Owned Utility | 1 | X | SUB | Non-Renewable | 0 | 350.5 | 0 | 1 | NG | RC
Operable | 20860 | Wisconsin Public Service Corp |  | 4078 | Weston | WI | Vertical | Marathon | 4 | Conventional Steam Coal | ST |  | J | X | X | WPS.WESTON4 | WPS.WESTON4 | 595 | 0.85 | 553.2 | 558.5 | 230 | N |  |  | OP | X | 7 | 2008 | 2008 |  |  | N | Electric Utility | Utility | Investor Owned Utility | 1 | X | SUB | Non-Renewable | 0 | 595 | 0 | 1 | NG | RC
Operable | 20860 | Wisconsin Public Service Corp |  | 55029 | De Pere Energy Center | WI | Vertical | Brown | CT01 | Natural Gas Fired Combustion Turbine | GT |  | S | X | X | WPS.DEPERE | WPS.DEPERE | 192.3 | 0.85 | 166 | 193.2 | 60 | N |  |  | OP | X | 6 | 1999 | Pre-2000 |  |  | N | Electric Utility | Utility | Investor Owned Utility | 1 | X | NG | Non-Renewable | 0 | 192.3 | 0 | 1 | DFO
Operable | 20860 | Wisconsin Public Service Corp |  | 56031 | Fox Energy Center | WI | Vertical | Outagamie | CTG1 | Natural Gas Fired Combined Cycle | CT | CC1 | S | X | N | WPS.CC.FOX1 | WPS.CC.FOX1 | 198.9 | 0.85 | 170.8 | 200.3 | 140 | N |  |  | OP | X | 6 | 2006 | 2006 |  |  | N | Electric Utility | Utility | Investor Owned Utility | 1 | X | NG | Non-Renewable | 0 | 198.9 | 0 | 1
Operable | 20860 | Wisconsin Public Service Corp |  | 56031 | Fox Energy Center | WI | Vertical | Outagamie | CTG2 | Natural Gas Fired Combined Cycle | CT | CC1 | S | X | N | WPS.CC.FOX2 | WPS.CC.FOX2 | 198.9 | 0.85 | 162.8 | 200.3 | 140 | N |  |  | OP | X | 6 | 2005 | 2005 |  |  | N | Electric Utility | Utility | Investor Owned Utility | 1 | X | NG | Non-Renewable | 0 | 198.9 | 0 | 1
Operable | 20860 | Wisconsin Public Service Corp |  | 56031 | Fox Energy Center | WI | Vertical | Outagamie | STG | Natural Gas Fired Combined Cycle | CA | CC1 | S | Y | X | WPS.CC.FOX2 | WPS.CC.FOX2 | 221 | 0.85 | 243.9 | 244.2 | 140 | N |  |  | OP | X | 6 | 2005 | 2005 |  |  | N | Electric Utility | Utility | Investor Owned Utility | 1 | X | NG | Non-Renewable | 0 | 221 | 0 | 1
Operable | 20860 | Wisconsin Public Service Corp |  | 56831 | Crane Creek Wind Energy Center | IA | Vertical | Howard | 1 | Onshore Wind Turbine | WT |  | S | X | X | WPS.CRANECREEK | WPS.CRANECREEK | 99 |  | 99 | 99 | 0 | N |  |  | OP | X | 12 | 2009 | 2009 |  |  | N | Electric Utility | Utility | Investor Owned Utility | 1 | X | WND | Renewable | 99 | 0 | 1 | 0
Operable | 20860 | Wisconsin Public Service Corp |  | 56942 | Forward Wind Energy Center | WI | Vertical | Dodge | 1 | Onshore Wind Turbine | WT |  | J | X | X |  |  | 99 |  | 99 | 99 | 0 | N |  |  | OP | X | 7 | 2008 | 2008 |  |  | N | Electric Utility | Utility | Investor Owned Utility | 1 | X | WND | Renewable | 99 | 0 | 1 | 0
Operable | 20860 | Wisconsin Public Service Corp |  | 56942 | Forward Wind Energy Center | WI | Vertical | Dodge | 2 | Onshore Wind Turbine | WT |  | J | X | X |  |  | 30 |  | 30 | 30 | 0 | N |  |  | OP | X | 5 | 2009 | 2009 |  |  | N | Electric Utility | Utility | Investor Owned Utility | 1 | X | WND | Renewable | 30 | 0 | 1 | 0
Operable | 20860 | Wisconsin Public Service Corp |  | 62955 | Badger Hollow I | WI | Vertical | Iowa | GEN1 | Solar Photovoltaic | PV |  | J | X | X |  |  | 150 |  | 150 | 150 |  | N |  |  | OP | X | 11 | 2021 | 2021 |  |  | N | Electric Utility | Utility | Investor Owned Utility | 1 | X | SUN | Renewable | 150 | 0 | 1 | 0
Operable | 20860 | Wisconsin Public Service Corp |  | 63105 | Two Creeks Solar | WI | Vertical | Manitowoc | 1 | Solar Photovoltaic | PV |  | J | X | X |  |  | 150 |  | 150 | 150 |  | N |  |  | OP | X | 11 | 2020 | 2020 |  |  | N | Electric Utility | Utility | Investor Owned Utility | 1 | X | SUN | Renewable | 150 | 0 | 1 | 0
Operable | 20860 | Wisconsin Public Service Corp |  | 65282 | Red Barn Energy | WI | Vertical | Grant | WT | Onshore Wind Turbine | WT |  | S | X | X |  |  | 91.6 |  | 91.6 | 91.6 | 0 | N |  |  | OP | X | 4 | 2023 | 2023 |  |  | N | Electric Utility | Utility | Investor Owned Utility | 1 | X | WND | Renewable | 91.6 | 0 | 1 | 0
Operable | 20860 | Wisconsin Public Service Corp |  | 65968 | Hodag Solar | WI | Vertical | Oneida | HODAG | Solar Photovoltaic | PV |  | S | X | X |  |  | 7.5 |  | 7.5 | 7.5 |  | N |  |  | OP | X | 1 | 2022 | 2022 |  |  | N | Electric Utility | Utility | Investor Owned Utility | 1 | X | SUN | Renewable | 7.5 | 0 | 1 | 0
Operable | 20860 | Wisconsin Public Service Corp |  | 66059 | Weston RICE | WI | Vertical | Marathon | W11 | Natural Gas Internal Combustion Engine | IC |  | J | X | X |  |  | 18.8 | 0.8 | 18.8 | 18.8 | 5 | N |  |  | OP | X | 7 | 2023 | 2023 |  |  | N | Electric Utility | Utility | Investor Owned Utility | 1 | X | NG | Non-Renewable | 0 | 18.8 | 0 | 1
Operable | 20860 | Wisconsin Public Service Corp |  | 66059 | Weston RICE | WI | Vertical | Marathon | W12 | Natural Gas Internal Combustion Engine | IC |  | J | X | X |  |  | 18.8 | 0.8 | 18.8 | 18.8 | 5 | N |  |  | OP | X | 7 | 2023 | 2023 |  |  | N | Electric Utility | Utility | Investor Owned Utility | 1 | X | NG | Non-Renewable | 0 | 18.8 | 0 | 1
Operable | 20860 | Wisconsin Public Service Corp |  | 66059 | Weston RICE | WI | Vertical | Marathon | W13 | Natural Gas Internal Combustion Engine | IC |  | J | X | X |  |  | 18.8 | 0.8 | 18.8 | 18.8 | 5 | N |  |  | OP | X | 7 | 2023 | 2023 |  |  | N | Electric Utility | Utility | Investor Owned Utility | 1 | X | NG | Non-Renewable | 0 | 18.8 | 0 | 1
Operable | 20860 | Wisconsin Public Service Corp |  | 66059 | Weston RICE | WI | Vertical | Marathon | W14 | Natural Gas Internal Combustion Engine | IC |  | J | X | X |  |  | 18.8 | 0.8 | 18.8 | 18.8 | 5 | N |  |  | OP | X | 7 | 2023 | 2023 |  |  | N | Electric Utility | Utility | Investor Owned Utility | 1 | X | NG | Non-Renewable | 0 | 18.8 | 0 | 1
Operable | 20860 | Wisconsin Public Service Corp |  | 66059 | Weston RICE | WI | Vertical | Marathon | W15 | Natural Gas Internal Combustion Engine | IC |  | J | X | X |  |  | 18.8 | 0.8 | 18.8 | 18.8 | 5 | N |  |  | OP | X | 7 | 2023 | 2023 |  |  | N | Electric Utility | Utility | Investor Owned Utility | 1 | X | NG | Non-Renewable | 0 | 18.8 | 0 | 1
Operable | 20860 | Wisconsin Public Service Corp |  | 66059 | Weston RICE | WI | Vertical | Marathon | W16 | Natural Gas Internal Combustion Engine | IC |  | J | X | X |  |  | 18.8 | 0.8 | 18.8 | 18.8 | 5 | N |  |  | OP | X | 7 | 2023 | 2023 |  |  | N | Electric Utility | Utility | Investor Owned Utility | 1 | X | NG | Non-Renewable | 0 | 18.8 | 0 | 1
Operable | 20860 | Wisconsin Public Service Corp |  | 66059 | Weston RICE | WI | Vertical | Marathon | W17 | Natural Gas Internal Combustion Engine | IC |  | J | X | X |  |  | 18.8 | 0.8 | 18.8 | 18.8 | 5 | N |  |  | OP | X | 7 | 2023 | 2023 |  |  | N | Electric Utility | Utility | Investor Owned Utility | 1 | X | NG | Non-Renewable | 0 | 18.8 | 0 | 1
Operable | 20863 | Wisconsin River Power Company |  | 4079 | Castle Rock | WI | Vertical | Adams | 1 | Conventional Hydroelectric | HY |  | J | X | X | WPS.WPSM(50%)/ALTE.ALTE(50%) | WPS.WPSM(50%)/ALTE.ALTE(50%) | 3 | 0.8 | 2.8 | 3 | 0 | N |  |  | OP | X | 8 | 1951 | Pre-2000 |  |  | N | Electric Utility | Utility | Municipal | 1 | X | WAT | Renewable | 3 | 0 | 1 | 0
Operable | 20863 | Wisconsin River Power Company |  | 4079 | Castle Rock | WI | Vertical | Adams | 2 | Conventional Hydroelectric | HY |  | J | X | X | WPS.WPSM(50%)/ALTE.ALTE(50%) | WPS.WPSM(50%)/ALTE.ALTE(50%) | 3 | 0.8 | 2.8 | 3 | 0 | N |  |  | OP | X | 11 | 1950 | Pre-2000 |  |  | N | Electric Utility | Utility | Municipal | 1 | X | WAT | Renewable | 3 | 0 | 1 | 0
Operable | 20863 | Wisconsin River Power Company |  | 4079 | Castle Rock | WI | Vertical | Adams | 3 | Conventional Hydroelectric | HY |  | J | X | X | WPS.WPSM(50%)/ALTE.ALTE(50%) | WPS.WPSM(50%)/ALTE.ALTE(50%) | 3 | 0.8 | 2.8 | 3 | 0 | N |  |  | OP | X | 10 | 1950 | Pre-2000 |  |  | N | Electric Utility | Utility | Municipal | 1 | X | WAT | Renewable | 3 | 0 | 1 | 0
Operable | 20863 | Wisconsin River Power Company |  | 4079 | Castle Rock | WI | Vertical | Adams | 4 | Conventional Hydroelectric | HY |  | J | X | X | WPS.WPSM(50%)/ALTE.ALTE(50%) | WPS.WPSM(50%)/ALTE.ALTE(50%) | 3 | 0.8 | 2.8 | 3 | 0 | N |  |  | OP | X | 8 | 1950 | Pre-2000 |  |  | N | Electric Utility | Utility | Municipal | 1 | X | WAT | Renewable | 3 | 0 | 1 | 0
Operable | 20863 | Wisconsin River Power Company |  | 4079 | Castle Rock | WI | Vertical | Adams | 5 | Conventional Hydroelectric | HY |  | J | X | X | WPS.WPSM(50%)/ALTE.ALTE(50%) | WPS.WPSM(50%)/ALTE.ALTE(50%) | 3 | 0.8 | 2.8 | 3 | 0 | N |  |  | OP | X | 8 | 1950 | Pre-2000 |  |  | N | Electric Utility | Utility | Municipal | 1 | X | WAT | Renewable | 3 | 0 | 1 | 0
Operable | 20863 | Wisconsin River Power Company |  | 4080 | Petenwell | WI | Vertical | Juneau | 1 | Conventional Hydroelectric | HY |  | J | X | X | WPS.WPSM(50%)/ALTE.ALTE(50%) | WPS.WPSM(50%)/ALTE.ALTE(50%) | 5 | 0.8 | 5 | 5 | 0 | N |  |  | OP | X | 8 | 1949 | Pre-2000 |  |  | N | Electric Utility | Utility | Municipal | 1 | X | WAT | Renewable | 5 | 0 | 1 | 0
Operable | 20863 | Wisconsin River Power Company |  | 4080 | Petenwell | WI | Vertical | Juneau | 2 | Conventional Hydroelectric | HY |  | J | X | X | WPS.WPSM(50%)/ALTE.ALTE(50%) | WPS.WPSM(50%)/ALTE.ALTE(50%) | 5 | 0.8 | 5 | 5 | 0 | N |  |  | OP | X | 10 | 1949 | Pre-2000 |  |  | N | Electric Utility | Utility | Municipal | 1 | X | WAT | Renewable | 5 | 0 | 1 | 0
Operable | 20863 | Wisconsin River Power Company |  | 4080 | Petenwell | WI | Vertical | Juneau | 3 | Conventional Hydroelectric | HY |  | J | X | X | WPS.WPSM(50%)/ALTE.ALTE(50%) | WPS.WPSM(50%)/ALTE.ALTE(50%) | 5 | 0.8 | 5 | 5 | 0 | N |  |  | OP | X | 11 | 1949 | Pre-2000 |  |  | N | Electric Utility | Utility | Municipal | 1 | X | WAT | Renewable | 5 | 0 | 1 | 0
Operable | 20863 | Wisconsin River Power Company |  | 4080 | Petenwell | WI | Vertical | Juneau | 4 | Conventional Hydroelectric | HY |  | J | X | X | WPS.WPSM(50%)/ALTE.ALTE(50%) | WPS.WPSM(50%)/ALTE.ALTE(50%) | 5 | 0.8 | 5 | 5 | 0 | N |  |  | OP | X | 1 | 1950 | Pre-2000 |  |  | N | Electric Utility | Utility | Municipal | 1 | X | WAT | Renewable | 5 | 0 | 1 | 0
Operable | 21668 | Wise County Power Company LLC |  | 55320 | Wise County Power LLC | TX | Restructured | Wise | GT1 | Natural Gas Fired Combined Cycle | CT | CC1 | S | X | Y | WCPP_CT1 | WCPP CT1 | 261 | 0.9 | 245 | 261 | 85 | N |  |  | OP | X | 7 | 2004 | 2004 |  |  | N | IPP Non-CHP | IPP | IPP | 2 | X | NG | Non-Renewable | 0 | 261 | 0 | 1
Operable | 21668 | Wise County Power Company LLC |  | 55320 | Wise County Power LLC | TX | Restructured | Wise | GT2 | Natural Gas Fired Combined Cycle | CT | CC1 | S | X | Y | WCPP CT2 | WCPP CT2 | 261 | 0.9 | 245 | 261 | 85 | N |  |  | OP | X | 7 | 2004 | 2004 |  |  | N | IPP Non-CHP | IPP | IPP | 2 | X | NG | Non-Renewable | 0 | 261 | 0 | 1
Operable | 21668 | Wise County Power Company LLC |  | 55320 | Wise County Power LLC | TX | Restructured | Wise | ST1 | Natural Gas Fired Combined Cycle | CA | CC1 | S | Y | X | WCPP ST1 | WCPP ST1 | 299.7 | 0.9 | 245 | 260 | 130 | N |  |  | OP | X | 7 | 2004 | 2004 |  |  | N | IPP Non-CHP | IPP | IPP | 2 | X | NG | Non-Renewable | 0 | 299.7 | 0 | 1
Operable | 63225 | Wister Solar |  | 63487 | Wister Solar | CA | Vertical | Imperial | WSOL | Solar Photovoltaic | PV |  | S | X | X |  |  | 20 |  | 20 | 20 |  | N |  |  | OP | X | 7 | 2022 | 2022 |  |  | N | IPP Non-CHP | IPP | IPP | 2 | X | SUN | Renewable | 20 | 0 | 1 | 0
Operable | 54843 | WM Illinois Renewable Energy LLC |  | 50563 | Settlers Hill Gas Recovery | IL | Restructured | Kane | GEN1 | Landfill Gas | GT |  | S | X | X | Zonal | Zonal | 3 | 0.98 | 2.9 | 3.3 | 1 | N |  |  | OP | X | 10 | 1988 | Pre-2000 |  |  | N | IPP Non-CHP | IPP | IPP | 2 | X | LFG | Renewable | 3 | 0 | 1 | 0
Operable | 54843 | WM Illinois Renewable Energy LLC |  | 50563 | Settlers Hill Gas Recovery | IL | Restructured | Kane | GEN2 | Landfill Gas | GT |  | S | X | X | Zonal | Zonal | 3 | 0.98 | 2.9 | 3.3 | 1 | N |  |  | OP | X | 5 | 1998 | Pre-2000 |  |  | N | IPP Non-CHP | IPP | IPP | 2 | X | LFG | Renewable | 3 | 0 | 1 | 0
Operable | 54843 | WM Illinois Renewable Energy LLC |  | 50566 | Milam Gas Recovery | IL | Restructured | St Clair | GEN1 | Natural Gas Internal Combustion Engine | IC |  | S | X | X | Zonal | Zonal | 0.8 | 0.98 | 0.8 | 0.8 | 0.5 | N |  |  | OP | X | 4 | 1991 | Pre-2000 |  |  | N | IPP Non-CHP | IPP | IPP | 2 | X | NG | Non-Renewable | 0 | 0.8 | 0 | 1
Operable | 54843 | WM Illinois Renewable Energy LLC |  | 50566 | Milam Gas Recovery | IL | Restructured | St Clair | GEN2 | Natural Gas Internal Combustion Engine | IC |  | S | X | X | Zonal | Zonal | 0.8 | 0.98 | 0.8 | 0.8 | 0.5 | N |  |  | OP | X | 4 | 1991 | Pre-2000 |  |  | N | IPP Non-CHP | IPP | IPP | 2 | X | NG | Non-Renewable | 0 | 0.8 | 0 | 1
Operable | 54843 | WM Illinois Renewable Energy LLC |  | 50566 | Milam Gas Recovery | IL | Restructured | St Clair | GEN3 | Natural Gas Internal Combustion Engine | IC |  | S | X | X | Zonal | Zonal | 0.8 | 0.98 | 0.8 | 0.8 | 0.5 | N |  |  | OP | X | 3 | 1993 | Pre-2000 |  |  | N | IPP Non-CHP | IPP | IPP | 2 | X | NG | Non-Renewable | 0 | 0.8 | 0 | 1
Operable | 54843 | WM Illinois Renewable Energy LLC |  | 50573 | CID Gas Recovery | IL | Restructured | Cook | GEN2 | Landfill Gas | GT |  | S | X | X | Zonal | Zonal | 3 | 0.98 | 2.9 | 3.3 | 1 | N |  |  | OP | X | 3 | 1989 | Pre-2000 |  |  | N | IPP Non-CHP | IPP | IPP | 2 | X | LFG | Renewable | 3 | 0 | 1 | 0
Operable | 54843 | WM Illinois Renewable Energy LLC |  | 50575 | Lake Gas Recovery | IL | Restructured | Cook | GEN2 | Landfill Gas | GT |  | S | X | X | Zonal | Zonal | 3 | 0.98 | 2.9 | 3.3 | 1 | N |  |  | OP | X | 8 | 1993 | Pre-2000 |  |  | N | IPP Non-CHP | IPP | IPP | 2 | X | LFG | Renewable | 3 | 0 | 1 | 0
Operable | 54843 | WM Illinois Renewable Energy LLC |  | 50575 | Lake Gas Recovery | IL | Restructured | Cook | GEN3 | Landfill Gas | GT |  | S | X | X | Zonal | Zonal | 3 | 0.98 | 2.9 | 3.3 | 1 | N |  |  | OP | X | 8 | 1993 | Pre-2000 |  |  | N | IPP Non-CHP | IPP | IPP | 2 | X | LFG | Renewable | 3 | 0 | 1 | 0
Operable | 54843 | WM Illinois Renewable Energy LLC |  | 50721 | Tazewell Gas Recovery | IL | Restructured | Tazewell | GEN1 | Landfill Gas | IC |  | S | X | X | Zonal | Zonal | 0.8 | 0.98 | 0.8 | 0.8 | 0.5 | N |  |  | OP | X | 7 | 1989 | Pre-2000 |  |  | N | IPP Non-CHP | IPP | IPP | 2 | X | LFG | Renewable | 0.8 | 0 | 1 | 0
Operable | 54843 | WM Illinois Renewable Energy LLC |  | 50721 | Tazewell Gas Recovery | IL | Restructured | Tazewell | GEN2 | Landfill Gas | IC |  | S | X | X | Zonal | Zonal | 0.8 | 0.98 | 0.8 | 0.8 | 0.5 | N |  |  | OP | X | 7 | 1989 | Pre-2000 |  |  | N | IPP Non-CHP | IPP | IPP | 2 | X | LFG | Renewable | 0.8 | 0 | 1 | 0
Operable | 54843 | WM Illinois Renewable Energy LLC |  | 50721 | Tazewell Gas Recovery | IL | Restructured | Tazewell | GEN3 | Landfill Gas | IC |  | S | X | X | Zonal | Zonal | 0.8 | 0.98 | 0.8 | 0.8 | 0.5 | N |  |  | OP | X | 5 | 1999 | Pre-2000 |  |  | N | IPP Non-CHP | IPP | IPP | 2 | X | LFG | Renewable | 0.8 | 0 | 1 | 0
Operable | 54843 | WM Illinois Renewable Energy LLC |  | 54662 | Woodland Landfill Gas Recovery | IL | Restructured | Kane | GEN1 | Landfill Gas | IC |  | S | X | X | Zonal | Zonal | 0.8 | 0.98 | 0.8 | 0.8 | 0.5 | N |  |  | OP | X | 5 | 1992 | Pre-2000 |  |  | N | IPP Non-CHP | IPP | IPP | 2 | X | LFG | Renewable | 0.8 | 0 | 1 | 0
Operable | 54843 | WM Illinois Renewable Energy LLC |  | 54662 | Woodland Landfill Gas Recovery | IL | Restructured | Kane | GEN2 | Landfill Gas | IC |  | S | X | X | Zonal | Zonal | 0.8 | 0.98 | 0.8 | 0.8 | 0.5 | N |  |  | OP | X | 5 | 1992 | Pre-2000 |  |  | N | IPP Non-CHP | IPP | IPP | 2 | X | LFG | Renewable | 0.8 | 0 | 1 | 0
Operable | 54843 | WM Illinois Renewable Energy LLC |  | 54662 | Woodland Landfill Gas Recovery | IL | Restructured | Kane | GEN3 | Landfill Gas | IC |  | S | X | X | Zonal | Zonal | 1.6 | 0.98 | 1.6 | 1.6 | 0.8 | N |  |  | OP | X | 5 | 2010 | 2010 |  |  | N | IPP Non-CHP | IPP | IPP | 2 | X | LFG | Renewable | 1.6 | 0 | 1 | 0
Operable | 54843 | WM Illinois Renewable Energy LLC |  | 54662 | Woodland Landfill Gas Recovery | IL | Restructured | Kane | GEN4 | Landfill Gas | IC |  | S | X | X |  |  | 1.6 | 0.98 | 1.6 | 1.6 | 0.8 | N |  |  | OP | X | 5 | 2010 | 2010 |  |  | N | IPP Non-CHP | IPP | IPP | 2 | X | LFG | Renewable | 1.6 | 0 | 1 | 0
Operable | 54843 | WM Illinois Renewable Energy LLC |  | 55014 | Greene Valley Gas Recovery | IL | Restructured | DuPage | GEN1 | Landfill Gas | GT |  | S | X | X | Zonal | Zonal | 3.3 | 0.98 | 2.9 | 3.3 | 1 | N |  |  | OP | X | 5 | 1996 | Pre-2000 |  |  | N | IPP Non-CHP | IPP | IPP | 2 | X | LFG | Renewable | 3.3 | 0 | 1 | 0
Operable | 54843 | WM Illinois Renewable Energy LLC |  | 55014 | Greene Valley Gas Recovery | IL | Restructured | DuPage | GEN2 | Landfill Gas | GT |  | S | X | X | Zonal | Zonal | 3.3 | 0.98 | 2.9 | 3.3 | 1 | N |  |  | OP | X | 5 | 1996 | Pre-2000 |  |  | N | IPP Non-CHP | IPP | IPP | 2 | X | LFG | Renewable | 3.3 | 0 | 1 | 0
Operable | 54842 | WM Renewable Energy LLC |  | 7690 | Pennsbury | PA | Restructured | Bucks | 1 | Landfill Gas | GT |  | S | X | X | FALLS 4 KV PENSBRY1 | FALLS 4 KV PENSBRY1 | 3 | 0.8 | 2 | 2.8 | 1 | N |  |  | OS | X | 9 | 1996 | Pre-2000 |  |  | N | IPP Non-CHP | IPP | IPP | 2 | X | LFG | Renewable | 3 | 0 | 1 | 0
Operable | 54842 | WM Renewable Energy LLC |  | 7690 | Pennsbury | PA | Restructured | Bucks | 2 | Landfill Gas | GT |  | S | X | X | FALLS 4 KV PENSBRY2 | FALLS 4 KV PENSBRY2 | 3 | 0.8 | 2 | 2.8 | 1 | N |  |  | OS | X | 9 | 1996 | Pre-2000 |  |  | N | IPP Non-CHP | IPP | IPP | 2 | X | LFG | Renewable | 3 | 0 | 1 | 0
Operable | 54842 | WM Renewable Energy LLC |  | 50564 | New Milford Gas Recovery | CT | Restructured | Litchfield | GEN2 | Landfill Gas | IC |  | S | X | X | Zonal | Zonal | 0.8 | 0.98 | 0.8 | 0.8 | 0.5 | N |  |  | OP | X | 5 | 2008 | 2008 |  |  | N | IPP Non-CHP | IPP | IPP | 2 | X | LFG | Renewable | 0.8 | 0 | 1 | 0
Operable | 54842 | WM Renewable Energy LLC |  | 50564 | New Milford Gas Recovery | CT | Restructured | Litchfield | GEN4 | Landfill Gas | IC |  | S | X | X | Zonal | Zonal | 0.8 | 0.98 | 0.8 | 0.8 | 0.5 | N |  |  | OP | X | 5 | 2008 | 2008 |  |  | N | IPP Non-CHP | IPP | IPP | 2 | X | LFG | Renewable | 0.8 | 0 | 1 | 0
Operable | 54842 | WM Renewable Energy LLC |  | 50568 | High Acres Gas Recovery | NY | Restructured | Monroe | GEN1 | Landfill Gas | IC |  | S | X | X | PTID 23767 | PTID 23767 | 0.8 | 0.98 | 0.8 | 0.8 | 0.5 | N |  |  | OP | X | 5 | 1991 | Pre-2000 |  |  | N | IPP Non-CHP | IPP | IPP | 2 | X | LFG | Renewable | 0.8 | 0 | 1 | 0
Operable | 54842 | WM Renewable Energy LLC |  | 50568 | High Acres Gas Recovery | NY | Restructured | Monroe | GEN2 | Landfill Gas | IC |  | S | X | X | PTID 23767 | PTID 23767 | 0.8 | 0.98 | 0.8 | 0.8 | 0.5 | N |  |  | OP | X | 5 | 1991 | Pre-2000 |  |  | N | IPP Non-CHP | IPP | IPP | 2 | X | LFG | Renewable | 0.8 | 0 | 1 | 0
Operable | 54842 | WM Renewable Energy LLC |  | 50568 | High Acres Gas Recovery | NY | Restructured | Monroe | GEN3 | Landfill Gas | IC |  | S | X | X | PTID 23767 | PTID 23767 | 0.8 | 0.98 | 0.8 | 0.8 | 0.5 | N |  |  | OP | X | 5 | 1991 | Pre-2000 |  |  | N | IPP Non-CHP | IPP | IPP | 2 | X | LFG | Renewable | 0.8 | 0 | 1 | 0
Operable | 54842 | WM Renewable Energy LLC |  | 50568 | High Acres Gas Recovery | NY | Restructured | Monroe | GEN4 | Landfill Gas | IC |  | S | X | X | PTID 23767 | PTID 23767 | 0.8 | 0.98 | 0.8 | 0.8 | 0.5 | N |  |  | OP | X | 5 | 1991 | Pre-2000 |  |  | N | IPP Non-CHP | IPP | IPP | 2 | X | LFG | Renewable | 0.8 | 0 | 1 | 0
Operable | 54842 | WM Renewable Energy LLC |  | 50568 | High Acres Gas Recovery | NY | Restructured | Monroe | GEN5 | Landfill Gas | IC |  | S | X | X | PTID 23767 | PTID 23767 | 1.6 | 0.98 | 1.6 | 1.6 | 0.8 | N |  |  | OP | X | 3 | 2008 | 2008 |  |  | N | IPP Non-CHP | IPP | IPP | 2 | X | LFG | Renewable | 1.6 | 0 | 1 | 0
Operable | 54842 | WM Renewable Energy LLC |  | 50568 | High Acres Gas Recovery | NY | Restructured | Monroe | GEN6 | Landfill Gas | IC |  | S | X | X | PTID 23767 | PTID 23767 | 1.6 | 0.98 | 1.6 | 1.6 | 0.8 | N |  |  | OP | X | 3 | 2008 | 2008 |  |  | N | IPP Non-CHP | IPP | IPP | 2 | X | LFG | Renewable | 1.6 | 0 | 1 | 0
Operable | 54842 | WM Renewable Energy LLC |  | 50568 | High Acres Gas Recovery | NY | Restructured | Monroe | GEN7 | Landfill Gas | IC |  | S | X | X | PTID 23767 | PTID 23767 | 1.6 | 0.98 | 1.6 | 1.6 | 0.8 | N |  |  | OP | X | 3 | 2008 | 2008 |  |  | N | IPP Non-CHP | IPP | IPP | 2 | X | LFG | Renewable | 1.6 | 0 | 1 | 0
Operable | 54842 | WM Renewable Energy LLC |  | 50568 | High Acres Gas Recovery | NY | Restructured | Monroe | GEN8 | Landfill Gas | IC |  | S | X | X | PTID 23767 | PTID 23767 | 1.6 | 0.98 | 1.6 | 1.6 | 0.8 | N |  |  | OP | X | 3 | 2008 | 2008 |  |  | N | IPP Non-CHP | IPP | IPP | 2 | X | LFG | Renewable | 1.6 | 0 | 1 | 0
Operable | 54842 | WM Renewable Energy LLC |  | 50571 | Altamont Gas Recovery | CA | Vertical | Alameda | GEN1 | Landfill Gas | GT |  | S | X | X | PG&E | PG&E | 3 | 0.98 | 2.9 | 3.3 | 1 | N |  |  | OP | X | 3 | 1989 | Pre-2000 |  |  | N | IPP Non-CHP | IPP | IPP | 2 | X | LFG | Renewable | 3 | 0 | 1 | 0
Operable | 54842 | WM Renewable Energy LLC |  | 50571 | Altamont Gas Recovery | CA | Vertical | Alameda | GEN2 | Landfill Gas | GT |  | S | X | X | PG&E | PG&E | 3 | 0.98 | 2.9 | 3.3 | 1 | N |  |  | OP | X | 3 | 1989 | Pre-2000 |  |  | N | IPP Non-CHP | IPP | IPP | 2 | X | LFG | Renewable | 3 | 0 | 1 | 0
Operable | 54842 | WM Renewable Energy LLC |  | 50572 | CSL Gas Recovery | FL | Vertical | Broward | GEN1 | Landfill Gas | CT | CC1 | S | X | Y | FP&L | FP&L | 3 | 0.98 | 2.9 | 3 | 1 | N |  |  | OP | X | 3 | 1989 | Pre-2000 |  |  | N | IPP Non-CHP | IPP | IPP | 2 | X | LFG | Renewable | 3 | 0 | 1 | 0
Operable | 54842 | WM Renewable Energy LLC |  | 50572 | CSL Gas Recovery | FL | Vertical | Broward | GEN2 | Landfill Gas | CT | CC1 | S | X | Y | FP&L | FP&L | 3 | 0.98 | 2.9 | 3 | 1 | N |  |  | OP | X | 3 | 1989 | Pre-2000 |  |  | N | IPP Non-CHP | IPP | IPP | 2 | X | LFG | Renewable | 3 | 0 | 1 | 0
Operable | 54842 | WM Renewable Energy LLC |  | 50572 | CSL Gas Recovery | FL | Vertical | Broward | GEN3 | Landfill Gas | CT | CC1 | S | X | Y | FP&L | FP&L | 3 | 0.98 | 2.9 | 3 | 1 | N |  |  | OP | X | 3 | 1989 | Pre-2000 |  |  | N | IPP Non-CHP | IPP | IPP | 2 | X | LFG | Renewable | 3 | 0 | 1 | 0
Operable | 54842 | WM Renewable Energy LLC |  | 50572 | CSL Gas Recovery | FL | Vertical | Broward | GEN4 | Landfill Gas | CA | CC1 | S | N | X | FP&L | FP&L | 2.2 | 0.98 | 2.2 | 2.2 | 0.2 | N |  |  | OP | X | 2 | 2000 | 2000 |  |  | N | IPP Non-CHP | IPP | IPP | 2 | X | LFG | Renewable | 2.2 | 0 | 1 | 0
Operable | 54842 | WM Renewable Energy LLC |  | 50576 | Metro Gas Recovery | WI | Vertical | Milwaukee | GEN1 | Landfill Gas | GT |  | S | X | X | WE | WE | 3 | 0.98 | 2.9 | 3.3 | 1 | N |  |  | OP | X | 12 | 1985 | Pre-2000 |  |  | N | IPP Non-CHP | IPP | IPP | 2 | X | LFG | Renewable | 3 | 0 | 1 | 0
Operable | 54842 | WM Renewable Energy LLC |  | 50576 | Metro Gas Recovery | WI | Vertical | Milwaukee | GEN2 | Landfill Gas | GT |  | S | X | X | WE | WE | 3 | 0.98 | 2.9 | 3.3 | 1 | N |  |  | OP | X | 12 | 1985 | Pre-2000 |  |  | N | IPP Non-CHP | IPP | IPP | 2 | X | LFG | Renewable | 3 | 0 | 1 | 0
Operable | 54842 | WM Renewable Energy LLC |  | 50576 | Metro Gas Recovery | WI | Vertical | Milwaukee | GEN3 | Landfill Gas | IC |  | S | X | X | WE | WE | 0.8 | 0.98 | 0.8 | 0.8 | 0.5 | N |  |  | OP | X | 2 | 2000 | 2000 |  |  | N | IPP Non-CHP | IPP | IPP | 2 | X | LFG | Renewable | 0.8 | 0 | 1 | 0
Operable | 54842 | WM Renewable Energy LLC |  | 50576 | Metro Gas Recovery | WI | Vertical | Milwaukee | GEN4 | Landfill Gas | IC |  | S | X | X | WE | WE | 0.8 | 0.98 | 0.8 | 0.8 | 0.5 | N |  |  | OP | X | 2 | 2000 | 2000 |  |  | N | IPP Non-CHP | IPP | IPP | 2 | X | LFG | Renewable | 0.8 | 0 | 1 | 0
Operable | 54842 | WM Renewable Energy LLC |  | 50576 | Metro Gas Recovery | WI | Vertical | Milwaukee | GEN5 | Landfill Gas | IC |  | S | X | X | WE | WE | 0.8 | 0.98 | 0.8 | 0.8 | 0.5 | N |  |  | OP | X | 2 | 2000 | 2000 |  |  | N | IPP Non-CHP | IPP | IPP | 2 | X | LFG | Renewable | 0.8 | 0 | 1 | 0
Operable | 54842 | WM Renewable Energy LLC |  | 50576 | Metro Gas Recovery | WI | Vertical | Milwaukee | GEN6 | Landfill Gas | IC |  | S | X | X | WE | WE | 0.8 | 0.98 | 0.8 | 0.8 | 0.5 | N |  |  | OP | X | 2 | 2000 | 2000 |  |  | N | IPP Non-CHP | IPP | IPP | 2 | X | LFG | Renewable | 0.8 | 0 | 1 | 0
Operable | 54842 | WM Renewable Energy LLC |  | 50577 | Omega Hills Gas Recovery | WI | Vertical | Washington | GEN1 | Landfill Gas | GT |  | S | X | X | WE | WE | 3.1 | 0.98 | 2.9 | 3.3 | 1 | N |  |  | OP | X | 12 | 1985 | Pre-2000 |  |  | N | IPP Non-CHP | IPP | IPP | 2 | X | LFG | Renewable | 3.1 | 0 | 1 | 0
Operable | 54842 | WM Renewable Energy LLC |  | 50577 | Omega Hills Gas Recovery | WI | Vertical | Washington | GEN2 | Landfill Gas | GT |  | S | X | X | WE | WE | 3.1 | 0.98 | 2.9 | 3.3 | 1 | N |  |  | OP | X | 12 | 1985 | Pre-2000 |  |  | N | IPP Non-CHP | IPP | IPP | 2 | X | LFG | Renewable | 3.1 | 0 | 1 | 0
Operable | 54842 | WM Renewable Energy LLC |  | 50577 | Omega Hills Gas Recovery | WI | Vertical | Washington | GEN3 | Landfill Gas | GT |  | S | X | X | WE | WE | 3.3 | 0.98 | 3 | 3 | 1 | N |  |  | OP | X | 9 | 2001 | 2001 |  |  | N | IPP Non-CHP | IPP | IPP | 2 | X | LFG | Renewable | 3.3 | 0 | 1 | 0
Operable | 54842 | WM Renewable Energy LLC |  | 50577 | Omega Hills Gas Recovery | WI | Vertical | Washington | GEN5 | Landfill Gas | GT |  | S | X | X | WE | WE | 3.3 | 0.98 | 2.9 | 3.3 | 1 | N |  |  | OP | X | 9 | 2010 | 2010 |  |  | N | IPP Non-CHP | IPP | IPP | 2 | X | LFG | Renewable | 3.3 | 0 | 1 | 0
Operable | 54842 | WM Renewable Energy LLC |  | 54539 | Venice Resources Gas Recovery | MI | Vertical | Shiawassee | GEN1 | Landfill Gas | IC |  | S | X | X | Zonal | Zonal | 0.8 | 0.98 | 0.8 | 0.8 | 0.5 | N |  |  | OP | X | 3 | 1992 | Pre-2000 |  |  | N | IPP Non-CHP | IPP | IPP | 2 | X | LFG | Renewable | 0.8 | 0 | 1 | 0
Operable | 54842 | WM Renewable Energy LLC |  | 54539 | Venice Resources Gas Recovery | MI | Vertical | Shiawassee | GEN2 | Landfill Gas | IC |  | S | X | X | Zonal | Zonal | 0.8 | 0.98 | 0.8 | 0.8 | 0.5 | N |  |  | OP | X | 3 | 1992 | Pre-2000 |  |  | N | IPP Non-CHP | IPP | IPP | 2 | X | LFG | Renewable | 0.8 | 0 | 1 | 0
Operable | 54842 | WM Renewable Energy LLC |  | 54661 | Pheasant Run Landfill Gas Recovery | WI | Vertical | Kenosha | GE10 | Landfill Gas | IC |  | S | X | X | WE | WE | 0.8 | 0.98 | 0.8 | 0.8 | 0.5 | N |  |  | OP | X | 7 | 2002 | 2002 |  |  | N | IPP Non-CHP | IPP | IPP | 2 | X | LFG | Renewable | 0.8 | 0 | 1 | 0
Operable | 54842 | WM Renewable Energy LLC |  | 54661 | Pheasant Run Landfill Gas Recovery | WI | Vertical | Kenosha | GE11 | Landfill Gas | IC |  | S | X | X | WE | WE | 0.8 | 0.98 | 0.8 | 0.8 | 0.5 | N |  |  | OP | X | 7 | 2002 | 2002 |  |  | N | IPP Non-CHP | IPP | IPP | 2 | X | LFG | Renewable | 0.8 | 0 | 1 | 0
Operable | 54842 | WM Renewable Energy LLC |  | 54661 | Pheasant Run Landfill Gas Recovery | WI | Vertical | Kenosha | GEN1 | Landfill Gas | IC |  | S | X | X | WE | WE | 0.8 | 0.98 | 0.8 | 0.8 | 0.5 | N |  |  | OP | X | 2 | 1992 | Pre-2000 |  |  | N | IPP Non-CHP | IPP | IPP | 2 | X | LFG | Renewable | 0.8 | 0 | 1 | 0
Operable | 54842 | WM Renewable Energy LLC |  | 54661 | Pheasant Run Landfill Gas Recovery | WI | Vertical | Kenosha | GEN2 | Landfill Gas | IC |  | S | X | X | WE | WE | 0.8 | 0.98 | 0.8 | 0.8 | 0.5 | N |  |  | OP | X | 2 | 1992 | Pre-2000 |  |  | N | IPP Non-CHP | IPP | IPP | 2 | X | LFG | Renewable | 0.8 | 0 | 1 | 0
Operable | 54842 | WM Renewable Energy LLC |  | 54661 | Pheasant Run Landfill Gas Recovery | WI | Vertical | Kenosha | GEN3 | Landfill Gas | IC |  | S | X | X | WE | WE | 0.8 | 0.98 | 0.8 | 0.8 | 0.5 | N |  |  | OP | X | 2 | 1996 | Pre-2000 |  |  | N | IPP Non-CHP | IPP | IPP | 2 | X | LFG | Renewable | 0.8 | 0 | 1 | 0
Operable | 54842 | WM Renewable Energy LLC |  | 54661 | Pheasant Run Landfill Gas Recovery | WI | Vertical | Kenosha | GEN4 | Landfill Gas | IC |  | S | X | X | WE | WE | 0.8 | 0.98 | 0.8 | 0.8 | 0.5 | N |  |  | OP | X | 2 | 2000 | 2000 |  |  | N | IPP Non-CHP | IPP | IPP | 2 | X | LFG | Renewable | 0.8 | 0 | 1 | 0
Operable | 54842 | WM Renewable Energy LLC |  | 54661 | Pheasant Run Landfill Gas Recovery | WI | Vertical | Kenosha | GEN5 | Landfill Gas | IC |  | S | X | X | WE | WE | 0.8 | 0.98 | 0.8 | 0.8 | 0.5 | N |  |  | OP | X | 2 | 2000 | 2000 |  |  | N | IPP Non-CHP | IPP | IPP | 2 | X | LFG | Renewable | 0.8 | 0 | 1 | 0
Operable | 54842 | WM Renewable Energy LLC |  | 54661 | Pheasant Run Landfill Gas Recovery | WI | Vertical | Kenosha | GEN6 | Landfill Gas | IC |  | S | X | X | WE | WE | 0.8 | 0.98 | 0.8 | 0.8 | 0.5 | N |  |  | OP | X | 2 | 2000 | 2000 |  |  | N | IPP Non-CHP | IPP | IPP | 2 | X | LFG | Renewable | 0.8 | 0 | 1 | 0
Operable | 54842 | WM Renewable Energy LLC |  | 54661 | Pheasant Run Landfill Gas Recovery | WI | Vertical | Kenosha | GEN7 | Landfill Gas | IC |  | S | X | X | WE | WE | 0.8 | 0.98 | 0.8 | 0.8 | 0.5 | N |  |  | OP | X | 2 | 2000 | 2000 |  |  | N | IPP Non-CHP | IPP | IPP | 2 | X | LFG | Renewable | 0.8 | 0 | 1 | 0
Operable | 54842 | WM Renewable Energy LLC |  | 54661 | Pheasant Run Landfill Gas Recovery | WI | Vertical | Kenosha | GEN8 | Landfill Gas | IC |  | S | X | X | WE | WE | 0.8 | 0.98 | 0.8 | 0.8 | 0.5 | N |  |  | OP | X | 7 | 2002 | 2002 |  |  | N | IPP Non-CHP | IPP | IPP | 2 | X | LFG | Renewable | 0.8 | 0 | 1 | 0
Operable | 54842 | WM Renewable Energy LLC |  | 54661 | Pheasant Run Landfill Gas Recovery | WI | Vertical | Kenosha | GEN9 | Landfill Gas | IC |  | S | X | X | WE | WE | 0.8 | 0.98 | 0.8 | 0.8 | 0.5 | N |  |  | OP | X | 7 | 2002 | 2002 |  |  | N | IPP Non-CHP | IPP | IPP | 2 | X | LFG | Renewable | 0.8 | 0 | 1 | 0
Operable | 54842 | WM Renewable Energy LLC |  | 54663 | Turnkey Landfill Gas Recovery | NH | Restructured | Strafford | GEN1 | Landfill Gas | IC |  | S | X | X | SESD # 496 | SESD # 496 | 0.8 | 0.98 | 0.8 | 0.8 | 0.5 | N |  |  | OP | X | 2 | 1992 | Pre-2000 |  |  | N | IPP Non-CHP | IPP | IPP | 2 | X | LFG | Renewable | 0.8 | 0 | 1 | 0
Operable | 54842 | WM Renewable Energy LLC |  | 54663 | Turnkey Landfill Gas Recovery | NH | Restructured | Strafford | GEN2 | Landfill Gas | IC |  | S | X | X | SESD # 496 | SESD # 496 | 0.8 | 0.98 | 0.8 | 0.8 | 0.5 | N |  |  | OP | X | 2 | 1992 | Pre-2000 |  |  | N | IPP Non-CHP | IPP | IPP | 2 | X | LFG | Renewable | 0.8 | 0 | 1 | 0
Operable | 54842 | WM Renewable Energy LLC |  | 54663 | Turnkey Landfill Gas Recovery | NH | Restructured | Strafford | GEN3 | Landfill Gas | IC |  | S | X | X | SESD # 496 | SESD # 496 | 0.8 | 0.98 | 0.8 | 0.8 | 0.5 | N |  |  | OP | X | 2 | 1992 | Pre-2000 |  |  | N | IPP Non-CHP | IPP | IPP | 2 | X | LFG | Renewable | 0.8 | 0 | 1 | 0
Operable | 54842 | WM Renewable Energy LLC |  | 54663 | Turnkey Landfill Gas Recovery | NH | Restructured | Strafford | GEN4 | Landfill Gas | IC |  | S | X | X | SESD # 496 | SESD # 496 | 0.8 | 0.98 | 0.8 | 0.8 | 0.5 | N |  |  | OP | X | 9 | 1993 | Pre-2000 |  |  | N | IPP Non-CHP | IPP | IPP | 2 | X | LFG | Renewable | 0.8 | 0 | 1 | 0
Operable | 54842 | WM Renewable Energy LLC |  | 54663 | Turnkey Landfill Gas Recovery | NH | Restructured | Strafford | GEN5 | Landfill Gas | GT |  | S | X | X | SESD # 496 | SESD # 496 | 3 | 0.98 | 2.9 | 3.3 | 1 | N |  |  | OP | X | 12 | 1997 | Pre-2000 |  |  | N | IPP Non-CHP | IPP | IPP | 2 | X | LFG | Renewable | 3 | 0 | 1 | 0
Operable | 54842 | WM Renewable Energy LLC |  | 54663 | Turnkey Landfill Gas Recovery | NH | Restructured | Strafford | GEN6 | Landfill Gas | GT |  | S | X | X | SESD # 496 | SESD # 496 | 3 | 0.98 | 2.9 | 3.3 | 1 | N |  |  | OP | X | 12 | 1997 | Pre-2000 |  |  | N | IPP Non-CHP | IPP | IPP | 2 | X | LFG | Renewable | 3 | 0 | 1 | 0
Operable | 54842 | WM Renewable Energy LLC |  | 54700 | Metro Methane Recovery Facility | IA | Vertical | Polk | GEN1 | Landfill Gas | IC |  | S | X | X | Zonal | Zonal | 0.8 | 0.98 | 0.8 | 0.8 | 0.5 | N |  |  | OP | X | 1 | 1998 | Pre-2000 |  |  | N | IPP Non-CHP | IPP | IPP | 2 | X | LFG | Renewable | 0.8 | 0 | 1 | 0
Operable | 54842 | WM Renewable Energy LLC |  | 54700 | Metro Methane Recovery Facility | IA | Vertical | Polk | GEN10 | Landfill Gas | IC |  | S | X | X | Zonal | Zonal | 1.6 | 0.98 | 1.6 | 1.6 | 0.8 | N |  |  | OP | X | 3 | 2014 | 2014 |  |  | N | IPP Non-CHP | IPP | IPP | 2 | X | LFG | Renewable | 1.6 | 0 | 1 | 0
Operable | 54842 | WM Renewable Energy LLC |  | 54700 | Metro Methane Recovery Facility | IA | Vertical | Polk | GEN11 | Landfill Gas | IC |  | S | X | X | Zonal | Zonal | 1.6 | 0.98 | 1.6 | 1.6 | 0.8 | N |  |  | OP | X | 3 | 2014 | 2014 |  |  | N | IPP Non-CHP | IPP | IPP | 2 | X | LFG | Renewable | 1.6 | 0 | 1 | 0
Operable | 54842 | WM Renewable Energy LLC |  | 54700 | Metro Methane Recovery Facility | IA | Vertical | Polk | GEN12 | Landfill Gas | IC |  | S | X | X | Zonal | Zonal | 1.6 | 0.98 | 1.6 | 1.6 | 0.8 | N |  |  | OP | X | 3 | 2014 | 2014 |  |  | N | IPP Non-CHP | IPP | IPP | 2 | X | LFG | Renewable | 1.6 | 0 | 1 | 0
Operable | 54842 | WM Renewable Energy LLC |  | 54700 | Metro Methane Recovery Facility | IA | Vertical | Polk | GEN2 | Landfill Gas | IC |  | S | X | X | Zonal | Zonal | 0.8 | 0.98 | 0.8 | 0.8 | 0.5 | N |  |  | OP | X | 1 | 1998 | Pre-2000 |  |  | N | IPP Non-CHP | IPP | IPP | 2 | X | LFG | Renewable | 0.8 | 0 | 1 | 0
Operable | 54842 | WM Renewable Energy LLC |  | 54700 | Metro Methane Recovery Facility | IA | Vertical | Polk | GEN3 | Landfill Gas | IC |  | S | X | X | Zonal | Zonal | 0.8 | 0.98 | 0.8 | 0.8 | 0.5 | N |  |  | OP | X | 1 | 1998 | Pre-2000 |  |  | N | IPP Non-CHP | IPP | IPP | 2 | X | LFG | Renewable | 0.8 | 0 | 1 | 0
Operable | 54842 | WM Renewable Energy LLC |  | 54700 | Metro Methane Recovery Facility | IA | Vertical | Polk | GEN4 | Landfill Gas | IC |  | S | X | X | Zonal | Zonal | 0.8 | 0.98 | 0.8 | 0.8 | 0.5 | N |  |  | OP | X | 1 | 1998 | Pre-2000 |  |  | N | IPP Non-CHP | IPP | IPP | 2 | X | LFG | Renewable | 0.8 | 0 | 1 | 0
Operable | 54842 | WM Renewable Energy LLC |  | 54700 | Metro Methane Recovery Facility | IA | Vertical | Polk | GEN5 | Landfill Gas | IC |  | S | X | X | Zonal | Zonal | 0.8 | 0.98 | 0.8 | 0.8 | 0.5 | N |  |  | OP | X | 1 | 1998 | Pre-2000 |  |  | N | IPP Non-CHP | IPP | IPP | 2 | X | LFG | Renewable | 0.8 | 0 | 1 | 0
Operable | 54842 | WM Renewable Energy LLC |  | 54700 | Metro Methane Recovery Facility | IA | Vertical | Polk | GEN6 | Landfill Gas | IC |  | S | X | X | Zonal | Zonal | 0.8 | 0.98 | 0.8 | 0.8 | 0.5 | N |  |  | OP | X | 1 | 1998 | Pre-2000 |  |  | N | IPP Non-CHP | IPP | IPP | 2 | X | LFG | Renewable | 0.8 | 0 | 1 | 0
Operable | 54842 | WM Renewable Energy LLC |  | 54700 | Metro Methane Recovery Facility | IA | Vertical | Polk | GEN7 | Landfill Gas | IC |  | S | X | X | Zonal | Zonal | 0.8 | 0.98 | 0.8 | 0.8 | 0.5 | N |  |  | OP | X | 1 | 1998 | Pre-2000 |  |  | N | IPP Non-CHP | IPP | IPP | 2 | X | LFG | Renewable | 0.8 | 0 | 1 | 0
Operable | 54842 | WM Renewable Energy LLC |  | 54700 | Metro Methane Recovery Facility | IA | Vertical | Polk | GEN8 | Landfill Gas | IC |  | S | X | X | Zonal | Zonal | 0.8 | 0.98 | 0.8 | 0.8 | 0.5 | N |  |  | OP | X | 1 | 1998 | Pre-2000 |  |  | N | IPP Non-CHP | IPP | IPP | 2 | X | LFG | Renewable | 0.8 | 0 | 1 | 0
Operable | 54842 | WM Renewable Energy LLC |  | 55074 | Lakeview Gas Recovery | PA | Restructured | Erie | GEN1 | Landfill Gas | IC |  | S | X | X | PENELEC 50776 | PENELEC 50776 | 3 | 0.98 | 3 | 3 | 0.6 | N |  |  | OP | X | 5 | 1997 | Pre-2000 |  |  | N | IPP Non-CHP | IPP | IPP | 2 | X | LFG | Renewable | 3 | 0 | 1 | 0
Operable | 54842 | WM Renewable Energy LLC |  | 55074 | Lakeview Gas Recovery | PA | Restructured | Erie | GEN2 | Landfill Gas | IC |  | S | X | X | PENELEC 50776 | PENELEC 50776 | 3 | 0.98 | 3 | 3 | 0.6 | N |  |  | OP | X | 6 | 1997 | Pre-2000 |  |  | N | IPP Non-CHP | IPP | IPP | 2 | X | LFG | Renewable | 3 | 0 | 1 | 0
Operable | 54842 | WM Renewable Energy LLC |  | 55925 | Ridgeview | WI | Vertical | Manitowoc | GEN1 | Landfill Gas | IC |  | S | X | X | WE | WE | 0.8 | 0.98 | 0.8 | 0.8 | 0.5 | N |  |  | OP | X | 9 | 2002 | 2002 |  |  | N | IPP Non-CHP | IPP | IPP | 2 | X | LFG | Renewable | 0.8 | 0 | 1 | 0
Operable | 54842 | WM Renewable Energy LLC |  | 55925 | Ridgeview | WI | Vertical | Manitowoc | GEN2 | Landfill Gas | IC |  | S | X | X | WE | WE | 0.8 | 0.98 | 0.8 | 0.8 | 0.5 | N |  |  | OP | X | 9 | 2002 | 2002 |  |  | N | IPP Non-CHP | IPP | IPP | 2 | X | LFG | Renewable | 0.8 | 0 | 1 | 0
Operable | 54842 | WM Renewable Energy LLC |  | 55925 | Ridgeview | WI | Vertical | Manitowoc | GEN5 | Landfill Gas | IC |  | S | X | X | WE | WE | 0.8 | 0.98 | 0.8 | 0.8 | 0.5 | N |  |  | OP | X | 12 | 2006 | 2006 |  |  | N | IPP Non-CHP | IPP | IPP | 2 | X | LFG | Renewable | 0.8 | 0 | 1 | 0
Operable | 54842 | WM Renewable Energy LLC |  | 55925 | Ridgeview | WI | Vertical | Manitowoc | GEN6 | Landfill Gas | IC |  | S | X | X | WE | WE | 0.8 | 0.98 | 0.8 | 0.8 | 0.5 | N |  |  | OP | X | 12 | 2006 | 2006 |  |  | N | IPP Non-CHP | IPP | IPP | 2 | X | LFG | Renewable | 0.8 | 0 | 1 | 0
Operable | 54842 | WM Renewable Energy LLC |  | 55925 | Ridgeview | WI | Vertical | Manitowoc | GEN7 | Landfill Gas | IC |  | S | X | X | WE | WE | 0.8 | 0.98 | 0.8 | 0.8 | 0.5 | N |  |  | OP | X | 12 | 2006 | 2006 |  |  | N | IPP Non-CHP | IPP | IPP | 2 | X | LFG | Renewable | 0.8 | 0 | 1 | 0
Operable | 54842 | WM Renewable Energy LLC |  | 55925 | Ridgeview | WI | Vertical | Manitowoc | GEN8 | Landfill Gas | IC |  | S | X | X | WE | WE | 0.8 | 0.98 | 0.8 | 0.8 | 0.5 | N |  |  | OP | X | 12 | 2006 | 2006 |  |  | N | IPP Non-CHP | IPP | IPP | 2 | X | LFG | Renewable | 0.8 | 0 | 1 | 0
Operable | 54842 | WM Renewable Energy LLC |  | 56069 | Berlin Landfill Gas | WI | Vertical | Green Lake | 1 | Landfill Gas | IC |  | S | X | X | Zonal | Zonal | 0.8 | 0.98 | 0.8 | 0.8 | 0.5 | N |  |  | OP | X | 8 | 2001 | 2001 |  |  | N | IPP Non-CHP | IPP | IPP | 2 | X | LFG | Renewable | 0.8 | 0 | 1 | 0
Operable | 54842 | WM Renewable Energy LLC |  | 56069 | Berlin Landfill Gas | WI | Vertical | Green Lake | 2 | Landfill Gas | IC |  | S | X | X | Zonal | Zonal | 0.8 | 0.98 | 0.8 | 0.8 | 0.5 | N |  |  | OP | X | 8 | 2001 | 2001 |  |  | N | IPP Non-CHP | IPP | IPP | 2 | X | LFG | Renewable | 0.8 | 0 | 1 | 0
Operable | 54842 | WM Renewable Energy LLC |  | 56069 | Berlin Landfill Gas | WI | Vertical | Green Lake | 3 | Landfill Gas | IC |  | S | X | X | Zonal | Zonal | 0.8 | 0.98 | 0.8 | 0.8 | 0.5 | N |  |  | OP | X | 8 | 2001 | 2001 |  |  | N | IPP Non-CHP | IPP | IPP | 2 | X | LFG | Renewable | 0.8 | 0 | 1 | 0
Operable | 54842 | WM Renewable Energy LLC |  | 56520 | Deertrack Park Gas Recovery | WI | Vertical | Jefferson | GEN1 | Landfill Gas | IC |  | S | X | X | WE | WE | 0.8 | 0.98 | 0.8 | 0.8 | 0.5 | N |  |  | OS | X | 2 | 2006 | 2006 |  |  | N | IPP Non-CHP | IPP | IPP | 2 | X | LFG | Renewable | 0.8 | 0 | 1 | 0
Operable | 54842 | WM Renewable Energy LLC |  | 56520 | Deertrack Park Gas Recovery | WI | Vertical | Jefferson | GEN2 | Landfill Gas | IC |  | S | X | X | WE | WE | 0.8 | 0.98 | 0.8 | 0.8 | 0.5 | N |  |  | OS | X | 2 | 2006 | 2006 |  |  | N | IPP Non-CHP | IPP | IPP | 2 | X | LFG | Renewable | 0.8 | 0 | 1 | 0
Operable | 54842 | WM Renewable Energy LLC |  | 56520 | Deertrack Park Gas Recovery | WI | Vertical | Jefferson | GEN3 | Landfill Gas | IC |  | S | X | X | WE | WE | 0.8 | 0.98 | 0.8 | 0.8 | 0.5 | N |  |  | OS | X | 2 | 2006 | 2006 |  |  | N | IPP Non-CHP | IPP | IPP | 2 | X | LFG | Renewable | 0.8 | 0 | 1 | 0
Operable | 54842 | WM Renewable Energy LLC |  | 56520 | Deertrack Park Gas Recovery | WI | Vertical | Jefferson | GEN4 | Landfill Gas | IC |  | S | X | X | WE | WE | 0.8 | 0.98 | 0.8 | 0.8 | 0.5 | N |  |  | OS | X | 2 | 2006 | 2006 |  |  | N | IPP Non-CHP | IPP | IPP | 2 | X | LFG | Renewable | 0.8 | 0 | 1 | 0
Operable | 54842 | WM Renewable Energy LLC |  | 56520 | Deertrack Park Gas Recovery | WI | Vertical | Jefferson | GEN5 | Landfill Gas | IC |  | S | X | X | WE | WE | 0.8 | 0.98 | 0.8 | 0.8 | 0.5 | N |  |  | OS | X | 12 | 2007 | 2007 |  |  | N | IPP Non-CHP | IPP | IPP | 2 | X | LFG | Renewable | 0.8 | 0 | 1 | 0
Operable | 54842 | WM Renewable Energy LLC |  | 56520 | Deertrack Park Gas Recovery | WI | Vertical | Jefferson | GEN6 | Landfill Gas | IC |  | S | X | X | WE | WE | 0.8 | 0.98 | 0.8 | 0.8 | 0.5 | N |  |  | OS | X | 12 | 2007 | 2007 |  |  | N | IPP Non-CHP | IPP | IPP | 2 | X | LFG | Renewable | 0.8 | 0 | 1 | 0
Operable | 54842 | WM Renewable Energy LLC |  | 56520 | Deertrack Park Gas Recovery | WI | Vertical | Jefferson | GEN7 | Landfill Gas | IC |  | S | X | X | WE | WE | 0.8 | 0.98 | 0.8 | 0.8 | 0.5 | N |  |  | OS | X | 12 | 2007 | 2007 |  |  | N | IPP Non-CHP | IPP | IPP | 2 | X | LFG | Renewable | 0.8 | 0 | 1 | 0
Operable | 54842 | WM Renewable Energy LLC |  | 56520 | Deertrack Park Gas Recovery | WI | Vertical | Jefferson | GEN8 | Landfill Gas | IC |  | S | X | X | WE | WE | 0.8 | 0.98 | 0.8 | 0.8 | 0.5 | N |  |  | OS | X | 12 | 2007 | 2007 |  |  | N | IPP Non-CHP | IPP | IPP | 2 | X | LFG | Renewable | 0.8 | 0 | 1 | 0
Operable | 54842 | WM Renewable Energy LLC |  | 56521 | Lake Mills Gas Recovery | IA | Vertical | Winnebago | GEN1 | Landfill Gas | IC |  | S | X | X | Dairyland Power Coop | Dairyland Power Coop | 0.8 | 0.98 | 0.8 | 0.8 | 0.5 | N |  |  | OP | X | 3 | 2006 | 2006 |  |  | N | IPP Non-CHP | IPP | IPP | 2 | X | LFG | Renewable | 0.8 | 0 | 1 | 0
Operable | 54842 | WM Renewable Energy LLC |  | 56521 | Lake Mills Gas Recovery | IA | Vertical | Winnebago | GEN2 | Landfill Gas | IC |  | S | X | X | Dairyland Power Coop | Dairyland Power Coop | 0.8 | 0.98 | 0.8 | 0.8 | 0.5 | N |  |  | OP | X | 3 | 2006 | 2006 |  |  | N | IPP Non-CHP | IPP | IPP | 2 | X | LFG | Renewable | 0.8 | 0 | 1 | 0
Operable | 54842 | WM Renewable Energy LLC |  | 56521 | Lake Mills Gas Recovery | IA | Vertical | Winnebago | GEN3 | Landfill Gas | IC |  | S | X | X | Dairyland Power Coop | Dairyland Power Coop | 0.8 | 0.98 | 0.8 | 0.8 | 0.5 | N |  |  | OP | X | 3 | 2006 | 2006 |  |  | N | IPP Non-CHP | IPP | IPP | 2 | X | LFG | Renewable | 0.8 | 0 | 1 | 0
Operable | 54842 | WM Renewable Energy LLC |  | 56521 | Lake Mills Gas Recovery | IA | Vertical | Winnebago | GEN4 | Landfill Gas | IC |  | S | X | X | Dairyland Power Coop | Dairyland Power Coop | 0.8 | 0.98 | 0.8 | 0.8 | 0.5 | N |  |  | OP | X | 3 | 2006 | 2006 |  |  | N | IPP Non-CHP | IPP | IPP | 2 | X | LFG | Renewable | 0.8 | 0 | 1 | 0
Operable | 54842 | WM Renewable Energy LLC |  | 56521 | Lake Mills Gas Recovery | IA | Vertical | Winnebago | GEN5 | Landfill Gas | IC |  | S | X | X | Dairyland Power Coop | Dairyland Power Coop | 0.8 | 0.98 | 0.8 | 0.8 | 0.5 | N |  |  | OP | X | 3 | 2006 | 2006 |  |  | N | IPP Non-CHP | IPP | IPP | 2 | X | LFG | Renewable | 0.8 | 0 | 1 | 0
Operable | 54842 | WM Renewable Energy LLC |  | 56522 | Springhill Gas Recovery Plant | FL | Vertical | Jackson | GEN1 | Landfill Gas | IC |  | S | X | X | Alabama Elec Coop | Alabama Elec Coop | 0.8 | 0.98 | 0.8 | 0.8 | 0.5 | N |  |  | OP | X | 5 | 2006 | 2006 |  |  | N | IPP Non-CHP | IPP | IPP | 2 | X | LFG | Renewable | 0.8 | 0 | 1 | 0
Operable | 54842 | WM Renewable Energy LLC |  | 56522 | Springhill Gas Recovery Plant | FL | Vertical | Jackson | GEN2 | Landfill Gas | IC |  | S | X | X | Alabama Elec Coop | Alabama Elec Coop | 0.8 | 0.98 | 0.8 | 0.8 | 0.5 | N |  |  | OP | X | 5 | 2006 | 2006 |  |  | N | IPP Non-CHP | IPP | IPP | 2 | X | LFG | Renewable | 0.8 | 0 | 1 | 0
Operable | 54842 | WM Renewable Energy LLC |  | 56522 | Springhill Gas Recovery Plant | FL | Vertical | Jackson | GEN3 | Landfill Gas | IC |  | S | X | X | Alabama Elec Coop | Alabama Elec Coop | 0.8 | 0.98 | 0.8 | 0.8 | 0.5 | N |  |  | OP | X | 5 | 2006 | 2006 |  |  | N | IPP Non-CHP | IPP | IPP | 2 | X | LFG | Renewable | 0.8 | 0 | 1 | 0
Operable | 54842 | WM Renewable Energy LLC |  | 56522 | Springhill Gas Recovery Plant | FL | Vertical | Jackson | GEN4 | Landfill Gas | IC |  | S | X | X | Alabama Elec Coop | Alabama Elec Coop | 0.8 | 0.98 | 0.8 | 0.8 | 0.5 | N |  |  | OP | X | 5 | 2006 | 2006 |  |  | N | IPP Non-CHP | IPP | IPP | 2 | X | LFG | Renewable | 0.8 | 0 | 1 | 0
Operable | 54842 | WM Renewable Energy LLC |  | 56522 | Springhill Gas Recovery Plant | FL | Vertical | Jackson | GEN5 | Landfill Gas | IC |  | S | X | X | Alabama Elec Coop | Alabama Elec Coop | 0.8 | 0.98 | 0.8 | 0.8 | 0.5 | N |  |  | OP | X | 5 | 2006 | 2006 |  |  | N | IPP Non-CHP | IPP | IPP | 2 | X | LFG | Renewable | 0.8 | 0 | 1 | 0
Operable | 54842 | WM Renewable Energy LLC |  | 56522 | Springhill Gas Recovery Plant | FL | Vertical | Jackson | GEN6 | Landfill Gas | IC |  | S | X | X | Alabama Elec Coop | Alabama Elec Coop | 0.8 | 0.98 | 0.8 | 0.8 | 0.5 | N |  |  | OP | X | 5 | 2006 | 2006 |  |  | N | IPP Non-CHP | IPP | IPP | 2 | X | LFG | Renewable | 0.8 | 0 | 1 | 0
Operable | 54842 | WM Renewable Energy LLC |  | 56523 | Two Pine Landfill Gas Recovery | AR | Vertical | Pulaski | GEN 7 | Landfill Gas | IC |  | S | X | X | City of N Little Rock | City of N Little Rock | 0.8 | 0.98 | 0.8 | 0.8 | 0.5 | N |  |  | OP | X | 9 | 2017 | 2017 |  |  | N | IPP Non-CHP | IPP | IPP | 2 | X | LFG | Renewable | 0.8 | 0 | 1 | 0
Operable | 54842 | WM Renewable Energy LLC |  | 56523 | Two Pine Landfill Gas Recovery | AR | Vertical | Pulaski | GEN1 | Landfill Gas | IC |  | S | X | X | City of N Little Rock | City of N Little Rock | 0.8 | 0.98 | 0.8 | 0.8 | 0.5 | N |  |  | OP | X | 10 | 2006 | 2006 |  |  | N | IPP Non-CHP | IPP | IPP | 2 | X | LFG | Renewable | 0.8 | 0 | 1 | 0
Operable | 54842 | WM Renewable Energy LLC |  | 56523 | Two Pine Landfill Gas Recovery | AR | Vertical | Pulaski | GEN2 | Landfill Gas | IC |  | S | X | X | City of N Little Rock | City of N Little Rock | 0.8 | 0.98 | 0.8 | 0.8 | 0.5 | N |  |  | OP | X | 10 | 2006 | 2006 |  |  | N | IPP Non-CHP | IPP | IPP | 2 | X | LFG | Renewable | 0.8 | 0 | 1 | 0
Operable | 54842 | WM Renewable Energy LLC |  | 56523 | Two Pine Landfill Gas Recovery | AR | Vertical | Pulaski | GEN3 | Landfill Gas | IC |  | S | X | X | City of N Little Rock | City of N Little Rock | 0.8 | 0.98 | 0.8 | 0.8 | 0.5 | N |  |  | OP | X | 10 | 2006 | 2006 |  |  | N | IPP Non-CHP | IPP | IPP | 2 | X | LFG | Renewable | 0.8 | 0 | 1 | 0
Operable | 54842 | WM Renewable Energy LLC |  | 56523 | Two Pine Landfill Gas Recovery | AR | Vertical | Pulaski | GEN4 | Landfill Gas | IC |  | S | X | X | City of N Little Rock | City of N Little Rock | 0.8 | 0.98 | 0.8 | 0.8 | 0.5 | N |  |  | OP | X | 10 | 2006 | 2006 |  |  | N | IPP Non-CHP | IPP | IPP | 2 | X | LFG | Renewable | 0.8 | 0 | 1 | 0
Operable | 54842 | WM Renewable Energy LLC |  | 56523 | Two Pine Landfill Gas Recovery | AR | Vertical | Pulaski | GEN5 | Landfill Gas | IC |  | S | X | X | City of N Little Rock | City of N Little Rock | 0.8 | 0.98 | 0.8 | 0.8 | 0.5 | N |  |  | OP | X | 10 | 2006 | 2006 |  |  | N | IPP Non-CHP | IPP | IPP | 2 | X | LFG | Renewable | 0.8 | 0 | 1 | 0
Operable | 54842 | WM Renewable Energy LLC |  | 56524 | Austin Gas Recovery | TX | Restructured | Travis | GEN1 | Landfill Gas | IC |  | S | X | X | DG_SPRIN_4UNITS | DG_SPRIN_4UNITS | 1.6 | 0.98 | 1.6 | 1.6 | 0.8 | N |  |  | OP | X | 10 | 2007 | 2007 |  |  | N | IPP Non-CHP | IPP | IPP | 2 | X | LFG | Renewable | 1.6 | 0 | 1 | 0
Operable | 54842 | WM Renewable Energy LLC |  | 56524 | Austin Gas Recovery | TX | Restructured | Travis | GEN2 | Landfill Gas | IC |  | S | X | X | DG_SPRIN_4UNITS | DG_SPRIN_4UNITS | 1.6 | 0.98 | 1.6 | 1.6 | 0.8 | N |  |  | OP | X | 10 | 2007 | 2007 |  |  | N | IPP Non-CHP | IPP | IPP | 2 | X | LFG | Renewable | 1.6 | 0 | 1 | 0
Operable | 54842 | WM Renewable Energy LLC |  | 56524 | Austin Gas Recovery | TX | Restructured | Travis | GEN3 | Landfill Gas | IC |  | S | X | X | DG_SPRIN_4UNITS | DG_SPRIN_4UNITS | 1.6 | 0.98 | 1.6 | 1.6 | 0.8 | N |  |  | OP | X | 10 | 2007 | 2007 |  |  | N | IPP Non-CHP | IPP | IPP | 2 | X | LFG | Renewable | 1.6 | 0 | 1 | 0
Operable | 54842 | WM Renewable Energy LLC |  | 56525 | Timberline Trail Gas Recovery | WI | Vertical | Rusk | GEN2 | Landfill Gas | IC |  | S | X | X | Dairyland Power Coop | Dairyland Power Coop | 0.8 | 0.98 | 0.8 | 0.8 | 0.5 | N |  |  | OP | X | 2 | 2006 | 2006 |  |  | N | IPP Non-CHP | IPP | IPP | 2 | X | LFG | Renewable | 0.8 | 0 | 1 | 0
Operable | 54842 | WM Renewable Energy LLC |  | 56525 | Timberline Trail Gas Recovery | WI | Vertical | Rusk | GEN3 | Landfill Gas | IC |  | S | X | X | Dairyland Power Coop | Dairyland Power Coop | 0.8 | 0.98 | 0.8 | 0.8 | 0.5 | N |  |  | OP | X | 2 | 2006 | 2006 |  |  | N | IPP Non-CHP | IPP | IPP | 2 | X | LFG | Renewable | 0.8 | 0 | 1 | 0
Operable | 54842 | WM Renewable Energy LLC |  | 56525 | Timberline Trail Gas Recovery | WI | Vertical | Rusk | GEN4 | Landfill Gas | IC |  | S | X | X | Dairyland Power Coop | Dairyland Power Coop | 0.8 | 0.98 | 0.8 | 0.8 | 0.5 | N |  |  | OP | X | 2 | 2006 | 2006 |  |  | N | IPP Non-CHP | IPP | IPP | 2 | X | LFG | Renewable | 0.8 | 0 | 1 | 0
Operable | 54842 | WM Renewable Energy LLC |  | 56525 | Timberline Trail Gas Recovery | WI | Vertical | Rusk | GEN5 | Landfill Gas | IC |  | S | X | X | Dairyland Power Coop | Dairyland Power Coop | 0.8 | 0.98 | 0.8 | 0.8 | 0.5 | N |  |  | OP | X | 12 | 2007 | 2007 |  |  | N | IPP Non-CHP | IPP | IPP | 2 | X | LFG | Renewable | 0.8 | 0 | 1 | 0
Operable | 54842 | WM Renewable Energy LLC |  | 56526 | Chaffee Gas Recovery | NY | Restructured | Erie | GEN1 | Landfill Gas | IC |  | S | X | X | PTID 323603 | PTID 323603 | 0.8 | 0.98 | 0.8 | 0.8 | 0.5 | N |  |  | OP | X | 8 | 2007 | 2007 |  |  | N | IPP Non-CHP | IPP | IPP | 2 | X | LFG | Renewable | 0.8 | 0 | 1 | 0
Operable | 54842 | WM Renewable Energy LLC |  | 56526 | Chaffee Gas Recovery | NY | Restructured | Erie | GEN2 | Landfill Gas | IC |  | S | X | X | PTID 323603 | PTID 323603 | 0.8 | 0.98 | 0.8 | 0.8 | 0.5 | N |  |  | OP | X | 8 | 2007 | 2007 |  |  | N | IPP Non-CHP | IPP | IPP | 2 | X | LFG | Renewable | 0.8 | 0 | 1 | 0
Operable | 54842 | WM Renewable Energy LLC |  | 56526 | Chaffee Gas Recovery | NY | Restructured | Erie | GEN3 | Landfill Gas | IC |  | S | X | X | PTID 323603 | PTID 323603 | 0.8 | 0.98 | 0.8 | 0.8 | 0.5 | N |  |  | OP | X | 8 | 2007 | 2007 |  |  | N | IPP Non-CHP | IPP | IPP | 2 | X | LFG | Renewable | 0.8 | 0 | 1 | 0
Operable | 54842 | WM Renewable Energy LLC |  | 56526 | Chaffee Gas Recovery | NY | Restructured | Erie | GEN4 | Landfill Gas | IC |  | S | X | X | PTID 323603 | PTID 323603 | 0.8 | 0.98 | 0.8 | 0.8 | 0.5 | N |  |  | OP | X | 8 | 2007 | 2007 |  |  | N | IPP Non-CHP | IPP | IPP | 2 | X | LFG | Renewable | 0.8 | 0 | 1 | 0
Operable | 54842 | WM Renewable Energy LLC |  | 56526 | Chaffee Gas Recovery | NY | Restructured | Erie | GEN5 | Landfill Gas | IC |  | S | X | X | PTID 323603 | PTID 323603 | 0.8 | 0.98 | 0.8 | 0.8 | 0.5 | N |  |  | OP | X | 8 | 2007 | 2007 |  |  | N | IPP Non-CHP | IPP | IPP | 2 | X | LFG | Renewable | 0.8 | 0 | 1 | 0
Operable | 54842 | WM Renewable Energy LLC |  | 56526 | Chaffee Gas Recovery | NY | Restructured | Erie | GEN6 | Landfill Gas | IC |  | S | X | X | PTID 323603 | PTID 323603 | 0.8 | 0.98 | 0.8 | 0.8 | 0.5 | N |  |  | OP | X | 8 | 2007 | 2007 |  |  | N | IPP Non-CHP | IPP | IPP | 2 | X | LFG | Renewable | 0.8 | 0 | 1 | 0
Operable | 54842 | WM Renewable Energy LLC |  | 56526 | Chaffee Gas Recovery | NY | Restructured | Erie | GEN7 | Landfill Gas | IC |  | S | X | X | PTID 323603 | PTID 323603 | 0.8 | 0.98 | 0.8 | 0.8 | 0.5 | N |  |  | OP | X | 10 | 2009 | 2009 |  |  | N | IPP Non-CHP | IPP | IPP | 2 | X | LFG | Renewable | 0.8 | 0 | 1 | 0
Operable | 54842 | WM Renewable Energy LLC |  | 56526 | Chaffee Gas Recovery | NY | Restructured | Erie | GEN8 | Landfill Gas | IC |  | S | X | X | PTID 323603 | PTID 323603 | 0.8 | 0.98 | 0.8 | 0.8 | 0.5 | N |  |  | OP | X | 10 | 2009 | 2009 |  |  | N | IPP Non-CHP | IPP | IPP | 2 | X | LFG | Renewable | 0.8 | 0 | 1 | 0
Operable | 54842 | WM Renewable Energy LLC |  | 56527 | Fitchburg Gas Recovery | MA | Restructured | Worcester | GEN1 | Landfill Gas | IC |  | S | X | X | LD.ASHBRNHM115(4479) | LD.ASHBRNHM115(4479) | 1.6 | 0.98 | 1.6 | 1.6 | 0.5 | N |  |  | OP | X | 10 | 2007 | 2007 |  |  | N | IPP Non-CHP | IPP | IPP | 2 | X | LFG | Renewable | 1.6 | 0 | 1 | 0
Operable | 54842 | WM Renewable Energy LLC |  | 56527 | Fitchburg Gas Recovery | MA | Restructured | Worcester | GEN2 | Landfill Gas | IC |  | S | X | X | LD.ASHBRNHM115(4479) | LD.ASHBRNHM115(4479) | 1.6 | 0.98 | 1.6 | 1.6 | 0.5 | N |  |  | OP | X | 10 | 2007 | 2007 |  |  | N | IPP Non-CHP | IPP | IPP | 2 | X | LFG | Renewable | 1.6 | 0 | 1 | 0
Operable | 54842 | WM Renewable Energy LLC |  | 56527 | Fitchburg Gas Recovery | MA | Restructured | Worcester | GEN3 | Landfill Gas | IC |  | S | X | X | LD.ASHBRNHM115(4479) | LD.ASHBRNHM115(4479) | 1.6 | 0.98 | 1.6 | 1.6 | 0.5 | N |  |  | OP | X | 1 | 2009 | 2009 |  |  | N | IPP Non-CHP | IPP | IPP | 2 | X | LFG | Renewable | 1.6 | 0 | 1 | 0
Operable | 54842 | WM Renewable Energy LLC |  | 56529 | Five Oaks Gas Recovery | IL | Restructured | Christian | GEN1 | Landfill Gas | IC |  | S | X | X | AMEREN | AMEREN | 0.8 | 0.98 | 0.8 | 0.8 | 0.5 | N |  |  | OP | X | 2 | 2008 | 2008 |  |  | N | IPP Non-CHP | IPP | IPP | 2 | X | LFG | Renewable | 0.8 | 0 | 1 | 0
Operable | 54842 | WM Renewable Energy LLC |  | 56529 | Five Oaks Gas Recovery | IL | Restructured | Christian | GEN2 | Landfill Gas | IC |  | S | X | X | AMEREN | AMEREN | 0.8 | 0.98 | 0.8 | 0.8 | 0.5 | N |  |  | OP | X | 2 | 2008 | 2008 |  |  | N | IPP Non-CHP | IPP | IPP | 2 | X | LFG | Renewable | 0.8 | 0 | 1 | 0
Operable | 54842 | WM Renewable Energy LLC |  | 56529 | Five Oaks Gas Recovery | IL | Restructured | Christian | GEN3 | Landfill Gas | IC |  | S | X | X | AMEREN | AMEREN | 0.8 | 0.98 | 0.8 | 0.8 | 0.5 | N |  |  | OP | X | 2 | 2008 | 2008 |  |  | N | IPP Non-CHP | IPP | IPP | 2 | X | LFG | Renewable | 0.8 | 0 | 1 | 0
Operable | 54842 | WM Renewable Energy LLC |  | 56529 | Five Oaks Gas Recovery | IL | Restructured | Christian | GEN4 | Landfill Gas | IC |  | S | X | X | AMEREN | AMEREN | 0.8 | 0.98 | 0.8 | 0.8 | 0.5 | N |  |  | OP | X | 2 | 2008 | 2008 |  |  | N | IPP Non-CHP | IPP | IPP | 2 | X | LFG | Renewable | 0.8 | 0 | 1 | 0
Operable | 54842 | WM Renewable Energy LLC |  | 56530 | DADS Gas Recovery | CO | Vertical | Arapahoe | GEN1 | Landfill Gas | IC |  | S | X | X | PSC | PSC | 0.8 | 0.98 | 0.8 | 0.8 | 0.5 | N |  |  | OP | X | 7 | 2008 | 2008 |  |  | N | IPP Non-CHP | IPP | IPP | 2 | X | LFG | Renewable | 0.8 | 0 | 1 | 0
Operable | 54842 | WM Renewable Energy LLC |  | 56530 | DADS Gas Recovery | CO | Vertical | Arapahoe | GEN2 | Landfill Gas | IC |  | S | X | X | PSC | PSC | 0.8 | 0.98 | 0.8 | 0.8 | 0.5 | N |  |  | OP | X | 7 | 2008 | 2008 |  |  | N | IPP Non-CHP | IPP | IPP | 2 | X | LFG | Renewable | 0.8 | 0 | 1 | 0
Operable | 54842 | WM Renewable Energy LLC |  | 56530 | DADS Gas Recovery | CO | Vertical | Arapahoe | GEN3 | Landfill Gas | IC |  | S | X | X | PSC | PSC | 0.8 | 0.98 | 0.8 | 0.8 | 0.5 | N |  |  | OP | X | 7 | 2008 | 2008 |  |  | N | IPP Non-CHP | IPP | IPP | 2 | X | LFG | Renewable | 0.8 | 0 | 1 | 0
Operable | 54842 | WM Renewable Energy LLC |  | 56530 | DADS Gas Recovery | CO | Vertical | Arapahoe | GEN4 | Landfill Gas | IC |  | S | X | X | PSC | PSC | 0.8 | 0.98 | 0.8 | 0.8 | 0.5 | N |  |  | OP | X | 7 | 2008 | 2008 |  |  | N | IPP Non-CHP | IPP | IPP | 2 | X | LFG | Renewable | 0.8 | 0 | 1 | 0
Operable | 54842 | WM Renewable Energy LLC |  | 56531 | Waste Management Bethel LFGTE | VA | Vertical | Hampton City | GEN1 | Landfill Gas | IC |  | S | X | X | 53049067 | 53049067 | 0.8 | 0.98 | 0.8 | 0.8 | 0.5 | N |  |  | OP | X | 2 | 2008 | 2008 |  |  | N | IPP Non-CHP | IPP | IPP | 2 | X | LFG | Renewable | 0.8 | 0 | 1 | 0
Operable | 54842 | WM Renewable Energy LLC |  | 56531 | Waste Management Bethel LFGTE | VA | Vertical | Hampton City | GEN2 | Landfill Gas | IC |  | S | X | X | 53049067 | 53049067 | 0.8 | 0.98 | 0.8 | 0.8 | 0.5 | N |  |  | OP | X | 2 | 2008 | 2008 |  |  | N | IPP Non-CHP | IPP | IPP | 2 | X | LFG | Renewable | 0.8 | 0 | 1 | 0
Operable | 54842 | WM Renewable Energy LLC |  | 56531 | Waste Management Bethel LFGTE | VA | Vertical | Hampton City | GEN3 | Landfill Gas | IC |  | S | X | X | 53049067 | 53049067 | 0.8 | 0.98 | 0.8 | 0.8 | 0.5 | N |  |  | OP | X | 2 | 2008 | 2008 |  |  | N | IPP Non-CHP | IPP | IPP | 2 | X | LFG | Renewable | 0.8 | 0 | 1 | 0
Operable | 54842 | WM Renewable Energy LLC |  | 56531 | Waste Management Bethel LFGTE | VA | Vertical | Hampton City | GEN4 | Landfill Gas | IC |  | S | X | X | 53049067 | 53049067 | 0.8 | 0.98 | 0.8 | 0.8 | 0.5 | N |  |  | OP | X | 2 | 2008 | 2008 |  |  | N | IPP Non-CHP | IPP | IPP | 2 | X | LFG | Renewable | 0.8 | 0 | 1 | 0
Operable | 54842 | WM Renewable Energy LLC |  | 56531 | Waste Management Bethel LFGTE | VA | Vertical | Hampton City | GEN5 | Landfill Gas | IC |  | S | X | X | 53049067 | 53049067 | 0.8 | 0.98 | 0.8 | 0.8 | 0.5 | N |  |  | OP | X | 2 | 2008 | 2008 |  |  | N | IPP Non-CHP | IPP | IPP | 2 | X | LFG | Renewable | 0.8 | 0 | 1 | 0
Operable | 54842 | WM Renewable Energy LLC |  | 56531 | Waste Management Bethel LFGTE | VA | Vertical | Hampton City | GEN6 | Landfill Gas | IC |  | S | X | X | 53049067 | 53049067 | 0.8 | 0.98 | 0.8 | 0.8 | 0.5 | N |  |  | OP | X | 2 | 2008 | 2008 |  |  | N | IPP Non-CHP | IPP | IPP | 2 | X | LFG | Renewable | 0.8 | 0 | 1 | 0
Operable | 54842 | WM Renewable Energy LLC |  | 57014 | Waste Management Arden LFGTE | PA | Restructured | Washington | GEN1 | Landfill Gas | IC |  | S | X | X | pnode: 53049041 | pnode: 53049041 | 0.8 | 0.98 | 0.8 | 0.8 | 0.5 | N |  |  | OP | X | 2 | 2009 | 2009 |  |  | N | IPP Non-CHP | IPP | IPP | 2 | X | LFG | Renewable | 0.8 | 0 | 1 | 0
Operable | 54842 | WM Renewable Energy LLC |  | 57014 | Waste Management Arden LFGTE | PA | Restructured | Washington | GEN2 | Landfill Gas | IC |  | S | X | X | pnode: 53049041 | pnode: 53049041 | 0.8 | 0.98 | 0.8 | 0.8 | 0.5 | N |  |  | OP | X | 2 | 2009 | 2009 |  |  | N | IPP Non-CHP | IPP | IPP | 2 | X | LFG | Renewable | 0.8 | 0 | 1 | 0
Operable | 54842 | WM Renewable Energy LLC |  | 57014 | Waste Management Arden LFGTE | PA | Restructured | Washington | GEN3 | Landfill Gas | IC |  | S | X | X | pnode: 53049041 | pnode: 53049041 | 0.8 | 0.98 | 0.8 | 0.8 | 0.5 | N |  |  | OP | X | 2 | 2009 | 2009 |  |  | N | IPP Non-CHP | IPP | IPP | 2 | X | LFG | Renewable | 0.8 | 0 | 1 | 0
Operable | 54842 | WM Renewable Energy LLC |  | 57014 | Waste Management Arden LFGTE | PA | Restructured | Washington | GEN4 | Landfill Gas | IC |  | S | X | X | pnode: 53049041 | pnode: 53049041 | 0.8 | 0.98 | 0.8 | 0.8 | 0.5 | N |  |  | OP | X | 2 | 2009 | 2009 |  |  | N | IPP Non-CHP | IPP | IPP | 2 | X | LFG | Renewable | 0.8 | 0 | 1 | 0
Operable | 54842 | WM Renewable Energy LLC |  | 57014 | Waste Management Arden LFGTE | PA | Restructured | Washington | GEN5 | Landfill Gas | IC |  | S | X | X | pnode: 53049041 | pnode: 53049041 | 0.8 | 0.98 | 0.8 | 0.8 | 0.5 | N |  |  | OP | X | 2 | 2009 | 2009 |  |  | N | IPP Non-CHP | IPP | IPP | 2 | X | LFG | Renewable | 0.8 | 0 | 1 | 0
Operable | 54842 | WM Renewable Energy LLC |  | 57014 | Waste Management Arden LFGTE | PA | Restructured | Washington | GEN6 | Landfill Gas | IC |  | S | X | X | pnode: 53049041 | pnode: 53049041 | 0.8 | 0.98 | 0.8 | 0.8 | 0.5 | N |  |  | OP | X | 2 | 2009 | 2009 |  |  | N | IPP Non-CHP | IPP | IPP | 2 | X | LFG | Renewable | 0.8 | 0 | 1 | 0
Operable | 54842 | WM Renewable Energy LLC |  | 57015 | Waste Management Columbia Ridge LFGTE | OR | Vertical | Gilliam | GEN1 | Landfill Gas | IC |  | S | X | X | BPA | BPA | 0.8 | 0.98 | 0.8 | 0.8 | 0.5 | N |  |  | OP | X | 12 | 2009 | 2009 |  |  | N | IPP Non-CHP | IPP | IPP | 2 | X | LFG | Renewable | 0.8 | 0 | 1 | 0
Operable | 54842 | WM Renewable Energy LLC |  | 57015 | Waste Management Columbia Ridge LFGTE | OR | Vertical | Gilliam | GEN10 | Landfill Gas | IC |  | S | X | X | BPA | BPA | 1.6 | 0.98 | 1.6 | 1.6 | 0.8 | N |  |  | OP | X | 8 | 2014 | 2014 |  |  | N | IPP Non-CHP | IPP | IPP | 2 | X | LFG | Renewable | 1.6 | 0 | 1 | 0
Operable | 54842 | WM Renewable Energy LLC |  | 57015 | Waste Management Columbia Ridge LFGTE | OR | Vertical | Gilliam | GEN11 | Landfill Gas | IC |  | S | X | X | BPA | BPA | 1.6 | 0.98 | 1.6 | 1.6 | 0.8 | N |  |  | OP | X | 8 | 2014 | 2014 |  |  | N | IPP Non-CHP | IPP | IPP | 2 | X | LFG | Renewable | 1.6 | 0 | 1 | 0
Operable | 54842 | WM Renewable Energy LLC |  | 57015 | Waste Management Columbia Ridge LFGTE | OR | Vertical | Gilliam | GEN12 | Landfill Gas | IC |  | S | X | X | BPA | BPA | 1.6 | 0.98 | 1.6 | 1.6 | 0.8 | N |  |  | OP | X | 8 | 2014 | 2014 |  |  | N | IPP Non-CHP | IPP | IPP | 2 | X | LFG | Renewable | 1.6 | 0 | 1 | 0
Operable | 54842 | WM Renewable Energy LLC |  | 57015 | Waste Management Columbia Ridge LFGTE | OR | Vertical | Gilliam | GEN2 | Landfill Gas | IC |  | S | X | X | BPA | BPA | 0.8 | 0.98 | 0.8 | 0.8 | 0.5 | N |  |  | OP | X | 12 | 2009 | 2009 |  |  | N | IPP Non-CHP | IPP | IPP | 2 | X | LFG | Renewable | 0.8 | 0 | 1 | 0
Operable | 54842 | WM Renewable Energy LLC |  | 57015 | Waste Management Columbia Ridge LFGTE | OR | Vertical | Gilliam | GEN3 | Landfill Gas | IC |  | S | X | X | BPA | BPA | 0.8 | 0.98 | 0.8 | 0.8 | 0.5 | N |  |  | OP | X | 12 | 2009 | 2009 |  |  | N | IPP Non-CHP | IPP | IPP | 2 | X | LFG | Renewable | 0.8 | 0 | 1 | 0
Operable | 54842 | WM Renewable Energy LLC |  | 57015 | Waste Management Columbia Ridge LFGTE | OR | Vertical | Gilliam | GEN4 | Landfill Gas | IC |  | S | X | X | BPA | BPA | 0.8 | 0.98 | 0.8 | 0.8 | 0.5 | N |  |  | OP | X | 12 | 2009 | 2009 |  |  | N | IPP Non-CHP | IPP | IPP | 2 | X | LFG | Renewable | 0.8 | 0 | 1 | 0
Operable | 54842 | WM Renewable Energy LLC |  | 57015 | Waste Management Columbia Ridge LFGTE | OR | Vertical | Gilliam | GEN5 | Landfill Gas | IC |  | S | X | X | BPA | BPA | 0.8 | 0.98 | 0.8 | 0.8 | 0.5 | N |  |  | OP | X | 12 | 2009 | 2009 |  |  | N | IPP Non-CHP | IPP | IPP | 2 | X | LFG | Renewable | 0.8 | 0 | 1 | 0
Operable | 54842 | WM Renewable Energy LLC |  | 57015 | Waste Management Columbia Ridge LFGTE | OR | Vertical | Gilliam | GEN6 | Landfill Gas | IC |  | S | X | X | BPA | BPA | 0.8 | 0.98 | 0.8 | 0.8 | 0.5 | N |  |  | OP | X | 12 | 2009 | 2009 |  |  | N | IPP Non-CHP | IPP | IPP | 2 | X | LFG | Renewable | 0.8 | 0 | 1 | 0
Operable | 54842 | WM Renewable Energy LLC |  | 57015 | Waste Management Columbia Ridge LFGTE | OR | Vertical | Gilliam | GEN7 | Landfill Gas | IC |  | S | X | X | BPA | BPA | 0.8 | 0.98 | 0.8 | 0.8 | 0.5 | N |  |  | OP | X | 12 | 2009 | 2009 |  |  | N | IPP Non-CHP | IPP | IPP | 2 | X | LFG | Renewable | 0.8 | 0 | 1 | 0
Operable | 54842 | WM Renewable Energy LLC |  | 57015 | Waste Management Columbia Ridge LFGTE | OR | Vertical | Gilliam | GEN8 | Landfill Gas | IC |  | S | X | X | BPA | BPA | 0.8 | 0.98 | 0.8 | 0.8 | 0.5 | N |  |  | OP | X | 12 | 2009 | 2009 |  |  | N | IPP Non-CHP | IPP | IPP | 2 | X | LFG | Renewable | 0.8 | 0 | 1 | 0
Operable | 54842 | WM Renewable Energy LLC |  | 57015 | Waste Management Columbia Ridge LFGTE | OR | Vertical | Gilliam | GEN9 | Landfill Gas | IC |  | S | X | X | BPA | BPA | 1.6 | 0.98 | 1.6 | 1.6 | 0.8 | N |  |  | OP | X | 8 | 2014 | 2014 |  |  | N | IPP Non-CHP | IPP | IPP | 2 | X | LFG | Renewable | 1.6 | 0 | 1 | 0
Operable | 54842 | WM Renewable Energy LLC |  | 57016 | Waste Management Crossroads LFGTE | ME | Restructured | Somerset | GEN1 | Landfill Gas | IC |  | S | X | X | LD.MADISON 115 (4136) | LD.MADISON 115 (4136) | 1.6 | 0.98 | 1.6 | 1.6 | 0.8 | N |  |  | OP | X | 3 | 2009 | 2009 |  |  | N | IPP Non-CHP | IPP | IPP | 2 | X | LFG | Renewable | 1.6 | 0 | 1 | 0
Operable | 54842 | WM Renewable Energy LLC |  | 57016 | Waste Management Crossroads LFGTE | ME | Restructured | Somerset | GEN2 | Landfill Gas | IC |  | S | X | X | LD.MADISON 115 (4136) | LD.MADISON 115 (4136) | 1.6 | 0.98 | 1.6 | 1.6 | 0.8 | N |  |  | OP | X | 3 | 2009 | 2009 |  |  | N | IPP Non-CHP | IPP | IPP | 2 | X | LFG | Renewable | 1.6 | 0 | 1 | 0
Operable | 54842 | WM Renewable Energy LLC |  | 57017 | Spruce Ridge Gas Recovery | MN | Vertical | McLeod | GEN1 | Landfill Gas | IC |  | S | X | X | City of Glencoe | City of Glencoe | 0.8 | 0.98 | 0.8 | 0.8 | 0.5 | N |  |  | OP | X | 4 | 2008 | 2008 |  |  | N | IPP Non-CHP | IPP | IPP | 2 | X | LFG | Renewable | 0.8 | 0 | 1 | 0
Operable | 54842 | WM Renewable Energy LLC |  | 57017 | Spruce Ridge Gas Recovery | MN | Vertical | McLeod | GEN2 | Landfill Gas | IC |  | S | X | X | City of Glencoe | City of Glencoe | 0.8 | 0.98 | 0.8 | 0.8 | 0.5 | N |  |  | OP | X | 4 | 2008 | 2008 |  |  | N | IPP Non-CHP | IPP | IPP | 2 | X | LFG | Renewable | 0.8 | 0 | 1 | 0
Operable | 54842 | WM Renewable Energy LLC |  | 57017 | Spruce Ridge Gas Recovery | MN | Vertical | McLeod | GEN3 | Landfill Gas | IC |  | S | X | X | City of Glencoe | City of Glencoe | 0.8 | 0.98 | 0.8 | 0.8 | 0.5 | N |  |  | OP | X | 4 | 2008 | 2008 |  |  | N | IPP Non-CHP | IPP | IPP | 2 | X | LFG | Renewable | 0.8 | 0 | 1 | 0
Operable | 54842 | WM Renewable Energy LLC |  | 57017 | Spruce Ridge Gas Recovery | MN | Vertical | McLeod | GEN4 | Landfill Gas | IC |  | S | X | X | City of Glencoe | City of Glencoe | 0.8 | 0.98 | 0.8 | 0.8 | 0.5 | N |  |  | OP | X | 12 | 2010 | 2010 |  |  | N | IPP Non-CHP | IPP | IPP | 2 | X | LFG | Renewable | 0.8 | 0 | 1 | 0
Operable | 54842 | WM Renewable Energy LLC |  | 57018 | Waste Management Middle Peninsula LFGTE | VA | Vertical | Middlesex | GEN1 | Landfill Gas | IC |  | S | X | X | PNODE74008741 | PNODE74008741 | 0.8 | 0.98 | 0.8 | 0.8 | 0.5 | N |  |  | OP | X | 9 | 2009 | 2009 |  |  | N | IPP Non-CHP | IPP | IPP | 2 | X | LFG | Renewable | 0.8 | 0 | 1 | 0
Operable | 54842 | WM Renewable Energy LLC |  | 57018 | Waste Management Middle Peninsula LFGTE | VA | Vertical | Middlesex | GEN2 | Landfill Gas | IC |  | S | X | X | PNODE74008741 | PNODE74008741 | 0.8 | 0.98 | 0.8 | 0.8 | 0.5 | N |  |  | OP | X | 9 | 2009 | 2009 |  |  | N | IPP Non-CHP | IPP | IPP | 2 | X | LFG | Renewable | 0.8 | 0 | 1 | 0
Operable | 54842 | WM Renewable Energy LLC |  | 57018 | Waste Management Middle Peninsula LFGTE | VA | Vertical | Middlesex | GEN3 | Landfill Gas | IC |  | S | X | X | PNODE74008741 | PNODE74008741 | 0.8 | 0.98 | 0.8 | 0.8 | 0.5 | N |  |  | OP | X | 9 | 2009 | 2009 |  |  | N | IPP Non-CHP | IPP | IPP | 2 | X | LFG | Renewable | 0.8 | 0 | 1 | 0
Operable | 54842 | WM Renewable Energy LLC |  | 57018 | Waste Management Middle Peninsula LFGTE | VA | Vertical | Middlesex | GEN4 | Landfill Gas | IC |  | S | X | X | PNODE74008741 | PNODE74008741 | 0.8 | 0.98 | 0.8 | 0.8 | 0.5 | N |  |  | OP | X | 9 | 2009 | 2009 |  |  | N | IPP Non-CHP | IPP | IPP | 2 | X | LFG | Renewable | 0.8 | 0 | 1 | 0
Operable | 54842 | WM Renewable Energy LLC |  | 57018 | Waste Management Middle Peninsula LFGTE | VA | Vertical | Middlesex | GEN5 | Landfill Gas | IC |  | S | X | X | PNODE74008741 | PNODE74008741 | 0.8 | 0.98 | 0.8 | 0.8 | 0.5 | N |  |  | OP | X | 9 | 2009 | 2009 |  |  | N | IPP Non-CHP | IPP | IPP | 2 | X | LFG | Renewable | 0.8 | 0 | 1 | 0
Operable | 54842 | WM Renewable Energy LLC |  | 57018 | Waste Management Middle Peninsula LFGTE | VA | Vertical | Middlesex | GEN6 | Landfill Gas | IC |  | S | X | X | PNODE74008741 | PNODE74008741 | 0.8 | 0.98 | 0.8 | 0.8 | 0.5 | N |  |  | OP | X | 9 | 2009 | 2009 |  |  | N | IPP Non-CHP | IPP | IPP | 2 | X | LFG | Renewable | 0.8 | 0 | 1 | 0
Operable | 54842 | WM Renewable Energy LLC |  | 57018 | Waste Management Middle Peninsula LFGTE | VA | Vertical | Middlesex | GEN7 | Landfill Gas | IC |  | S | X | X | PNODE74008741 | PNODE74008741 | 0.8 | 0.98 | 0.8 | 0.8 | 0.5 | N |  |  | OP | X | 9 | 2009 | 2009 |  |  | N | IPP Non-CHP | IPP | IPP | 2 | X | LFG | Renewable | 0.8 | 0 | 1 | 0
Operable | 54842 | WM Renewable Energy LLC |  | 57018 | Waste Management Middle Peninsula LFGTE | VA | Vertical | Middlesex | GEN8 | Landfill Gas | IC |  | S | X | X | PNODE74008741 | PNODE74008741 | 0.8 | 0.98 | 0.8 | 0.8 | 0.5 | N |  |  | OP | X | 9 | 2009 | 2009 |  |  | N | IPP Non-CHP | IPP | IPP | 2 | X | LFG | Renewable | 0.8 | 0 | 1 | 0
Operable | 54842 | WM Renewable Energy LLC |  | 57019 | Riverbend Landfill | OR | Vertical | Yamhill | GEN1 | Landfill Gas | IC |  | S | X | X | BPA | BPA | 0.8 | 0.98 | 0.8 | 0.8 | 0.5 | N |  |  | OP | X | 6 | 2010 | 2010 |  |  | N | IPP Non-CHP | IPP | IPP | 2 | X | LFG | Renewable | 0.8 | 0 | 1 | 0
Operable | 54842 | WM Renewable Energy LLC |  | 57019 | Riverbend Landfill | OR | Vertical | Yamhill | GEN2 | Landfill Gas | IC |  | S | X | X | BPA | BPA | 0.8 | 0.98 | 0.8 | 0.8 | 0.5 | N |  |  | OP | X | 6 | 2010 | 2010 |  |  | N | IPP Non-CHP | IPP | IPP | 2 | X | LFG | Renewable | 0.8 | 0 | 1 | 0
Operable | 54842 | WM Renewable Energy LLC |  | 57019 | Riverbend Landfill | OR | Vertical | Yamhill | GEN3 | Landfill Gas | IC |  | S | X | X | BPA | BPA | 0.8 | 0.98 | 0.8 | 0.8 | 0.5 | N |  |  | OP | X | 6 | 2010 | 2010 |  |  | N | IPP Non-CHP | IPP | IPP | 2 | X | LFG | Renewable | 0.8 | 0 | 1 | 0
Operable | 54842 | WM Renewable Energy LLC |  | 57019 | Riverbend Landfill | OR | Vertical | Yamhill | GEN4 | Landfill Gas | IC |  | S | X | X | BPA | BPA | 0.8 | 0.98 | 0.8 | 0.8 | 0.5 | N |  |  | OP | X | 6 | 2010 | 2010 |  |  | N | IPP Non-CHP | IPP | IPP | 2 | X | LFG | Renewable | 0.8 | 0 | 1 | 0
Operable | 54842 | WM Renewable Energy LLC |  | 57019 | Riverbend Landfill | OR | Vertical | Yamhill | GEN5 | Landfill Gas | IC |  | S | X | X | BPA | BPA | 0.8 | 0.98 | 0.8 | 0.8 | 0.5 | N |  |  | OP | X | 6 | 2010 | 2010 |  |  | N | IPP Non-CHP | IPP | IPP | 2 | X | LFG | Renewable | 0.8 | 0 | 1 | 0
Operable | 54842 | WM Renewable Energy LLC |  | 57019 | Riverbend Landfill | OR | Vertical | Yamhill | GEN6 | Landfill Gas | IC |  | S | X | X | BPA | BPA | 0.8 | 0.98 | 0.8 | 0.8 | 0.5 | N |  |  | OP | X | 6 | 2010 | 2010 |  |  | N | IPP Non-CHP | IPP | IPP | 2 | X | LFG | Renewable | 0.8 | 0 | 1 | 0
Operable | 54842 | WM Renewable Energy LLC |  | 57020 | Westside Landfill Gas Recovery | TX | Restructured | Parker | GEN1 | Landfill Gas | IC |  | S | X | X | DG_WSTHL | DG_WSTHL | 1.6 | 0.98 | 1.6 | 1.6 | 0.8 | N |  |  | OP | X | 3 | 2010 | 2010 |  |  | N | IPP Non-CHP | IPP | IPP | 2 | X | LFG | Renewable | 1.6 | 0 | 1 | 0
Operable | 54842 | WM Renewable Energy LLC |  | 57020 | Westside Landfill Gas Recovery | TX | Restructured | Parker | GEN2 | Landfill Gas | IC |  | S | X | X | DG_WSTHL | DG_WSTHL | 1.6 | 0.98 | 1.6 | 1.6 | 0.8 | N |  |  | OP | X | 3 | 2010 | 2010 |  |  | N | IPP Non-CHP | IPP | IPP | 2 | X | LFG | Renewable | 1.6 | 0 | 1 | 0
Operable | 54842 | WM Renewable Energy LLC |  | 57022 | Waste Management King George LFGTE | VA | Vertical | King George | GEN1 | Landfill Gas | GT |  | S | X | X | PNODE74008741 | PNODE74008741 | 3.3 | 0.98 | 2.8 | 3.2 | 1 | N |  |  | OP | X | 5 | 2010 | 2010 |  |  | N | IPP Non-CHP | IPP | IPP | 2 | X | LFG | Renewable | 3.3 | 0 | 1 | 0
Operable | 54842 | WM Renewable Energy LLC |  | 57022 | Waste Management King George LFGTE | VA | Vertical | King George | GEN2 | Landfill Gas | GT |  | S | X | X | PNODE74008741 | PNODE74008741 | 3.3 | 0.98 | 2.8 | 3.2 | 1 | N |  |  | OP | X | 5 | 2010 | 2010 |  |  | N | IPP Non-CHP | IPP | IPP | 2 | X | LFG | Renewable | 3.3 | 0 | 1 | 0
Operable | 54842 | WM Renewable Energy LLC |  | 57022 | Waste Management King George LFGTE | VA | Vertical | King George | GEN3 | Landfill Gas | GT |  | S | X | X | PNODE74008741 | PNODE74008741 | 3.3 | 0.98 | 2.8 | 3.2 | 1 | N |  |  | OP | X | 5 | 2010 | 2010 |  |  | N | IPP Non-CHP | IPP | IPP | 2 | X | LFG | Renewable | 3.3 | 0 | 1 | 0
Operable | 54842 | WM Renewable Energy LLC |  | 57022 | Waste Management King George LFGTE | VA | Vertical | King George | GEN4 | Landfill Gas | GT |  | S | X | X | PNODE74008741 | PNODE74008741 | 3.3 | 0.98 | 2.9 | 3.3 | 1 | N |  |  | OP | X | 6 | 2011 | 2011 |  |  | N | IPP Non-CHP | IPP | IPP | 2 | X | LFG | Renewable | 3.3 | 0 | 1 | 0
Operable | 54842 | WM Renewable Energy LLC |  | 57023 | Waste Management Rolling Meadows LFGTE | KS | Vertical | Shawnee | GEN1 | Landfill Gas | IC |  | S | X | X | WESTAR | WESTAR | 0.8 | 0.98 | 0.8 | 0.8 | 0.5 | N |  |  | OP | X | 1 | 2010 | 2010 |  |  | N | IPP Non-CHP | IPP | IPP | 2 | X | LFG | Renewable | 0.8 | 0 | 1 | 0
Operable | 54842 | WM Renewable Energy LLC |  | 57023 | Waste Management Rolling Meadows LFGTE | KS | Vertical | Shawnee | GEN2 | Landfill Gas | IC |  | S | X | X | WESTAR | WESTAR | 0.8 | 0.98 | 0.8 | 0.8 | 0.5 | N |  |  | OP | X | 1 | 2010 | 2010 |  |  | N | IPP Non-CHP | IPP | IPP | 2 | X | LFG | Renewable | 0.8 | 0 | 1 | 0
Operable | 54842 | WM Renewable Energy LLC |  | 57023 | Waste Management Rolling Meadows LFGTE | KS | Vertical | Shawnee | GEN3 | Landfill Gas | IC |  | S | X | X | WESTAR | WESTAR | 0.8 | 0.98 | 0.8 | 0.8 | 0.5 | N |  |  | OP | X | 1 | 2010 | 2010 |  |  | N | IPP Non-CHP | IPP | IPP | 2 | X | LFG | Renewable | 0.8 | 0 | 1 | 0
Operable | 54842 | WM Renewable Energy LLC |  | 57023 | Waste Management Rolling Meadows LFGTE | KS | Vertical | Shawnee | GEN4 | Landfill Gas | IC |  | S | X | X | WESTAR | WESTAR | 0.8 | 0.98 | 0.8 | 0.8 | 0.5 | N |  |  | OP | X | 1 | 2010 | 2010 |  |  | N | IPP Non-CHP | IPP | IPP | 2 | X | LFG | Renewable | 0.8 | 0 | 1 | 0
Operable | 54842 | WM Renewable Energy LLC |  | 57023 | Waste Management Rolling Meadows LFGTE | KS | Vertical | Shawnee | GEN5 | Landfill Gas | IC |  | S | X | X | WESTAR | WESTAR | 0.8 | 0.98 | 0.8 | 0.8 | 0.5 | N |  |  | OP | X | 1 | 2010 | 2010 |  |  | N | IPP Non-CHP | IPP | IPP | 2 | X | LFG | Renewable | 0.8 | 0 | 1 | 0
Operable | 54842 | WM Renewable Energy LLC |  | 57023 | Waste Management Rolling Meadows LFGTE | KS | Vertical | Shawnee | GEN6 | Landfill Gas | IC |  | S | X | X | WESTAR | WESTAR | 0.8 | 0.98 | 0.8 | 0.8 | 0.5 | N |  |  | OP | X | 1 | 2010 | 2010 |  |  | N | IPP Non-CHP | IPP | IPP | 2 | X | LFG | Renewable | 0.8 | 0 | 1 | 0
Operable | 54842 | WM Renewable Energy LLC |  | 57023 | Waste Management Rolling Meadows LFGTE | KS | Vertical | Shawnee | GEN7 | Landfill Gas | IC |  | S | X | X | WESTAR | WESTAR | 0.8 | 0.98 | 0.8 | 0.8 | 0.5 | N |  |  | OP | X | 1 | 2010 | 2010 |  |  | N | IPP Non-CHP | IPP | IPP | 2 | X | LFG | Renewable | 0.8 | 0 | 1 | 0
Operable | 54842 | WM Renewable Energy LLC |  | 57024 | Waste Management Northern Oaks LFGTE | MI | Vertical | Clare | GEN1 | Landfill Gas | IC |  | S | X | X | Zonal | Zonal | 1.6 | 0.98 | 1.6 | 1.6 | 0.8 | N |  |  | OP | X | 11 | 2010 | 2010 |  |  | N | IPP Non-CHP | IPP | IPP | 2 | X | LFG | Renewable | 1.6 | 0 | 1 | 0
Operable | 54842 | WM Renewable Energy LLC |  | 57025 | Waste Management Eco Vista LFGTE | AR | Vertical | Washington | GEN1 | Landfill Gas | IC |  | S | X | X | OZARK ELECTRIC COOP | OZARK ELECTRIC COOP | 0.8 | 0.98 | 0.8 | 0.8 | 0.5 | N |  |  | OP | X | 11 | 2010 | 2010 |  |  | N | IPP Non-CHP | IPP | IPP | 2 | X | LFG | Renewable | 0.8 | 0 | 1 | 0 | NG
Operable | 54842 | WM Renewable Energy LLC |  | 57026 | Superior Landfill Gas Recovery | GA | Vertical | Chatham | GEN 5 | Landfill Gas | IC |  | S | X | X | GP | GP | 0.8 | 0.98 | 0.8 | 0.8 | 0.5 | N |  |  | OP | X | 11 | 2009 | 2009 |  |  | N | IPP Non-CHP | IPP | IPP | 2 | X | LFG | Renewable | 0.8 | 0 | 1 | 0
Operable | 54842 | WM Renewable Energy LLC |  | 57026 | Superior Landfill Gas Recovery | GA | Vertical | Chatham | GEN1 | Landfill Gas | IC |  | S | X | X | GP | GP | 0.8 | 0.98 | 0.8 | 0.8 | 0.5 | N |  |  | OP | X | 11 | 2009 | 2009 |  |  | N | IPP Non-CHP | IPP | IPP | 2 | X | LFG | Renewable | 0.8 | 0 | 1 | 0
Operable | 54842 | WM Renewable Energy LLC |  | 57026 | Superior Landfill Gas Recovery | GA | Vertical | Chatham | GEN2 | Landfill Gas | IC |  | S | X | X | GP | GP | 0.8 | 0.98 | 0.8 | 0.8 | 0.5 | N |  |  | OP | X | 11 | 2009 | 2009 |  |  | N | IPP Non-CHP | IPP | IPP | 2 | X | LFG | Renewable | 0.8 | 0 | 1 | 0
Operable | 54842 | WM Renewable Energy LLC |  | 57026 | Superior Landfill Gas Recovery | GA | Vertical | Chatham | GEN3 | Landfill Gas | IC |  | S | X | X | GP | GP | 0.8 | 0.98 | 0.8 | 0.8 | 0.5 | N |  |  | OP | X | 11 | 2009 | 2009 |  |  | N | IPP Non-CHP | IPP | IPP | 2 | X | LFG | Renewable | 0.8 | 0 | 1 | 0
Operable | 54842 | WM Renewable Energy LLC |  | 57026 | Superior Landfill Gas Recovery | GA | Vertical | Chatham | GEN4 | Landfill Gas | IC |  | S | X | X | GP | GP | 0.8 | 0.98 | 0.8 | 0.8 | 0.5 | N |  |  | OP | X | 11 | 2009 | 2009 |  |  | N | IPP Non-CHP | IPP | IPP | 2 | X | LFG | Renewable | 0.8 | 0 | 1 | 0
Operable | 54842 | WM Renewable Energy LLC |  | 57026 | Superior Landfill Gas Recovery | GA | Vertical | Chatham | GEN6 | Landfill Gas | IC |  | S | X | X | GP | GP | 0.8 | 0.98 | 0.8 | 0.8 | 0.5 | N |  |  | OP | X | 11 | 2009 | 2009 |  |  | N | IPP Non-CHP | IPP | IPP | 2 | X | LFG | Renewable | 0.8 | 0 | 1 | 0
Operable | 54842 | WM Renewable Energy LLC |  | 57026 | Superior Landfill Gas Recovery | GA | Vertical | Chatham | GEN7 | Landfill Gas | IC |  | S | X | X | GP | GP | 0.8 | 0.98 | 0.8 | 0.8 | 0.5 | N |  |  | OP | X | 11 | 2009 | 2009 |  |  | N | IPP Non-CHP | IPP | IPP | 2 | X | LFG | Renewable | 0.8 | 0 | 1 | 0
Operable | 54842 | WM Renewable Energy LLC |  | 57026 | Superior Landfill Gas Recovery | GA | Vertical | Chatham | GEN8 | Landfill Gas | IC |  | S | X | X | GP | GP | 0.8 | 0.98 | 0.8 | 0.8 | 0.5 | N |  |  | OP | X | 11 | 2009 | 2009 |  |  | N | IPP Non-CHP | IPP | IPP | 2 | X | LFG | Renewable | 0.8 | 0 | 1 | 0
Operable | 54842 | WM Renewable Energy LLC |  | 57165 | Farmers Branch Renewable Energy Facility | TX | Restructured | Denton | GEN1 | Landfill Gas | IC |  | S | X | X | COSERV | COSERV | 1.6 | 0.98 | 1.6 | 1.6 | 0.8 | N |  |  | OP | X | 1 | 2011 | 2011 |  |  | N | IPP Non-CHP | IPP | IPP | 2 | X | LFG | Renewable | 1.6 | 0 | 1 | 0
Operable | 54842 | WM Renewable Energy LLC |  | 57165 | Farmers Branch Renewable Energy Facility | TX | Restructured | Denton | GEN2 | Landfill Gas | IC |  | S | X | X | COSERV | COSERV | 1.6 | 0.98 | 1.6 | 1.6 | 0.8 | N |  |  | OP | X | 1 | 2011 | 2011 |  |  | N | IPP Non-CHP | IPP | IPP | 2 | X | LFG | Renewable | 1.6 | 0 | 1 | 0
Operable | 54842 | WM Renewable Energy LLC |  | 57166 | Waste Management Lockwood LFGTE | NV | Vertical | Washoe | GEN1 | Landfill Gas | IC |  | W | X | X | NVE | NVE | 1.6 | 0.98 | 1.6 | 1.6 | 0.8 | N |  |  | OP | X | 3 | 2012 | 2012 |  |  | N | IPP Non-CHP | IPP | IPP | 2 | X | LFG | Renewable | 1.6 | 0 | 1 | 0
Operable | 54842 | WM Renewable Energy LLC |  | 57166 | Waste Management Lockwood LFGTE | NV | Vertical | Washoe | GEN2 | Landfill Gas | IC |  | W | X | X | NVE | NVE | 1.6 | 0.98 | 1.6 | 1.6 | 0.8 | N |  |  | OP | X | 3 | 2012 | 2012 |  |  | N | IPP Non-CHP | IPP | IPP | 2 | X | LFG | Renewable | 1.6 | 0 | 1 | 0
Operable | 54842 | WM Renewable Energy LLC |  | 57167 | Mesquite Creek LFGTE Project | TX | Restructured | Comal | GEN1 | Landfill Gas | IC |  | S | X | X | ZONAL | ZONAL | 1.6 | 0.98 | 1.6 | 1.6 | 0.8 | N |  |  | OP | X | 12 | 2010 | 2010 |  |  | N | IPP Non-CHP | IPP | IPP | 2 | X | LFG | Renewable | 1.6 | 0 | 1 | 0
Operable | 54842 | WM Renewable Energy LLC |  | 57167 | Mesquite Creek LFGTE Project | TX | Restructured | Comal | GEN2 | Landfill Gas | IC |  | S | X | X | ZONAL | ZONAL | 1.6 | 0.98 | 1.6 | 1.6 | 0.8 | N |  |  | OP | X | 12 | 2010 | 2010 |  |  | N | IPP Non-CHP | IPP | IPP | 2 | X | LFG | Renewable | 1.6 | 0 | 1 | 0
Operable | 54842 | WM Renewable Energy LLC |  | 57168 | Waste Management Naples LFGTE Project | FL | Vertical | Collier | GEN1 | Landfill Gas | IC |  | S | X | X | FP&L | FP&L | 0.8 | 0.98 | 0.8 | 0.8 | 0.5 | N |  |  | OP | X | 5 | 2011 | 2011 |  |  | N | IPP Non-CHP | IPP | IPP | 2 | X | LFG | Renewable | 0.8 | 0 | 1 | 0
Operable | 54842 | WM Renewable Energy LLC |  | 57168 | Waste Management Naples LFGTE Project | FL | Vertical | Collier | GEN2 | Landfill Gas | IC |  | S | X | X | FP&L | FP&L | 0.8 | 0.98 | 0.8 | 0.8 | 0.5 | N |  |  | OP | X | 5 | 2011 | 2011 |  |  | N | IPP Non-CHP | IPP | IPP | 2 | X | LFG | Renewable | 0.8 | 0 | 1 | 0
Operable | 54842 | WM Renewable Energy LLC |  | 57168 | Waste Management Naples LFGTE Project | FL | Vertical | Collier | GEN3 | Landfill Gas | IC |  | S | X | X | FP&L | FP&L | 0.8 | 0.98 | 0.8 | 0.8 | 0.5 | N |  |  | OP | X | 5 | 2011 | 2011 |  |  | N | IPP Non-CHP | IPP | IPP | 2 | X | LFG | Renewable | 0.8 | 0 | 1 | 0
Operable | 54842 | WM Renewable Energy LLC |  | 57168 | Waste Management Naples LFGTE Project | FL | Vertical | Collier | GEN4 | Landfill Gas | IC |  | S | X | X | FP&L | FP&L | 0.8 | 0.98 | 0.8 | 0.8 | 0.5 | N |  |  | OP | X | 5 | 2011 | 2011 |  |  | N | IPP Non-CHP | IPP | IPP | 2 | X | LFG | Renewable | 0.8 | 0 | 1 | 0
Operable | 54842 | WM Renewable Energy LLC |  | 57168 | Waste Management Naples LFGTE Project | FL | Vertical | Collier | GEN5 | Landfill Gas | IC |  | S | X | X | FP&L | FP&L | 0.8 | 0.98 | 0.8 | 0.8 | 0.5 | N |  |  | OP | X | 5 | 2011 | 2011 |  |  | N | IPP Non-CHP | IPP | IPP | 2 | X | LFG | Renewable | 0.8 | 0 | 1 | 0
Operable | 54842 | WM Renewable Energy LLC |  | 57169 | Waste Management Piedmont LFGTE Project | NC | Vertical | Forsyth | GEN1 | Landfill Gas | IC |  | W | X | X | Duke | Duke | 0.8 | 0.98 | 0.8 | 0.8 | 0.5 | N |  |  | OP | X | 3 | 2011 | 2011 |  |  | N | IPP Non-CHP | IPP | IPP | 2 | X | LFG | Renewable | 0.8 | 0 | 1 | 0
Operable | 54842 | WM Renewable Energy LLC |  | 57169 | Waste Management Piedmont LFGTE Project | NC | Vertical | Forsyth | GEN2 | Landfill Gas | IC |  | W | X | X | Duke | Duke | 0.8 | 0.98 | 0.8 | 0.8 | 0.5 | N |  |  | OP | X | 3 | 2011 | 2011 |  |  | N | IPP Non-CHP | IPP | IPP | 2 | X | LFG | Renewable | 0.8 | 0 | 1 | 0
Operable | 54842 | WM Renewable Energy LLC |  | 57169 | Waste Management Piedmont LFGTE Project | NC | Vertical | Forsyth | GEN3 | Landfill Gas | IC |  | W | X | X | Duke | Duke | 0.8 | 0.98 | 0.8 | 0.8 | 0.5 | N |  |  | OP | X | 3 | 2011 | 2011 |  |  | N | IPP Non-CHP | IPP | IPP | 2 | X | LFG | Renewable | 0.8 | 0 | 1 | 0
Operable | 54842 | WM Renewable Energy LLC |  | 57170 | Suburban Landfill Gas Recovery | OH | Restructured | Perry | GEN1 | Landfill Gas | IC |  | S | X | X | 045-019-029 | 045-019-029 | 0.8 | 0.98 | 0.8 | 0.8 | 0.5 | N |  |  | OP | X | 1 | 2011 | 2011 |  |  | N | IPP Non-CHP | IPP | IPP | 2 | X | LFG | Renewable | 0.8 | 0 | 1 | 0
Operable | 54842 | WM Renewable Energy LLC |  | 57170 | Suburban Landfill Gas Recovery | OH | Restructured | Perry | GEN2 | Landfill Gas | IC |  | S | X | X | 045-019-029 | 045-019-029 | 0.8 | 0.98 | 0.8 | 0.8 | 0.5 | N |  |  | OP | X | 1 | 2011 | 2011 |  |  | N | IPP Non-CHP | IPP | IPP | 2 | X | LFG | Renewable | 0.8 | 0 | 1 | 0
Operable | 54842 | WM Renewable Energy LLC |  | 57170 | Suburban Landfill Gas Recovery | OH | Restructured | Perry | GEN3 | Landfill Gas | IC |  | S | X | X | 045-019-029 | 045-019-029 | 0.8 | 0.98 | 0.8 | 0.8 | 0.5 | N |  |  | OP | X | 1 | 2011 | 2011 |  |  | N | IPP Non-CHP | IPP | IPP | 2 | X | LFG | Renewable | 0.8 | 0 | 1 | 0
Operable | 54842 | WM Renewable Energy LLC |  | 57170 | Suburban Landfill Gas Recovery | OH | Restructured | Perry | GEN4 | Landfill Gas | IC |  | S | X | X | 045-019-029 | 045-019-029 | 0.8 | 0.98 | 0.8 | 0.8 | 0.5 | N |  |  | OP | X | 1 | 2011 | 2011 |  |  | N | IPP Non-CHP | IPP | IPP | 2 | X | LFG | Renewable | 0.8 | 0 | 1 | 0
Operable | 54842 | WM Renewable Energy LLC |  | 57170 | Suburban Landfill Gas Recovery | OH | Restructured | Perry | GEN5 | Landfill Gas | IC |  | S | X | X | 045-019-029 | 045-019-029 | 0.8 | 0.98 | 0.8 | 0.8 | 0.5 | N |  |  | OP | X | 1 | 2011 | 2011 |  |  | N | IPP Non-CHP | IPP | IPP | 2 | X | LFG | Renewable | 0.8 | 0 | 1 | 0
Operable | 54842 | WM Renewable Energy LLC |  | 57170 | Suburban Landfill Gas Recovery | OH | Restructured | Perry | GEN6 | Landfill Gas | IC |  | S | X | X | 045-019-029 | 045-019-029 | 0.8 | 0.98 | 0.8 | 0.8 | 0.5 | N |  |  | OP | X | 1 | 2011 | 2011 |  |  | N | IPP Non-CHP | IPP | IPP | 2 | X | LFG | Renewable | 0.8 | 0 | 1 | 0
Operable | 54842 | WM Renewable Energy LLC |  | 57170 | Suburban Landfill Gas Recovery | OH | Restructured | Perry | GEN7 | Landfill Gas | IC |  | S | X | X | 045-019-029 | 045-019-029 | 0.8 | 0.98 | 0.8 | 0.8 | 0.5 | N |  |  | OP | X | 1 | 2011 | 2011 |  |  | N | IPP Non-CHP | IPP | IPP | 2 | X | LFG | Renewable | 0.8 | 0 | 1 | 0
Operable | 54842 | WM Renewable Energy LLC |  | 57403 | Northwest Regional | AZ | Vertical | Maricopa | GEN1 | Landfill Gas | IC |  | S | X | X | APS | APS | 1.6 | 0.98 | 1.6 | 1.6 | 0.8 | N |  |  | OP | X | 8 | 2012 | 2012 |  |  | N | IPP Non-CHP | IPP | IPP | 2 | X | LFG | Renewable | 1.6 | 0 | 1 | 0
Operable | 54842 | WM Renewable Energy LLC |  | 57403 | Northwest Regional | AZ | Vertical | Maricopa | GEN2 | Landfill Gas | IC |  | S | X | X | APS | APS | 1.6 | 0.98 | 1.6 | 1.6 | 0.8 | N |  |  | OP | X | 8 | 2012 | 2012 |  |  | N | IPP Non-CHP | IPP | IPP | 2 | X | LFG | Renewable | 1.6 | 0 | 1 | 0
Operable | 54842 | WM Renewable Energy LLC |  | 57404 | Oneida Herkimer | NY | Restructured | Oneida | GEN1 | Landfill Gas | IC |  | S | X | X | ZONE E PTID 323681 | ZONE E PTID 323681 | 1.6 | 0.98 | 1.6 | 1.6 | 0.8 | N |  |  | OP | X | 4 | 2012 | 2012 |  |  | N | IPP Non-CHP | IPP | IPP | 2 | X | LFG | Renewable | 1.6 | 0 | 1 | 0
Operable | 54842 | WM Renewable Energy LLC |  | 57404 | Oneida Herkimer | NY | Restructured | Oneida | GEN2 | Landfill Gas | IC |  | S | X | X | ZONE E PTID 323681 | ZONE E PTID 323681 | 1.6 | 0.98 | 1.6 | 1.6 | 0.8 | N |  |  | OP | X | 5 | 2013 | 2013 |  |  | N | IPP Non-CHP | IPP | IPP | 2 | X | LFG | Renewable | 1.6 | 0 | 1 | 0
Operable | 54842 | WM Renewable Energy LLC |  | 57405 | Eagle Valley (MI) | MI | Vertical | Oakland | GEN1 | Landfill Gas | IC |  | S | X | X | DTE | DTE | 1.6 | 0.98 | 1.6 | 1.6 | 0.8 | N |  |  | OP | X | 7 | 2011 | 2011 |  |  | N | IPP Non-CHP | IPP | IPP | 2 | X | LFG | Renewable | 1.6 | 0 | 1 | 0
Operable | 54842 | WM Renewable Energy LLC |  | 57405 | Eagle Valley (MI) | MI | Vertical | Oakland | GEN2 | Landfill Gas | IC |  | S | X | X | DTE | DTE | 1.6 | 0.98 | 1.6 | 1.6 | 0.8 | N |  |  | OP | X | 7 | 2011 | 2011 |  |  | N | IPP Non-CHP | IPP | IPP | 2 | X | LFG | Renewable | 1.6 | 0 | 1 | 0
Operable | 54842 | WM Renewable Energy LLC |  | 57408 | Prairie Bluff | MS | Vertical | Chickasaw | GEN1 | Landfill Gas | IC |  | S | X | X | TVA | TVA | 1.6 | 0.98 | 1.6 | 1.6 | 0.8 | N |  |  | OP | X | 10 | 2012 | 2012 |  |  | N | IPP Non-CHP | IPP | IPP | 2 | X | LFG | Renewable | 1.6 | 0 | 1 | 0
Operable | 54842 | WM Renewable Energy LLC |  | 57409 | West Camden | TN | Vertical | Benton | GEN1 | Landfill Gas | IC |  | S | X | X | TVA | TVA | 1.6 | 0.98 | 1.6 | 1.6 | 0.8 | N |  |  | OP | X | 3 | 2012 | 2012 |  |  | N | IPP Non-CHP | IPP | IPP | 2 | X | LFG | Renewable | 1.6 | 0 | 1 | 0
Operable | 54842 | WM Renewable Energy LLC |  | 57409 | West Camden | TN | Vertical | Benton | GEN2 | Landfill Gas | IC |  | S | X | X | TVA | TVA | 1.6 | 0.98 | 1.6 | 1.6 | 0.8 | N |  |  | OP | X | 3 | 2012 | 2012 |  |  | N | IPP Non-CHP | IPP | IPP | 2 | X | LFG | Renewable | 1.6 | 0 | 1 | 0
Operable | 54842 | WM Renewable Energy LLC |  | 57409 | West Camden | TN | Vertical | Benton | GEN3 | Landfill Gas | IC |  | S | X | X | TVA | TVA | 1.6 | 0.98 | 1.6 | 1.6 | 0.8 | N |  |  | OP | X | 3 | 2012 | 2012 |  |  | N | IPP Non-CHP | IPP | IPP | 2 | X | LFG | Renewable | 1.6 | 0 | 1 | 0
Operable | 54842 | WM Renewable Energy LLC |  | 57410 | Geneva | OH | Restructured | Ashtabula | GEN1 | Landfill Gas | IC |  | S | X | X | GENEVALF | GENEVALF | 0.8 | 0.98 | 0.8 | 0.8 | 0.5 | N |  |  | OP | X | 7 | 2013 | 2013 |  |  | N | IPP Non-CHP | IPP | IPP | 2 | X | LFG | Renewable | 0.8 | 0 | 1 | 0
Operable | 54842 | WM Renewable Energy LLC |  | 57410 | Geneva | OH | Restructured | Ashtabula | GEN2 | Landfill Gas | IC |  | S | X | X | GENEVALF | GENEVALF | 0.8 | 0.98 | 0.8 | 0.8 | 0.5 | N |  |  | OP | X | 7 | 2013 | 2013 |  |  | N | IPP Non-CHP | IPP | IPP | 2 | X | LFG | Renewable | 0.8 | 0 | 1 | 0
Operable | 54842 | WM Renewable Energy LLC |  | 57410 | Geneva | OH | Restructured | Ashtabula | GEN3 | Landfill Gas | IC |  | S | X | X | GENEVALF | GENEVALF | 0.8 | 0.98 | 0.8 | 0.8 | 0.5 | N |  |  | OP | X | 7 | 2013 | 2013 |  |  | N | IPP Non-CHP | IPP | IPP | 2 | X | LFG | Renewable | 0.8 | 0 | 1 | 0
Operable | 54842 | WM Renewable Energy LLC |  | 57410 | Geneva | OH | Restructured | Ashtabula | GEN4 | Landfill Gas | IC |  | S | X | X | GENEVALF | GENEVALF | 0.8 | 0.98 | 0.8 | 0.8 | 0.5 | N |  |  | OP | X | 7 | 2013 | 2013 |  |  | N | IPP Non-CHP | IPP | IPP | 2 | X | LFG | Renewable | 0.8 | 0 | 1 | 0
Operable | 54842 | WM Renewable Energy LLC |  | 57410 | Geneva | OH | Restructured | Ashtabula | GEN5 | Landfill Gas | IC |  | S | X | X | GENEVALF | GENEVALF | 0.8 | 0.98 | 0.8 | 0.8 | 0.5 | N |  |  | OP | X | 7 | 2013 | 2013 |  |  | N | IPP Non-CHP | IPP | IPP | 2 | X | LFG | Renewable | 0.8 | 0 | 1 | 0
Operable | 54842 | WM Renewable Energy LLC |  | 57411 | Mahoning | OH | Restructured | Mahoning | GEN1 | Landfill Gas | IC |  | S | X | X | MAHONILF | MAHONILF | 0.8 | 0.98 | 0.8 | 0.8 | 0.5 | N |  |  | OP | X | 1 | 2013 | 2013 |  |  | N | IPP Non-CHP | IPP | IPP | 2 | X | LFG | Renewable | 0.8 | 0 | 1 | 0
Operable | 54842 | WM Renewable Energy LLC |  | 57411 | Mahoning | OH | Restructured | Mahoning | GEN2 | Landfill Gas | IC |  | S | X | X | MAHONILF | MAHONILF | 0.8 | 0.98 | 0.8 | 0.8 | 0.5 | N |  |  | OP | X | 1 | 2013 | 2013 |  |  | N | IPP Non-CHP | IPP | IPP | 2 | X | LFG | Renewable | 0.8 | 0 | 1 | 0
Operable | 54842 | WM Renewable Energy LLC |  | 57411 | Mahoning | OH | Restructured | Mahoning | GEN3 | Landfill Gas | IC |  | S | X | X | MAHONILF | MAHONILF | 0.8 | 0.98 | 0.8 | 0.8 | 0.5 | N |  |  | OP | X | 1 | 2013 | 2013 |  |  | N | IPP Non-CHP | IPP | IPP | 2 | X | LFG | Renewable | 0.8 | 0 | 1 | 0
Operable | 54842 | WM Renewable Energy LLC |  | 57411 | Mahoning | OH | Restructured | Mahoning | GEN4 | Landfill Gas | IC |  | S | X | X | MAHONILF | MAHONILF | 0.8 | 0.98 | 0.8 | 0.8 | 0.5 | N |  |  | OP | X | 1 | 2013 | 2013 |  |  | N | IPP Non-CHP | IPP | IPP | 2 | X | LFG | Renewable | 0.8 | 0 | 1 | 0
Operable | 54842 | WM Renewable Energy LLC |  | 57411 | Mahoning | OH | Restructured | Mahoning | GEN5 | Landfill Gas | IC |  | S | X | X | MAHONILF | MAHONILF | 0.8 | 0.98 | 0.8 | 0.8 | 0.5 | N |  |  | OP | X | 1 | 2013 | 2013 |  |  | N | IPP Non-CHP | IPP | IPP | 2 | X | LFG | Renewable | 0.8 | 0 | 1 | 0
Operable | 54842 | WM Renewable Energy LLC |  | 57443 | Pine Tree Acres WM LFGTE | MI | Vertical | Macomb | GEN1 | Landfill Gas | IC |  | S | X | X | DECO.PINE_TREE | DECO.PINE_TREE | 1.6 | 0.98 | 1.6 | 1.6 | 0.8 | N |  |  | OP | X | 3 | 2012 | 2012 |  |  | N | IPP Non-CHP | IPP | IPP | 2 | X | LFG | Renewable | 1.6 | 0 | 1 | 0
Operable | 54842 | WM Renewable Energy LLC |  | 57443 | Pine Tree Acres WM LFGTE | MI | Vertical | Macomb | GEN2 | Landfill Gas | IC |  | S | X | X | DECO.PINE_TREE | DECO.PINE_TREE | 1.6 | 0.98 | 1.6 | 1.6 | 0.8 | N |  |  | OP | X | 3 | 2012 | 2012 |  |  | N | IPP Non-CHP | IPP | IPP | 2 | X | LFG | Renewable | 1.6 | 0 | 1 | 0
Operable | 54842 | WM Renewable Energy LLC |  | 57443 | Pine Tree Acres WM LFGTE | MI | Vertical | Macomb | GEN3 | Landfill Gas | IC |  | S | X | X | DECO.PINE_TREE | DECO.PINE_TREE | 1.6 | 0.98 | 1.6 | 1.6 | 0.8 | N |  |  | OP | X | 3 | 2012 | 2012 |  |  | N | IPP Non-CHP | IPP | IPP | 2 | X | LFG | Renewable | 1.6 | 0 | 1 | 0
Operable | 54842 | WM Renewable Energy LLC |  | 57443 | Pine Tree Acres WM LFGTE | MI | Vertical | Macomb | GEN4 | Landfill Gas | IC |  | S | X | X | DECO.PINE_TREE | DECO.PINE_TREE | 1.6 | 0.98 | 1.6 | 1.6 | 0.8 | N |  |  | OP | X | 3 | 2012 | 2012 |  |  | N | IPP Non-CHP | IPP | IPP | 2 | X | LFG | Renewable | 1.6 | 0 | 1 | 0
Operable | 54842 | WM Renewable Energy LLC |  | 57443 | Pine Tree Acres WM LFGTE | MI | Vertical | Macomb | GEN5 | Landfill Gas | IC |  | S | X | X | DECO.PINE_TREE | DECO.PINE_TREE | 1.6 | 0.98 | 1.6 | 1.6 | 0.8 | N |  |  | OP | X | 3 | 2012 | 2012 |  |  | N | IPP Non-CHP | IPP | IPP | 2 | X | LFG | Renewable | 1.6 | 0 | 1 | 0
Operable | 54842 | WM Renewable Energy LLC |  | 57443 | Pine Tree Acres WM LFGTE | MI | Vertical | Macomb | GEN6 | Landfill Gas | IC |  | S | X | X | DECO.PINE_TREE | DECO.PINE_TREE | 1.6 | 0.98 | 1.6 | 1.6 | 0.8 | N |  |  | OP | X | 3 | 2012 | 2012 |  |  | N | IPP Non-CHP | IPP | IPP | 2 | X | LFG | Renewable | 1.6 | 0 | 1 | 0
Operable | 54842 | WM Renewable Energy LLC |  | 57443 | Pine Tree Acres WM LFGTE | MI | Vertical | Macomb | GEN7 | Landfill Gas | IC |  | S | X | X | DECO.PINE_TREE | DECO.PINE_TREE | 1.6 | 0.98 | 1.6 | 1.6 | 0.8 | N |  |  | OP | X | 3 | 2012 | 2012 |  |  | N | IPP Non-CHP | IPP | IPP | 2 | X | LFG | Renewable | 1.6 | 0 | 1 | 0
Operable | 54842 | WM Renewable Energy LLC |  | 57443 | Pine Tree Acres WM LFGTE | MI | Vertical | Macomb | GEN8 | Landfill Gas | IC |  | S | X | X | DECO.PINE_TREE | DECO.PINE_TREE | 1.6 | 0.98 | 1.6 | 1.6 | 0.8 | N |  |  | OP | X | 3 | 2012 | 2012 |  |  | N | IPP Non-CHP | IPP | IPP | 2 | X | LFG | Renewable | 1.6 | 0 | 1 | 0
Operable | 54842 | WM Renewable Energy LLC |  | 58250 | Tullytown | PA | Restructured | Bucks | GEN1 | Landfill Gas | IC |  | S | X | X | PECO | PECO | 1.6 | 0.98 | 1.6 | 1.6 | 0.8 | N |  |  | OP | X | 3 | 2013 | 2013 |  |  | N | IPP Non-CHP | IPP | IPP | 2 | X | LFG | Renewable | 1.6 | 0 | 1 | 0
Operable | 54842 | WM Renewable Energy LLC |  | 59299 | Waste Mangement Redwood LFGTE | CA | Vertical | Marin | RED1 | Landfill Gas | IC |  | S | X | X |  |  | 2 | 0.8 | 2 | 2 | 0.8 | N |  |  | OP | X | 5 | 2017 | 2017 |  |  | N | IPP Non-CHP | IPP | IPP | 2 | X | LFG | Renewable | 2 | 0 | 1 | 0
Operable | 54842 | WM Renewable Energy LLC |  | 59299 | Waste Mangement Redwood LFGTE | CA | Vertical | Marin | RED2 | Landfill Gas | IC |  | S | X | X |  |  | 2 | 0.8 | 2 | 2 | 0.8 | N |  |  | OP | X | 5 | 2017 | 2017 |  |  | N | IPP Non-CHP | IPP | IPP | 2 | X | LFG | Renewable | 2 | 0 | 1 | 0
Operable | 54842 | WM Renewable Energy LLC |  | 61012 | Mill Seat Renewable Energy Facility | NY | Restructured | Genesee | GEN1 | Landfill Gas | IC |  | W | X | X |  |  | 0.8 | 0.8 | 0.8 | 0.8 | 0.5 | N |  |  | OP | X | 7 | 2007 | 2007 |  |  | N | IPP Non-CHP | IPP | IPP | 2 | X | LFG | Renewable | 0.8 | 0 | 1 | 0
Operable | 54842 | WM Renewable Energy LLC |  | 61012 | Mill Seat Renewable Energy Facility | NY | Restructured | Genesee | GEN2 | Landfill Gas | IC |  | W | X | X |  |  | 0.8 | 0.8 | 0.8 | 0.8 | 0.5 | N |  |  | OP | X | 7 | 2007 | 2007 |  |  | N | IPP Non-CHP | IPP | IPP | 2 | X | LFG | Renewable | 0.8 | 0 | 1 | 0
Operable | 54842 | WM Renewable Energy LLC |  | 61012 | Mill Seat Renewable Energy Facility | NY | Restructured | Genesee | GEN3 | Landfill Gas | IC |  | W | X | X |  |  | 0.8 | 0.8 | 0.8 | 0.8 | 0.5 | N |  |  | OP | X | 7 | 2007 | 2007 |  |  | N | IPP Non-CHP | IPP | IPP | 2 | X | LFG | Renewable | 0.8 | 0 | 1 | 0
Operable | 54842 | WM Renewable Energy LLC |  | 61012 | Mill Seat Renewable Energy Facility | NY | Restructured | Genesee | GEN4 | Landfill Gas | IC |  | W | X | X |  |  | 0.8 | 0.8 | 0.8 | 0.8 | 0.5 | N |  |  | OP | X | 7 | 2007 | 2007 |  |  | N | IPP Non-CHP | IPP | IPP | 2 | X | LFG | Renewable | 0.8 | 0 | 1 | 0
Operable | 54842 | WM Renewable Energy LLC |  | 61012 | Mill Seat Renewable Energy Facility | NY | Restructured | Genesee | GEN5 | Landfill Gas | IC |  | W | X | X |  |  | 0.8 | 0.8 | 0.8 | 0.8 | 0.5 | N |  |  | OP | X | 7 | 2007 | 2007 |  |  | N | IPP Non-CHP | IPP | IPP | 2 | X | LFG | Renewable | 0.8 | 0 | 1 | 0
Operable | 54842 | WM Renewable Energy LLC |  | 61012 | Mill Seat Renewable Energy Facility | NY | Restructured | Genesee | GEN6 | Landfill Gas | IC |  | W | X | X |  |  | 0.8 | 0.8 | 0.8 | 0.8 | 0.5 | N |  |  | OP | X | 7 | 2007 | 2007 |  |  | N | IPP Non-CHP | IPP | IPP | 2 | X | LFG | Renewable | 0.8 | 0 | 1 | 0
Operable | 54842 | WM Renewable Energy LLC |  | 61012 | Mill Seat Renewable Energy Facility | NY | Restructured | Genesee | GEN7 | Landfill Gas | IC |  | W | X | X |  |  | 0.8 | 0.8 | 0.8 | 0.8 | 0.5 | N |  |  | OP | X | 7 | 2007 | 2007 |  |  | N | IPP Non-CHP | IPP | IPP | 2 | X | LFG | Renewable | 0.8 | 0 | 1 | 0
Operable | 54842 | WM Renewable Energy LLC |  | 61012 | Mill Seat Renewable Energy Facility | NY | Restructured | Genesee | GEN8 | Landfill Gas | IC |  | W | X | X |  |  | 0.8 | 0.8 | 0.8 | 0.8 | 0.5 | N |  |  | OP | X | 7 | 2007 | 2007 |  |  | N | IPP Non-CHP | IPP | IPP | 2 | X | LFG | Renewable | 0.8 | 0 | 1 | 0
Operable | 20893 | Wolf Creek Nuclear Optg Corp |  | 210 | Wolf Creek Generating Station | KS | Vertical | Coffey | 1 | Nuclear | ST |  | J | X | X |  |  | 1296.3 | 0.92 | 1176.7 | 1255 | 50 | N |  |  | OP | X | 9 | 1985 | Pre-2000 |  |  | N | Electric Utility | Utility | Investor Owned Utility | 1 | X | NUC | Other | 0 | 0 | 0 | 0
Operable | 313 | Wolf Hollow I Power, LLC |  | 55139 | Wolf Hollow I LP | TX | Restructured | Hood | CTG1 | Natural Gas Fired Combined Cycle | CT | BLK1 | S | X | N | WHCCS_CC1 | WHCCS_CC1 | 243.9 | 0.9 | 236 | 250.5 | 84 | N |  |  | OP | X | 8 | 2003 | 2003 |  |  | N | IPP Non-CHP | IPP | IPP | 2 | X | NG | Non-Renewable | 0 | 243.9 | 0 | 1
Operable | 313 | Wolf Hollow I Power, LLC |  | 55139 | Wolf Hollow I LP | TX | Restructured | Hood | CTG2 | Natural Gas Fired Combined Cycle | CT | BLK1 | S | X | N | WHCCS_CC1 | WHCCS_CC1 | 243.9 | 0.9 | 234.5 | 249 | 84 | N |  |  | OP | X | 8 | 2003 | 2003 |  |  | N | IPP Non-CHP | IPP | IPP | 2 | X | NG | Non-Renewable | 0 | 243.9 | 0 | 1
Operable | 313 | Wolf Hollow I Power, LLC |  | 55139 | Wolf Hollow I LP | TX | Restructured | Hood | ST | Natural Gas Fired Combined Cycle | CA | BLK1 | S | Y | X | WHCCS_CC1 | WHCCS_CC1 | 300.6 | 0.9 | 280 | 293 | 84 | N |  |  | OP | X | 8 | 2003 | 2003 |  |  | N | IPP Non-CHP | IPP | IPP | 2 | X | NG | Non-Renewable | 0 | 300.6 | 0 | 1
Operable | 60875 | Wolf Run Energy LLC |  | 61263 | Wolf Run Energy | PA | Restructured | Bradford | GEN1 | Natural Gas Internal Combustion Engine | IC |  | S | X | X | 2156109434 | 2156109434 | 4.4 | 0.8 | 4.4 | 4.4 | 2 | N |  |  | OP | X | 6 | 2019 | 2019 |  |  | N | IPP Non-CHP | IPP | IPP | 2 | X | NG | Non-Renewable | 0 | 4.4 | 0 | 1
Operable | 60875 | Wolf Run Energy LLC |  | 61263 | Wolf Run Energy | PA | Restructured | Bradford | GEN2 | Natural Gas Internal Combustion Engine | IC |  | S | X | X | 2156109434 | 2156109434 | 4.4 | 0.8 | 4.4 | 4.4 | 2 | N |  |  | OP | X | 6 | 2019 | 2019 |  |  | N | IPP Non-CHP | IPP | IPP | 2 | X | NG | Non-Renewable | 0 | 4.4 | 0 | 1
Operable | 60875 | Wolf Run Energy LLC |  | 61263 | Wolf Run Energy | PA | Restructured | Bradford | GEN3 | Natural Gas Internal Combustion Engine | IC |  | S | X | X | 2156109434 | 2156109434 | 4.4 | 0.8 | 4.4 | 4.4 | 2 | N |  |  | OP | X | 6 | 2019 | 2019 |  |  | N | IPP Non-CHP | IPP | IPP | 2 | X | NG | Non-Renewable | 0 | 4.4 | 0 | 1
Operable | 60875 | Wolf Run Energy LLC |  | 61263 | Wolf Run Energy | PA | Restructured | Bradford | GEN4 | Natural Gas Internal Combustion Engine | IC |  | S | X | X | 2156109434 | 2156109434 | 4.4 | 0.8 | 4.4 | 4.4 | 2 | N |  |  | OP | X | 6 | 2019 | 2019 |  |  | N | IPP Non-CHP | IPP | IPP | 2 | X | NG | Non-Renewable | 0 | 4.4 | 0 | 1
Operable | 60875 | Wolf Run Energy LLC |  | 61263 | Wolf Run Energy | PA | Restructured | Bradford | GEN5 | Natural Gas Internal Combustion Engine | IC |  | S | X | X | 2156109434 | 2156109434 | 4.4 | 0.8 | 4.4 | 4.4 | 2 | N |  |  | OP | X | 6 | 2019 | 2019 |  |  | N | IPP Non-CHP | IPP | IPP | 2 | X | NG | Non-Renewable | 0 | 4.4 | 0 | 1
Operable | 65642 | Wolf Tank Storage LLC |  | 66616 | Wolf Tank Storage | TX | Restructured | Webb | 1 | Batteries | BA |  | S | X | X |  |  | 150 | 0.95 | 150 | 150 |  | N |  |  | OP | X | 7 | 2023 | 2023 |  |  | N | IPP Non-CHP | IPP | IPP | 2 | X | MWH | Other | 0 | 0 | 0 | 0
Operable | 64301 | Wolfcastle Solar, LLC |  | 64736 | Wolfcastle | IL | Restructured | DeKalb | WOLFC | Solar Photovoltaic | PV |  | S | X | X |  |  | 2 |  | 2 | 2 |  | N |  |  | OP | X | 10 | 2021 | 2021 |  |  | N | IPP Non-CHP | IPP | IPP | 2 | X | SUN | Renewable | 2 | 0 | 1 | 0
Operable | 63195 | Wollan Garden LLC |  | 63454 | Wollan Garden Solar | MN | Vertical | Pope | CGS | Solar Photovoltaic | PV |  | S | X | X |  |  | 1 | 1 | 1 | 1 |  | N |  |  | OP | X | 7 | 2019 | 2019 |  |  | N | IPP Non-CHP | IPP | IPP | 2 | X | SUN | Renewable | 1 | 0 | 1 | 0
Operable | 20910 | Wolverine Power Supply Coop |  | 1873 | Tower | MI | Vertical | Cheboygan | GT4 | Petroleum Liquids | GT |  | S | X | X |  |  | 21.3 | 0.85 | 19.3 | 24.7 | 5 | N |  |  | OP | X | 3 | 1971 | Pre-2000 |  |  | N | Electric Utility | Utility | Cooperative | 1 | X | DFO | Non-Renewable | 0 | 21.3 | 0 | 1
Operable | 20910 | Wolverine Power Supply Coop |  | 1877 | George Johnson | MI | Vertical | Osceola | 10 | Natural Gas Fired Combustion Turbine | GT |  | S | X | X |  |  | 25 | 0.85 | 24.3 | 30.4 | 19 | N |  |  | OP | X | 6 | 2000 | 2000 |  |  | N | Electric Utility | Utility | Cooperative | 1 | X | NG | Non-Renewable | 0 | 25 | 0 | 1
Operable | 20910 | Wolverine Power Supply Coop |  | 1877 | George Johnson | MI | Vertical | Osceola | 11 | Petroleum Liquids | IC |  | S | X | X |  |  | 1 | 0.8 | 1 | 1 | 0.6 | N |  |  | SB | Y | 9 | 1993 | Pre-2000 |  |  | N | Electric Utility | Utility | Cooperative | 1 | X | DFO | Non-Renewable | 0 | 1 | 0 | 1
Operable | 20910 | Wolverine Power Supply Coop |  | 1877 | George Johnson | MI | Vertical | Osceola | 9 | Natural Gas Fired Combustion Turbine | GT |  | S | X | X |  |  | 25 | 0.85 | 24.4 | 29.7 | 19 | N |  |  | OP | X | 6 | 2000 | 2000 |  |  | N | Electric Utility | Utility | Cooperative | 1 | X | NG | Non-Renewable | 0 | 25 | 0 | 1
Operable | 20910 | Wolverine Power Supply Coop |  | 1880 | Claude Vandyke | MI | Vertical | Allegan | 8 | Natural Gas Fired Combustion Turbine | GT |  | S | X | X |  |  | 24.8 | 0.8 | 20.2 | 27.3 | 17.4 | N |  |  | OP | X | 9 | 2001 | 2001 |  |  | N | Electric Utility | Utility | Cooperative | 1 | X | NG | Non-Renewable | 0 | 24.8 | 0 | 1
Operable | 20910 | Wolverine Power Supply Coop |  | 1881 | Vestaburg | MI | Vertical | Montcalm | 8 | Natural Gas Fired Combustion Turbine | GT |  | S | X | X |  |  | 23.7 | 0.9 | 18.5 | 25.5 | 5 | N |  |  | OP | X | 7 | 1972 | Pre-2000 |  |  | N | Electric Utility | Utility | Cooperative | 1 | X | NG | Non-Renewable | 0 | 23.7 | 0 | 1 | DFO
Operable | 20910 | Wolverine Power Supply Coop |  | 7932 | Gaylord - Wolverine | MI | Vertical | Otsego | 1 | Natural Gas Fired Combustion Turbine | GT |  | S | X | X | CONS.GYRD1WPSC |  | 23.4 | 0.8 | 20.2 | 27.1 | 11.7 | N |  |  | OP | X | 6 | 2001 | 2001 |  |  | N | Electric Utility | Utility | Cooperative | 1 | X | NG | Non-Renewable | 0 | 23.4 | 0 | 1
Operable | 20910 | Wolverine Power Supply Coop |  | 7932 | Gaylord - Wolverine | MI | Vertical | Otsego | 2 | Natural Gas Fired Combustion Turbine | GT |  | S | X | X | CONS.GYRD2WPSC |  | 23.4 | 0.8 | 20.2 | 27.1 | 11.7 | N |  |  | OP | X | 6 | 2001 | 2001 |  |  | N | Electric Utility | Utility | Cooperative | 1 | X | NG | Non-Renewable | 0 | 23.4 | 0 | 1
Operable | 20910 | Wolverine Power Supply Coop |  | 7932 | Gaylord - Wolverine | MI | Vertical | Otsego | 3 | Natural Gas Fired Combustion Turbine | GT |  | S | X | X | CONS.GYRD3WPSC |  | 23.4 | 0.8 | 20.2 | 27.1 | 11.7 | N |  |  | OP | X | 6 | 2001 | 2001 |  |  | N | Electric Utility | Utility | Cooperative | 1 | X | NG | Non-Renewable | 0 | 23.4 | 0 | 1
Operable | 20910 | Wolverine Power Supply Coop |  | 7972 | Sumpter | MI | Vertical | Wayne | 1 | Natural Gas Fired Combustion Turbine | GT |  | S | X | X | DECO.JUDD11 |  | 85 | 0.83 | 77 | 93.9 | 45 | N |  |  | OP | X | 7 | 2002 | 2002 |  |  | N | Electric Utility | Utility | Cooperative | 1 | X | NG | Non-Renewable | 0 | 85 | 0 | 1
Operable | 20910 | Wolverine Power Supply Coop |  | 7972 | Sumpter | MI | Vertical | Wayne | 2 | Natural Gas Fired Combustion Turbine | GT |  | S | X | X | DECO.JUDD12 |  | 85 | 0.83 | 77.5 | 94.2 | 45 | N |  |  | OP | X | 7 | 2002 | 2002 |  |  | N | Electric Utility | Utility | Cooperative | 1 | X | NG | Non-Renewable | 0 | 85 | 0 | 1
Operable | 20910 | Wolverine Power Supply Coop |  | 7972 | Sumpter | MI | Vertical | Wayne | 3 | Natural Gas Fired Combustion Turbine | GT |  | S | X | X | DECO.JUDD13 |  | 85 | 0.83 | 76.6 | 93.1 | 45 | N |  |  | OP | X | 7 | 2002 | 2002 |  |  | N | Electric Utility | Utility | Cooperative | 1 | X | NG | Non-Renewable | 0 | 85 | 0 | 1
Operable | 20910 | Wolverine Power Supply Coop |  | 7972 | Sumpter | MI | Vertical | Wayne | 4 | Natural Gas Fired Combustion Turbine | GT |  | S | X | X | DECO.JUDD14 |  | 85 | 0.83 | 77.3 | 93.8 | 45 | N |  |  | OP | X | 7 | 2002 | 2002 |  |  | N | Electric Utility | Utility | Cooperative | 1 | X | NG | Non-Renewable | 0 | 85 | 0 | 1
Operable | 20910 | Wolverine Power Supply Coop |  | 59926 | Alpine Power Plant | MI | Vertical | Otsego | AI1 | Natural Gas Fired Combustion Turbine | GT |  | S | X | X | CONS.ALPINE01 |  | 226.9 | 0.85 | 202.6 | 220 | 101 | N |  |  | OP | X | 6 | 2016 | 2016 |  |  | N | Electric Utility | Utility | Cooperative | 1 | X | NG | Non-Renewable | 0 | 226.9 | 0 | 1
Operable | 20910 | Wolverine Power Supply Coop |  | 59926 | Alpine Power Plant | MI | Vertical | Otsego | AI2 | Natural Gas Fired Combustion Turbine | GT |  | S | X | X | CONS.ALPINE02 |  | 226.9 | 0.85 | 202.6 | 220 | 101 | N |  |  | OP | X | 7 | 2016 | 2016 |  |  | N | Electric Utility | Utility | Cooperative | 1 | X | NG | Non-Renewable | 0 | 226.9 | 0 | 1
Operable | 65595 | Wolverine Solar, LLC |  | 66554 | Wolverine Solar | MN | Vertical | Chippewa | 22222 | Solar Photovoltaic | PV |  | S | X | X |  |  | 1 |  | 1 | 0.8 |  | N |  |  | OP | X | 11 | 2023 | 2023 |  |  | N | IPP Non-CHP | IPP | IPP | 2 | X | SUN | Renewable | 1 | 0 | 1 | 0
Operable | 56962 | Wolverine Wind Energy, LLC |  | 57631 | Wolverine | IA | Vertical | Adair | 1 | Onshore Wind Turbine | WT |  | S | X | X |  |  | 1.5 |  | 1.5 | 1.5 | 0 | N |  |  | OP | X | 10 | 2010 | 2010 |  |  | N | IPP Non-CHP | IPP | IPP | 2 | X | WND | Renewable | 1.5 | 0 | 1 | 0
Operable | 63689 | Wonderful Renewable Energy, LLC. |  | 64055 | Wonderful Orchards - New Columbia | CA | Vertical | Madera | WOC | Solar Photovoltaic | PV |  | W | X | X |  |  | 5 | 0.99 | 5 | 4.2 |  | N |  |  | OP | X | 9 | 2020 | 2020 |  |  | N | Industrial Non-CHP | Customer Sited | Other | 6 | X | SUN | Renewable | 5 | 0 | 1 | 0
Operable | 63689 | Wonderful Renewable Energy, LLC. |  | 64220 | Wonderful Orchards - Westside | CA | Vertical | Kern | WOC | Solar Photovoltaic | PV |  | W | X | X |  |  | 5 |  | 5 | 4.2 |  | N |  |  | OP | X | 8 | 2021 | 2021 |  |  | N | Industrial Non-CHP | Customer Sited | Other | 6 | X | SUN | Renewable | 5 | 0 | 1 | 0
Operable | 63689 | Wonderful Renewable Energy, LLC. |  | 64221 | Wonderful Orchards - Belridge | CA | Vertical | Kern | WOC | Solar Photovoltaic | PV |  | W | X | X |  |  | 5 |  | 5 | 4.2 |  | N |  |  | OP | X | 12 | 2020 | 2020 |  |  | N | Industrial Non-CHP | Customer Sited | Other | 6 | X | SUN | Renewable | 5 | 0 | 1 | 0
Operable | 63689 | Wonderful Renewable Energy, LLC. |  | 65277 | Wonderful Huller & Shellling | CA | Vertical | Kern | WHS01 | Solar Photovoltaic | PV |  | W | X | X |  |  | 1.5 |  | 1.5 | 0.7 |  | N |  |  | OP | X | 8 | 2021 | 2021 |  |  | N | Industrial Non-CHP | Customer Sited | Other | 6 | X | SUN | Renewable | 1.5 | 0 | 1 | 0
Operable | 63689 | Wonderful Renewable Energy, LLC. |  | 65278 | Wonderful Lost Hills | CA | Vertical | Kern | WLH01 | Solar Photovoltaic | PV |  | W | X | X |  |  | 17.1 |  | 16.7 | 13 |  | N |  |  | OP | X | 9 | 2021 | 2021 |  |  | N | Industrial Non-CHP | Customer Sited | Other | 6 | X | SUN | Renewable | 17.1 | 0 | 1 | 0
Operable | 63689 | Wonderful Renewable Energy, LLC. |  | 65706 | POM Juice Solar | CA | Vertical | Fresno | PJS | Solar Photovoltaic | PV |  | W | X | X |  |  | 1.5 | 0.99 | 1.5 | 1.3 |  | N |  |  | OP | X | 7 | 2021 | 2021 |  |  | N | IPP Non-CHP | IPP | IPP | 2 | X | SUN | Renewable | 1.5 | 0 | 1 | 0
Operable | 63689 | Wonderful Renewable Energy, LLC. |  | 65707 | POM Beverage Solar | CA | Vertical | Fresno | PBS | Solar Photovoltaic | PV |  | W | X | X |  |  | 1.8 | 0.99 | 1.7 | 1.6 |  | N |  |  | OP | X | 7 | 2021 | 2021 |  |  | N | Industrial Non-CHP | Customer Sited | Other | 6 | X | SUN | Renewable | 1.8 | 0 | 1 | 0
Operable | 63689 | Wonderful Renewable Energy, LLC. |  | 65783 | Wonderful Nursery | CA | Vertical | Kern | WN01 | Solar Photovoltaic | PV |  | W | X | X |  |  | 2.3 |  | 2.3 | 2.3 |  | N |  |  | OP | X | 7 | 2021 | 2021 |  |  | N | Industrial Non-CHP | Customer Sited | Other | 6 | X | SUN | Renewable | 2.3 | 0 | 1 | 0
Operable | 63689 | Wonderful Renewable Energy, LLC. |  | 66188 | POM Plant 1 | CA | Vertical | Fresno | POMP1 | Solar Photovoltaic | PV |  | W | X | X |  |  | 2.4 | 0.99 | 2.2 | 1.3 |  | N |  |  | OP | X | 12 | 2021 | 2021 |  |  | N | Industrial Non-CHP | Customer Sited | Other | 6 | X | SUN | Renewable | 2.4 | 0 | 1 | 0
Operable | 63689 | Wonderful Renewable Energy, LLC. |  | 66189 | POM Plant 2 | CA | Vertical | Fresno | POMP2 | Solar Photovoltaic | PV |  | W | X | X |  |  | 1.6 | 0.99 | 1.3 | 1.1 |  | N |  |  | OP | X | 12 | 2021 | 2021 |  |  | N | Industrial Non-CHP | Customer Sited | Other | 6 | X | SUN | Renewable | 1.6 | 0 | 1 | 0
Operable | 63689 | Wonderful Renewable Energy, LLC. |  | 66331 | Wonderful Firebaugh | CA | Vertical | Madera | WFB01 | Solar Photovoltaic | PV |  | W | X | X |  |  | 5.4 |  | 5.4 | 5.4 |  | N |  |  | OP | X | 8 | 2022 | 2022 |  |  | N | Industrial Non-CHP | Customer Sited | Other | 6 | X | SUN | Renewable | 5.4 | 0 | 1 | 0
Operable | 63689 | Wonderful Renewable Energy, LLC. |  | 66332 | Wonderful Kings | CA | Vertical | Kern | WFK01 | Solar Photovoltaic | PV |  | W | X | X |  |  | 3.5 | 0.99 | 3.2 | 1.6 |  | N |  |  | OP | X | 8 | 2022 | 2022 |  |  | N | Industrial Non-CHP | Customer Sited | Other | 6 | X | SUN | Renewable | 3.5 | 0 | 1 | 0
Operable | 62045 | Wood Hydro, LLC |  | 10740 | Magic Dam Hydroelectric Project | ID | Vertical | Blaine | GEN1 | Conventional Hydroelectric | HY |  | S | X | X | Mid C | WECC | 3 | 0.9 | 2.9 | 2.8 | 1 | N |  |  | OP | X | 5 | 1989 | Pre-2000 |  |  | N | IPP Non-CHP | IPP | IPP | 2 | X | WAT | Renewable | 3 | 0 | 1 | 0
Operable | 62045 | Wood Hydro, LLC |  | 10740 | Magic Dam Hydroelectric Project | ID | Vertical | Blaine | GEN2 | Conventional Hydroelectric | HY |  | S | X | X | Mid C | WECC | 3 | 0.9 | 2.9 | 2.8 | 1 | N |  |  | OP | X | 5 | 1989 | Pre-2000 |  |  | N | IPP Non-CHP | IPP | IPP | 2 | X | WAT | Renewable | 3 | 0 | 1 | 0
Operable | 62045 | Wood Hydro, LLC |  | 10740 | Magic Dam Hydroelectric Project | ID | Vertical | Blaine | GEN3 | Conventional Hydroelectric | HY |  | S | X | X | Mid C | WECC | 3 | 0.9 | 2.9 | 2.8 | 1 | N |  |  | OP | X | 5 | 1989 | Pre-2000 |  |  | N | IPP Non-CHP | IPP | IPP | 2 | X | WAT | Renewable | 3 | 0 | 1 | 0
Operable | 62045 | Wood Hydro, LLC |  | 10807 | Dietrich Drop | ID | Vertical | Lincoln | GEN1 | Conventional Hydroelectric | HY |  | S | X | X |  |  | 4.8 | 1 | 4.8 | 4.8 | 0.1 | N |  |  | OP | X | 8 | 1990 | Pre-2000 |  |  | N | IPP Non-CHP | IPP | IPP | 2 | X | WAT | Renewable | 4.8 | 0 | 1 | 0
Operable | 62045 | Wood Hydro, LLC |  | 54812 | Mile 28 Water Power Project | ID | Vertical | Jerome | 1 | Conventional Hydroelectric | HY |  | S | X | X |  |  | 0.7 | 0.75 | 0.7 | 0.6 | 0.3 | N |  |  | OP | X | 6 | 1994 | Pre-2000 |  |  | N | IPP Non-CHP | IPP | IPP | 2 | X | WAT | Renewable | 0.7 | 0 | 1 | 0
Operable | 62045 | Wood Hydro, LLC |  | 54812 | Mile 28 Water Power Project | ID | Vertical | Jerome | 2 | Conventional Hydroelectric | HY |  | S | X | X |  |  | 0.7 | 0.75 | 0.7 | 0.6 | 0.3 | N |  |  | OP | X | 6 | 1994 | Pre-2000 |  |  | N | IPP Non-CHP | IPP | IPP | 2 | X | WAT | Renewable | 0.7 | 0 | 1 | 0
Operable | 57166 | Woodbridge Energy Center |  | 57839 | Woodbridge Energy Center | NJ | Restructured | Middlesex | CT001 | Natural Gas Fired Combined Cycle | CT | CC1 | S | X | N | 1218914043 | 1218914043 | 222.7 | 0.85 | 209 | 219.6 | 90 | N |  |  | OP | X | 11 | 2015 | 2015 |  |  | N | IPP Non-CHP | IPP | IPP | 2 | X | NG | Non-Renewable | 0 | 222.7 | 0 | 1
Operable | 57166 | Woodbridge Energy Center |  | 57839 | Woodbridge Energy Center | NJ | Restructured | Middlesex | CT002 | Natural Gas Fired Combined Cycle | CT | CC1 | S | X | N | 1218914041 | 1218914041 | 222.7 | 0.85 | 204.7 | 216.2 | 90 | N |  |  | OP | X | 10 | 2015 | 2015 |  |  | N | IPP Non-CHP | IPP | IPP | 2 | X | NG | Non-Renewable | 0 | 222.7 | 0 | 1
Operable | 57166 | Woodbridge Energy Center |  | 57839 | Woodbridge Energy Center | NJ | Restructured | Middlesex | ST001 | Natural Gas Fired Combined Cycle | CA | CC1 | S | Y | X | 1218914042 | 1218914042 | 327.5 | 0.85 | 313.3 | 298.7 | 70 | N |  |  | OP | X | 11 | 2015 | 2015 |  |  | N | IPP Non-CHP | IPP | IPP | 2 | X | NG | Non-Renewable | 0 | 327.5 | 0 | 1
Operable | 63276 | Woodfields Solar, LLC |  | 63552 | Woodfields Solar | SC | Vertical | Greenwood | PGR21 | Solar Photovoltaic | PV |  | S | X | X |  |  | 2 |  | 2 | 2 |  | N |  |  | OP | X | 2 | 2022 | 2022 |  |  | N | IPP Non-CHP | IPP | IPP | 2 | X | SUN | Renewable | 2 | 0 | 1 | 0
Operable | 61162 | Woodhull Hospital |  | 61567 | Woodhull Hospital | NY | Restructured | Kings | EGEN1 | Petroleum Liquids | IC |  | S | X | X |  |  | 1.5 | 0.8 | 1.5 | 1.5 | 0.5 | N |  |  | SB | N | 1 | 1972 | Pre-2000 |  |  | N | Commercial Non-CHP | Customer Sited | Other | 4 | X | DFO | Non-Renewable | 0 | 1.5 | 0 | 1
Operable | 61162 | Woodhull Hospital |  | 61567 | Woodhull Hospital | NY | Restructured | Kings | EGEN2 | Petroleum Liquids | IC |  | S | X | X |  |  | 1.5 | 0.8 | 1.5 | 1.5 | 0.5 | N |  |  | SB | N | 1 | 1972 | Pre-2000 |  |  | N | Commercial Non-CHP | Customer Sited | Other | 4 | X | DFO | Non-Renewable | 0 | 1.5 | 0 | 1
Operable | 61162 | Woodhull Hospital |  | 61567 | Woodhull Hospital | NY | Restructured | Kings | EGEN3 | Petroleum Liquids | IC |  | S | X | X |  |  | 2 | 0.8 | 2 | 2 | 0.6 | N |  |  | SB | N | 1 | 2001 | 2001 |  |  | N | Commercial Non-CHP | Customer Sited | Other | 4 | X | DFO | Non-Renewable | 0 | 2 | 0 | 1
Operable | 61162 | Woodhull Hospital |  | 61567 | Woodhull Hospital | NY | Restructured | Kings | EGEN4 | Petroleum Liquids | IC |  | S | X | X |  |  | 2 | 0.8 | 2 | 2 | 0.5 | N |  |  | SB | N | 1 | 2001 | 2001 |  |  | N | Commercial Non-CHP | Customer Sited | Other | 4 | X | DFO | Non-Renewable | 0 | 2 | 0 | 1
Operable | 61162 | Woodhull Hospital |  | 61567 | Woodhull Hospital | NY | Restructured | Kings | EGEN5 | Petroleum Liquids | IC |  | S | X | X |  |  | 1 | 0.8 | 1 | 1 | 0.3 | N |  |  | SB | N | 1 | 2001 | 2001 |  |  | N | Commercial Non-CHP | Customer Sited | Other | 4 | X | DFO | Non-Renewable | 0 | 1 | 0 | 1
Operable | 64984 | Woodland Avenue Solar 1, LLC |  | 65720 | Woodland Avenue Solar 1 | MA | Restructured | Bristol | 5571 | Solar Photovoltaic | PV |  | S | X | X |  |  | 5 |  | 5 | 4.8 |  | N |  |  | OP | X | 8 | 2020 | 2020 |  |  | N | IPP Non-CHP | IPP | IPP | 2 | X | SUN | Renewable | 5 | 0 | 1 | 0
Operable | 5232 | Woodland Pulp LLC |  | 10613 | Woodland Pulp, LLC | ME | Restructured | Washington | HG1 | Conventional Hydroelectric | HY |  | S | X | X |  |  | 3 | 0.8 | 2.9 | 2.8 | 1.5 | N |  |  | OP | X | 6 | 1912 | Pre-2000 |  |  | N | Industrial CHP | Customer Sited | Other | 7 | X | WAT | Renewable | 3 | 0 | 1 | 0
Operable | 5232 | Woodland Pulp LLC |  | 10613 | Woodland Pulp, LLC | ME | Restructured | Washington | HG10 | Conventional Hydroelectric | HY |  | S | X | X |  |  | 1.2 | 0.8 | 1.1 | 1.1 | 0.7 | N |  |  | SB | Y | 6 | 1970 | Pre-2000 |  |  | N | Industrial CHP | Customer Sited | Other | 7 | X | WAT | Renewable | 1.2 | 0 | 1 | 0
Operable | 5232 | Woodland Pulp LLC |  | 10613 | Woodland Pulp, LLC | ME | Restructured | Washington | HG2 | Conventional Hydroelectric | HY |  | S | X | X |  |  | 3 | 0.8 | 2.9 | 2.8 | 0.7 | N |  |  | SB | Y | 6 | 1912 | Pre-2000 |  |  | N | Industrial CHP | Customer Sited | Other | 7 | X | WAT | Renewable | 3 | 0 | 1 | 0
Operable | 5232 | Woodland Pulp LLC |  | 10613 | Woodland Pulp, LLC | ME | Restructured | Washington | HG3 | Conventional Hydroelectric | HY |  | S | X | X |  |  | 3.3 | 0.8 | 3.1 | 3 | 1.5 | N |  |  | OP | X | 6 | 1929 | Pre-2000 |  |  | N | Industrial CHP | Customer Sited | Other | 7 | X | WAT | Renewable | 3.3 | 0 | 1 | 0
Operable | 5232 | Woodland Pulp LLC |  | 10613 | Woodland Pulp, LLC | ME | Restructured | Washington | HG4 | Conventional Hydroelectric | HY |  | S | X | X |  |  | 0.8 | 0.8 | 0.8 | 0.7 | 0.7 | N |  |  | SB | Y | 6 | 1906 | Pre-2000 |  |  | N | Industrial CHP | Customer Sited | Other | 7 | X | WAT | Renewable | 0.8 | 0 | 1 | 0
Operable | 5232 | Woodland Pulp LLC |  | 10613 | Woodland Pulp, LLC | ME | Restructured | Washington | HG5 | Conventional Hydroelectric | HY |  | S | X | X |  |  | 0.8 | 0.8 | 0.8 | 0.7 | 0.7 | N |  |  | SB | Y | 6 | 1906 | Pre-2000 |  |  | N | Industrial CHP | Customer Sited | Other | 7 | X | WAT | Renewable | 0.8 | 0 | 1 | 0
Operable | 5232 | Woodland Pulp LLC |  | 10613 | Woodland Pulp, LLC | ME | Restructured | Washington | HG6 | Conventional Hydroelectric | HY |  | S | X | X |  |  | 0.8 | 0.8 | 0.8 | 0.7 | 0.7 | N |  |  | SB | Y | 6 | 1906 | Pre-2000 |  |  | N | Industrial CHP | Customer Sited | Other | 7 | X | WAT | Renewable | 0.8 | 0 | 1 | 0
Operable | 5232 | Woodland Pulp LLC |  | 10613 | Woodland Pulp, LLC | ME | Restructured | Washington | HG7 | Conventional Hydroelectric | HY |  | S | X | X |  |  | 1.6 | 0.8 | 1.5 | 1.5 | 0.7 | N |  |  | OP | X | 6 | 1970 | Pre-2000 |  |  | N | Industrial CHP | Customer Sited | Other | 7 | X | WAT | Renewable | 1.6 | 0 | 1 | 0
Operable | 5232 | Woodland Pulp LLC |  | 10613 | Woodland Pulp, LLC | ME | Restructured | Washington | HG8 | Conventional Hydroelectric | HY |  | S | X | X |  |  | 2 | 0.8 | 1.9 | 1.8 | 0.7 | N |  |  | OP | X | 6 | 1970 | Pre-2000 |  |  | N | Industrial CHP | Customer Sited | Other | 7 | X | WAT | Renewable | 2 | 0 | 1 | 0
Operable | 5232 | Woodland Pulp LLC |  | 10613 | Woodland Pulp, LLC | ME | Restructured | Washington | HG9 | Conventional Hydroelectric | HY |  | S | X | X |  |  | 2 | 0.8 | 1.9 | 1.8 | 0.7 | N |  |  | OP | X | 6 | 1970 | Pre-2000 |  |  | N | Industrial CHP | Customer Sited | Other | 7 | X | WAT | Renewable | 2 | 0 | 1 | 0
Operable | 5232 | Woodland Pulp LLC |  | 10613 | Woodland Pulp, LLC | ME | Restructured | Washington | TG10 | Wood/Wood Waste Biomass | ST |  | S | X | X |  |  | 23 | 0.8 | 26 | 26 | 7 | N |  |  | OP | X | 3 | 1966 | Pre-2000 |  |  | Y | Industrial CHP | Customer Sited | Other | 7 | B | BLQ | Renewable | 23 | 0 | 1 | 0 | NG | WDS | RFO
Operable | 5232 | Woodland Pulp LLC |  | 10613 | Woodland Pulp, LLC | ME | Restructured | Washington | TG11 | Wood/Wood Waste Biomass | ST |  | S | X | X |  |  | 26.8 | 0.8 | 20 | 20 | 7 | N |  |  | OP | X | 3 | 1970 | Pre-2000 |  |  | Y | Industrial CHP | Customer Sited | Other | 7 | B | BLQ | Renewable | 26.8 | 0 | 1 | 0 | NG | WDS | RFO
Operable | 64298 | Woodlawn Solar II, LLC |  | 64733 | Woodlawn II (CSG) | IL | Restructured | Will | WOOD2 | Solar Photovoltaic | PV |  | S | X | X |  |  | 2 |  | 2 | 2 |  | N |  |  | OP | X | 12 | 2021 | 2021 |  |  | N | IPP Non-CHP | IPP | IPP | 2 | X | SUN | Renewable | 2 | 0 | 1 | 0
Operable | 64337 | Woodlawn Solar, LLC |  | 64785 | Woodlawn CSG | IL | Restructured | Will | WOOD | Solar Photovoltaic | PV |  | S | X | X |  |  | 2 |  | 2 | 2 |  | N |  |  | OP | X | 6 | 2021 | 2021 |  |  | N | IPP Non-CHP | IPP | IPP | 2 | X | SUN | Renewable | 2 | 0 | 1 | 0
Operable | 61160 | Woodline Solar, LLC |  | 61559 | Woodline Solar | OR | Vertical | Klamath | PGRD5 | Solar Photovoltaic | PV |  | S | X | X |  |  | 8 |  | 8 | 8 |  | N |  |  | OP | X | 12 | 2017 | 2017 |  |  | N | IPP Non-CHP | IPP | IPP | 2 | X | SUN | Renewable | 8 | 0 | 1 | 0
Operable | 61366 | Woods Hill Solar, LLC |  | 61736 | Woods Hill Solar | CT | Restructured | Windham | PV1 | Solar Photovoltaic | PV |  | S | X | X |  |  | 20 |  | 20 | 20 |  | N |  |  | OP | X | 12 | 2018 | 2018 |  |  | N | IPP Non-CHP | IPP | IPP | 2 | X | SUN | Renewable | 20 | 0 | 1 | 0
Operable | 64114 | Workman Road Solar Farm, LLC |  | 64463 | Workman Road Solar Farm, LLC | MI | Vertical | Missaukee | FACWR | Solar Photovoltaic | PV |  | S | X | X | Cons.Cetr |  | 2 |  | 2 | 2 |  | N |  |  | OP | X | 12 | 2020 | 2020 |  |  | N | IPP Non-CHP | IPP | IPP | 2 | X | SUN | Renewable | 2 | 0 | 1 | 0
Operable | 20858 | WPPI Energy |  | 55836 | Island Street Peaking Plant | WI | Vertical | Outagamie | FT81 | Natural Gas Fired Combustion Turbine | GT |  | S | X | X | WEC.KAC_ISPP | WEC.KAC_ISPP | 60.5 | 0.85 | 52.8 | 60 | 16 | N |  |  | OP | X | 6 | 2004 | 2004 |  |  | N | Electric Utility | Utility | Cooperative | 1 | X | NG | Non-Renewable | 0 | 60.5 | 0 | 1 | DFO
Operable | 59260 | Wright Solar Park LLC |  | 59525 | Wright Solar Park | CA | Vertical | Merced | FRWSP | Solar Photovoltaic | PV |  | S | X | X | WRGTSRGN_7_N001 | WRGTSRGN_7_N001 | 200 |  | 200 | 180 | 1 | N |  |  | OP | X | 12 | 2019 | 2019 |  |  | N | IPP Non-CHP | IPP | IPP | 2 | X | SUN | Renewable | 200 | 0 | 1 | 0
Operable | 50114 | WTG Jameson, L.P. |  | 55052 | Jameson Gas Processing Plant | TX | Restructured | Coke | 620 | Natural Gas Internal Combustion Engine | IC |  | S | X | X |  |  | 0.4 | 0.8 | 0.4 | 0.4 | 0.3 | N |  |  | OP | X | 1 | 1981 | Pre-2000 |  |  | N | Industrial Non-CHP | Customer Sited | Other | 6 | X | NG | Non-Renewable | 0 | 0.4 | 0 | 1
Operable | 50114 | WTG Jameson, L.P. |  | 55052 | Jameson Gas Processing Plant | TX | Restructured | Coke | 621 | Natural Gas Internal Combustion Engine | IC |  | S | X | X |  |  | 0.4 | 0.8 | 0.4 | 0.4 | 0.3 | N |  |  | OP | X | 1 | 1981 | Pre-2000 |  |  | N | Industrial Non-CHP | Customer Sited | Other | 6 | X | NG | Non-Renewable | 0 | 0.4 | 0 | 1
Operable | 50114 | WTG Jameson, L.P. |  | 55052 | Jameson Gas Processing Plant | TX | Restructured | Coke | 622 | Natural Gas Internal Combustion Engine | IC |  | S | X | X |  |  | 0.5 | 0.8 | 0.5 | 0.5 | 0.3 | N |  |  | OP | X | 1 | 1986 | Pre-2000 |  |  | N | Industrial Non-CHP | Customer Sited | Other | 6 | X | NG | Non-Renewable | 0 | 0.5 | 0 | 1
Operable | 50114 | WTG Jameson, L.P. |  | 55052 | Jameson Gas Processing Plant | TX | Restructured | Coke | GN410 | Natural Gas Internal Combustion Engine | IC |  | S | X | X |  |  | 0.5 | 0.8 | 0.5 | 0.5 | 0.3 | N |  |  | OP | X | 6 | 2017 | 2017 |  |  | N | Industrial Non-CHP | Customer Sited | Other | 6 | X | NG | Non-Renewable | 0 | 0.5 | 0 | 1
Operable | 56583 | Wyandot Solar LLC |  | 57203 | Wyandot Solar Farm | OH | Restructured | Wyandot | 1 | Solar Photovoltaic | PV |  | S | X | X |  |  | 10 |  | 10 | 10 |  | N |  |  | OP | X | 4 | 2010 | 2010 |  |  | N | IPP Non-CHP | IPP | IPP | 2 | X | SUN | Renewable | 10 | 0 | 1 | 0
Operable | 21048 | Wyandotte Municipal Serv Comm |  | 1866 | Wyandotte | MI | Vertical | Wayne | 4 | Natural Gas Steam Turbine | ST |  | S | X | X |  |  | 11.5 | 0.85 | 10.5 | 11.5 | 5 | N |  |  | SB | Y | 1 | 1948 | Pre-2000 | 10 | 2026 | N | Electric Utility | Utility | Municipal | 1 | X | NG | Non-Renewable | 0 | 11.5 | 0 | 1
Operable | 21048 | Wyandotte Municipal Serv Comm |  | 1866 | Wyandotte | MI | Vertical | Wayne | 7 | Natural Gas Steam Turbine | ST |  | S | X | X |  |  | 32 | 0.85 | 32 | 35 | 5 | N |  |  | SB | Y | 7 | 1986 | Pre-2000 | 10 | 2026 | N | Electric Utility | Utility | Municipal | 1 | X | NG | Non-Renewable | 0 | 32 | 0 | 1
Operable | 21048 | Wyandotte Municipal Serv Comm |  | 1866 | Wyandotte | MI | Vertical | Wayne | DG1 | Petroleum Liquids | IC |  | S | X | X |  |  | 1.8 | 0.85 | 1.8 | 1.8 | 1.8 | N |  |  | OP | X | 1 | 2007 | 2007 |  |  | N | Electric Utility | Utility | Municipal | 1 | X | DFO | Non-Renewable | 0 | 1.8 | 0 | 1
Operable | 21048 | Wyandotte Municipal Serv Comm |  | 1866 | Wyandotte | MI | Vertical | Wayne | DG2 | Petroleum Liquids | IC |  | S | X | X |  |  | 1.8 | 0.85 | 1.8 | 1.8 | 1.8 | N |  |  | OP | X | 1 | 2007 | 2007 |  |  | N | Electric Utility | Utility | Municipal | 1 | X | DFO | Non-Renewable | 0 | 1.8 | 0 | 1
Operable | 21048 | Wyandotte Municipal Serv Comm |  | 1866 | Wyandotte | MI | Vertical | Wayne | DG3 | Petroleum Liquids | IC |  | S | X | X |  |  | 1.8 | 0.85 | 1.8 | 1.8 | 1.8 | N |  |  | OP | X | 1 | 2007 | 2007 |  |  | N | Electric Utility | Utility | Municipal | 1 | X | DFO | Non-Renewable | 0 | 1.8 | 0 | 1
Operable | 63348 | Wyckoff Heights Medical Center |  | 63644 | Wyckoff Heights Medical Center | NY | Restructured | Kings | CT800 | Petroleum Liquids | IC |  | S | X | X |  |  | 0.8 | 0.8 | 0.8 | 0.8 | 0.1 | N |  |  | SB | N | 1 | 1994 | Pre-2000 |  |  | N | Commercial Non-CHP | Customer Sited | Other | 4 | X | DFO | Non-Renewable | 0 | 0.8 | 0 | 1
Operable | 63348 | Wyckoff Heights Medical Center |  | 63644 | Wyckoff Heights Medical Center | NY | Restructured | Kings | KT800 | Petroleum Liquids | IC |  | S | X | X |  |  | 0.8 | 0.8 | 0.8 | 0.8 | 0.1 | N |  |  | SB | N | 1 | 1986 | Pre-2000 |  |  | N | Commercial Non-CHP | Customer Sited | Other | 4 | X | DFO | Non-Renewable | 0 | 0.8 | 0 | 1
Operable | 66162 | Wyman Hill Solar, LLC |  | 67402 | Mainely Solar (Wyman Hill Solar LLC) | ME | Restructured | Oxford | P5815 | Solar Photovoltaic | PV |  | S | X | X |  |  | 4 |  | 4 | 4 |  | N |  |  | OP | X | 12 | 2022 | 2022 |  |  | N | IPP Non-CHP | IPP | IPP | 2 | X | SUN | Renewable | 4 | 0 | 1 | 0
Operable | 64342 | Wyse Fork Solar Farm, LLC |  | 64822 | Wyse Fork Solar Farm, LLC | NC | Vertical | Jones | OS | Solar Photovoltaic | PV |  | S | X | X |  |  | 2 |  | 2 | 2 |  | N |  |  | OP | X | 12 | 2021 | 2021 |  |  | N | IPP Non-CHP | IPP | IPP | 2 | X | SUN | Renewable | 2 | 0 | 1 | 0
Operable | 57354 | X-Elio North America Inc |  | 63548 | Lily Solar | SC | Vertical | Allendale | 1 | Solar Photovoltaic | PV |  | S | X | X |  |  | 70 |  | 70 | 70 |  | N |  |  | OP | X | 2 | 2020 | 2020 |  |  | N | IPP Non-CHP | IPP | IPP | 2 | X | SUN | Renewable | 70 | 0 | 1 | 0
Operable | 58893 | Xeres Ventures LLC |  | 59074 | SC 1 Data Center, Phase 2 | CA | Vertical | Santa Clara | 14B | Petroleum Liquids | IC |  | S | X | X |  |  | 2.3 | 0.97 | 2.3 | 2.3 | 0 | N |  |  | SB | N | 6 | 2014 | 2014 |  |  | N | Commercial Non-CHP | Customer Sited | Other | 4 | X | DFO | Non-Renewable | 0 | 2.3 | 0 | 1
Operable | 58893 | Xeres Ventures LLC |  | 59074 | SC 1 Data Center, Phase 2 | CA | Vertical | Santa Clara | 17A | Petroleum Liquids | IC |  | S | X | X |  |  | 2.3 | 0.97 | 2.3 | 2.3 | 0 | N |  |  | SB | N | 11 | 2017 | 2017 |  |  | N | Commercial Non-CHP | Customer Sited | Other | 4 | X | DFO | Non-Renewable | 0 | 2.3 | 0 | 1
Operable | 58893 | Xeres Ventures LLC |  | 59074 | SC 1 Data Center, Phase 2 | CA | Vertical | Santa Clara | 17B | Petroleum Liquids | IC |  | S | X | X |  |  | 2.3 | 0.97 | 2.3 | 2.3 | 0 | N |  |  | SB | N | 11 | 2017 | 2017 |  |  | N | Commercial Non-CHP | Customer Sited | Other | 4 | X | DFO | Non-Renewable | 0 | 2.3 | 0 | 1
Operable | 58893 | Xeres Ventures LLC |  | 59074 | SC 1 Data Center, Phase 2 | CA | Vertical | Santa Clara | 18A | Petroleum Liquids | IC |  | S | X | X |  |  | 2.3 | 0.97 | 2.3 | 2.3 | 0 | N |  |  | SB | N | 11 | 2017 | 2017 |  |  | N | Commercial Non-CHP | Customer Sited | Other | 4 | X | DFO | Non-Renewable | 0 | 2.3 | 0 | 1
Operable | 58893 | Xeres Ventures LLC |  | 59074 | SC 1 Data Center, Phase 2 | CA | Vertical | Santa Clara | 18B | Petroleum Liquids | IC |  | S | X | X |  |  | 2.3 | 0.97 | 2.3 | 2.3 | 0 | N |  |  | SB | N | 11 | 2017 | 2017 |  |  | N | Commercial Non-CHP | Customer Sited | Other | 4 | X | DFO | Non-Renewable | 0 | 2.3 | 0 | 1
Operable | 58893 | Xeres Ventures LLC |  | 59074 | SC 1 Data Center, Phase 2 | CA | Vertical | Santa Clara | 19A | Petroleum Liquids | IC |  | S | X | X |  |  | 2.3 | 0.97 | 2.3 | 2.3 | 0 | N |  |  | SB | N | 11 | 2017 | 2017 |  |  | N | Commercial Non-CHP | Customer Sited | Other | 4 | X | DFO | Non-Renewable | 0 | 2.3 | 0 | 1
Operable | 58893 | Xeres Ventures LLC |  | 59074 | SC 1 Data Center, Phase 2 | CA | Vertical | Santa Clara | 19B | Petroleum Liquids | IC |  | S | X | X |  |  | 2.3 | 0.97 | 2.3 | 2.3 | 0 | N |  |  | SB | N | 11 | 2017 | 2017 |  |  | N | Commercial Non-CHP | Customer Sited | Other | 4 | X | DFO | Non-Renewable | 0 | 2.3 | 0 | 1
Operable | 58893 | Xeres Ventures LLC |  | 59074 | SC 1 Data Center, Phase 2 | CA | Vertical | Santa Clara | 20A | Petroleum Liquids | IC |  | S | X | X |  |  | 2.3 | 0.97 | 2.3 | 2.3 | 0 | N |  |  | SB | N | 11 | 2017 | 2017 |  |  | N | Commercial Non-CHP | Customer Sited | Other | 4 | X | DFO | Non-Renewable | 0 | 2.3 | 0 | 1
Operable | 58893 | Xeres Ventures LLC |  | 59074 | SC 1 Data Center, Phase 2 | CA | Vertical | Santa Clara | 20B | Petroleum Liquids | IC |  | S | X | X |  |  | 2.3 | 0.97 | 2.3 | 2.3 | 0 | N |  |  | SB | N | 11 | 2017 | 2017 |  |  | N | Commercial Non-CHP | Customer Sited | Other | 4 | X | DFO | Non-Renewable | 0 | 2.3 | 0 | 1
Operable | 58893 | Xeres Ventures LLC |  | 59074 | SC 1 Data Center, Phase 2 | CA | Vertical | Santa Clara | 21A | Petroleum Liquids | IC |  | S | X | X |  |  | 2.3 | 0.97 | 2.3 | 2.3 | 0 | N |  |  | SB | N | 11 | 2017 | 2017 |  |  | N | Commercial Non-CHP | Customer Sited | Other | 4 | X | DFO | Non-Renewable | 0 | 2.3 | 0 | 1
Operable | 58893 | Xeres Ventures LLC |  | 59074 | SC 1 Data Center, Phase 2 | CA | Vertical | Santa Clara | 21B | Petroleum Liquids | IC |  | S | X | X |  |  | 2.3 | 0.97 | 2.3 | 2.3 | 0 | N |  |  | SB | N | 11 | 2017 | 2017 |  |  | N | Commercial Non-CHP | Customer Sited | Other | 4 | X | DFO | Non-Renewable | 0 | 2.3 | 0 | 1
Operable | 58893 | Xeres Ventures LLC |  | 59074 | SC 1 Data Center, Phase 2 | CA | Vertical | Santa Clara | 22A | Petroleum Liquids | IC |  | S | X | X |  |  | 2.3 | 0.97 | 2.3 | 2.3 | 0 | N |  |  | SB | N | 11 | 2017 | 2017 |  |  | N | Commercial Non-CHP | Customer Sited | Other | 4 | X | DFO | Non-Renewable | 0 | 2.3 | 0 | 1
Operable | 58893 | Xeres Ventures LLC |  | 59074 | SC 1 Data Center, Phase 2 | CA | Vertical | Santa Clara | 22B | Petroleum Liquids | IC |  | S | X | X |  |  | 2.3 | 0.97 | 2.3 | 2.3 | 0 | N |  |  | SB | N | 11 | 2017 | 2017 |  |  | N | Commercial Non-CHP | Customer Sited | Other | 4 | X | DFO | Non-Renewable | 0 | 2.3 | 0 | 1
Operable | 58893 | Xeres Ventures LLC |  | 59074 | SC 1 Data Center, Phase 2 | CA | Vertical | Santa Clara | EG10A | Petroleum Liquids | IC |  | S | X | X |  |  | 2.3 | 0.97 | 2.3 | 2.3 | 0 | N |  |  | SB | N | 6 | 2014 | 2014 |  |  | N | Commercial Non-CHP | Customer Sited | Other | 4 | X | DFO | Non-Renewable | 0 | 2.3 | 0 | 1
Operable | 58893 | Xeres Ventures LLC |  | 59074 | SC 1 Data Center, Phase 2 | CA | Vertical | Santa Clara | EG10B | Petroleum Liquids | IC |  | S | X | X |  |  | 2.3 | 0.97 | 2.3 | 2.3 | 0 | N |  |  | SB | N | 6 | 2014 | 2014 |  |  | N | Commercial Non-CHP | Customer Sited | Other | 4 | X | DFO | Non-Renewable | 0 | 2.3 | 0 | 1
Operable | 58893 | Xeres Ventures LLC |  | 59074 | SC 1 Data Center, Phase 2 | CA | Vertical | Santa Clara | EG11A | Petroleum Liquids | IC |  | S | X | X |  |  | 2.3 | 0.97 | 2.3 | 2.3 | 0 | N |  |  | SB | N | 6 | 2014 | 2014 |  |  | N | Commercial Non-CHP | Customer Sited | Other | 4 | X | DFO | Non-Renewable | 0 | 2.3 | 0 | 1
Operable | 58893 | Xeres Ventures LLC |  | 59074 | SC 1 Data Center, Phase 2 | CA | Vertical | Santa Clara | EG11B | Petroleum Liquids | IC |  | S | X | X |  |  | 2.3 | 0.97 | 2.3 | 2.3 | 0 | N |  |  | SB | N | 6 | 2014 | 2014 |  |  | N | Commercial Non-CHP | Customer Sited | Other | 4 | X | DFO | Non-Renewable | 0 | 2.3 | 0 | 1
Operable | 58893 | Xeres Ventures LLC |  | 59074 | SC 1 Data Center, Phase 2 | CA | Vertical | Santa Clara | EG12A | Petroleum Liquids | IC |  | S | X | X |  |  | 2.3 | 0.97 | 2.3 | 2.3 | 0 | N |  |  | SB | N | 6 | 2014 | 2014 |  |  | N | Commercial Non-CHP | Customer Sited | Other | 4 | X | DFO | Non-Renewable | 0 | 2.3 | 0 | 1
Operable | 58893 | Xeres Ventures LLC |  | 59074 | SC 1 Data Center, Phase 2 | CA | Vertical | Santa Clara | EG12B | Petroleum Liquids | IC |  | S | X | X |  |  | 2.3 | 0.97 | 2.3 | 2.3 | 0 | N |  |  | SB | N | 6 | 2014 | 2014 |  |  | N | Commercial Non-CHP | Customer Sited | Other | 4 | X | DFO | Non-Renewable | 0 | 2.3 | 0 | 1
Operable | 58893 | Xeres Ventures LLC |  | 59074 | SC 1 Data Center, Phase 2 | CA | Vertical | Santa Clara | EG13A | Petroleum Liquids | IC |  | S | X | X |  |  | 2.3 | 0.97 | 2.3 | 2.3 | 0 | N |  |  | SB | N | 6 | 2014 | 2014 |  |  | N | Commercial Non-CHP | Customer Sited | Other | 4 | X | DFO | Non-Renewable | 0 | 2.3 | 0 | 1
Operable | 58893 | Xeres Ventures LLC |  | 59074 | SC 1 Data Center, Phase 2 | CA | Vertical | Santa Clara | EG13B | Petroleum Liquids | IC |  | S | X | X |  |  | 2.3 | 0.97 | 2.3 | 2.3 | 0 | N |  |  | SB | N | 6 | 2014 | 2014 |  |  | N | Commercial Non-CHP | Customer Sited | Other | 4 | X | DFO | Non-Renewable | 0 | 2.3 | 0 | 1
Operable | 58893 | Xeres Ventures LLC |  | 59074 | SC 1 Data Center, Phase 2 | CA | Vertical | Santa Clara | EG14A | Petroleum Liquids | IC |  | S | X | X |  |  | 2.3 | 0.97 | 2.3 | 2.3 | 0 | N |  |  | SB | N | 6 | 2014 | 2014 |  |  | N | Commercial Non-CHP | Customer Sited | Other | 4 | X | DFO | Non-Renewable | 0 | 2.3 | 0 | 1
Operable | 58893 | Xeres Ventures LLC |  | 59074 | SC 1 Data Center, Phase 2 | CA | Vertical | Santa Clara | EG15A | Petroleum Liquids | IC |  | S | X | X |  |  | 2.3 | 0.97 | 2.3 | 2.3 | 0 | N |  |  | SB | N | 3 | 2015 | 2015 |  |  | N | Commercial Non-CHP | Customer Sited | Other | 4 | X | DFO | Non-Renewable | 0 | 2.3 | 0 | 1
Operable | 58893 | Xeres Ventures LLC |  | 59074 | SC 1 Data Center, Phase 2 | CA | Vertical | Santa Clara | EG15B | Petroleum Liquids | IC |  | S | X | X |  |  | 2.3 | 0.97 | 2.3 | 2.3 | 0 | N |  |  | SB | N | 3 | 2015 | 2015 |  |  | N | Commercial Non-CHP | Customer Sited | Other | 4 | X | DFO | Non-Renewable | 0 | 2.3 | 0 | 1
Operable | 58893 | Xeres Ventures LLC |  | 59074 | SC 1 Data Center, Phase 2 | CA | Vertical | Santa Clara | EG16A | Petroleum Liquids | IC |  | S | X | X |  |  | 2.3 | 0.97 | 2.3 | 2.3 | 0 | N |  |  | SB | N | 3 | 2015 | 2015 |  |  | N | Commercial Non-CHP | Customer Sited | Other | 4 | X | DFO | Non-Renewable | 0 | 2.3 | 0 | 1
Operable | 58893 | Xeres Ventures LLC |  | 59074 | SC 1 Data Center, Phase 2 | CA | Vertical | Santa Clara | EG16B | Petroleum Liquids | IC |  | S | X | X |  |  | 2.3 | 0.97 | 2.3 | 2.3 | 0 | N |  |  | SB | N | 3 | 2015 | 2015 |  |  | N | Commercial Non-CHP | Customer Sited | Other | 4 | X | DFO | Non-Renewable | 0 | 2.3 | 0 | 1
Operable | 58893 | Xeres Ventures LLC |  | 59074 | SC 1 Data Center, Phase 2 | CA | Vertical | Santa Clara | EG1A | Petroleum Liquids | IC |  | S | X | X |  |  | 2.2 | 0.97 | 2.2 | 2.2 | 0 | N |  |  | SB | N | 9 | 2011 | 2011 |  |  | N | Commercial Non-CHP | Customer Sited | Other | 4 | X | DFO | Non-Renewable | 0 | 2.2 | 0 | 1
Operable | 58893 | Xeres Ventures LLC |  | 59074 | SC 1 Data Center, Phase 2 | CA | Vertical | Santa Clara | EG1B | Petroleum Liquids | IC |  | S | X | X |  |  | 2.2 | 0.97 | 2.2 | 2.2 | 0 | N |  |  | SB | N | 9 | 2011 | 2011 |  |  | N | Commercial Non-CHP | Customer Sited | Other | 4 | X | DFO | Non-Renewable | 0 | 2.2 | 0 | 1
Operable | 58893 | Xeres Ventures LLC |  | 59074 | SC 1 Data Center, Phase 2 | CA | Vertical | Santa Clara | EG2A | Petroleum Liquids | IC |  | S | X | X |  |  | 2.2 | 0.97 | 2.2 | 2.2 | 0 | N |  |  | SB | N | 9 | 2011 | 2011 |  |  | N | Commercial Non-CHP | Customer Sited | Other | 4 | X | DFO | Non-Renewable | 0 | 2.2 | 0 | 1
Operable | 58893 | Xeres Ventures LLC |  | 59074 | SC 1 Data Center, Phase 2 | CA | Vertical | Santa Clara | EG2B | Petroleum Liquids | IC |  | S | X | X |  |  | 2.2 | 0.97 | 2.2 | 2.2 | 0 | N |  |  | SB | N | 9 | 2011 | 2011 |  |  | N | Commercial Non-CHP | Customer Sited | Other | 4 | X | DFO | Non-Renewable | 0 | 2.2 | 0 | 1
Operable | 58893 | Xeres Ventures LLC |  | 59074 | SC 1 Data Center, Phase 2 | CA | Vertical | Santa Clara | EG3A | Petroleum Liquids | IC |  | S | X | X |  |  | 2.2 | 0.97 | 2.2 | 2.2 | 0 | N |  |  | SB | N | 9 | 2011 | 2011 |  |  | N | Commercial Non-CHP | Customer Sited | Other | 4 | X | DFO | Non-Renewable | 0 | 2.2 | 0 | 1
Operable | 58893 | Xeres Ventures LLC |  | 59074 | SC 1 Data Center, Phase 2 | CA | Vertical | Santa Clara | EG3B | Petroleum Liquids | IC |  | S | X | X |  |  | 2.2 | 0.97 | 2.2 | 2.2 | 0 | N |  |  | SB | N | 9 | 2011 | 2011 |  |  | N | Commercial Non-CHP | Customer Sited | Other | 4 | X | DFO | Non-Renewable | 0 | 2.2 | 0 | 1
Operable | 58893 | Xeres Ventures LLC |  | 59074 | SC 1 Data Center, Phase 2 | CA | Vertical | Santa Clara | EG4A | Petroleum Liquids | IC |  | S | X | X |  |  | 2.2 | 0.97 | 2.2 | 2.2 | 0 | N |  |  | SB | N | 9 | 2011 | 2011 |  |  | N | Commercial Non-CHP | Customer Sited | Other | 4 | X | DFO | Non-Renewable | 0 | 2.2 | 0 | 1
Operable | 58893 | Xeres Ventures LLC |  | 59074 | SC 1 Data Center, Phase 2 | CA | Vertical | Santa Clara | EG4B | Petroleum Liquids | IC |  | S | X | X |  |  | 2.2 | 0.97 | 2.2 | 2.2 | 0 | N |  |  | SB | N | 9 | 2011 | 2011 |  |  | N | Commercial Non-CHP | Customer Sited | Other | 4 | X | DFO | Non-Renewable | 0 | 2.2 | 0 | 1
Operable | 58893 | Xeres Ventures LLC |  | 59074 | SC 1 Data Center, Phase 2 | CA | Vertical | Santa Clara | EG5A | Petroleum Liquids | IC |  | S | X | X |  |  | 2.2 | 0.97 | 2.2 | 2.2 | 0 | N |  |  | SB | N | 9 | 2011 | 2011 |  |  | N | Commercial Non-CHP | Customer Sited | Other | 4 | X | DFO | Non-Renewable | 0 | 2.2 | 0 | 1
Operable | 58893 | Xeres Ventures LLC |  | 59074 | SC 1 Data Center, Phase 2 | CA | Vertical | Santa Clara | EG5B | Petroleum Liquids | IC |  | S | X | X |  |  | 2.2 | 0.97 | 2.2 | 2.2 | 0 | N |  |  | SB | N | 9 | 2011 | 2011 |  |  | N | Commercial Non-CHP | Customer Sited | Other | 4 | X | DFO | Non-Renewable | 0 | 2.2 | 0 | 1
Operable | 58893 | Xeres Ventures LLC |  | 59074 | SC 1 Data Center, Phase 2 | CA | Vertical | Santa Clara | EG6A | Petroleum Liquids | IC |  | S | X | X |  |  | 2.2 | 0.97 | 2.2 | 2.2 | 0 | N |  |  | SB | N | 9 | 2011 | 2011 |  |  | N | Commercial Non-CHP | Customer Sited | Other | 4 | X | DFO | Non-Renewable | 0 | 2.2 | 0 | 1
Operable | 58893 | Xeres Ventures LLC |  | 59074 | SC 1 Data Center, Phase 2 | CA | Vertical | Santa Clara | EG6B | Petroleum Liquids | IC |  | S | X | X |  |  | 2.2 | 0.97 | 2.2 | 2.2 | 0 | N |  |  | SB | N | 9 | 2011 | 2011 |  |  | N | Commercial Non-CHP | Customer Sited | Other | 4 | X | DFO | Non-Renewable | 0 | 2.2 | 0 | 1
Operable | 58893 | Xeres Ventures LLC |  | 59074 | SC 1 Data Center, Phase 2 | CA | Vertical | Santa Clara | EG7A | Petroleum Liquids | IC |  | S | X | X |  |  | 2.2 | 0.97 | 2.2 | 2.2 | 0 | N |  |  | SB | N | 9 | 2011 | 2011 |  |  | N | Commercial Non-CHP | Customer Sited | Other | 4 | X | DFO | Non-Renewable | 0 | 2.2 | 0 | 1
Operable | 58893 | Xeres Ventures LLC |  | 59074 | SC 1 Data Center, Phase 2 | CA | Vertical | Santa Clara | EG7B | Petroleum Liquids | IC |  | S | X | X |  |  | 2.2 | 0.97 | 2.2 | 2.2 | 0 | N |  |  | SB | N | 9 | 2011 | 2011 |  |  | N | Commercial Non-CHP | Customer Sited | Other | 4 | X | DFO | Non-Renewable | 0 | 2.2 | 0 | 1
Operable | 58893 | Xeres Ventures LLC |  | 59074 | SC 1 Data Center, Phase 2 | CA | Vertical | Santa Clara | EG8B | Petroleum Liquids | IC |  | S | X | X |  |  | 2.2 | 0.97 | 2.2 | 2.2 | 0 | N |  |  | SB | N | 9 | 2011 | 2011 |  |  | N | Commercial Non-CHP | Customer Sited | Other | 4 | X | DFO | Non-Renewable | 0 | 2.2 | 0 | 1
Operable | 58893 | Xeres Ventures LLC |  | 59074 | SC 1 Data Center, Phase 2 | CA | Vertical | Santa Clara | EG9A | Petroleum Liquids | IC |  | S | X | X |  |  | 2.3 | 0.97 | 2.3 | 2.3 | 0 | N |  |  | SB | N | 3 | 2015 | 2015 |  |  | N | Commercial Non-CHP | Customer Sited | Other | 4 | X | DFO | Non-Renewable | 0 | 2.3 | 0 | 1
Operable | 58893 | Xeres Ventures LLC |  | 59074 | SC 1 Data Center, Phase 2 | CA | Vertical | Santa Clara | EG9B | Petroleum Liquids | IC |  | S | X | X |  |  | 2.3 | 0.97 | 2.3 | 2.3 | 0 | N |  |  | SB | N | 6 | 2014 | 2014 |  |  | N | Commercial Non-CHP | Customer Sited | Other | 4 | X | DFO | Non-Renewable | 0 | 2.3 | 0 | 1
Operable | 58893 | Xeres Ventures LLC |  | 59074 | SC 1 Data Center, Phase 2 | CA | Vertical | Santa Clara | GEN8A | Petroleum Liquids | IC |  | S | X | X |  |  | 2.2 | 0.97 | 2.2 | 2.2 | 0 | N |  |  | SB | N | 4 | 2020 | 2020 |  |  | N | Commercial Non-CHP | Customer Sited | Other | 4 | X | DFO | Non-Renewable | 0 | 2.2 | 0 | 1
Operable | 59332 | Yadkin 601 Farm, LLC |  | 59587 | Yadkin 601 Farm | NC | Vertical | Yadkin | PV1 | Solar Photovoltaic | PV |  | S | X | X |  |  | 3 |  | 3 | 3 |  | N |  |  | OP | X | 6 | 2015 | 2015 |  |  | N | IPP Non-CHP | IPP | IPP | 2 | X | SUN | Renewable | 3 | 0 | 1 | 0
Operable | 56621 | Yakama Power |  | 6507 | Drop 2 (WA) | WA | Vertical | Yakima | 1 | Conventional Hydroelectric | HY |  | S | X | X |  |  | 2.5 | 0.9 | 2.1 | 2.1 | 0.8 | N |  |  | OA | X | 8 | 1942 | Pre-2000 |  |  | N | Electric Utility | Utility | Cooperative | 1 | X | WAT | Renewable | 2.5 | 0 | 1 | 0
Operable | 56621 | Yakama Power |  | 6508 | Drop 3 (WA) | WA | Vertical | Yakima | 1 | Conventional Hydroelectric | HY |  | S | X | X |  |  | 0.8 | 0.8 | 0.5 | 0.5 | 0.2 | N |  |  | OS | X | 5 | 1932 | Pre-2000 |  |  | N | Electric Utility | Utility | Cooperative | 1 | X | WAT | Renewable | 0.8 | 0 | 1 | 0
Operable | 56621 | Yakama Power |  | 6508 | Drop 3 (WA) | WA | Vertical | Yakima | 2 | Conventional Hydroelectric | HY |  | S | X | X |  |  | 0.8 | 0.8 | 0.5 | 0.5 | 0.2 | N |  |  | OS | X | 5 | 1932 | Pre-2000 |  |  | N | Electric Utility | Utility | Cooperative | 1 | X | WAT | Renewable | 0.8 | 0 | 1 | 0
Operable | 21086 | Yakima-Tieton Irrigation Dist |  | 50421 | Orchard Avenue 1 | WA | Vertical | Yakima | 201 | Conventional Hydroelectric | HY |  | S | X | X |  |  | 0.8 | 0.8 | 0.8 | 0.7 | 0.2 | N |  |  | OP | X | 3 | 1987 | Pre-2000 |  |  | N | IPP Non-CHP | IPP | IPP | 2 | X | WAT | Renewable | 0.8 | 0 | 1 | 0
Operable | 21086 | Yakima-Tieton Irrigation Dist |  | 50421 | Orchard Avenue 1 | WA | Vertical | Yakima | 301 | Conventional Hydroelectric | HY |  | S | X | X |  |  | 0.8 | 0.8 | 0.8 | 0.7 | 0.2 | N |  |  | OP | X | 3 | 1987 | Pre-2000 |  |  | N | IPP Non-CHP | IPP | IPP | 2 | X | WAT | Renewable | 0.8 | 0 | 1 | 0
Operable | 21086 | Yakima-Tieton Irrigation Dist |  | 50423 | Cowiche | WA | Vertical | Yakima | 983 | Conventional Hydroelectric | HY |  | S | X | X |  |  | 1.7 | 0.8 | 1.6 | 1.6 | 1 | N |  |  | OP | X | 3 | 1987 | Pre-2000 |  |  | N | IPP Non-CHP | IPP | IPP | 2 | X | WAT | Renewable | 1.7 | 0 | 1 | 0
Operable | 63369 | Yaphank Fuel Cell Park, LLC |  | 63661 | SWM Fuel Cell | NY | Restructured | Suffolk | SWM-1 | Other Natural Gas | FC |  | S | X | X |  |  | 2.8 | 0.85 | 2.8 | 2.8 | 1.1 | N |  |  | OP | X | 12 | 2021 | 2021 |  |  | N | IPP Non-CHP | IPP | IPP | 2 | X | NG | Non-Renewable | 0 | 2.8 | 0 | 1
Operable | 63369 | Yaphank Fuel Cell Park, LLC |  | 63661 | SWM Fuel Cell | NY | Restructured | Suffolk | SWM-2 | Other Natural Gas | FC |  | S | X | X |  |  | 2.8 | 0.85 | 2.8 | 2.8 | 1.1 | N |  |  | OP | X | 12 | 2021 | 2021 |  |  | N | IPP Non-CHP | IPP | IPP | 2 | X | NG | Non-Renewable | 0 | 2.8 | 0 | 1
Operable | 63369 | Yaphank Fuel Cell Park, LLC |  | 63661 | SWM Fuel Cell | NY | Restructured | Suffolk | SWM-3 | Other Natural Gas | FC |  | S | X | X |  |  | 2.8 | 0.85 | 2.8 | 2.8 | 1.1 | N |  |  | OP | X | 12 | 2021 | 2021 |  |  | N | IPP Non-CHP | IPP | IPP | 2 | X | NG | Non-Renewable | 0 | 2.8 | 0 | 1
Operable | 64574 | Yards Creek Energy |  | 6522 | Yards Creek Energy | NJ | Restructured | Warren | 1 | Hydroelectric Pumped Storage | PS |  | S | X | X | YARDSCRE14 KV UNIT01 | YARDSCRE14 KV UNIT01 | 151 | 0.98 | 138.1 | 138.1 | 70 | N |  |  | OP | X | 11 | 1965 | Pre-2000 |  |  | N | IPP Non-CHP | IPP | IPP | 2 | X | WAT | Renewable | 151 | 0 | 1 | 0
Operable | 64574 | Yards Creek Energy |  | 6522 | Yards Creek Energy | NJ | Restructured | Warren | 2 | Hydroelectric Pumped Storage | PS |  | S | X | X | YARDSCRE14 KV UNIT02 | YARDSCRE14 KV UNIT02 | 151 | 0.98 | 139 | 139 | 70 | N |  |  | OP | X | 12 | 1965 | Pre-2000 |  |  | N | IPP Non-CHP | IPP | IPP | 2 | X | WAT | Renewable | 151 | 0 | 1 | 0
Operable | 64574 | Yards Creek Energy |  | 6522 | Yards Creek Energy | NJ | Restructured | Warren | 3 | Hydroelectric Pumped Storage | PS |  | S | X | X | YARDSCRE14 KV UNIT03 | YARDSCRE14 KV UNIT03 | 151 | 0.98 | 138.3 | 138.3 | 70 | N |  |  | OP | X | 9 | 1965 | Pre-2000 |  |  | N | IPP Non-CHP | IPP | IPP | 2 | X | WAT | Renewable | 151 | 0 | 1 | 0
Operable | 65453 | Yellow Pine Solar, LLC |  | 66357 | Yellow Pine Solar | NV | Vertical | Clark | YPES | Batteries | BA |  | S | X | X |  |  | 65 |  | 48.8 | 48.8 |  | N |  |  | OP | X | 7 | 2023 | 2023 |  |  | N | IPP Non-CHP | IPP | IPP | 2 | X | MWH | Other | 0 | 0 | 0 | 0
Operable | 65453 | Yellow Pine Solar, LLC |  | 66357 | Yellow Pine Solar | NV | Vertical | Clark | YPS1 | Solar Photovoltaic | PV |  | S | X | X |  |  | 125 |  | 93.8 | 93.8 |  | N |  |  | OP | X | 7 | 2023 | 2023 |  |  | N | IPP Non-CHP | IPP | IPP | 2 | X | SUN | Renewable | 125 | 0 | 1 | 0
Operable | 64349 | Yellowbud Solar LLC |  | 64832 | Yellowbud Solar, LLC | OH | Restructured | Ross | YELLO | Solar Photovoltaic | PV |  | W | X | X |  |  | 274 |  | 274 | 274 |  | N |  |  | OP | X | 6 | 2023 | 2023 |  |  | N | IPP Non-CHP | IPP | IPP | 2 | X | SUN | Renewable | 274 | 0 | 1 | 0
Operable | 21773 | Yellowstone Energy LP |  | 50931 | Yellowstone Energy LP | MT | Vertical | Yellowstone | GEN1 | Petroleum Coke | ST |  | S | X | X |  |  | 68 | 0.9 | 52 | 55 | 22 | N |  |  | OP | X | 6 | 1995 | Pre-2000 |  |  | Y | IPP CHP | IPP | IPP | 3 | T | PC | Non-Renewable | 0 | 68 | 0 | 1 | OG
Operable | 21116 | YKK USA Inc |  | 54566 | YKK USA Chestney | GA | Vertical | Bibb | BWP1 | Petroleum Liquids | IC |  | S | X | X |  |  | 0.5 | 0.9 | 0.5 | 0.5 | 0.1 | N |  |  | SB | N | 10 | 1996 | Pre-2000 |  |  | N | Industrial Non-CHP | Customer Sited | Other | 6 | X | DFO | Non-Renewable | 0 | 0.5 | 0 | 1
Operable | 21116 | YKK USA Inc |  | 54566 | YKK USA Chestney | GA | Vertical | Bibb | SEV1 | Petroleum Liquids | IC |  | S | X | X |  |  | 0.3 | 0.9 | 0.3 | 0.3 | 0.1 | N |  |  | SB | N | 8 | 2015 | 2015 |  |  | N | Industrial Non-CHP | Customer Sited | Other | 6 | X | DFO | Non-Renewable | 0 | 0.3 | 0 | 1
Operable | 21116 | YKK USA Inc |  | 54566 | YKK USA Chestney | GA | Vertical | Bibb | SLD1 | Petroleum Liquids | IC |  | S | X | X |  |  | 0.5 | 0.9 | 0.5 | 0.5 | 0.1 | N |  |  | SB | N | 12 | 1992 | Pre-2000 |  |  | N | Industrial Non-CHP | Customer Sited | Other | 6 | X | DFO | Non-Renewable | 0 | 0.5 | 0 | 1
Operable | 61324 | Yolo County Community Services Department |  | 54567 | MM Yolo Power | CA | Vertical | Yolo | 1 | Landfill Gas | IC |  | S | X | X |  |  | 0.6 | 0.98 | 0.5 | 0.5 | 0.5 | N |  |  | OP | X | 10 | 1990 | Pre-2000 |  |  | N | IPP Non-CHP | IPP | IPP | 2 | X | LFG | Renewable | 0.6 | 0 | 1 | 0
Operable | 61324 | Yolo County Community Services Department |  | 54567 | MM Yolo Power | CA | Vertical | Yolo | 2 | Landfill Gas | IC |  | S | X | X |  |  | 0.6 | 0.98 | 0.5 | 0.5 | 0.5 | N |  |  | OP | X | 10 | 1990 | Pre-2000 |  |  | N | IPP Non-CHP | IPP | IPP | 2 | X | LFG | Renewable | 0.6 | 0 | 1 | 0
Operable | 61324 | Yolo County Community Services Department |  | 54567 | MM Yolo Power | CA | Vertical | Yolo | 3 | Landfill Gas | IC |  | S | X | X |  |  | 0.6 | 0.98 | 0.5 | 0.5 | 0.5 | N |  |  | OP | X | 10 | 1990 | Pre-2000 |  |  | N | IPP Non-CHP | IPP | IPP | 2 | X | LFG | Renewable | 0.6 | 0 | 1 | 0
Operable | 61324 | Yolo County Community Services Department |  | 54567 | MM Yolo Power | CA | Vertical | Yolo | 4 | Landfill Gas | IC |  | S | X | X |  |  | 0.9 | 0.98 | 0.9 | 0.9 | 0.5 | N |  |  | OP | X | 3 | 1993 | Pre-2000 |  |  | N | IPP Non-CHP | IPP | IPP | 2 | X | LFG | Renewable | 0.9 | 0 | 1 | 0
Operable | 61324 | Yolo County Community Services Department |  | 54567 | MM Yolo Power | CA | Vertical | Yolo | 5 | Landfill Gas | IC |  | S | X | X |  |  | 0.9 | 0.98 | 0.9 | 0.9 | 0.5 | N |  |  | OP | X | 12 | 1998 | Pre-2000 |  |  | N | IPP Non-CHP | IPP | IPP | 2 | X | LFG | Renewable | 0.9 | 0 | 1 | 0
Operable | 22079 | Yolo County Flood Control WCD |  | 50128 | Clear Lake Hydro Project | CA | Vertical | Lake | 3381 | Conventional Hydroelectric | HY |  | S | X | X |  |  | 2.5 | 1 | 2.4 | 2.3 | 0.1 | N |  |  | OS | X | 9 | 1985 | Pre-2000 |  |  | N | IPP Non-CHP | IPP | IPP | 2 | X | WAT | Renewable | 2.5 | 0 | 1 | 0
Operable | 22079 | Yolo County Flood Control WCD |  | 50129 | Indian Valley Dam Hydro Project | CA | Vertical | Lake | 1641 | Conventional Hydroelectric | HY |  | S | X | X |  |  | 1.4 | 0.8 | 1.3 | 1.3 | 1 | N |  |  | OA | X | 10 | 1983 | Pre-2000 |  |  | N | IPP Non-CHP | IPP | IPP | 2 | X | WAT | Renewable | 1.4 | 0 | 1 | 0
Operable | 22079 | Yolo County Flood Control WCD |  | 50129 | Indian Valley Dam Hydro Project | CA | Vertical | Lake | 1642 | Conventional Hydroelectric | HY |  | S | X | X |  |  | 1.4 | 0.8 | 1.3 | 1.3 | 1 | N |  |  | OA | X | 10 | 1983 | Pre-2000 |  |  | N | IPP Non-CHP | IPP | IPP | 2 | X | WAT | Renewable | 1.4 | 0 | 1 | 0
Operable | 22079 | Yolo County Flood Control WCD |  | 50129 | Indian Valley Dam Hydro Project | CA | Vertical | Lake | 8332 | Conventional Hydroelectric | HY |  | S | X | X |  |  | 0.1 | 0.88 | 0.1 | 0.1 | 0.1 | N |  |  | OA | X | 10 | 1983 | Pre-2000 |  |  | N | IPP Non-CHP | IPP | IPP | 2 | X | WAT | Renewable | 0.1 | 0 | 1 | 0
Operable | 56751 | Yolo County of |  | 57422 | Yolo County Solar Project | CA | Vertical | Yolo | 1 | Solar Photovoltaic | PV |  | S | X | X |  |  | 1 |  | 1 | 1 |  | N |  |  | OP | X | 12 | 2010 | 2010 |  |  | N | Commercial Non-CHP | Customer Sited | Other | 4 | X | SUN | Renewable | 1 | 0 | 1 | 0
Operable | 56751 | Yolo County of |  | 58204 | Grassland 3&4 Solar Project | CA | Vertical | Yolo | INV3 | Solar Photovoltaic | PV |  | S | X | X |  |  | 2 |  | 2.5 | 1.5 |  | N |  |  | OP | X | 7 | 2013 | 2013 |  |  | N | IPP Non-CHP | IPP | IPP | 2 | X | SUN | Renewable | 2 | 0 | 1 | 0
Operable | 56751 | Yolo County of |  | 58217 | Grassland 1&2 Solar Project | CA | Vertical | Yolo | INV4 | Solar Photovoltaic | PV |  | S | X | X |  |  | 2 |  | 2.5 | 1.5 |  | N |  |  | OP | X | 7 | 2013 | 2013 |  |  | N | IPP Non-CHP | IPP | IPP | 2 | X | SUN | Renewable | 2 | 0 | 1 | 0
Operable | 21128 | York County Solid W & R Auth |  | 50215 | York County Resource Recovery | PA | Restructured | York | GEN1 | Municipal Solid Waste | ST |  | S | X | X |  |  | 36.5 | 0.85 | 30 | 30 | 11.7 | N |  |  | OP | X | 11 | 1989 | Pre-2000 |  |  | N | IPP Non-CHP | IPP | IPP | 2 | X | MSW | Renewable | 36.5 | 0 | 1 | 0
Operable | 65013 | Young Wind, LLC |  | 65763 | Young Wind | TX | Restructured | Young | WYOUN | Onshore Wind Turbine | WT |  | S | X | X |  |  | 500 |  | 500 | 500 | 0 | N |  |  | OP | X | 12 | 2022 | 2022 |  |  | N | IPP Non-CHP | IPP | IPP | 2 | X | WND | Renewable | 500 | 0 | 1 | 0
Operable | 21140 | Yuba County Water Agency |  | 262 | Narrows PH | CA | Vertical | Nevada | 1 | Conventional Hydroelectric | HY |  | S | X | X | NARROWS1_7_B1 | NARROWS1_7_B1 | 10.2 | 0.86 | 12 | 12 | 0 | N |  |  | OP | X | 12 | 1942 | Pre-2000 |  |  | N | Electric Utility | Utility | Municipal | 1 | X | WAT | Renewable | 10.2 | 0 | 1 | 0
Operable | 21140 | Yuba County Water Agency |  | 454 | Colgate | CA | Vertical | Yuba | 1 | Conventional Hydroelectric | HY |  | S | X | X | COLGATE 1_7_B1 | COLGATE 1_7_B1 | 157.5 | 0.9 | 176.7 | 176.7 | 0 | N |  |  | OP | X | 10 | 1969 | Pre-2000 |  |  | N | Electric Utility | Utility | Municipal | 1 | X | WAT | Renewable | 157.5 | 0 | 1 | 0
Operable | 21140 | Yuba County Water Agency |  | 454 | Colgate | CA | Vertical | Yuba | 2 | Conventional Hydroelectric | HY |  | S | X | X | COLGATE 2_7_B1 | COLGATE 2_7_B1 | 157.5 | 0.9 | 175.7 | 175.7 | 0 | N |  |  | OP | X | 10 | 1969 | Pre-2000 |  |  | N | Electric Utility | Utility | Municipal | 1 | X | WAT | Renewable | 157.5 | 0 | 1 | 0
Operable | 21140 | Yuba County Water Agency |  | 455 | Narrows 2 | CA | Vertical | Yuba | 1 | Conventional Hydroelectric | HY |  | S | X | X | NARROWS 2_7_B1 | NARROWS 2_7_B1 | 46.7 | 0.9 | 55 | 55 | 4 | N |  |  | OP | X | 12 | 1969 | Pre-2000 |  |  | N | Electric Utility | Utility | Municipal | 1 | X | WAT | Renewable | 46.7 | 0 | 1 | 0
Operable | 56707 | Yuma County Water User's Association |  | 57364 | Siphon Drop Power Plant | CA | Vertical | Imperial | 1 | Conventional Hydroelectric | HY |  | S | X | X |  |  | 2.2 | 1 | 2.2 | 2.2 | 1 | N |  |  | OP | X | 9 | 1987 | Pre-2000 |  |  | N | IPP Non-CHP | IPP | IPP | 2 | X | WAT | Renewable | 2.2 | 0 | 1 | 0
Operable | 56707 | Yuma County Water User's Association |  | 57364 | Siphon Drop Power Plant | CA | Vertical | Imperial | 2 | Conventional Hydroelectric | HY |  | S | X | X |  |  | 2.2 | 1 | 2.2 | 2.2 | 1 | N |  |  | OP | X | 12 | 1987 | Pre-2000 |  |  | N | IPP Non-CHP | IPP | IPP | 2 | X | WAT | Renewable | 2.2 | 0 | 1 | 0
Operable | 58643 | Zeeland Farm Services |  | 58704 | Zeeland Farm Services | MI | Vertical | Ottawa | CAT-1 | Other Waste Biomass | IC |  | S | X | X |  |  | 1.6 | 0.8 | 1.4 | 1.5 | 0.8 | N |  |  | OP | X | 3 | 2006 | 2006 |  |  | N | IPP Non-CHP | IPP | IPP | 2 | X | OBG | Renewable | 1.6 | 0 | 1 | 0
Operable | 58643 | Zeeland Farm Services |  | 58704 | Zeeland Farm Services | MI | Vertical | Ottawa | CAT-2 | Other Waste Biomass | IC |  | S | X | X |  |  | 1.6 | 0.8 | 1.5 | 1.5 | 0.8 | N |  |  | OP | X | 8 | 2009 | 2009 |  |  | N | IPP Non-CHP | IPP | IPP | 2 | X | OBG | Renewable | 1.6 | 0 | 1 | 0
Operable | 60003 | Zero Waste Energy Development Company LLC |  | 60220 | Zero Waste Energy Development Co LLC | CA | Vertical | Santa Clara | ZWED1 | Other Waste Biomass | IC | 1 | S | X | X | np15 | np15 | 0.8 | 1 | 0.8 | 0.8 | 0.5 | N |  |  | OP | X | 2 | 2015 | 2015 |  |  | Y | IPP CHP | IPP | IPP | 3 | T | OBG | Renewable | 0.8 | 0 | 1 | 0
Operable | 60003 | Zero Waste Energy Development Company LLC |  | 60220 | Zero Waste Energy Development Co LLC | CA | Vertical | Santa Clara | ZWED2 | Other Waste Biomass | IC | 1 | S | X | X | np15 | np15 | 0.8 | 1 | 0.8 | 0.8 | 0.8 | N |  |  | OP | X | 2 | 2015 | 2015 |  |  | N | IPP CHP | IPP | IPP | 3 | X | OBG | Renewable | 0.8 | 0 | 1 | 0
Operable | 60059 | ZGlobal Inc |  | 60277 | Castor Solar | CA | Vertical | Kern | CASTR | Solar Photovoltaic | PV |  | W | X | X |  |  | 1.5 |  | 1.5 | 1.5 |  | N |  |  | OP | X | 4 | 2016 | 2016 |  |  | N | IPP Non-CHP | IPP | IPP | 2 | X | SUN | Renewable | 1.5 | 0 | 1 | 0
Operable | 60059 | ZGlobal Inc |  | 61420 | Merced 1 PV | CA | Vertical | Merced | MRCD1 | Solar Photovoltaic | PV |  | W | X | X |  |  | 3 |  | 3 | 3 |  | N |  |  | OP | X | 4 | 2018 | 2018 |  |  | N | IPP Non-CHP | IPP | IPP | 2 | X | SUN | Renewable | 3 | 0 | 1 | 0
Operable | 60059 | ZGlobal Inc |  | 61421 | Madera 1 PV | CA | Vertical | Madera | MDRA1 | Solar Photovoltaic | PV |  | W | X | X |  |  | 1.5 |  | 1.5 | 1.5 |  | N |  |  | OP | X | 12 | 2017 | 2017 |  |  | N | IPP Non-CHP | IPP | IPP | 2 | X | SUN | Renewable | 1.5 | 0 | 1 | 0
Operable | 60059 | ZGlobal Inc |  | 61682 | USG 1 | CA | Vertical | Imperial | USG1 | Solar Photovoltaic | PV |  | W | X | X |  |  | 1 |  | 1 | 1 |  | N |  |  | OP | X | 4 | 2014 | 2014 |  |  | N | IPP Non-CHP | IPP | IPP | 2 | X | SUN | Renewable | 1 | 0 | 1 | 0
Operable | 60059 | ZGlobal Inc |  | 61683 | USG 2 | CA | Vertical | Imperial | USG2 | Solar Photovoltaic | PV |  | W | X | X |  |  | 1 |  | 1 | 1 |  | N |  |  | OP | X | 12 | 2015 | 2015 |  |  | N | IPP Non-CHP | IPP | IPP | 2 | X | SUN | Renewable | 1 | 0 | 1 | 0
Operable | 60059 | ZGlobal Inc |  | 63078 | Eagle Creek | CA | Vertical | Kern | EGCRK | Solar Photovoltaic | PV |  | W | X | X |  |  | 3 | 1 | 3 | 3 |  | N |  |  | OP | X | 12 | 2019 | 2019 |  |  | N | IPP Non-CHP | IPP | IPP | 2 | X | SUN | Renewable | 3 | 0 | 1 | 0
Operable | 21191 | Zion Energy LLC |  | 55392 | Zion Energy Center | IL | Restructured | Lake | CTG1 | Natural Gas Fired Combustion Turbine | GT |  | S | X | X |  |  | 198.9 | 0.85 | 161 | 178 | 100 | N |  |  | OP | X | 6 | 2002 | 2002 |  |  | N | IPP Non-CHP | IPP | IPP | 2 | X | NG | Non-Renewable | 0 | 198.9 | 0 | 1 | DFO
Operable | 21191 | Zion Energy LLC |  | 55392 | Zion Energy Center | IL | Restructured | Lake | CTG2 | Natural Gas Fired Combustion Turbine | GT |  | S | X | X |  |  | 198.9 | 0.85 | 162 | 178 | 100 | N |  |  | OP | X | 6 | 2002 | 2002 |  |  | N | IPP Non-CHP | IPP | IPP | 2 | X | NG | Non-Renewable | 0 | 198.9 | 0 | 1 | DFO
Operable | 21191 | Zion Energy LLC |  | 55392 | Zion Energy Center | IL | Restructured | Lake | CTG3 | Natural Gas Fired Combustion Turbine | GT |  | S | X | X |  |  | 198.9 | 0.85 | 155 | 176 | 100 | N |  |  | OP | X | 6 | 2003 | 2003 |  |  | N | IPP Non-CHP | IPP | IPP | 2 | X | NG | Non-Renewable | 0 | 198.9 | 0 | 1 | DFO
Operable | 63173 | Zumbro Garden LLC |  | 63426 | Zumbro Solar Garden | MN | Vertical | Dodge | CGS | Solar Photovoltaic | PV |  | S | X | X |  |  | 1 |  | 1 | 1 |  | N |  |  | OP | X | 4 | 2020 | 2020 |  |  | N | IPP Non-CHP | IPP | IPP | 2 | X | SUN | Renewable | 1 | 0 | 1 | 0
Operable | 61172 | Zumbro Solar LLC |  | 61574 | Zumbro Community Solar Garden | MN | Vertical | Goodhue | 38674 | Solar Photovoltaic | PV |  | S | X | X |  |  | 1 | 1 | 1 | 1 |  | N |  |  | OP | X | 4 | 2018 | 2018 |  |  | N | IPP Non-CHP | IPP | IPP | 2 | X | SUN | Renewable | 1 | 0 | 1 | 0

## EIA Table 10 (hidden)
EIA TABLE 10 2023
Investor Owned Utility | Investor Owned Utility
Alaska Electric Light & Power Co. | Investor Owned Utility
Alaska Power and Telephone Co | Investor Owned Utility
Aniak Light & Power Co Inc | Investor Owned Utility
Chitina Electric Inc | Investor Owned Utility
G & K, Inc | Investor Owned Utility
Gold Country Energy | Investor Owned Utility
Gwitchyaa Zhee Utility Co | Investor Owned Utility
Hughes Power & Light Co | Investor Owned Utility
Kuiggluum Kallugvia | Investor Owned Utility
McGrath Light & Power Co | Investor Owned Utility
Napakiak Ircinraq Power Co | Investor Owned Utility
TDX Manley Generating LLC | Investor Owned Utility
TDX North Slope Generating Co | Investor Owned Utility
Tanana Power Co Inc | Investor Owned Utility
Alabama Power Co | Investor Owned Utility
Empire District Electric Co | Investor Owned Utility
Entergy Arkansas LLC | Investor Owned Utility
Oklahoma Gas & Electric Co | Investor Owned Utility
Southwestern Electric Power Co | Investor Owned Utility
Ajo Improvement Co | Investor Owned Utility
Arizona Public Service Co | Investor Owned Utility
Morenci Water and Electric | Investor Owned Utility
Tucson Electric Power Co | Investor Owned Utility
UNS Electric, Inc | Investor Owned Utility
Bear Valley Electric Service | Investor Owned Utility
Liberty Utilities | Investor Owned Utility
PacifiCorp | Investor Owned Utility
Pacific Gas & Electric Co. | Investor Owned Utility
San Diego Gas & Electric Co | Investor Owned Utility
Southern California Edison Co | Investor Owned Utility
Black Hills Colorado Electric, LLC | Investor Owned Utility
Public Service Co of Colorado | Investor Owned Utility
Connecticut Light & Power Co | Investor Owned Utility
United Illuminating Co | Investor Owned Utility
Potomac Electric Power Co | Investor Owned Utility
Delmarva Power | Investor Owned Utility
Duke Energy Florida, LLC | Investor Owned Utility
Florida Power & Light Co | Investor Owned Utility
Florida Public Utilities Co | Investor Owned Utility
Tampa Electric Co | Investor Owned Utility
Georgia Power Co | Investor Owned Utility
Hawaii Electric Light Co Inc | Investor Owned Utility
Hawaiian Electric Co Inc | Investor Owned Utility
Maui Electric Co Ltd | Investor Owned Utility
Amana Society Service Co | Investor Owned Utility
Interstate Power and Light Co | Investor Owned Utility
MidAmerican Energy Co | Investor Owned Utility
Avista Corp | Investor Owned Utility
Idaho Power Co | Investor Owned Utility
PacifiCorp | Investor Owned Utility
Ameren Illinois Company | Investor Owned Utility
Commonwealth Edison Co | Investor Owned Utility
MidAmerican Energy Co | Investor Owned Utility
Mt Carmel Public Utility Co | Investor Owned Utility
AES Indiana | Investor Owned Utility
AGC Division of APGI Inc | Investor Owned Utility
Duke Energy Indiana, LLC | Investor Owned Utility
Indiana Michigan Power Co | Investor Owned Utility
Northern Indiana Pub Serv Co | Investor Owned Utility
Southern Indiana Gas & Elec Co | Investor Owned Utility
Empire District Electric Co | Investor Owned Utility
Evergy Kansas Central, Inc | Investor Owned Utility
Evergy Kansas South, Inc | Investor Owned Utility
Evergy Metro | Investor Owned Utility
Duke Energy Kentucky | Investor Owned Utility
Kentucky Power Co | Investor Owned Utility
Kentucky Utilities Co | Investor Owned Utility
Louisville Gas & Electric Co | Investor Owned Utility
Cleco Power LLC | Investor Owned Utility
Entergy Louisiana LLC | Investor Owned Utility
Entergy New Orleans, LLC | Investor Owned Utility
Southwestern Electric Power Co | Investor Owned Utility
Fitchburg Gas & Elec Light Co | Investor Owned Utility
Massachusetts Electric Co | Investor Owned Utility
NSTAR Electric Company | Investor Owned Utility
Nantucket Electric Co | Investor Owned Utility
Baltimore Gas & Electric Co | Investor Owned Utility
Delmarva Power | Investor Owned Utility
Potomac Electric Power Co | Investor Owned Utility
The Potomac Edison Company | Investor Owned Utility
Central Maine Power Co | Investor Owned Utility
Versant Power | Investor Owned Utility
Alpena Power Co | Investor Owned Utility
Consumers Energy Co - (MI) | Investor Owned Utility
DTE Electric Company | Investor Owned Utility
Indiana Michigan Power Co | Investor Owned Utility
Northern States Power Co | Investor Owned Utility
Upper Michigan Energy Resources Corp. | Investor Owned Utility
Upper Peninsula Power Company | Investor Owned Utility
ALLETE, Inc. | Investor Owned Utility
Northern States Power Co - Minnesota | Investor Owned Utility
Northwestern Wisconsin Elec Co | Investor Owned Utility
Otter Tail Power Co | Investor Owned Utility
Empire District Electric Co | Investor Owned Utility
Evergy Metro | Investor Owned Utility
Evergy Missouri West | Investor Owned Utility
Union Electric Co - (MO) | Investor Owned Utility
Entergy Mississippi LLC | Investor Owned Utility
Mississippi Power Co | Investor Owned Utility
Avista Corp | Investor Owned Utility
Black Hills Power, Inc. | Investor Owned Utility
Montana-Dakota Utilities Co | Investor Owned Utility
NorthWestern Energy LLC - (MT) | Investor Owned Utility
Duke Energy Carolinas, LLC | Investor Owned Utility
Duke Energy Progress - (NC) | Investor Owned Utility
Virginia Electric & Power Co | Investor Owned Utility
Montana-Dakota Utilities Co | Investor Owned Utility
Northern States Power Co - Minnesota | Investor Owned Utility
Otter Tail Power Co | Investor Owned Utility
Liberty Utilities (Granite State Electri | Investor Owned Utility
Public Service Co of NH | Investor Owned Utility
Unitil Energy Systems | Investor Owned Utility
Atlantic City Electric Co | Investor Owned Utility
Jersey Central Power & Lt Co | Investor Owned Utility
Public Service Elec & Gas Co | Investor Owned Utility
Rockland Electric Co | Investor Owned Utility
El Paso Electric Co | Investor Owned Utility
Public Service Co of NM | Investor Owned Utility
Southwestern Public Service Co | Investor Owned Utility
Nevada Power Co | Investor Owned Utility
Sierra Pacific Power Co | Investor Owned Utility
Central Hudson Gas & Elec Corp | Investor Owned Utility
Consolidated Edison Co-NY Inc | Investor Owned Utility
Fishers Island Utility Co Inc | Investor Owned Utility
New York State Elec & Gas Corp | Investor Owned Utility
Niagara Mohawk Power Corp. | Investor Owned Utility
Orange & Rockland Utils Inc | Investor Owned Utility
Pennsylvania Electric Co | Investor Owned Utility
Rochester Gas & Electric Corp | Investor Owned Utility
Cleveland Electric Illum Co | Investor Owned Utility
Dayton Power & Light Co | Investor Owned Utility
Duke Energy Ohio Inc | Investor Owned Utility
Ohio Edison Co | Investor Owned Utility
Ohio Power Co | Investor Owned Utility
Ohio Valley Electric Corp | Investor Owned Utility
The Toledo Edison Co | Investor Owned Utility
Empire District Electric Co | Investor Owned Utility
Oklahoma Gas & Electric Co | Investor Owned Utility
Public Service Co of Oklahoma | Investor Owned Utility
Idaho Power Co | Investor Owned Utility
PacifiCorp | Investor Owned Utility
Portland General Electric Co | Investor Owned Utility
Citizens Electric Co - (PA) | Investor Owned Utility
Duquesne Light Co | Investor Owned Utility
Metropolitan Edison Co | Investor Owned Utility
PECO Energy Co | Investor Owned Utility
PPL Electric Utilities Corp | Investor Owned Utility
Pennsylvania Electric Co | Investor Owned Utility
Pennsylvania Power Co | Investor Owned Utility
Pike County Light & Power Co | Investor Owned Utility
UGI Utilities, Inc | Investor Owned Utility
Wellsborough Electric Co | Investor Owned Utility
West Penn Power Company | Investor Owned Utility
The Narragansett Electric Co | Investor Owned Utility
Dominion Energy South Carolina, Inc | Investor Owned Utility
Duke Energy Carolinas, LLC | Investor Owned Utility
Duke Energy Progress - (NC) | Investor Owned Utility
Lockhart Power Co | Investor Owned Utility
Black Hills Power, Inc. | Investor Owned Utility
MidAmerican Energy Co | Investor Owned Utility
Montana-Dakota Utilities Co | Investor Owned Utility
NorthWestern Energy - (SD) | Investor Owned Utility
Northern States Power Co - Minnesota | Investor Owned Utility
Otter Tail Power Co | Investor Owned Utility
Entergy Arkansas LLC | Investor Owned Utility
Kingsport Power Co | Investor Owned Utility
El Paso Electric Co | Investor Owned Utility
Entergy Texas Inc. | Investor Owned Utility
Southwestern Electric Power Co | Investor Owned Utility
Southwestern Public Service Co | Investor Owned Utility
PacifiCorp | Investor Owned Utility
Appalachian Power Co | Investor Owned Utility
Kentucky Utilities Co | Investor Owned Utility
Virginia Electric & Power Co | Investor Owned Utility
Green Mountain Power Corp | Investor Owned Utility
Avista Corp | Investor Owned Utility
PacifiCorp | Investor Owned Utility
Puget Sound Energy Inc | Investor Owned Utility
Consolidated Water Power Co | Investor Owned Utility
Dahlberg Light & Power Co | Investor Owned Utility
Madison Gas & Electric Co | Investor Owned Utility
North Central Power Co Inc | Investor Owned Utility
Northern States Power Co | Investor Owned Utility
Northwestern Wisconsin Elec Co | Investor Owned Utility
Pioneer Power and Light Co | Investor Owned Utility
Superior Water and Light Co | Investor Owned Utility
Westfield Electric Company | Investor Owned Utility
Wisconsin Electric Power Co | Investor Owned Utility
Wisconsin Power & Light Co | Investor Owned Utility
Wisconsin Public Service Corp | Investor Owned Utility
Appalachian Power Co | Investor Owned Utility
Black Diamond Power Co | Investor Owned Utility
Monongahela Power Co | Investor Owned Utility
The Potomac Edison Company | Investor Owned Utility
Wheeling Power Co | Investor Owned Utility
Black Hills Power, Inc. | Investor Owned Utility
Cheyenne Light Fuel & Power | Investor Owned Utility
Montana-Dakota Utilities Co | Investor Owned Utility
NorthWestern Energy LLC - (MT) | Investor Owned Utility
PacifiCorp | Investor Owned Utility
Atmautluak Tribal Utilities | Municipal
City & Borough of Sitka - (AK) | Municipal
City of Akutan - (AK) | Municipal
City of Atka - (AK) | Municipal
City of Chefornak | Municipal
City of Chignik - (AK) | Municipal
City of Egegik - (AK) | Municipal
City of Elfin Cove - (AK) | Municipal
City of King Cove | Municipal
City of Larsen Bay - (AK) | Municipal
City of Ouzinkie - (AK) | Municipal
City of Saint Paul - (AK) | Municipal
City of Seward - (AK) | Municipal
City of Tenakee Springs - (AK) | Municipal
City of Unalaska - (AK) | Municipal
City of White Mountain - (AK) | Municipal
City of Wrangell - (AK) | Municipal
Galena Electric Utility | Municipal
Ipnatchiaq Electric Company | Municipal
Ketchikan Public Utilities | Municipal
Manokotak Power Company | Municipal
Metlakatla Power & Light | Municipal
Nome Joint Utility Systems | Municipal
North Slope Borough Power & Light | Municipal
Pedro Bay Village Council - (AK) | Municipal
Pelican Utility | Municipal
Petersburg Borough - (AK) | Municipal
Tatitlek Electric Utility | Municipal
Albertville Municipal Utilities Board | Municipal
City of Alexander City | Municipal
City of Andalusia | Municipal
City of Athens - (AL) | Municipal
City of Bessemer Utilities | Municipal
City of Brundidge - (AL) | Municipal
City of Courtland | Municipal
City of Dothan - (AL) | Municipal
City of Elba - (AL) | Municipal
City of Evergreen - (AL) | Municipal
City of Fairhope - (AL) | Municipal
City of Florence - (AL) | Municipal
City of Hartford - (AL) | Municipal
City of Hartselle | Municipal
City of Huntsville - (AL) | Municipal
City of Lafayette - (AL) | Municipal
City of Lanett - (AL) | Municipal
City of Luverne - (AL) | Municipal
City of Muscle Shoals | Municipal
City of Opelika - (AL) | Municipal
City of Opp - (AL) | Municipal
City of Piedmont - (AL) | Municipal
City of Robertsdale | Municipal
City of Russellville - (AL) | Municipal
City of Scottsboro - (AL) | Municipal
City of Tarrant | Municipal
City of Troy - (AL) | Municipal
City of Tuscumbia | Municipal
City of Tuskegee | Municipal
Cullman Power Board | Municipal
Decatur Utilities | Municipal
Foley Board of Utilities | Municipal
Fort Payne Improvement Authority | Municipal
Guntersville Electric Board | Municipal
Sheffield Utilities | Municipal
Sylacauga Utilities Board | Municipal
City Water and Light Plant | Municipal
City of Augusta - (AR) | Municipal
City of Benton - (AR) | Municipal
City of Bentonville - (AR) | Municipal
City of Hope - (AR) | Municipal
City of North Little Rock - (AR) | Municipal
City of Osceola - (AR) | Municipal
City of Paris - (AR) | Municipal
City of Piggott - (AR) | Municipal
City of Prescott - (AR) | Municipal
City of Siloam Springs - (AR) | Municipal
City of West Memphis - (AR) | Municipal
Clarksville Connected Utilities | Municipal
Conway Corporation | Municipal
Paragould Light & Water Comm | Municipal
City of Fredonia - (AZ) | Municipal
City of Mesa - (AZ) | Municipal
City of Safford - (AZ) | Municipal
City of Williams - AZ | Municipal
Page Utility Enterprises | Municipal
Town of Thatcher- (AZ) | Municipal
Town of Wickenburg | Municipal
Alameda Municipal Power | Municipal
City & County of San Francisco | Municipal
City of Anaheim - (CA) | Municipal
City of Azusa | Municipal
City of Banning - (CA) | Municipal
City of Biggs - (CA) | Municipal
City of Burbank Water and Power | Municipal
City of Colton - (CA) | Municipal
City of Corona - (CA) | Municipal
City of Escondido - (CA) | Municipal
City of Glendale - (CA) | Municipal
City of Gridley - (CA) | Municipal
City of Healdsburg - (CA) | Municipal
City of Industry | Municipal
City of Lodi - (CA) | Municipal
City of Lompoc - (CA) | Municipal
City of Moreno Valley - (CA) | Municipal
City of Needles - (CA) | Municipal
City of Palo Alto - (CA) | Municipal
City of Pasadena - (CA) | Municipal
City of Redding - (CA) | Municipal
City of Riverside - (CA) | Municipal
City of Roseville - (CA) | Municipal
City of Santa Clara - (CA) | Municipal
City of Shasta Lake - (CA) | Municipal
City of Ukiah - (CA) | Municipal
City of Vernon | Municipal
City of Victorville - (CA) | Municipal
Lassen Municipal Utility District | Municipal
Los Angeles Department of Water & Power | Municipal
Pittsburg Power Company | Municipal
Port of Oakland | Municipal
Port of Stockton - (CA) | Municipal
Rancho Cucamonga Municipal Utility | Municipal
City of Aspen- (CO) | Municipal
City of Burlington - (CO) | Municipal
City of Center - (CO) | Municipal
City of Colorado Springs - (CO) | Municipal
City of Delta - (CO) | Municipal
City of Fort Collins - (CO) | Municipal
City of Fort Morgan | Municipal
City of Fountain | Municipal
City of Glenwood Springs - (CO) | Municipal
City of Gunnison - (CO) | Municipal
City of Holyoke - (CO) | Municipal
City of Julesburg - (CO) | Municipal
City of La Junta - (CO) | Municipal
City of Lamar - (CO) | Municipal
City of Las Animas - (CO) | Municipal
City of Longmont | Municipal
City of Loveland - (CO) | Municipal
City of Springfield - (CO) | Municipal
City of Trinidad - (CO) | Municipal
City of Wray | Municipal
City of Yuma - (CO) | Municipal
Town of Estes Park | Municipal
Town of Fleming - (CO) | Municipal
Town of Granada - (CO) | Municipal
Town of Haxtun - (CO) | Municipal
Town of Holly - (CO) | Municipal
Town of Lyons - (CO) | Municipal
Town of Oak Creek - (CO) | Municipal
Bozrah Light & Power Company | Municipal
City of Jewett City - (CT) | Municipal
City of Norwich - (CT) | Municipal
City of South Norwalk - (CT) | Municipal
Groton Dept of Utilities - (CT) | Municipal
Norwalk Third Taxing District | Municipal
Town of Wallingford - (CT) | Municipal
City of Dover - (DE) | Municipal
City of Lewes - (DE) | Municipal
City of Milford - (DE) | Municipal
City of Newark - (DE) | Municipal
City of Seaford- (DE) | Municipal
New Castle Municipal Serv Comm | Municipal
Town of Clayton - (DE) | Municipal
Town of Middletown - (DE) | Municipal
Town of Smyrna - (DE) | Municipal
Beaches Energy Services | Municipal
Central Florida Tourism Oversight District | Municipal
City of Alachua - (FL) | Municipal
City of Bartow - (FL) | Municipal
City of Blountstown - (FL) | Municipal
City of Bushnell - (FL) | Municipal
City of Chattahoochee - (FL) | Municipal
City of Clewiston | Municipal
City of Fort Meade - (FL) | Municipal
City of Green Cove Springs | Municipal
City of Homestead - (FL) | Municipal
City of Lake Worth Beach - (FL) | Municipal
City of Lakeland - (FL) | Municipal
City of Leesburg - (FL) | Municipal
City of Moore Haven - (FL) | Municipal
City of Mount Dora - (FL) | Municipal
City of Newberry - (FL) | Municipal
City of Ocala | Municipal
City of Quincy - (FL) | Municipal
City of Starke - (FL) | Municipal
City of Tallahassee - (FL) | Municipal
City of Wauchula - (FL) | Municipal
City of Williston - (FL) | Municipal
City of Winter Park - (FL) | Municipal
Fort Pierce Utilities Authority | Municipal
Gainesville Regional Utilities | Municipal
Havana Power & Light Company | Municipal
JEA | Municipal
Kissimmee Utility Authority | Municipal
New Smyrna Beach City of | Municipal
Orlando Utilities Comm | Municipal
Utility Board of the City of Key West, F | Municipal
Albany Utility Board | Municipal
City of Acworth - (GA) | Municipal
City of Adel- (GA) | Municipal
City of Barnesville - (GA) | Municipal
City of Blakely - (GA) | Municipal
City of Buford | Municipal
City of Cairo - (GA) | Municipal
City of Calhoun - (GA) | Municipal
City of Camilla | Municipal
City of Cartersville - (GA) | Municipal
City of Chattanooga - (TN) | Municipal
City of Chickamauga | Municipal
City of College Park - (GA) | Municipal
City of Commerce - (GA) | Municipal
City of Covington - (GA) | Municipal
City of Doerun - (GA) | Municipal
City of Douglas | Municipal
City of East Point - (GA) | Municipal
City of Elberton | Municipal
City of Ellaville | Municipal
City of Fairburn - (GA) | Municipal
City of Forsyth - (GA) | Municipal
City of Grantville - (GA) | Municipal
City of Griffin - (GA) | Municipal
City of Hampton - (GA) | Municipal
City of Hogansville - (GA) | Municipal
City of Jackson - (GA) | Municipal
City of La Grange - (GA) | Municipal
City of LaFayette - (GA) | Municipal
City of Lawrenceville - (GA) | Municipal
City of Mansfield - (GA) | Municipal
City of Marietta - (GA) | Municipal
City of Monroe - (GA) | Municipal
City of Monticello - (GA) | Municipal
City of Moultrie - (GA) | Municipal
City of Norcross- (GA) | Municipal
City of Oxford - (GA) | Municipal
City of Palmetto - (GA) | Municipal
City of Quitman | Municipal
City of Sandersville - (GA) | Municipal
City of Sylvania - (GA) | Municipal
City of Sylvester - (GA) | Municipal
City of Thomaston - (GA) | Municipal
City of Thomasville - (GA) | Municipal
City of Washington - (GA) | Municipal
City of West Point - (GA) | Municipal
City of Whigham - (GA) | Municipal
Dalton Utilities | Municipal
Fitzgerald Wtr Lgt & Bond Comm | Municipal
Fort Valley Utility Comm | Municipal
Newnan Wtr, Sewer & Light Comm | Municipal
Town of Brinson - (GA) | Municipal
Atlantic Municipal Utilities | Municipal
Bancroft Municipal Utilities | Municipal
Board of Water Electric & Communications | Municipal
Cascade Municipal Utilities | Municipal
Cedar Falls Utilities | Municipal
City of Afton- (IA) | Municipal
City of Akron - (IA) | Municipal
City of Algona - (IA) | Municipal
City of Alta - (IA) | Municipal
City of Alta Vista- (IA) | Municipal
City of Alton | Municipal
City of Ames - (IA) | Municipal
City of Anita - (IA) | Municipal
City of Anthon - (IA) | Municipal
City of Aplington | Municipal
City of Auburn - (IA) | Municipal
City of Aurelia - (IA) | Municipal
City of Bellevue - (IA) | Municipal
City of Bigelow - (MN) | Municipal
City of Bloomfield - (IA) | Municipal
City of Breda - (IA) | Municipal
City of Brooklyn - (IA) | Municipal
City of Buffalo - (IA) | Municipal
City of Burt | Municipal
City of Callender - (IA) | Municipal
City of Carlisle- (IA) | Municipal
City of Coggon - (IA) | Municipal
City of Coon Rapids | Municipal
City of Corning - (IA) | Municipal
City of Corwith - (IA) | Municipal
City of Danville - (IA) | Municipal
City of Dayton - (IA) | Municipal
City of Denison - (IA) | Municipal
City of Denver - (IA) | Municipal
City of Dike | Municipal
City of Durant - (IA) | Municipal
City of Dysart - (IA) | Municipal
City of Earlville - (IA) | Municipal
City of Ellsworth - (IA) | Municipal
City of Estherville - (IA) | Municipal
City of Fairbank - (IA) | Municipal
City of Farnhamville - (IA) | Municipal
City of Fonda - (IA) | Municipal
City of Fontanelle - (IA) | Municipal
City of Forest City- (IA) | Municipal
City of Fredericksburg - (IA) | Municipal
City of Glidden - (IA) | Municipal
City of Graettinger - (IA) | Municipal
City of Grand Junction - (IA) | Municipal
City of Greenfield - (IA) | Municipal
City of Guttenberg | Municipal
City of Hartley - (IA) | Municipal
City of Hawarden - (IA) | Municipal
City of Hinton | Municipal
City of Hopkinton - (IA) | Municipal
City of Independence - (IA) | Municipal
City of Kimballton - (IA) | Municipal
City of Lake Mills | Municipal
City of Lake Park - (IA) | Municipal
City of Lake View - (IA) | Municipal
City of Lamoni - (IA) | Municipal
City of Larchwood - (IA) | Municipal
City of Laurens - (IA) | Municipal
City of Lawler - (IA) | Municipal
City of Lehigh - (IA) | Municipal
City of Lenox - (IA) | Municipal
City of Livermore- (IA) | Municipal
City of Long Grove - (IA) | Municipal
City of Manning | Municipal
City of Mapleton- (IA) | Municipal
City of Maquoketa - (IA) | Municipal
City of Marathon - (IA) | Municipal
City of McGregor- (IA) | Municipal
City of Milford - (IA) | Municipal
City of Montezuma - (IA) | Municipal
City of Mt Pleasant - (IA) | Municipal
City of Neola - (IA) | Municipal
City of New Hampton - (IA) | Municipal
City of Ogden - (IA) | Municipal
City of Onawa - (IA) | Municipal
City of Orange City - (IA) | Municipal
City of Orient - (IA) | Municipal
City of Osage - (IA) | Municipal
City of Panora - (IA) | Municipal
City of Paton - (IA) | Municipal
City of Paullina - (IA) | Municipal
City of Pella - (IA) | Municipal
City of Pocahontas - (IA) | Municipal
City of Preston | Municipal
City of Primghar - (IA) | Municipal
City of Readlyn - (IA) | Municipal
City of Remsen - (IA) | Municipal
City of Renwick - (IA) | Municipal
City of Rockford- (IA) | Municipal
City of Sabula - (IA) | Municipal
City of Sanborn - (IA) | Municipal
City of Sergeant Bluff - (IA) | Municipal
City of Shelby - (IA) | Municipal
City of Sibley - (IA) | Municipal
City of Sioux Center | Municipal
City of Spencer - (IA) | Municipal
City of Stanhope - (IA) | Municipal
City of Stanton - (IA) | Municipal
City of State Center - (IA) | Municipal
City of Story City - (IA) | Municipal
City of Stratford - (IA) | Municipal
City of Strawberry Point | Municipal
City of Stuart - (IA) | Municipal
City of Sumner - (IA) | Municipal
City of Tipton - (IA) | Municipal
City of Traer - (IA) | Municipal
City of Villisca - (IA) | Municipal
City of Vinton - (IA) | Municipal
City of Wall Lake - (IA) | Municipal
City of Webster City - (IA) | Municipal
City of West Bend | Municipal
City of West Liberty - (IA) | Municipal
City of Whittemore - (IA) | Municipal
City of Wilton - (IA) | Municipal
City of Winterset - (IA) | Municipal
City of Woodbine - (IA) | Municipal
City of Woolstock - (IA) | Municipal
Eldridge City Utilities | Municipal
Gowrie Municipal Utilities | Municipal
Grafton Electric - (IA) | Municipal
Grundy Center Mun Light & Power | Municipal
Harlan Municipal Utilities - (IA) | Municipal
Indianola Municipal Utilities | Municipal
Keosauqua Municipal Light & Pwr | Municipal
La Porte City Utilities | Municipal
New London Municipal Utilities | Municipal
Rock Rapids Municipal Utility | Municipal
Town of Manilla - (IA) | Municipal
Town of Westfield - (IA) | Municipal
Waverly Municipal Elec Utility | Municipal
West Point Utility System | Municipal
City of Albion - (ID) | Municipal
City of Bonners Ferry | Municipal
City of Burley - (ID) | Municipal
City of Declo - (ID) | Municipal
City of Heyburn - (ID) | Municipal
City of Idaho Falls - (ID) | Municipal
City of Minidoka - (ID) | Municipal
City of Plummer - (ID) | Municipal
City of Rupert - (ID) | Municipal
City of Soda Springs - (ID) | Municipal
City of Weiser - (ID) | Municipal
Cairo Public Utility Company | Municipal
City of Albany - (IL) | Municipal
City of Allendale- (IL) | Municipal
City of Altamont - (IL) | Municipal
City of Batavia - (IL) | Municipal
City of Breese - (IL) | Municipal
City of Bushnell - (IL) | Municipal
City of Carlyle - (IL) | Municipal
City of Carmi - (IL) | Municipal
City of Casey - (IL) | Municipal
City of Fairfield- (IL) | Municipal
City of Farmer City - (IL) | Municipal
City of Flora - (IL) | Municipal
City of Geneseo - (IL) | Municipal
City of Geneva- (IL) | Municipal
City of Highland | Municipal
City of Marshall - (IL) | Municipal
City of Mascoutah - (IL) | Municipal
City of McLeansboro - (IL) | Municipal
City of Metropolis - (IL) | Municipal
City of Naperville - (IL) | Municipal
City of Newton - (IL) | Municipal
City of Oglesby - (IL) | Municipal
City of Peru - (IL) | Municipal
City of Princeton - (IL) | Municipal
City of Red Bud - (IL) | Municipal
City of Rock Falls - (IL) | Municipal
City of Roodhouse - (IL) | Municipal
City of Springfield - (IL) | Municipal
City of St Charles - (IL) | Municipal
City of Sullivan - (IL) | Municipal
City of Waterloo - (IL) | Municipal
Rochelle Municipal Utilities | Municipal
Village of Bethany - (IL) | Municipal
Village of Chatham - (IL) | Municipal
Village of Freeburg - (IL) | Municipal
Village of Greenup - (IL) | Municipal
Village of Ladd - (IL) | Municipal
Village of Rantoul - (IL) | Municipal
Village of Riverton - (IL) | Municipal
Village of Winnetka - (IL) | Municipal
Bremen Electric Light & Power Co | Municipal
Cannelton Utilities | Municipal
City of Anderson - (IN) | Municipal
City of Auburn - (IN) | Municipal
City of Bluffton - (IN) | Municipal
City of Columbia City - (IN) | Municipal
City of Covington - (IN) | Municipal
City of Frankfort - (IN) | Municipal
City of Garrett | Municipal
City of Gas City - (IN) | Municipal
City of Greendale | Municipal
City of Greenfield - (IN) | Municipal
City of Hagerstown - (IN) | Municipal
City of Huntingburg - (IN) | Municipal
City of Jasper - (IN) | Municipal
City of Lebanon - (IN) | Municipal
City of Lewisville - (IN) | Municipal
City of Linton - (IN) | Municipal
City of Logansport - (IN) | Municipal
City of Mishawaka | Municipal
City of New Ross - (IN) | Municipal
City of Peru - (IN) | Municipal
City of Rensselaer - (IN) | Municipal
City of Richmond - (IN) | Municipal
City of Rising Sun - (IN) | Municipal
City of Scottsburg - (IN) | Municipal
City of Tell City - (IN) | Municipal
City of Thorntown - (IN) | Municipal
City of Troy - (IN) | Municipal
City of Washington - (IN) | Municipal
City of Waynetown - (IN) | Municipal
City of Williamsport - (IN) | Municipal
Crawfordsville Elec, Lgt & Pwr | Municipal
Darlington Light & Power Co | Municipal
Dublin Municipal Electric Util | Municipal
Edinburgh Municipal Utilities | Municipal
Flora Utilities | Municipal
Lawrenceburg Municipal Utils | Municipal
Tipton Municipal Electric Util | Municipal
Town of Advance - (IN) | Municipal
Town of Argos | Municipal
Town of Avilla - (IN) | Municipal
Town of Bainbridge - (IN) | Municipal
Town of Bargersville - (IN) | Municipal
Town of Brooklyn | Municipal
Town of Brookston - (IN) | Municipal
Town of Centerville - (IN) | Municipal
Town of Chalmers - (IN) | Municipal
Town of Coatesville - (IN) | Municipal
Town of Crane - (IN) | Municipal
Town of Dunreith - (IN) | Municipal
Town of Etna Green | Municipal
Town of Ferdinand - (IN) | Municipal
Town of Frankton - (IN) | Municipal
Town of Jamestown - (IN) | Municipal
Town of Kingsford Heights | Municipal
Town of Knightstown - (IN) | Municipal
Town of Ladoga - (IN) | Municipal
Town of Middletown - (IN) | Municipal
Town of Montezuma - (IN) | Municipal
Town of New Carlisle- (IN) | Municipal
Town of Paoli - (IN) | Municipal
Town of Pendleton - (IN) | Municipal
Town of Pittsboro - (IN) | Municipal
Town of Rockville - (IN) | Municipal
Town of South Whitley - (IN) | Municipal
Town of Spiceland - (IN) | Municipal
Town of Straughn - (IN) | Municipal
Town of Veedersburg - (IN) | Municipal
Town of Walkerton - (IN) | Municipal
Town of Warren - (IN) | Municipal
Town of Winamac - (IN) | Municipal
City of Alma - (KS) | Municipal
City of Altamont - (KS) | Municipal
City of Anthony - (KS) | Municipal
City of Arcadia - (KS) | Municipal
City of Arma - (KS) | Municipal
City of Ashland - (KS) | Municipal
City of Attica - (KS) | Municipal
City of Augusta - (KS) | Municipal
City of Axtell - (KS) | Municipal
City of Baldwin City- (KS) | Municipal
City of Belleville - (KS) | Municipal
City of Beloit - (KS) | Municipal
City of Blue Mound - (KS) | Municipal
City of Bronson | Municipal
City of Burlingame - (KS) | Municipal
City of Burlington - (KS) | Municipal
City of Cawker City - (KS) | Municipal
City of Centralia - (KS) | Municipal
City of Chanute | Municipal
City of Chapman - (KS) | Municipal
City of Chetopa - (KS) | Municipal
City of Cimarron - (KS) | Municipal
City of Clay Center - (KS) | Municipal
City of Coffeyville - (KS) | Municipal
City of Colby - (KS) | Municipal
City of Dighton - (KS) | Municipal
City of Ellinwood - (KS) | Municipal
City of Elsmore - (KS) | Municipal
City of Elwood - (KS) | Municipal
City of Enterprise - (KS) | Municipal
City of Erie - (KS) | Municipal
City of Eudora - (KS) | Municipal
City of Fredonia - (KS) | Municipal
City of Galva - (KS) | Municipal
City of Garden City | Municipal
City of Gardner - (KS) | Municipal
City of Garnett - (KS) | Municipal
City of Girard - (KS) | Municipal
City of Glasco - (KS) | Municipal
City of Glen Elder - (KS) | Municipal
City of Goodland - (KS) | Municipal
City of Greensburg - (KS) | Municipal
City of Haven - (KS) | Municipal
City of Herington - (KS) | Municipal
City of Herndon | Municipal
City of Hill City | Municipal
City of Hillsboro - (KS) | Municipal
City of Hoisington - (KS) | Municipal
City of Holton - (KS) | Municipal
City of Holyrood - (KS) | Municipal
City of Horton - (KS) | Municipal
City of Hugoton - (KS) | Municipal
City of Iola - (KS) | Municipal
City of Isabel - (KS) | Municipal
City of Iuka - (KS) | Municipal
City of Jetmore | Municipal
City of Johnson - (KS) | Municipal
City of Kansas City - (KS) | Municipal
City of Kingman - (KS) | Municipal
City of Kiowa - (KS) | Municipal
City of La Crosse - (KS) | Municipal
City of La Harpe - (KS) | Municipal
City of Lakin - (KS) | Municipal
City of Larned - (KS) | Municipal
City of Lincoln Center - (KS) | Municipal
City of Lindsborg - (KS) | Municipal
City of Lucas- (KS) | Municipal
City of Luray - (KS) | Municipal
City of Mankato - (KS) | Municipal
City of Marion - (KS) | Municipal
City of McPherson - (KS) | Municipal
City of Meade - (KS) | Municipal
City of Minneapolis - (KS) | Municipal
City of Montezuma - (KS) | Municipal
City of Moran - (KS) | Municipal
City of Morrill - (KS) | Municipal
City of Moundridge - (KS) | Municipal
City of Mount Hope - (KS) | Municipal
City of Mulberry - (KS) | Municipal
City of Mulvane - (KS) | Municipal
City of Muscotah | Municipal
City of Neodesha - (KS) | Municipal
City of Norton | Municipal
City of Oberlin - (KS) | Municipal
City of Osage City - (KS) | Municipal
City of Osawatomie - (KS) | Municipal
City of Osborne - (KS) | Municipal
City of Ottawa - (KS) | Municipal
City of Oxford - (KS) | Municipal
City of Pomona - (KS) | Municipal
City of Pratt- (KS) | Municipal
City of Prescott - (KS) | Municipal
City of Radium - (KS) | Municipal
City of Robinson - (KS) | Municipal
City of Russell - (KS) | Municipal
City of Sabetha - (KS) | Municipal
City of Savonburg - (KS) | Municipal
City of Scranton - (KS) | Municipal
City of Seneca - (KS) | Municipal
City of Sharon Springs - (KS) | Municipal
City of St Francis - (KS) | Municipal
City of St Marys - (KS) | Municipal
City of St. John - (KS) | Municipal
City of Stafford - (KS) | Municipal
City of Sterling - (KS) | Municipal
City of Stockton - (KS) | Municipal
City of Toronto - (KS) | Municipal
City of Troy - (KS) | Municipal
City of Udall - (KS) | Municipal
City of Vermillion - (KS) | Municipal
City of Wamego - (KS) | Municipal
City of Washington - (KS) | Municipal
City of Waterville - (KS) | Municipal
City of Wathena - (KS) | Municipal
City of Wellington - (KS) | Municipal
City of Winfield - (KS) | Municipal
Barbourville Utility Comm | Municipal
City of Bardstown - (KY) | Municipal
City of Bardwell - (KY) | Municipal
City of Benham | Municipal
City of Benton - (KY) | Municipal
City of Berea Municipal Utility | Municipal
City of Bowling Green - (KY) | Municipal
City of Falmouth - (KY) | Municipal
City of Frankfort - (KY) | Municipal
City of Franklin - (KY) | Municipal
City of Fulton - (KY) | Municipal
City of Glasgow - (KY) | Municipal
City of Hickman | Municipal
City of Hopkinsville | Municipal
City of Jellico | Municipal
City of Mayfield Plant Board | Municipal
City of Murray - (KY) | Municipal
City of Nicholasville - (KY) | Municipal
City of Olive Hill - (KY) | Municipal
City of Owensboro - (KY) | Municipal
City of Paducah - (KY) | Municipal
City of Paris - (KY) | Municipal
City of Princeton - (KY) | Municipal
City of Providence - (KY) | Municipal
City of Russellville - (KY) | Municipal
City of Vanceburg | Municipal
Corbin City Utilities Comm | Municipal
Henderson City Utility Comm | Municipal
Madisonville Municipal Utils | Municipal
Williamstown Utility Comm | Municipal
City of Abbeville - (LA) | Municipal
City of Alexandria - (LA) | Municipal
City of Erath - (LA) | Municipal
City of Jonesville - (LA) | Municipal
City of Kaplan - (LA) | Municipal
City of Lafayette - (LA) | Municipal
City of Minden - (LA) | Municipal
City of Natchitoches | Municipal
City of New Roads - (LA) | Municipal
City of Plaquemine - (LA) | Municipal
City of Rayne - (LA) | Municipal
City of Ruston - (LA) | Municipal
City of St Martinville - (LA) | Municipal
City of Winnfield - (LA) | Municipal
Morgan City - (LA) | Municipal
Terrebonne Parish Consol Gov't | Municipal
Town of Boyce | Municipal
Town of Gueydan | Municipal
Town of Vidalia - (LA) | Municipal
Town of Vinton - (LA) | Municipal
Town of Welsh - (LA) | Municipal
City of Chicopee - (MA) | Municipal
City of Hingham - (MA) | Municipal
City of Holyoke - (MA) | Municipal
City of Norwood - (MA) | Municipal
City of Peabody - (MA) | Municipal
City of Russell - (MA) | Municipal
City of Taunton | Municipal
City of Westfield - (MA) | Municipal
Hull Municipal Light Plant | Municipal
Town of Ashburnham - (MA) | Municipal
Town of Belmont - (MA) | Municipal
Town of Boylston - (MA) | Municipal
Town of Braintree - (MA) | Municipal
Town of Chester | Municipal
Town of Concord - (MA) | Municipal
Town of Danvers | Municipal
Town of Georgetown - (MA) | Municipal
Town of Groton - (MA) | Municipal
Town of Groveland - (MA) | Municipal
Town of Holden - (MA) | Municipal
Town of Hudson - (MA) | Municipal
Town of Ipswich - (MA) | Municipal
Town of Littleton - (MA) | Municipal
Town of Mansfield - (MA) | Municipal
Town of Marblehead - (MA) | Municipal
Town of Merrimac - (MA) | Municipal
Town of Middleborough - (MA) | Municipal
Town of Middleton - (MA) | Municipal
Town of North Attleborough - (MA) | Municipal
Town of Paxton - (MA) | Municipal
Town of Princeton - (MA) | Municipal
Town of Reading - (MA) | Municipal
Town of Rowley - (MA) | Municipal
Town of Shrewsbury - (MA) | Municipal
Town of South Hadley - (MA) | Municipal
Town of Sterling - (MA) | Municipal
Town of Templeton - (MA) | Municipal
Town of Wakefield - (MA) | Municipal
Town of Wellesley - (MA) | Municipal
Town of West Boylston - (MA) | Municipal
Easton Utilities Comm | Municipal
Hagerstown Light Department | Municipal
Thurmont Municipal Light Co | Municipal
Town of Berlin - (MD) | Municipal
Town of Williamsport - (MD) | Municipal
Houlton Water Company | Municipal
Kennebunk Light & Power Dist | Municipal
Matinicus Plantation Elec Co | Municipal
Town of Madison - (ME) | Municipal
Van Buren Light & Power Dist | Municipal
City of Bay City - (MI) | Municipal
City of Charlevoix - (MI) | Municipal
City of Croswell - (MI) | Municipal
City of Crystal Falls | Municipal
City of Dowagiac | Municipal
City of Eaton Rapids - (MI) | Municipal
City of Escanaba | Municipal
City of Gladstone | Municipal
City of Grand Haven - (MI) | Municipal
City of Harbor Springs - (MI) | Municipal
City of Hart Hydro - (MI) | Municipal
City of Holland | Municipal
City of Lansing - (MI) | Municipal
City of Lowell - (MI) | Municipal
City of Marquette - (MI) | Municipal
City of Marshall - (MI) | Municipal
City of Negaunee | Municipal
City of Niles - (MI) | Municipal
City of Norway | Municipal
City of Petoskey - (MI) | Municipal
City of Portland - (MI) | Municipal
City of South Haven - (MI) | Municipal
City of St Louis - (MI) | Municipal
City of Stephenson - (MI) | Municipal
City of Sturgis - (MI) | Municipal
City of Traverse City - (MI) | Municipal
City of Wakefield - (MI) | Municipal
City of Zeeland - (MI) | Municipal
Coldwater Board of Public Util | Municipal
Hillsdale Board of Public Wks | Municipal
Newberry Water & Light Board | Municipal
Village of Baraga - (MI) | Municipal
Village of Chelsea - (MI) | Municipal
Village of Clinton - (MI) | Municipal
Village of Daggett - (MI) | Municipal
Village of L'Anse - (MI) | Municipal
Village of Paw Paw - (MI) | Municipal
Village of Sebewaing - (MI) | Municipal
Village of Union City - (MI) | Municipal
Wyandotte Municipal Serv Comm | Municipal
Adrian Public Utilities Comm | Municipal
Aitkin Public Utilities Comm | Municipal
Bagley Public Utilities Comm | Municipal
Blue Earth Light & Water | Municipal
Brainerd Public Utilities | Municipal
City of Ada - (MN) | Municipal
City of Alexandria - (MN) | Municipal
City of Alpha - (MN) | Municipal
City of Alvarado - (MN) | Municipal
City of Anoka | Municipal
City of Arlington - (MN) | Municipal
City of Austin - (MN) | Municipal
City of Barnesville - (MN) | Municipal
City of Baudette - (MN) | Municipal
City of Benson - (MN) | Municipal
City of Bigelow - (MN) | Municipal
City of Biwabik - (MN) | Municipal
City of Blooming Prairie - (MN) | Municipal
City of Breckenridge- (MN) | Municipal
City of Brewster - (MN) | Municipal
City of Brownton - (MN) | Municipal
City of Buffalo - (MN) | Municipal
City of Buhl - (MN) | Municipal
City of Caledonia - (MN) | Municipal
City of Ceylon - (MN) | Municipal
City of Chaska - (MN) | Municipal
City of Detroit Lakes - (MN) | Municipal
City of Dunnell - (MN) | Municipal
City of East Grand Forks - (MN) | Municipal
City of Eitzen - (MN) | Municipal
City of Elbow Lake - (MN) | Municipal
City of Elk River | Municipal
City of Ely - (MN) | Municipal
City of Fairfax - (MN) | Municipal
City of Fosston - (MN) | Municipal
City of Gilbert | Municipal
City of Grand Marais - (MN) | Municipal
City of Granite Falls - (MN) | Municipal
City of Grove City | Municipal
City of Halstad - (MN) | Municipal
City of Harmony - (MN) | Municipal
City of Henning - (MN) | Municipal
City of Jackson - (MN) | Municipal
City of Janesville - (MN) | Municipal
City of Kasota - (MN) | Municipal
City of Kasson | Municipal
City of Lake City - (MN) | Municipal
City of Lake Crystal - (MN) | Municipal
City of Lake Park - (MN) | Municipal
City of Lakefield - (MN) | Municipal
City of Le Sueur - (MN) | Municipal
City of Luverne - (MN) | Municipal
City of Mabel - (MN) | Municipal
City of Madelia - (MN) | Municipal
City of Madison - (MN) | Municipal
City of Marshall - (MN) | Municipal
City of Moorhead - (MN) | Municipal
City of Mora - (MN) | Municipal
City of Mountain Iron - (MN) | Municipal
City of Mountain Lake - (MN) | Municipal
City of Nashwauk - (MN) | Municipal
City of Newfolden - (MN) | Municipal
City of Nielsville - (MN) | Municipal
City of North St Paul - (MN) | Municipal
City of Olivia - (MN) | Municipal
City of Ortonville - (MN) | Municipal
City of Owatonna - (MN) | Municipal
City of Peterson - (MN) | Municipal
City of Pierz - (MN) | Municipal
City of Randall - (MN) | Municipal
City of Roseau - (MN) | Municipal
City of Round Lake - (MN) | Municipal
City of Rushford - (MN) | Municipal
City of Rushmore - (MN) | Municipal
City of Saint Peter | Municipal
City of Sauk Centre - (MN) | Municipal
City of Shelly - (MN) | Municipal
City of Spring Grove | Municipal
City of St Charles - (MN) | Municipal
City of St James - (MN) | Municipal
City of Staples- (MN) | Municipal
City of Stephen - (MN) | Municipal
City of Thief River Falls | Municipal
City of Two Harbors- (MN) | Municipal
City of Tyler - (MN) | Municipal
City of Virginia - (MN) | Municipal
City of Wadena - (MN) | Municipal
City of Warren - (MN) | Municipal
City of Warroad | Municipal
City of Waseca - (MN) | Municipal
City of Wells - (MN) | Municipal
City of Westbrook | Municipal
City of Whalan - (MN) | Municipal
City of Windom | Municipal
City of Winthrop - (MN) | Municipal
City of Worthington - (MN) | Municipal
Delano Municipal Utilities | Municipal
Fairmont Public Utilities Comm | Municipal
Glencoe Light & Power Comm | Municipal
Grand Rapids Public Util Comm | Municipal
Hawley Public Utilities Comm | Municipal
Hibbing Public Utilities Comm | Municipal
Hutchinson Utilities Comm | Municipal
Keewatin Public Utilities | Municipal
Kenyon Municipal Utilities | Municipal
Lanesboro Public Utility Comm | Municipal
Litchfield Public Utilities | Municipal
Melrose Public Utilities | Municipal
Moose Lake Water & Light Comm | Municipal
New Prague Utilities Comm | Municipal
New Ulm Public Utilities Comm | Municipal
North Branch Water & Light Comm | Municipal
Preston Public Utilities Comm | Municipal
Princeton Public Utils Comm | Municipal
Proctor Public Utilities Comm | Municipal
Redwood Falls Public Util Comm | Municipal
Rochester Public Utilities | Municipal
Shakopee Public Utilities Comm | Municipal
Sleepy Eye Public Utility Comm | Municipal
Spring Valley Pub Utils Comm | Municipal
Springfield Public Utils Comm - (MN) | Municipal
Truman Public Utilities Comm | Municipal
Willmar Municipal Utilities | Municipal
Carrollton Board of Public Wks | Municipal
Chillicothe Municipal Utils | Municipal
City Utilities of Springfield - (MO) | Municipal
City of Albany - (MO) | Municipal
City of Ava - (MO) | Municipal
City of Bethany - (MO) | Municipal
City of Butler - (MO) | Municipal
City of Cabool - (MO) | Municipal
City of California - (MO) | Municipal
City of Cameron | Municipal
City of Carthage - (MO) | Municipal
City of Centralia - (MO) | Municipal
City of Columbia - (MO) | Municipal
City of Crane - (MO) | Municipal
City of Cuba - (MO) | Municipal
City of Easton - (MO) | Municipal
City of El Dorado Springs - (MO) | Municipal
City of Farmington - (MO) | Municipal
City of Fayette - (MO) | Municipal
City of Fredericktown - (MO) | Municipal
City of Fulton - (MO) | Municipal
City of Gallatin - (MO) | Municipal
City of Gilman City - (MO) | Municipal
City of Hannibal - (MO) | Municipal
City of Harrisonville - (MO) | Municipal
City of Hermann | Municipal
City of Higginsville - (MO) | Municipal
City of Houston - (MO) | Municipal
City of Hunnewell - (MO) | Municipal
City of Independence - (MO) | Municipal
City of Jackson - (MO) | Municipal
City of Kahoka | Municipal
City of Kennett - (MO) | Municipal
City of Kirkwood - (MO) | Municipal
City of La Plata - (MO) | Municipal
City of Lamar - (MO) | Municipal
City of Lebanon - (MO) | Municipal
City of Liberal - (MO) | Municipal
City of Linneus - (MO) | Municipal
City of Macon - (MO) | Municipal
City of Malden - (MO) | Municipal
City of Mansfield - (MO) | Municipal
City of Marceline - (MO) | Municipal
City of Marshall - (MO) | Municipal
City of Meadville - (MO) | Municipal
City of Memphis - (MO) | Municipal
City of Milan - (MO) | Municipal
City of Mindenmines - (MO) | Municipal
City of Monett - (MO) | Municipal
City of Monroe City - (MO) | Municipal
City of Mount Vernon - (MO) | Municipal
City of Mountain View - (MO) | Municipal
City of New Madrid - (MO) | Municipal
City of Newburg - (MO) | Municipal
City of Nixa - (MO) | Municipal
City of Odessa - (MO) | Municipal
City of Osceola - (MO) | Municipal
City of Palmyra - (MO) | Municipal
City of Paris - (MO) | Municipal
City of Perry - (MO) | Municipal
City of Poplar Bluff - (MO) | Municipal
City of Richland - (MO) | Municipal
City of Rockport - (MO) | Municipal
City of Rolla - (MO) | Municipal
City of Salem - (MO) | Municipal
City of Salisbury - (MO) | Municipal
City of Seymour - (MO) | Municipal
City of Shelbina - (MO) | Municipal
City of Sikeston - (MO) | Municipal
City of Slater - (MO) | Municipal
City of St James - (MO) | Municipal
City of St Robert - (MO) | Municipal
City of Stanberry - (MO) | Municipal
City of Steelville | Municipal
City of Sullivan - (MO) | Municipal
City of Thayer - (MO) | Municipal
City of Unionville - (MO) | Municipal
City of Vandalia - (MO) | Municipal
City of Waynesville - (MO) | Municipal
City of West Plains - (MO) | Municipal
City of Willow Springs - (MO) | Municipal
City of Winona - (MO) | Municipal
Lockwood Water & Light Company | Municipal
Trenton Municipal Utilities - (MO) | Municipal
Canton Municipal Utilities | Municipal
City of Aberdeen - (MS) | Municipal
City of Amory | Municipal
City of Collins - (MS) | Municipal
City of Columbus - (MS) | Municipal
City of Durant - (MS) | Municipal
City of Holly Springs | Municipal
City of Itta Bena - (MS) | Municipal
City of Kosciusko - (MS) | Municipal
City of Leland - (MS) | Municipal
City of Macon - (MS) | Municipal
City of New Albany - (MS) | Municipal
City of Okolona | Municipal
City of Oxford - (MS) | Municipal
City of Philadelphia - (MS) | Municipal
City of Starkville | Municipal
City of Tupelo - (MS) | Municipal
City of Water Valley - (MS) | Municipal
City of West Point - (MS) | Municipal
Clarksdale Public Utilities | Municipal
Greenwood Utilities Comm | Municipal
Louisville Electric System | Municipal
Public Serv Comm of Yazoo City | Municipal
City of Troy - (MT) | Municipal
City of Albemarle - (NC) | Municipal
City of Cherryville - (NC) | Municipal
City of Concord - (NC) | Municipal
City of Elizabeth City - (NC) | Municipal
City of Gastonia - (NC) | Municipal
City of Hertford - (NC) | Municipal
City of Highlands - (NC) | Municipal
City of Kings Mountain - (NC) | Municipal
City of Kinston - (NC) | Municipal
City of Laurinburg - (NC) | Municipal
City of Lexington - (NC) | Municipal
City of Lincolnton - (NC) | Municipal
City of Lumberton - (NC) | Municipal
City of Monroe - (NC) | Municipal
City of Morganton - (NC) | Municipal
City of New Bern - (NC) | Municipal
City of Newton - (NC) | Municipal
City of Robersonville - (NC) | Municipal
City of Rocky Mount - (NC) | Municipal
City of Shelby - (NC) | Municipal
City of Southport - (NC) | Municipal
City of Statesville - (NC) | Municipal
City of Washington - (NC) | Municipal
City of Wilson - (NC) | Municipal
City of Winterville - (NC) | Municipal
Fayetteville Public Works Commission | Municipal
Greenville Utilities Comm | Municipal
Town of Apex- (NC) | Municipal
Town of Ayden - (NC) | Municipal
Town of Belhaven - (NC) | Municipal
Town of Benson - (NC) | Municipal
Town of Black Creek - (NC) | Municipal
Town of Bostic - (NC) | Municipal
Town of Clayton - (NC) | Municipal
Town of Cornelius - (NC) | Municipal
Town of Dallas - (NC) | Municipal
Town of Drexel - (NC) | Municipal
Town of Edenton - (NC) | Municipal
Town of Enfield - (NC) | Municipal
Town of Farmville - (NC) | Municipal
Town of Forest City | Municipal
Town of Fountain - (NC) | Municipal
Town of Fremont - (NC) | Municipal
Town of Granite Falls - (NC) | Municipal
Town of Hamilton - (NC) | Municipal
Town of High Point | Municipal
Town of Hobgood | Municipal
Town of Hookerton - (NC) | Municipal
Town of Huntersville - (NC) | Municipal
Town of La Grange - (NC) | Municipal
Town of Landis - (NC) | Municipal
Town of Louisburg - (NC) | Municipal
Town of Lucama - (NC) | Municipal
Town of MacClesfield - (NC) | Municipal
Town of Maiden - (NC) | Municipal
Town of Murphy - (NC) | Municipal
Town of Oak City - (NC) | Municipal
Town of Pikeville - (NC) | Municipal
Town of Pinetops - (NC) | Municipal
Town of Pineville - (NC) | Municipal
Town of Red Springs - (NC) | Municipal
Town of Scotland Neck - (NC) | Municipal
Town of Selma - (NC) | Municipal
Town of Sharpsburg - (NC) | Municipal
Town of Smithfield - (NC) | Municipal
Town of Stantonsburg - (NC) | Municipal
Town of Tarboro - (NC) | Municipal
Town of Wake Forest - (NC) | Municipal
Town of Walstonburg | Municipal
Town of Waynesville - (NC) | Municipal
Town of Windsor- (NC) | Municipal
City of Cavalier - (ND) | Municipal
City of Grafton - (ND) | Municipal
City of Hillsboro - (ND) | Municipal
City of Hope - (ND) | Municipal
City of Lakota - (ND) | Municipal
City of Maddock - (ND) | Municipal
City of Northwood - (ND) | Municipal
City of Park River - (ND) | Municipal
City of Riverdale - (ND) | Municipal
City of Sharon- (ND) | Municipal
City of Stanton - (ND) | Municipal
City of Valley City | Municipal
Auburn Board of Public Works | Municipal
City of Alliance- (NE) | Municipal
City of Ansley - (NE) | Municipal
City of Arapahoe - (NE) | Municipal
City of Battle Creek- (NE) | Municipal
City of Bayard - (NE) | Municipal
City of Beatrice - (NE) | Municipal
City of Beaver City - (NE) | Municipal
City of Benkelman - (NE) | Municipal
City of Blue Hill - (NE) | Municipal
City of Bridgeport Utilities - (NE) | Municipal
City of Broken Bow - (NE) | Municipal
City of Burwell - (NE) | Municipal
City of Cambridge - (NE) | Municipal
City of Central City | Municipal
City of Chappell - (NE) | Municipal
City of Crete | Municipal
City of Curtis - (NE) | Municipal
City of David City | Municipal
City of Deshler - (NE) | Municipal
City of Emerson - (NE) | Municipal
City of Fairbury | Municipal
City of Falls City - (NE) | Municipal
City of Franklin - (NE) | Municipal
City of Fremont - (NE) | Municipal
City of Gering - (NE) | Municipal
City of Giltner - (NE) | Municipal
City of Gothenburg - (NE) | Municipal
City of Grand Island - (NE) | Municipal
City of Grant - (NE) | Municipal
City of Hastings - (NE) | Municipal
City of Hickman - (NE) | Municipal
City of Holdrege | Municipal
City of Hubbell- (NE) | Municipal
City of Imperial | Municipal
City of Indianola - (NE) | Municipal
City of Kimball - (NE) | Municipal
City of Laurel - (NE) | Municipal
City of Lexington - (NE) | Municipal
City of Lodgepole - (NE) | Municipal
City of Lyons - (NE) | Municipal
City of Madison - (NE) | Municipal
City of Minden - (NE) | Municipal
City of Mitchell - (NE) | Municipal
City of Nebraska City | Municipal
City of Neligh - (NE) | Municipal
City of Nelson - (NE) | Municipal
City of North Platte | Municipal
City of Ord - (NE) | Municipal
City of Pender - (NE) | Municipal
City of Pierce - (NE) | Municipal
City of Randolph - (NE) | Municipal
City of Red Cloud - (NE) | Municipal
City of Sargent - (NE) | Municipal
City of Schuyler - (NE) | Municipal
City of Scribner - (NE) | Municipal
City of Seward - (NE) | Municipal
City of Sidney - (NE) | Municipal
City of Snyder - (NE) | Municipal
City of South Sioux City | Municipal
City of Spencer - (NE) | Municipal
City of St Paul - (NE) | Municipal
City of Stratton - (NE) | Municipal
City of Stromsburg - (NE) | Municipal
City of Stuart - (NE) | Municipal
City of Superior - (NE) | Municipal
City of Sutton - (NE) | Municipal
City of Syracuse - (NE) | Municipal
City of Tecumseh | Municipal
City of Trenton - (NE) | Municipal
City of Valentine - (NE) | Municipal
City of Wahoo - (NE) | Municipal
City of Wakefield - (NE) | Municipal
City of Wayne | Municipal
City of West Point - (NE) | Municipal
City of Wilber | Municipal
City of Wisner | Municipal
City of Wood River- (NE) | Municipal
City of Wymore - (NE) | Municipal
Cozad Board of Public Works | Municipal
Lincoln Electric System | Municipal
Village of Arnold - (NE) | Municipal
Village of Bartley - (NE) | Municipal
Village of Bradshaw - (NE) | Municipal
Village of Brainard - (NE) | Municipal
Village of Callaway - (NE) | Municipal
Village of Campbell - (NE) | Municipal
Village of Chester - (NE) | Municipal
Village of Davenport - (NE) | Municipal
Village of De Witt - (NE) | Municipal
Village of Decatur - (NE) | Municipal
Village of Dorchester - (NE) | Municipal
Village of Endicott - (NE) | Municipal
Village of Fairmont - (NE) | Municipal
Village of Greenwood - (NE) | Municipal
Village of Hampton - (NE) | Municipal
Village of Hemingford - (NE) | Municipal
Village of Hildreth - (NE) | Municipal
Village of Lyman - (NE) | Municipal
Village of Morrill - (NE) | Municipal
Village of Mullen - (NE) | Municipal
Village of Oxford - (NE) | Municipal
Village of Polk - (NE) | Municipal
Village of Prague - (NE) | Municipal
Village of Reynolds - (NE) | Municipal
Village of Shickley - (NE) | Municipal
Village of Spalding - (NE) | Municipal
Village of Talmage - (NE) | Municipal
Village of Walthill - (NE) | Municipal
Village of Wauneta - (NE) | Municipal
Village of Wilcox - (NE) | Municipal
Village of Winside - (NE) | Municipal
New Hampton Village Precinct | Municipal
Precinct of Woodsville | Municipal
Town of Ashland | Municipal
Town of Littleton - (NH) | Municipal
Town of Wolfeboro - (NH) | Municipal
Borough of Butler - (NJ) | Municipal
Borough of Lavallette - (NJ) | Municipal
Borough of Madison - (NJ) | Municipal
Borough of Milltown - (NJ) | Municipal
Borough of Park Ridge - (NJ) | Municipal
Borough of Pemberton - (NJ) | Municipal
Borough of South River - (NJ) | Municipal
City of Vineland - (NJ) | Municipal
Seaside Heights Municipal Utility | Municipal
City of Aztec - (NM) | Municipal
City of Farmington - (NM) | Municipal
City of Gallup - (NM) | Municipal
City of Truth or Consequences - (NM) | Municipal
Los Alamos County | Municipal
Raton Public Service Company | Municipal
Town of Springer - (NM) | Municipal
City of Boulder City - (NV) | Municipal
City of Caliente - (NV) | Municipal
City of Fallon - (NV) | Municipal
Bath Electric Gas & Water | Municipal
City of Plattsburgh - (NY) | Municipal
City of Salamanca - (NY) | Municipal
City of Sherrill - (NY) | Municipal
Jamestown Board of Public Util | Municipal
Lake Placid Village, Inc - (NY) | Municipal
Mohawk Municipal Comm | Municipal
Town of Massena - (NY) | Municipal
Village of Akron - (NY) | Municipal
Village of Andover - (NY) | Municipal
Village of Angelica - (NY) | Municipal
Village of Arcade - (NY) | Municipal
Village of Bergen - (NY) | Municipal
Village of Boonville - (NY) | Municipal
Village of Brocton - (NY) | Municipal
Village of Castile - (NY) | Municipal
Village of Churchville - (NY) | Municipal
Village of Endicott - (NY) | Municipal
Village of Fairport - (NY) | Municipal
Village of Frankfort - (NY) | Municipal
Village of Freeport - (NY) | Municipal
Village of Green Island - (NY) | Municipal
Village of Greene - (NY) | Municipal
Village of Greenport - (NY) | Municipal
Village of Groton - (NY) | Municipal
Village of Hamilton - (NY) | Municipal
Village of Holley - (NY) | Municipal
Village of Ilion - (NY) | Municipal
Village of Little Valley - (NY) | Municipal
Village of Marathon - (NY) | Municipal
Village of Mayville - (NY) | Municipal
Village of Penn Yan - (NY) | Municipal
Village of Philadelphia - (NY) | Municipal
Village of Richmondville - (NY) | Municipal
Village of Rockville Centre - (NY) | Municipal
Village of Rouses Point - (NY) | Municipal
Village of Sherburne - (NY) | Municipal
Village of Silver Springs - (NY) | Municipal
Village of Skaneateles - (NY) | Municipal
Village of Solvay - (NY) | Municipal
Village of Spencerport - (NY) | Municipal
Village of Springville - (NY) | Municipal
Village of Theresa - (NY) | Municipal
Village of Tupper Lake - (NY) | Municipal
Village of Watkins Glen - (NY) | Municipal
Village of Wellsville - (NY) | Municipal
Village of Westfield - (NY) | Municipal
City of Amherst- (OH) | Municipal
City of Arcanum - (OH) | Municipal
City of Bowling Green - (OH) | Municipal
City of Bryan - (OH) | Municipal
City of Celina - (OH) | Municipal
City of Cleveland - (OH) | Municipal
City of Columbiana - (OH) | Municipal
City of Columbus - (OH) | Municipal
City of Custar | Municipal
City of Cuyahoga Falls - (OH) | Municipal
City of Dover - (OH) | Municipal
City of Galion | Municipal
City of Hamilton - (OH) | Municipal
City of Hubbard | Municipal
City of Hudson - (OH) | Municipal
City of Jackson - (OH) | Municipal
City of Lebanon - (OH) | Municipal
City of Mendon - (OH) | Municipal
City of Napoleon - (OH) | Municipal
City of Newton Falls - (OH) | Municipal
City of Niles - (OH) | Municipal
City of Oberlin - (OH) | Municipal
City of Orrville - (OH) | Municipal
City of Painesville | Municipal
City of Piqua - (OH) | Municipal
City of Shelby - (OH) | Municipal
City of St Clairsville - (OH) | Municipal
City of St Marys - (OH) | Municipal
City of Tipp City - (OH) | Municipal
City of Wadsworth - (OH) | Municipal
City of Wapakoneta - (OH) | Municipal
City of Westerville - (OH) | Municipal
City of Woodsfield - (OH) | Municipal
Clyde Light & Power | Municipal
Prospect Corporation | Municipal
Seville Board of Public Affairs | Municipal
South Vienna Corporation | Municipal
Village of Arcadia - (OH) | Municipal
Village of Beach City - (OH) | Municipal
Village of Bethel - (OH) | Municipal
Village of Blanchester - (OH) | Municipal
Village of Bloomdale - (OH) | Municipal
Village of Bradner - (OH) | Municipal
Village of Brewster - (OH) | Municipal
Village of Carey - (OH) | Municipal
Village of Cygnet - (OH) | Municipal
Village of Deshler - (OH) | Municipal
Village of Edgerton - (OH) | Municipal
Village of Eldorado - (OH) | Municipal
Village of Elmore - (OH) | Municipal
Village of Genoa - (OH) | Municipal
Village of Georgetown - (OH) | Municipal
Village of Glouster - (OH) | Municipal
Village of Grafton - (OH) | Municipal
Village of Greenwich - (OH) | Municipal
Village of Hamersville - (OH) | Municipal
Village of Haskins - (OH) | Municipal
Village of Jackson Center - (OH) | Municipal
Village of Lakeview - (OH) | Municipal
Village of Lodi - (OH) | Municipal
Village of Lucas - (OH) | Municipal
Village of Marshallville - (OH) | Municipal
Village of Milan - (OH) | Municipal
Village of Minster - (OH) | Municipal
Village of Monroeville - (OH) | Municipal
Village of Montpelier - (OH) | Municipal
Village of New Bremen - (OH) | Municipal
Village of New Knoxville - (OH) | Municipal
Village of Oak Harbor - (OH) | Municipal
Village of Obetz - (OH) | Municipal
Village of Ohio City - (OH) | Municipal
Village of Pemberville - (OH) | Municipal
Village of Pioneer - (OH) | Municipal
Village of Plymouth - (OH) | Municipal
Village of Republic - (OH) | Municipal
Village of Ripley - (OH) | Municipal
Village of Shiloh - (OH) | Municipal
Village of Sycamore - (OH) | Municipal
Village of Tontogany - (OH) | Municipal
Village of Versailles - (OH) | Municipal
Village of Waynesfield - (OH) | Municipal
Village of Wellington - (OH) | Municipal
Village of Wharton - (OH) | Municipal
Village of Woodville - (OH) | Municipal
Village of Yellow Springs - (OH) | Municipal
Anadarko Public Works Authority | Municipal
City of Altus - (OK) | Municipal
City of Blackwell - (OK) | Municipal
City of Burlington - (OK) | Municipal
City of Claremore | Municipal
City of Collinsville - (OK) | Municipal
City of Comanche - (OK) | Municipal
City of Cushing - (OK) | Municipal
City of Duncan - (OK) | Municipal
City of Edmond - (OK) | Municipal
City of Eldorado - (OK) | Municipal
City of Fairview - (OK) | Municipal
City of Frederick - (OK) | Municipal
City of Geary - (OK) | Municipal
City of Granite - (OK) | Municipal
City of Hominy - (OK) | Municipal
City of Kingfisher - (OK) | Municipal
City of Lexington - (OK) | Municipal
City of Lindsay - (OK) | Municipal
City of Mangum - (OK) | Municipal
City of Manitou - (OK) | Municipal
City of Marlow - (OK) | Municipal
City of Miami - (OK) | Municipal
City of Mooreland - (OK) | Municipal
City of New Cordell - (OK) | Municipal
City of Newkirk - (OK) | Municipal
City of Olustee | Municipal
City of Orlando - (OK) | Municipal
City of Pawhuska - (OK) | Municipal
City of Pawnee - (OK) | Municipal
City of Perry - (OK) | Municipal
City of Ponca City - (OK) | Municipal
City of Pond Creek - (OK) | Municipal
City of Pryor - (OK) | Municipal
City of Purcell - (OK) | Municipal
City of Sallisaw - (OK) | Municipal
City of Skiatook - (OK) | Municipal
City of Stilwell - (OK) | Municipal
City of Stroud - (OK) | Municipal
City of Tonkawa - (OK) | Municipal
City of Watonga - (OK) | Municipal
City of Waynoka - (OK) | Municipal
City of Wetumka - (OK) | Municipal
City of Wynnewood - (OK) | Municipal
City of Yale - (OK) | Municipal
Copan Public Works Authority | Municipal
Goltry Public Works Authority | Municipal
Okeene Public Works Authority | Municipal
Prague Public Works Authority | Municipal
Stillwater Utilities Authority | Municipal
Tahlequah Public Works Authority | Municipal
Tecumseh Utility Authority | Municipal
Town of Braman - (OK) | Municipal
Town of Fort Supply - (OK) | Municipal
Town of Laverne - (OK) | Municipal
Town of Mannford - (OK) | Municipal
Town of Ryan - (OK) | Municipal
Town of South Coffeyville - (OK) | Municipal
Town of Spiro - (OK) | Municipal
Wagoner Public Works Authority | Municipal
Walters Public Works Authority | Municipal
Canby Utility Board | Municipal
City of Ashland - (OR) | Municipal
City of Bandon - (OR) | Municipal
City of Cascade Locks - (OR) | Municipal
City of Drain - (OR) | Municipal
City of Eugene - (OR) | Municipal
City of Forest Grove | Municipal
City of Hermiston | Municipal
City of McMinnville - (OR) | Municipal
City of Milton-Freewater- (OR) | Municipal
City of Monmouth - (OR) | Municipal
City of Springfield - (OR) | Municipal
Borough of Berlin - (PA) | Municipal
Borough of Blakely - (PA) | Municipal
Borough of Catawissa | Municipal
Borough of Chambersburg | Municipal
Borough of Duncannon - (PA) | Municipal
Borough of East Conemaugh | Municipal
Borough of Ellwood City - (PA) | Municipal
Borough of Ephrata - (PA) | Municipal
Borough of Girard - (PA) | Municipal
Borough of Goldsboro - (PA) | Municipal
Borough of Grove City - (PA) | Municipal
Borough of Hatfield- (PA) | Municipal
Borough of Kutztown - (PA) | Municipal
Borough of Lansdale | Municipal
Borough of Lehighton - (PA) | Municipal
Borough of Lewisberry - (PA) | Municipal
Borough of Middletown - (PA) | Municipal
Borough of Mifflinburg - (PA) | Municipal
Borough of New Wilmington - (PA) | Municipal
Borough of Olyphant - (PA) | Municipal
Borough of Perkasie - (PA) | Municipal
Borough of Pitcairn - (PA) | Municipal
Borough of Quakertown - (PA) | Municipal
Borough of Royalton - (PA) | Municipal
Borough of Schuylkill Haven - (PA) | Municipal
Borough of Smethport - (PA) | Municipal
Borough of St Clair - (PA) | Municipal
Borough of Summerhill - (PA) | Municipal
Borough of Tarentum - (PA) | Municipal
Borough of Wampum | Municipal
Borough of Watsontown - (PA) | Municipal
Borough of Weatherly - (PA) | Municipal
Borough of Zelienople - (PA) | Municipal
Hooversville Boro Elec Lgt Co | Municipal
Mont Alto Borough | Municipal
Philadelphia Authority for Industrial Development | Municipal
Pascoag Utility District | Municipal
Bamberg Board of Public Works | Municipal
City of Abbeville - (SC) | Municipal
City of Bennettsville - (SC) | Municipal
City of Camden | Municipal
City of Due West - (SC) | Municipal
City of Gaffney - (SC) | Municipal
City of Georgetown - (SC) | Municipal
City of Laurens - (SC) | Municipal
City of Newberry - (SC) | Municipal
City of Orangeburg - (SC) | Municipal
City of Rock Hill - (SC) | Municipal
City of Seneca - (SC) | Municipal
City of Union - (SC) | Municipal
City of Westminster - (SC) | Municipal
Clinton Combined Utility Sys | Municipal
Easley Combined Utility System | Municipal
Greenwood CPW | Municipal
Greer Commission of Public Wks | Municipal
Town of McCormick - (SC) | Municipal
Town of Prosperity - (SC) | Municipal
Town of Winnsboro - (SC) | Municipal
City of Arlington - (SD) | Municipal
City of Aurora - (SD) | Municipal
City of Badger - (SD) | Municipal
City of Beresford | Municipal
City of Big Stone City - (SD) | Municipal
City of Brookings - (SD) | Municipal
City of Bryant - (SD) | Municipal
City of Burke - (SD) | Municipal
City of Colman - (SD) | Municipal
City of Elk Point | Municipal
City of Estelline - (SD) | Municipal
City of Faith - (SD) | Municipal
City of Flandreau | Municipal
City of Fort Pierre - (SD) | Municipal
City of Groton - (SD) | Municipal
City of Hecla | Municipal
City of Howard - (SD) | Municipal
City of Madison - (SD) | Municipal
City of McLaughlin - (SD) | Municipal
City of Miller - (SD) | Municipal
City of Onida - (SD) | Municipal
City of Parker - (SD) | Municipal
City of Pierre - (SD) | Municipal
City of Plankinton - (SD) | Municipal
City of Sioux Falls - (SD) | Municipal
City of Tyndall - (SD) | Municipal
City of Vermillion - (SD) | Municipal
City of Volga - (SD) | Municipal
City of Wessington Springs | Municipal
City of White - (SD) | Municipal
Town of Langford- (SD) | Municipal
Town of Pickstown - (SD) | Municipal
Watertown Municipal Utilities | Municipal
Winner Municipal Utility | Municipal
Athens Utility Board | Municipal
Benton County | Municipal
Bolivar Energy Authority | Municipal
Carroll County - (TN) | Municipal
City of Alcoa Utilities | Municipal
City of Bristol - (TN) | Municipal
City of Brownsville | Municipal
City of Chattanooga - (TN) | Municipal
City of Clarksville - (TN) | Municipal
City of Cleveland - (TN) | Municipal
City of Clinton - (TN) | Municipal
City of Cookeville - (TN) | Municipal
City of Covington - (TN) | Municipal
City of Dayton - (TN) | Municipal
City of Dickson | Municipal
City of Dyersburg | Municipal
City of Elizabethton - (TN) | Municipal
City of Etowah | Municipal
City of Fayetteville | Municipal
City of Gallatin - (TN) | Municipal
City of Greeneville - (TN) | Municipal
City of Harriman - (TN) | Municipal
City of Humboldt | Municipal
City of Jackson - (TN) | Municipal
City of Jellico | Municipal
City of LaFollette | Municipal
City of Lawrenceburg | Municipal
City of Lenoir - (TN) | Municipal
City of Lewisburg - (TN) | Municipal
City of Lexington - (TN) | Municipal
City of Memphis - (TN) | Municipal
City of Milan - (TN) | Municipal
City of Morristown - (TN) | Municipal
City of Mt Pleasant - (TN) | Municipal
City of Newbern | Municipal
City of Newport - (TN) | Municipal
City of Oak Ridge | Municipal
City of Paris - (TN) | Municipal
City of Pulaski - (TN) | Municipal
City of Ripley - (TN) | Municipal
City of Rockwood - (TN) | Municipal
City of Shelbyville - (TN) | Municipal
City of Smithville - (TN) | Municipal
City of Sparta | Municipal
City of Springfield - (TN) | Municipal
City of Sweetwater | Municipal
City of Trenton - (TN) | Municipal
City of Union City | Municipal
City of Winchester - (TN) | Municipal
Columbia Power System - (TN) | Municipal
Johnson City - (TN) | Municipal
Knoxville Utilities Board | Municipal
Loudon Utilities Board | Municipal
Maryville Utilities | Municipal
McMinnville Electric System | Municipal
Nashville Electric Service | Municipal
Sevier County Electric System | Municipal
Town of Erwin - (TN) | Municipal
Tullahoma Board-Public Utils | Municipal
Weakley County Mun Elec Sys | Municipal
Austin Energy | Municipal
Brownsville Public Utilities Board | Municipal
City of Bartlett - (TX) | Municipal
City of Bastrop - (TX) | Municipal
City of Bellville - (TX) | Municipal
City of Boerne | Municipal
City of Bowie - (TX) | Municipal
City of Brady - (TX) | Municipal
City of Brenham - (TX) | Municipal
City of Bridgeport - (TX) | Municipal
City of Brownfield - (TX) | Municipal
City of Bryan - (TX) | Municipal
City of Burnet - (TX) | Municipal
City of Caldwell | Municipal
City of Castroville - (TX) | Municipal
City of Coleman - (TX) | Municipal
City of College Station - (TX) | Municipal
City of Cuero - (TX) | Municipal
City of Denton - (TX) | Municipal
City of Electra - (TX) | Municipal
City of Farmersville - (TX) | Municipal
City of Flatonia - (TX) | Municipal
City of Floresville | Municipal
City of Floydada - (TX) | Municipal
City of Fredericksburg - (TX) | Municipal
City of Garland - (TX) | Municipal
City of Georgetown - (TX) | Municipal
City of Giddings - (TX) | Municipal
City of Goldsmith - (TX) | Municipal
City of Goldthwaite - (TX) | Municipal
City of Gonzales - (TX) | Municipal
City of Granbury - (TX) | Municipal
City of Greenville - (TX) | Municipal
City of Hallettsville - (TX) | Municipal
City of Hearne - (TX) | Municipal
City of Hemphill - (TX) | Municipal
City of Hempstead - (TX) | Municipal
City of Hondo - (TX) | Municipal
City of Jasper - (TX) | Municipal
City of La Grange - (TX) | Municipal
City of Lampasas - (TX) | Municipal
City of Lexington - (TX) | Municipal
City of Liberty - (TX) | Municipal
City of Livingston - (TX) | Municipal
City of Llano - (TX) | Municipal
City of Lockhart - (TX) | Municipal
City of Lubbock - (TX) | Municipal
City of Luling - (TX) | Municipal
City of Mason - (TX) | Municipal
City of Moulton - (TX) | Municipal
City of New Braunfels - (TX) | Municipal
City of Newton - (TX) | Municipal
City of Robstown - (TX) | Municipal
City of San Antonio - (TX) | Municipal
City of San Augustine - (TX) | Municipal
City of San Marcos - (TX) | Municipal
City of San Saba - (TX) | Municipal
City of Sanger - (TX) | Municipal
City of Schulenburg - (TX) | Municipal
City of Seguin - (TX) | Municipal
City of Seymour - (TX) | Municipal
City of Shiner - (TX) | Municipal
City of Smithville - (TX) | Municipal
City of Timpson - (TX) | Municipal
City of Tulia | Municipal
City of Weimar - (TX) | Municipal
City of Whitesboro - (TX) | Municipal
City of Yoakum - (TX) | Municipal
Kerrville Public Utility Board | Municipal
Kirbyville Light & Power Co | Municipal
Weatherford Mun Utility System | Municipal
Beaver City Corporation | Municipal
Brigham City Corporation | Municipal
City of Blanding - (UT) | Municipal
City of Bountiful | Municipal
City of Enterprise - (UT) | Municipal
City of Ephraim - (UT) | Municipal
City of Helper - (UT) | Municipal
City of Logan - (UT) | Municipal
City of Manti - (UT) | Municipal
City of Monroe - (UT) | Municipal
City of Mt Pleasant - (UT) | Municipal
City of Murray - (UT) | Municipal
City of Santa Clara - (UT) | Municipal
City of Springville - (UT) | Municipal
City of St George | Municipal
City of Washington - (UT) | Municipal
Fairview City Corporation | Municipal
Fillmore City Corporation | Municipal
Heber Light & Power Company | Municipal
Hurricane City Power | Municipal
Hyrum City Corporation | Municipal
Kanosh Town Corporation | Municipal
Kaysville City Corporation | Municipal
Lehi City Corporation | Municipal
Levan Town Corporation - (UT) | Municipal
Meadow Town Corporation | Municipal
Morgan City - (UT) | Municipal
Nephi City Corporation | Municipal
Parowan City Corporation | Municipal
Payson City Corporation | Municipal
Price Municipal Corporation | Municipal
Provo City Corp | Municipal
Salem City Corporation - (UT) | Municipal
Spanish Fork City Corporation | Municipal
Spring City Corporation | Municipal
Town of Holden - (UT) | Municipal
Town of Oak City - (UT) | Municipal
Town of Paragonah - (UT) | Municipal
Bristol Virginia Utilities | Municipal
City of Danville - (VA) | Municipal
City of Franklin - (VA) | Municipal
City of Harrisonburg - (VA) | Municipal
City of Manassas - (VA) | Municipal
City of Martinsville - (VA) | Municipal
City of Radford - (VA) | Municipal
City of Salem - (VA) | Municipal
Town of Bedford - (VA) | Municipal
Town of Blackstone - (VA) | Municipal
Town of Culpeper- (VA) | Municipal
Town of Elkton | Municipal
Town of Front Royal | Municipal
Town of Richlands - (VA) | Municipal
Town of Wakefield - (VA) | Municipal
Barton Village, Inc | Municipal
City of Burlington Electric - (VT) | Municipal
The Town of Lyndon Electric Department | Municipal
Town of Hardwick | Municipal
Town of Stowe- (VT) | Municipal
Village of Enosburg Falls - (VT) | Municipal
Village of Hyde Park - (VT) | Municipal
Village of Jacksonville - (VT) | Municipal
Village of Johnson - (VT) | Municipal
Village of Ludlow - (VT) | Municipal
Village of Morrisville - (VT) | Municipal
Village of Northfield - (VT) | Municipal
Village of Orleans - (VT) | Municipal
Village of Swanton - (VT) | Municipal
City of Blaine - (WA) | Municipal
City of Centralia - (WA) | Municipal
City of Cheney - (WA) | Municipal
City of Chewelah | Municipal
City of Coulee Dam - (WA) | Municipal
City of Ellensburg - (WA) | Municipal
City of McCleary - (WA) | Municipal
City of Milton - (WA) | Municipal
City of Port Angeles - (WA) | Municipal
City of Richland - (WA) | Municipal
City of Seattle - (WA) | Municipal
City of Sumas - (WA) | Municipal
City of Tacoma - (WA) | Municipal
PUD No 1 of Asotin County | Municipal
Town of Eatonville - (WA) | Municipal
Town of Ruston - (WA) | Municipal
Town of Steilacoom | Municipal
Algoma Utility Comm | Municipal
Bloomer Electric & Water Co | Municipal
Brodhead Water & Lighting Comm | Municipal
Cedarburg Light & Water Comm | Municipal
City of Arcadia - (WI) | Municipal
City of Argyle - (WI) | Municipal
City of Barron - (WI) | Municipal
City of Black River Falls | Municipal
City of Boscobel - (WI) | Municipal
City of Clintonville - (WI) | Municipal
City of Columbus - (WI) | Municipal
City of Cornell | Municipal
City of Cuba City | Municipal
City of Cumberland - (WI) | Municipal
City of Eagle River - (WI) | Municipal
City of Elkhorn - (WI) | Municipal
City of Elroy - (WI) | Municipal
City of Evansville | Municipal
City of Fennimore - (WI) | Municipal
City of Kaukauna | Municipal
City of Kiel - (WI) | Municipal
City of Lodi - (WI) | Municipal
City of Marshfield - (WI) | Municipal
City of Medford - (WI) | Municipal
City of Menasha - (WI) | Municipal
City of New Holstein - (WI) | Municipal
City of New Lisbon | Municipal
City of New Richmond | Municipal
City of Plymouth - (WI) | Municipal
City of Princeton - (WI) | Municipal
City of Richland Center - (WI) | Municipal
City of River Falls | Municipal
City of Sheboygan Falls - (WI) | Municipal
City of Shullsburg - (WI) | Municipal
City of Spooner - (WI) | Municipal
City of Stoughton - (WI) | Municipal
City of Sturgeon Bay - (WI) | Municipal
City of Westby | Municipal
Florence Utility Comm | Municipal
Hartford Electric | Municipal
Hustisford Utilities | Municipal
Jefferson Utilities | Municipal
Juneau Utility Comm | Municipal
La Farge Municipal Electric Co | Municipal
Lake Mills Light & Water | Municipal
Manitowoc Public Utilities | Municipal
New London Electric&Water Util | Municipal
Oconomowoc Utilities | Municipal
Oconto Falls Water & Light Comm | Municipal
Reedsburg Utility Comm | Municipal
Rice Lake Utilities | Municipal
Shawano Municipal Utilities | Municipal
Slinger Utilities | Municipal
Sun Prairie Utilities | Municipal
Two Rivers Water & Light | Municipal
Village of Bangor - (WI) | Municipal
Village of Belmont - (WI) | Municipal
Village of Benton - (WI) | Municipal
Village of Black Earth - (WI) | Municipal
Village of Cadott - (WI) | Municipal
Village of Cashton - (WI) | Municipal
Village of Gresham - (WI) | Municipal
Village of Hazel Green - (WI) | Municipal
Village of Mazomanie - (WI) | Municipal
Village of Merrillan - (WI) | Municipal
Village of Mt. Horeb - (WI) | Municipal
Village of Muscoda - (WI) | Municipal
Village of New Glarus - (WI) | Municipal
Village of Pardeeville - (WI) | Municipal
Village of Prairie Du Sac - (WI) | Municipal
Village of Sauk City - (WI) | Municipal
Village of Stratford - (WI) | Municipal
Village of Trempealeau - (WI) | Municipal
Village of Viola - (WI) | Municipal
Village of Waunakee - (WI) | Municipal
Waterloo Light & Water Comm | Municipal
Waupun Utilities | Municipal
Whitehall Electric Utility | Municipal
Wisconsin Dells Electric Util | Municipal
Wisconsin Rapids W W & L Comm | Municipal
Wonewoc Electric & Water Util | Municipal
City of New Martinsville - (WV) | Municipal
Philippi Municipal Electric | Municipal
City of Cody | Municipal
City of Deaver - (WY) | Municipal
City of Gillette - (WY) | Municipal
City of Pine Bluffs - (WY) | Municipal
City of Powell - (WY) | Municipal
City of Torrington - (WY) | Municipal
Town of Basin - (WY) | Municipal
Town of Fort Laramie- (WY) | Municipal
Town of Guernsey - (WY) | Municipal
Town of Lingle - (WY) | Municipal
Town of Lusk - (WY) | Municipal
Town of Wheatland - (WY) | Municipal
Akiachak Native Community Electric | Cooperative
Alaska Village Elec Coop, Inc | Cooperative
Barrow Utils & Elec Coop, Inc | Cooperative
Chugach Electric Assn Inc | Cooperative
Copper Valley Elec Assn, Inc | Cooperative
Cordova Electric Coop, Inc | Cooperative
Golden Valley Elec Assn Inc | Cooperative
Homer Electric Assn Inc | Cooperative
I-N-N Electric Coop, Inc | Cooperative
Inside Passage Elec Coop, Inc | Cooperative
Kodiak Electric Assn Inc | Cooperative
Kotzebue Electric Assn Inc | Cooperative
Matanuska Electric Assn Inc | Cooperative
Middle Kuskokwim Elec Coop Inc | Cooperative
Naknek Electric Assn, Inc | Cooperative
Nelson Lagoon Elec Coop Inc | Cooperative
Nushagak Electric Coop, Inc | Cooperative
Tuntutuliak Comm Services Assn | Cooperative
Unalakleet Valley Elec Coop | Cooperative
Arab Electric Coop Inc | Cooperative
Baldwin County El Member Corp | Cooperative
Black Warrior Elec Member Corp | Cooperative
Central Alabama Electric Coop | Cooperative
Cherokee Electric Coop - (AL) | Cooperative
Clarke-Washington E M C | Cooperative
Coosa Valley Electric Coop Inc | Cooperative
Covington Electric Coop, Inc | Cooperative
Cullman Electric Coop, Inc | Cooperative
Diverse Power Incorporated | Cooperative
Dixie Electric Coop - (AL) | Cooperative
Franklin Electric Coop - (AL) | Cooperative
Joe Wheeler Elec Member Corp | Cooperative
Marshall-De Kalb Electric Coop | Cooperative
North Alabama Electric Coop | Cooperative
Pea River Electric Coop | Cooperative
Pioneer Electric Coop, Inc - (AL) | Cooperative
Sand Mountain Electric Coop | Cooperative
Singing River Elec Cooperative | Cooperative
South Alabama Elec Coop, Inc | Cooperative
Southern Pine Elec Coop, Inc | Cooperative
Tallapoosa River Elec Coop Inc | Cooperative
Tombigbee Electric Coop, Inc | Cooperative
Wiregrass Electric Coop, Inc | Cooperative
Arkansas Valley Elec Coop Corp | Cooperative
Ashley Chicot Elec Coop, Inc | Cooperative
C & L Electric Coop Corp | Cooperative
Carroll Electric Coop Corp - (AR) | Cooperative
Clay County Electric Coop Corp - (AR) | Cooperative
Craighead Electric Coop Corp | Cooperative
Farmers Electric Coop Corp - (AR) | Cooperative
First Electric Coop Corp | Cooperative
Mississippi County Electric Co | Cooperative
North Arkansas Elec Coop, Inc | Cooperative
Ouachita Electric Coop Corp | Cooperative
Ozarks Electric Coop Corp - (AR) | Cooperative
Petit Jean Electric Coop Corp | Cooperative
Rich Mountain Elec Coop, Inc | Cooperative
South Central Ark El Coop, Inc | Cooperative
Southwest Arkansas E C C | Cooperative
Woodruff Electric Coop Corp | Cooperative
Columbus Electric Coop, Inc | Cooperative
Dixie Escalante R E A, Inc | Cooperative
Duncan Valley Elec Coop, Inc | Cooperative
Garkane Energy Coop, Inc | Cooperative
Gila River Indian Utility Authority (GRICUA) | Cooperative
Graham County Electric Coop Inc | Cooperative
Mohave Electric Cooperative, Inc. | Cooperative
Navopache Electric Coop, Inc | Cooperative
Sulphur Springs Valley E C Inc | Cooperative
Trico Electric Cooperative Inc | Cooperative
Anza Electric Coop Inc | Cooperative
Plumas-Sierra Rural Elec Coop | Cooperative
Surprise Valley Electrification | Cooperative
Valley Electric Assn, Inc | Cooperative
CORE Electric Cooperative | Cooperative
Delta Montrose Electric Assn | Cooperative
Deseret Generation & Tran Coop | Cooperative
Empire Electric Assn, Inc | Cooperative
Grand Valley Power | Cooperative
Gunnison County Elec Assn. | Cooperative
High West Energy, Inc | Cooperative
Highline Electric Assn | Cooperative
Holy Cross Electric Assn, Inc | Cooperative
K C Electric Association | Cooperative
La Plata Electric Assn, Inc | Cooperative
Moon Lake Electric Assn Inc | Cooperative
Morgan County Rural Elec Assn | Cooperative
Mountain Parks Electric, Inc | Cooperative
Mountain View Elec Assn, Inc | Cooperative
Poudre Valley REA, Inc | Cooperative
San Isabel Electric Assn, Inc | Cooperative
San Luis Valley R E C, Inc | Cooperative
San Miguel Power Assn, Inc | Cooperative
Sangre De Cristo Elec Assn Inc | Cooperative
Southeast Colorado Power Assn | Cooperative
Southwestern Electric Coop Inc - (NM) | Cooperative
Tri-County Electric Coop, Inc (OK) | Cooperative
United Power, Inc | Cooperative
Wheatland Electric Coop, Inc | Cooperative
White River Electric Assn, Inc | Cooperative
Y-W Electric Assn Inc | Cooperative
Yampa Valley Electric Assn Inc | Cooperative
Delaware Electric Cooperative | Cooperative
Central Florida Elec Coop, Inc | Cooperative
Choctawhatche Elec Coop, Inc | Cooperative
Clay Electric Cooperative, Inc - (FL) | Cooperative
Escambia River Elec Coop, Inc | Cooperative
Florida Keys El Coop Assn, Inc | Cooperative
Glades Electric Coop, Inc | Cooperative
Gulf Coast Electric Coop, Inc | Cooperative
Lee County Electric Coop, Inc - (FL) | Cooperative
Okefenoke Rural El Member Corp | Cooperative
Peace River Electric Coop, Inc | Cooperative
Sumter Electric Coop, Inc | Cooperative
Suwannee Valley Elec Coop Inc | Cooperative
Talquin Electric Coop, Inc | Cooperative
Tri-County Electric Coop, Inc (FL) | Cooperative
West Florida El Coop Assn, Inc | Cooperative
Withlacoochee River Elec Coop | Cooperative
Altamaha Electric Member Corp | Cooperative
Amicalola Electric Member Corp | Cooperative
Blue Ridge Mountain EMC - (GA) | Cooperative
Canoochee Electric Member Corp | Cooperative
Carroll Electric Member Corp - (GA) | Cooperative
Central Georgia El Member Corp | Cooperative
Coastal Electric Member Corp - (GA) | Cooperative
Cobb Electric Membership Corp | Cooperative
Colquitt Electric Membership Corp | Cooperative
Coweta-Fayette El Member Corp | Cooperative
Diverse Power Incorporated | Cooperative
Excelsior Electric Member Corp | Cooperative
Flint Electric Membership Corp | Cooperative
Grady Electric Membership Corp | Cooperative
GreyStone Power Corporation | Cooperative
Habersham Electric Membership Corp | Cooperative
Hart Electric Member Corp | Cooperative
Haywood Electric Member Corp | Cooperative
Irwin Electric Membership Corp | Cooperative
Jackson Electric Member Corp - (GA) | Cooperative
Jefferson Electric Member Corp | Cooperative
Little Ocmulgee El Member Corp | Cooperative
Middle Georgia El Member Corp | Cooperative
Mitchell Electric Member Corp | Cooperative
North Georgia Elec Member Corp | Cooperative
Ocmulgee Electric Member Corp | Cooperative
Oconee Electric Member Corp | Cooperative
Okefenoke Rural El Member Corp | Cooperative
Planters Electric Member Corp | Cooperative
Rayle Electric Membership Corp | Cooperative
Satilla Rural Elec Member Corporation | Cooperative
Sawnee Electric Membership Corporation | Cooperative
Slash Pine Elec Member Corp | Cooperative
Snapping Shoals El Member Corp | Cooperative
Southern Rivers Energy | Cooperative
Sumter Electric Member Corp | Cooperative
Three Notch Elec Member Corp | Cooperative
Tri-County Elec Member Corp (GA) | Cooperative
Tri-State Electric Member Corp | Cooperative
Upson Elec Member Corp | Cooperative
Walton Electric Member Corp | Cooperative
Washington Elec Member Corp | Cooperative
Kauai Island Utility Cooperative | Cooperative
Access Energy Coop | Cooperative
Allamakee-Clayton El Coop, Inc | Cooperative
Atchison-Holt Electric Coop | Cooperative
Boone Valley Electric Coop | Cooperative
Butler County Rural Elec Coop - (IA) | Cooperative
Calhoun County Elec Coop Assn | Cooperative
Cass Electric Coop | Cooperative
Chariton Valley Elec Coop, Inc | Cooperative
Clarke Electric Coop Inc - (IA) | Cooperative
Consumers Energy Coop - (IA) | Cooperative
East-Central Iowa Rural Elec Coop | Cooperative
Eastern Iowa Light & Power Coop | Cooperative
Farmers Electric Coop - (IA) | Cooperative
Farmers Electric Coop, Inc - (IA) | Cooperative
Federated Rural Electric Assn | Cooperative
Franklin Rural Electric Coop - (IA) | Cooperative
Freeborn Mower Electric Cooperative | Cooperative
Grundy County Rural Elec Coop | Cooperative
Grundy Electric Coop, Inc | Cooperative
Guthrie County Rural E C A | Cooperative
Harrison County Rrl Elec Coop | Cooperative
Heartland Power Coop | Cooperative
Iowa Lakes Electric Coop | Cooperative
Linn County REC | Cooperative
Lyon Rural Electric Coop | Cooperative
Maquoketa Valley Rrl Elec Coop | Cooperative
MiEnergy Cooperative | Cooperative
Midland Power Coop | Cooperative
Nishnabotna Valley R E C | Cooperative
Nobles Cooperative Electric | Cooperative
North West Rural Electric Coop | Cooperative
Osceola Electric Coop, Inc | Cooperative
Pella Cooperative Elec Assn | Cooperative
Pleasant Hill Community Line | Cooperative
Prairie Energy Coop | Cooperative
Raccoon Valley Electric Cooperative | Cooperative
Southern Iowa Elec Coop, Inc | Cooperative
Southwest Iowa Rural Elec Coop | Cooperative
T I P Rural Electric Coop | Cooperative
United Electric Coop, Inc - (MO) | Cooperative
Western Iowa Power Coop | Cooperative
Woodbury County Rural E C A | Cooperative
Clearwater Power Company | Cooperative
East End Mutual Elec Co Ltd | Cooperative
Fall River Rural Elec Coop Inc | Cooperative
Farmers Electric Company, Ltd - (ID) | Cooperative
Idaho County L&P Coop Assn, Inc | Cooperative
Inland Power & Light Company | Cooperative
Kootenai Electric Cooperative | Cooperative
Lost River Electric Coop Inc | Cooperative
Lower Valley Energy Inc | Cooperative
Missoula Electric Coop, Inc | Cooperative
Northern Lights, Inc | Cooperative
Raft Rural Elec Coop Inc | Cooperative
Riverside Electric Cooperative | Cooperative
Salmon River Electric Coop Inc | Cooperative
South Side Electric, Inc | Cooperative
United Electric Co-op, Inc - (ID) | Cooperative
Vigilante Electric Coop, Inc | Cooperative
Adams Electric Coop | Cooperative
Clay Electric Coop Inc - (IL) | Cooperative
Clinton County Elec Coop, Inc | Cooperative
Coles-Moultrie Electric Coop | Cooperative
Corn Belt Energy Corporation | Cooperative
Eastern Illinois Elec Coop | Cooperative
Egyptian Electric Coop Assn | Cooperative
Enerstar Power Corp | Cooperative
Illinois Rural Electric Coop | Cooperative
Jo-Carroll Energy, Inc | Cooperative
M J M Electric Cooperative Inc | Cooperative
McDonough Power Coop | Cooperative
Menard Electric Coop | Cooperative
Monroe County Elec Coop, Inc | Cooperative
Norris Electric Coop | Cooperative
Rock Energy Cooperative | Cooperative
Rural Electric Conven Coop - (IL) | Cooperative
Scenic Rivers Energy Coop | Cooperative
Shelby Electric Coop, Inc - (IL) | Cooperative
Southeastern IL Elec Coop, Inc | Cooperative
Southern Illinois Elec Coop | Cooperative
Southwestern Electric Coop Inc - (IL) | Cooperative
Spoon River Electric Coop, Inc | Cooperative
Tri-County Electric Coop, Inc (IL) | Cooperative
Wayne-White Counties Elec Coop | Cooperative
Western Illinois Elec Coop | Cooperative
Bartholomew County Rural E M C | Cooperative
Boone County Rural EMC | Cooperative
Carroll-White REMC | Cooperative
Clark County Rural E M C - (IN) | Cooperative
Daviess Martin County R E M C | Cooperative
Decatur County Rural E M C | Cooperative
Dubois Rural Electric Coop Inc | Cooperative
Fulton County Rural E M C | Cooperative
Harrison County Rural E M C | Cooperative
Heartland REMC | Cooperative
Hendricks County Rural E M C | Cooperative
Henry County Rural E M C | Cooperative
Jackson County Rural E M C - (IN) | Cooperative
Jasper County Rural E M C | Cooperative
Jay County Rural E M C | Cooperative
Johnson County Rural E M C | Cooperative
Kankakee Valley Rural E M C | Cooperative
Kosciusko County Rural E M C | Cooperative
Lagrange County Rural E M C | Cooperative
Marshall County Rural E M C | Cooperative
Miami-Cass County Rural E M C | Cooperative
Midwest Energy Cooperative - (MI) | Cooperative
Newton County Rural E M C | Cooperative
NineStar Connect | Cooperative
Noble County R E M C | Cooperative
Northeastern Rural E M C | Cooperative
Orange County Rural E M C | Cooperative
Parke County Rural E M C | Cooperative
Paulding-Putman Elec Coop, Inc | Cooperative
RushShelby Energy | Cooperative
South Central Indiana REMC | Cooperative
Southeastern Indiana R E M C | Cooperative
Southern Indiana R E C, Inc | Cooperative
Steuben County Rural E M C | Cooperative
Tipmont Rural Elec Member Corp | Cooperative
Utilities Dist-Western IN REMC | Cooperative
Warren County Rural E M C | Cooperative
Western Indiana Energy REMC | Cooperative
Whitewater Valley Rural EMC | Cooperative
4 Rivers Electric Cooperative, Inc. | Cooperative
Alfalfa Electric Coop, Inc | Cooperative
Ark Valley Elec Coop Assn, Inc | Cooperative
Bluestem Electric Coop Inc | Cooperative
Brown-Atchison E C A Inc | Cooperative
Butler Rural El Coop Assn, Inc - (KS) | Cooperative
CMS Electric Coop Inc | Cooperative
Caney Valley El Coop Assn, Inc | Cooperative
DS&O Electric Cooperative, Inc. | Cooperative
Doniphan Elec Coop Assn, Inc | Cooperative
Flint Hills Rural E C A, Inc | Cooperative
FreeState Electric Coop | Cooperative
Heartland Rural Elec Coop, Inc | Cooperative
Lane-Scott Electric Coop, Inc | Cooperative
Midwest Energy Inc - (KS) | Cooperative
Nemaha-Marshall E C A, Inc | Cooperative
Ninnescah Rural E C A Inc | Cooperative
Pioneer Electric Coop, Inc - (KS) | Cooperative
Prairie Land Electric Coop Inc | Cooperative
Rolling Hills Electric Coop | Cooperative
Sedgwick County El Coop Assn Inc | Cooperative
Southern Pioneer Electric Company | Cooperative
Sumner-Cowley Elec Coop, Inc | Cooperative
Tri-County Electric Coop, Inc (OK) | Cooperative
Twin Valley Electric Coop Inc | Cooperative
Victory Electric Coop Assn Inc | Cooperative
Western Coop Electric Assn Inc | Cooperative
Wheatland Electric Coop, Inc | Cooperative
Big Sandy Rural Elec Coop Corp | Cooperative
Blue Grass Energy Coop Corp | Cooperative
Clark Energy Coop Inc - (KY) | Cooperative
Cumberland Valley Electric, Inc. | Cooperative
Farmers Rural Electric Coop Corp - (KY) | Cooperative
Fleming-Mason Energy Coop Inc | Cooperative
Gibson Electric Members Corp | Cooperative
Grayson Rural Electric Coop Corp | Cooperative
Inter County Energy Coop Corp - (KY) | Cooperative
Jackson Energy Coop Corp - (KY) | Cooperative
Jackson Purchase Energy Corporation | Cooperative
Kenergy Corp | Cooperative
Licking Valley Rural E C C | Cooperative
Meade County Rural E C C | Cooperative
Nolin Rural Electric Coop Corp | Cooperative
Owen Electric Coop Inc | Cooperative
Pennyrile Rural Electric Coop | Cooperative
Salt River Electric Coop Corp | Cooperative
Shelby Energy Coop, Inc - (KY) | Cooperative
South Kentucky Rural E C C | Cooperative
Taylor County Rural E C C | Cooperative
Tri-County Elec Member Corp (TN) | Cooperative
Warren Rural Elec Coop Corp | Cooperative
West Kentucky Rural E C C | Cooperative
Ashley Chicot Elec Coop, Inc | Cooperative
Beauregard Electric Coop, Inc | Cooperative
Claiborne Electric Coop, Inc | Cooperative
Concordia Electric Coop, Inc | Cooperative
Dixie Electric Membership Corp - (LA) | Cooperative
Jefferson Davis Elec Coop, Inc | Cooperative
Northeast Louisiana Power Coop Inc. | Cooperative
Panola-Harrison Elec Coop, Inc | Cooperative
Pointe Coupee Elec Member Corp | Cooperative
South Louisiana Elec Coop Assn | Cooperative
Southwest Louisiana E M C | Cooperative
Washington-St Tammany E C, Inc | Cooperative
A & N Electric Coop | Cooperative
Choptank Electric Cooperative, Inc | Cooperative
Southern Maryland Elec Coop Inc | Cooperative
Eastern Maine Electric Coop | Cooperative
Fox Islands Electric Coop, Inc | Cooperative
Alger-Delta Coop Electric Assn | Cooperative
Bayfield Electric Coop, Inc | Cooperative
Cherryland Electric Coop Inc | Cooperative
Cloverland Electric Co-op | Cooperative
Great Lakes Energy Coop | Cooperative
Midwest Energy Cooperative - (MI) | Cooperative
Ontonagon County R E A | Cooperative
Presque Isle Elec & Gas Coop | Cooperative
Thumb Electric Coop of Mich | Cooperative
Tri-County Electric Coop (MI) | Cooperative
Agralite Electric Coop | Cooperative
Arrowhead Electric Coop, Inc | Cooperative
BENCO Electric Cooperative | Cooperative
Beltrami Electric Coop, Inc | Cooperative
Brown County Rural Elec Assn | Cooperative
Clearwater-Polk Elec Coop Inc | Cooperative
Connexus Energy | Cooperative
Cooperative L&P Assn Lake County | Cooperative
Crow Wing Cooperative Power & Light Comp | Cooperative
Dakota Electric Association | Cooperative
East Central Energy | Cooperative
Federated Rural Electric Assn | Cooperative
Freeborn Mower Electric Cooperative | Cooperative
Goodhue County Coop Elec Assn | Cooperative
H-D Electric Coop Inc | Cooperative
Heartland Power Coop | Cooperative
Itasca-Mantrap Co-op Electrical Assn | Cooperative
Kandiyohi Power Coop | Cooperative
Lake Country Power | Cooperative
Lake Region Electric Cooperative - (MN) | Cooperative
Lyon Electric Cooperative, Inc. | Cooperative
McLeod Cooperative Power Assn | Cooperative
Meeker Coop Light & Power Assn | Cooperative
MiEnergy Cooperative | Cooperative
Mille Lacs Energy Cooperative | Cooperative
Minnesota Valley Coop L&P Assn | Cooperative
Minnesota Valley Electric Coop | Cooperative
Nobles Cooperative Electric | Cooperative
North Itasca Electric Coop Inc | Cooperative
North Star Electric Coop, Inc | Cooperative
P K M Electric Coop, Inc | Cooperative
People's Cooperative Services | Cooperative
Red Lake Electric Coop, Inc | Cooperative
Red River Valley Coop Pwr Assn | Cooperative
Redwood Electric Coop | Cooperative
Renville-Sibley Coop Pwr Assn | Cooperative
Roseau Electric Coop, Inc | Cooperative
Runestone Electric Assn | Cooperative
Sioux Valley SW Elec Coop | Cooperative
South Central Electric Assn | Cooperative
Stearns Cooperative Elec Assn | Cooperative
Steele-Waseca Cooperative Electric | Cooperative
Todd-Wadena Electric Coop | Cooperative
Traverse Electric Coop, Inc | Cooperative
Wild Rice Electric Coop, Inc | Cooperative
Wright-Hennepin Coop Elec Assn | Cooperative
Atchison-Holt Electric Coop | Cooperative
Barry Electric Coop | Cooperative
Barton County Elec Coop, Inc | Cooperative
Black River Electric Coop - (MO) | Cooperative
Boone Electric Coop | Cooperative
Callaway Electric Cooperative | Cooperative
Carroll Electric Coop Corp - (AR) | Cooperative
Central Missouri Elec Coop Inc | Cooperative
Citizens Electric Corporation - (MO) | Cooperative
Clay County Electric Coop Corp - (AR) | Cooperative
Co-Mo Electric Coop Inc | Cooperative
Consolidated Electric Coop | Cooperative
Crawford Electric Coop, Inc | Cooperative
Cuivre River Electric Coop Inc | Cooperative
Farmers Electric Coop, Inc - (MO) | Cooperative
Gascosage Electric Coop | Cooperative
Grundy Electric Coop, Inc | Cooperative
Howard Electric Coop | Cooperative
Howell-Oregon Elec Coop, Inc | Cooperative
Intercounty Electric Coop Assn - (MO) | Cooperative
Laclede Electric Coop, Inc | Cooperative
Lewis County Rural E C A | Cooperative
Macon Electric Coop | Cooperative
Missouri Rural Electric Coop | Cooperative
New-Mac Electric Coop, Inc | Cooperative
North Central MO Elec Coop Inc | Cooperative
Osage Valley Elec Coop Assn | Cooperative
Ozark Border Electric Coop | Cooperative
Ozark Electric Coop Inc - (MO) | Cooperative
Pemiscot-Dunklin Elec Coop Inc | Cooperative
Platte-Clay Electric Coop, Inc | Cooperative
Ralls County Electric Coop | Cooperative
SE-MA-NO Electric Coop | Cooperative
SEMO Electric Cooperative | Cooperative
Sac-Osage Electric Coop Inc | Cooperative
Southwest Electric Coop, Inc | Cooperative
Three Rivers Electric Coop | Cooperative
Tri-County Electric Coop Assn (MO) | Cooperative
United Electric Coop, Inc - (MO) | Cooperative
Webster Electric Coop | Cooperative
West Central Electric Coop Inc - (MO) | Cooperative
White River Valley El Coop Inc | Cooperative
4-County Electric Power Assn | Cooperative
Alcorn County Elec Power Assn | Cooperative
Central Electric Power Assn - (MS) | Cooperative
Coahoma Electric Power Assn | Cooperative
Coast Electric Power Assn - (MS) | Cooperative
Delta Electric Power Assn | Cooperative
Dixie Electric Power Assn - (MS) | Cooperative
East Mississippi Elec Pwr Assn | Cooperative
Magnolia Electric Power Assn | Cooperative
Monroe County Elec Power Assn | Cooperative
Natchez Trace Elec Power Assn | Cooperative
North East Mississippi EPA | Cooperative
Northcentral Mississippi E P A | Cooperative
Pearl River Valley El Pwr Assn | Cooperative
Pontotoc Electric Power Assn | Cooperative
Prentiss County Elec Pwr Assn | Cooperative
Singing River Elec Cooperative | Cooperative
Southern Pine Electric Cooperative | Cooperative
Southwest Mississippi E P A | Cooperative
Tallahatchie Valley E P A | Cooperative
Tippah Electric Power Assn | Cooperative
Tishomingo County E P A | Cooperative
Tombigbee Electric Power Assn | Cooperative
Twin County Electric Pwr Assn | Cooperative
Yazoo Valley Elec Power Assn | Cooperative
Beartooth Electric Coop, Inc | Cooperative
Big Flat Electric Coop Inc | Cooperative
Big Horn County Elec Coop, Inc | Cooperative
Big Horn Rural Electric Co | Cooperative
Fall River Rural Elec Coop Inc | Cooperative
Fergus Electric Coop, Inc | Cooperative
Flathead Electric Coop Inc | Cooperative
Glacier Electric Coop, Inc | Cooperative
Goldenwest Electric Coop, Inc | Cooperative
Grand Electric Coop, Inc | Cooperative
Hill County Electric Coop, Inc | Cooperative
Lincoln Electric Coop, Inc | Cooperative
Lower Yellowstone R E A, Inc | Cooperative
Marias River Electric Coop Inc | Cooperative
McCone Electric Coop Inc | Cooperative
McKenzie Electric Coop Inc | Cooperative
Mid-Yellowstone Elec Coop, Inc | Cooperative
Missoula Electric Coop, Inc | Cooperative
NorVal Electric Cooperative, Inc | Cooperative
Northern Lights, Inc | Cooperative
Park Electric Coop Inc | Cooperative
Powder River Energy Corp | Cooperative
Ravalli County Elec Coop, Inc | Cooperative
Sheridan Electric Coop, Inc | Cooperative
Southeast Electric Coop, Inc | Cooperative
Sun River Electric Coop, Inc | Cooperative
Tongue River Electric Coop Inc | Cooperative
Vigilante Electric Coop, Inc | Cooperative
Yellowstone Valley Elec Co-op | Cooperative
Albemarle Electric Member Corp | Cooperative
Blue Ridge Elec Member Corp - (NC) | Cooperative
Blue Ridge Mountain EMC - (GA) | Cooperative
Broad River Electric Coop, Inc | Cooperative
Brunswick Electric Member Corp | Cooperative
Cape Hatteras Elec Member Corp | Cooperative
Carteret-Craven El Member Corp | Cooperative
Central Electric Membership Corp. - (NC) | Cooperative
Edgecombe-Martin County E M C | Cooperative
EnergyUnited Elec Member Corp | Cooperative
Four County Elec Member Corp | Cooperative
French Broad Elec Member Corp | Cooperative
Halifax Electric Member Corp | Cooperative
Haywood Electric Member Corp | Cooperative
Jones-Onslow Elec Member Corp | Cooperative
Lumbee River Elec Member Corp | Cooperative
Mecklenburg Electric Cooperative | Cooperative
Mountain Electric Coop, Inc | Cooperative
Pee Dee Electric Member Corp | Cooperative
Piedmont Electric Member Corp | Cooperative
Pitt & Greene Elec Member Corp | Cooperative
Randolph Electric Member Corp | Cooperative
Roanoke Electric Member Corp | Cooperative
Rutherford Elec Member Corp | Cooperative
South River Elec Member Corp | Cooperative
Surry-Yadkin Elec Member Corp | Cooperative
Tideland Electric Member Corp | Cooperative
Tri-County Elec Member Corp (NC) | Cooperative
Tri-State Electric Member Corp | Cooperative
Union Electric Membership Corp - (NC) | Cooperative
Wake Electric Membership Corp | Cooperative
York Electric Coop Inc | Cooperative
Basin Electric Power Coop | Cooperative
Burke-Divide Electric Coop Inc | Cooperative
Capital Electric Coop, Inc | Cooperative
Cass County Elec Coop Inc | Cooperative
Cavalier Rural Elec Coop, Inc | Cooperative
Dakota Valley Elec Coop Inc | Cooperative
Goldenwest Electric Coop, Inc | Cooperative
KEM Electric Coop Inc | Cooperative
Lower Yellowstone R E A, Inc | Cooperative
McKenzie Electric Coop Inc | Cooperative
McLean Electric Coop, Inc | Cooperative
Mor-Gran-Sou Electric Coop Inc | Cooperative
Mountrail-Williams Elec Coop | Cooperative
Nodak Electric Coop Inc | Cooperative
North Central Elec Coop, Inc - (ND) | Cooperative
Northern Plains Electric Coop | Cooperative
Roughrider Electric Cooperativ | Cooperative
Sheridan Electric Coop, Inc | Cooperative
Slope Electric Coop Inc | Cooperative
Traverse Electric Coop, Inc | Cooperative
Verendrye Electric Coop Inc | Cooperative
Cherry-Todd Electric Coop, Inc | Cooperative
High West Energy, Inc | Cooperative
Highline Electric Assn | Cooperative
LaCreek Electric Assn, Inc | Cooperative
Midwest Electric Member Corp - (NE) | Cooperative
Niobrara Electric Assn, Inc | Cooperative
Niobrara Valley El Member Corp | Cooperative
Panhandle Rural El Member Assn | Cooperative
Wyrulec Company | Cooperative
Y-W Electric Assn Inc | Cooperative
New Hampshire Elec Coop Inc | Cooperative
Sussex Rural Electric Coop Inc | Cooperative
Central New Mexico El Coop, Inc | Cooperative
Central Valley Elec Coop, Inc | Cooperative
Columbus Electric Coop, Inc | Cooperative
Continental Divide El Coop Inc | Cooperative
Duncan Valley Elec Coop, Inc | Cooperative
Farmers Electric Coop, Inc - (NM) | Cooperative
Jemez Mountains Elec Coop, Inc | Cooperative
Kit Carson Electric Coop, Inc | Cooperative
Lea County Electric Coop, Inc - (NM) | Cooperative
Mora-San Miguel Elec Coop | Cooperative
Navopache Electric Coop, Inc | Cooperative
Northern Rio Arriba E Coop Inc | Cooperative
Otero County Electric Coop Inc | Cooperative
Rio Grande Electric Coop, Inc | Cooperative
Roosevelt County Elec Coop Inc | Cooperative
Sierra Electric Coop, Inc | Cooperative
Socorro Electric Coop, Inc | Cooperative
Southwestern Electric Coop Inc - (NM) | Cooperative
Springer Electric Coop, Inc | Cooperative
Tri-County Electric Coop, Inc (OK) | Cooperative
Harney Electric Coop, Inc | Cooperative
Mt Wheeler Power, Inc | Cooperative
Plumas-Sierra Rural Elec Coop | Cooperative
Raft Rural Elec Coop Inc | Cooperative
Surprise Valley Electrification | Cooperative
Valley Electric Assn, Inc | Cooperative
Wells Rural Electric Co | Cooperative
Delaware County Elec Coop Inc | Cooperative
North Shore Towers Apts Inc | Cooperative
Oneida-Madison Elec Coop, Inc | Cooperative
Otsego Electric Coop, Inc | Cooperative
Steuben Rural Elec Coop, Inc | Cooperative
Adams Rural Electric Coop, Inc | Cooperative
Buckeye Rural Elec Coop, Inc | Cooperative
Butler Rural Electric Coop Inc - (OH) | Cooperative
Carroll Electric Coop, Inc - (OH) | Cooperative
Consolidated Cooperative | Cooperative
Darke Rural Electric Coop, Inc | Cooperative
Firelands Electric Coop, Inc | Cooperative
Frontier Power Company | Cooperative
Guernsey-Muskingum El Coop Inc | Cooperative
Hancock-Wood Electric Coop Inc | Cooperative
Holmes-Wayne Electric Coop Inc | Cooperative
Licking Rural Electric Inc | Cooperative
Logan County Coop Power & Light | Cooperative
Lorain-Medina R E C, Inc | Cooperative
Mid-Ohio Energy Coop, Inc | Cooperative
Midwest Electric, Inc - (OH) | Cooperative
Midwest Energy Cooperative - (MI) | Cooperative
North Central Elec Coop, Inc - (OH) | Cooperative
North Western Elec Coop, Inc | Cooperative
Paulding-Putman Elec Coop, Inc | Cooperative
Pioneer Rural Elec Coop, Inc - (OH) | Cooperative
South Central Power Company | Cooperative
Tricounty Rural Elec Coop, Inc - (OH) | Cooperative
Union Rural Electric Coop, Inc | Cooperative
Washington Electric Coop - (OH) | Cooperative
Alfalfa Electric Coop, Inc | Cooperative
Arkansas Valley Elec Coop Corp | Cooperative
CKenergy Electric Cooperative | Cooperative
Canadian Valley Elec Coop, Inc | Cooperative
Central Rural Electric Cooperative, Inc | Cooperative
Choctaw Electric Coop Inc | Cooperative
Cimarron Electric Coop | Cooperative
Cookson Hills Elec Coop, Inc | Cooperative
Cotton Electric Coop, Inc | Cooperative
East Central Oklahoma Elec Coop Inc | Cooperative
Harmon Electric Assn Inc | Cooperative
Indian Electric Coop, Inc | Cooperative
Kay Electric Coop | Cooperative
Kiamichi Electric Coop, Inc | Cooperative
Lake Region Electric Coop, Inc - (OK) | Cooperative
Northeast Oklahoma Electric Co | Cooperative
Northfork Electric Coop, Inc | Cooperative
Northwestern Electric Coop Inc - (OK) | Cooperative
Oklahoma Electric Coop Inc | Cooperative
Ozarks Electric Coop Corp - (AR) | Cooperative
People's Electric Cooperative | Cooperative
Red River Valley Rrl Elec Assn | Cooperative
Rich Mountain Elec Coop, Inc | Cooperative
Rural Electric Coop, Inc - (OK) | Cooperative
Southeastern Electric Coop Inc - (OK) | Cooperative
Southwest Arkansas E C C | Cooperative
Southwest Rural Elec Assn Inc | Cooperative
Southwestern Electric Coop Inc - (NM) | Cooperative
Tri-County Electric Coop, Inc (OK) | Cooperative
Verdigris Valley Elec Coop Inc | Cooperative
Blachly-Lane County Coop El Assn | Cooperative
Central Electric Coop Inc - (OR) | Cooperative
Clearwater Power Company | Cooperative
Columbia Basin Elec Cooperative, Inc | Cooperative
Columbia Power Coop Assn Inc - (OR) | Cooperative
Columbia Rural Elec Assn, Inc | Cooperative
Consumers Power, Inc | Cooperative
Coos-Curry Electric Coop, Inc | Cooperative
Douglas Electric Coop - (OR) | Cooperative
Harney Electric Coop, Inc | Cooperative
Hood River Electric Coop | Cooperative
Lane Electric Coop Inc | Cooperative
Midstate Electric Coop, Inc | Cooperative
Oregon Trail El Cons Coop, Inc | Cooperative
Salem Electric - (OR) | Cooperative
Surprise Valley Electrification | Cooperative
Umatilla Electric Coop Assn | Cooperative
Umpqua Indian Utility Cooperative | Cooperative
Wasco Electric Coop, Inc | Cooperative
West Oregon Electric Coop Inc | Cooperative
Adams Electric Cooperative Inc | Cooperative
Bedford Rural Elec Coop, Inc | Cooperative
Central Electric Coop, Inc - (PA) | Cooperative
Claverack Rural Elec Coop Inc | Cooperative
New Enterprise R E C, Inc | Cooperative
Northwestern Rural E C A, Inc - (PA) | Cooperative
REA Energy Coop Inc | Cooperative
Somerset Rural Elec Coop, Inc | Cooperative
Sullivan County R E C, Inc - (PA) | Cooperative
Tri-County Rural Elec Coop Inc (PA) | Cooperative
United Electric Coop, Inc - (PA) | Cooperative
Valley Rural Electric Coop Inc | Cooperative
Warren Electric Coop Inc | Cooperative
Aiken Electric Coop Inc | Cooperative
Berkeley Electric Coop Inc | Cooperative
Black River Electric Coop, Inc - (SC) | Cooperative
Blue Ridge Electric Coop Inc - (SC) | Cooperative
Broad River Electric Coop, Inc | Cooperative
Coastal Electric Coop, Inc - (SC) | Cooperative
Edisto Electric Coop, Inc | Cooperative
Fairfield Electric Coop, Inc | Cooperative
Haywood Electric Member Corp | Cooperative
Horry Electric Coop Inc | Cooperative
Laurens Electric Coop, Inc | Cooperative
Little River Electric Coop Inc | Cooperative
Lynches River Elec Coop, Inc | Cooperative
MPD Electric Cooperative | Cooperative
Mid-Carolina Electric Coop Inc | Cooperative
Newberry Electric Coop, Inc | Cooperative
Palmetto Electric Coop Inc | Cooperative
Santee Electric Coop, Inc | Cooperative
Tri-County Electric Coop, Inc (SC) | Cooperative
York Electric Coop Inc | Cooperative
Black Hills Electric Coop, Inc | Cooperative
Bon Homme Yankton El Assn, Inc | Cooperative
Butte Electric Coop, Inc | Cooperative
Cam Wal Electric Coop, Inc | Cooperative
Central Electric Coop, Inc - (SD) | Cooperative
Charles Mix Electric Assn, Inc | Cooperative
Cherry-Todd Electric Coop, Inc | Cooperative
Clay-Union Electric Corp | Cooperative
Codington-Clark Elec Coop, Inc | Cooperative
Dakota Energy Coop Inc | Cooperative
Douglas Electric Coop, Inc | Cooperative
FEM Electric Assn, Inc | Cooperative
Grand Electric Coop, Inc | Cooperative
H-D Electric Coop Inc | Cooperative
Kingsbury Electric Coop, Inc | Cooperative
LaCreek Electric Assn, Inc | Cooperative
Lake Region Electric Assn, Inc - (SD) | Cooperative
Moreau-Grand Electric Coop Inc | Cooperative
Niobrara Electric Assn, Inc | Cooperative
Northern Electric Coop, Inc | Cooperative
Oahe Electric Coop Inc | Cooperative
Rosebud Electric Coop Inc | Cooperative
Sioux Valley SW Elec Coop | Cooperative
Southeast Electric Coop, Inc | Cooperative
Southeastern Electric Coop Inc - (SD) | Cooperative
Traverse Electric Coop, Inc | Cooperative
Union County Electric Coop Inc | Cooperative
West Central Electric Coop Inc - (SD) | Cooperative
West River Electric Assn Inc | Cooperative
Whetstone Valley Elec Coop Inc | Cooperative
Appalachian Electric Coop | Cooperative
Caney Fork Electric Coop, Inc | Cooperative
Chickasaw Electric Coop, Inc | Cooperative
Cumberland Elec Member Corp | Cooperative
Cumberland Valley Electric, Inc. | Cooperative
Duck River Elec Member Corp | Cooperative
Forked Deer Electric Coop, Inc | Cooperative
Fort Loudoun Electric Coop | Cooperative
French Broad Elec Member Corp | Cooperative
Gibson Electric Members Corp | Cooperative
Holston Electric Coop, Inc | Cooperative
Meriwether Lewis Electric Coop | Cooperative
Middle Tennessee E M C | Cooperative
Mountain Electric Coop, Inc | Cooperative
Pickwick Electric Coop | Cooperative
Plateau Electric Cooperative | Cooperative
Powell Valley Electric Coop | Cooperative
Sequachee Valley Electric Coop | Cooperative
South Kentucky Rural E C C | Cooperative
Southwest Tennessee E M C | Cooperative
Tennessee Valley Electric Coop | Cooperative
Tri-County Elec Member Corp (TN) | Cooperative
Tri-State Electric Member Corp | Cooperative
Upper Cumberland E M C | Cooperative
Volunteer Electric Coop | Cooperative
Bailey County Elec Coop Assn | Cooperative
Bandera Electric Coop, Inc | Cooperative
Bartlett Electric Coop, Inc | Cooperative
Big Country Electric Coop, Inc | Cooperative
Bluebonnet Electric Coop, Inc | Cooperative
Bowie-Cass Electric Coop, Inc | Cooperative
Central Texas Elec Coop, Inc | Cooperative
Cherokee County Elec Coop Assn - (TX) | Cooperative
Coleman County Elec Coop, Inc | Cooperative
Comanche County Elec Coop Assn | Cooperative
Concho Valley Elec Coop Inc | Cooperative
Cooke County Elec Coop Assn | Cooperative
Deaf Smith Electric Coop, Inc | Cooperative
Deep East Texas Elec Coop Inc | Cooperative
Denton County Elec Coop, Inc | Cooperative
Fannin County Electric Coop | Cooperative
Farmers Electric Coop, Inc - (TX) | Cooperative
Fayette Electric Coop, Inc | Cooperative
Fort Belknap Electric Coop Inc | Cooperative
Grayson-Collin Elec Coop, Inc | Cooperative
Greenbelt Electric Coop, Inc | Cooperative
Guadalupe Valley Elec Coop Inc | Cooperative
HILCO Electric Cooperative, Inc. | Cooperative
Hamilton County Elec Coop Assn | Cooperative
Harmon Electric Assn Inc | Cooperative
Heart of Texas Electric Coop | Cooperative
Houston County Elec Coop Inc | Cooperative
J-A-C Electric Coop Inc | Cooperative
Jackson Electric Coop, Inc - (TX) | Cooperative
Jasper-Newton Elec Coop, Inc | Cooperative
Karnes Electric Coop Inc | Cooperative
Lamar County Elec Coop Assn | Cooperative
Lamb County Electric Coop, Inc | Cooperative
Lea County Electric Coop, Inc - (NM) | Cooperative
Lighthouse Electric Coop, Inc | Cooperative
Lyntegar Electric Coop, Inc | Cooperative
Magic Valley Electric Coop Inc | Cooperative
Medina Electric Coop, Inc | Cooperative
Mid-South Electric Coop Assn | Cooperative
Navarro County Elec Coop, Inc | Cooperative
Navasota Valley Elec Coop, Inc | Cooperative
North Plains Electric Coop Inc | Cooperative
Nueces Electric Cooperative | Cooperative
Panola-Harrison Elec Coop, Inc | Cooperative
Pedernales Electric Coop, Inc | Cooperative
Rio Grande Electric Coop, Inc | Cooperative
Rita Blanca Electric Coop, Inc | Cooperative
Rusk County Electric Coop, Inc | Cooperative
Sam Houston Electric Coop Inc | Cooperative
San Bernard Electric Coop, Inc | Cooperative
San Patricio Electric Coop Inc | Cooperative
South Plains Electric Coop Inc | Cooperative
Southwest Arkansas E C C | Cooperative
Southwest Rural Elec Assn Inc | Cooperative
Southwest Texas Elec Coop, Inc | Cooperative
Southwestern Electric Coop Inc - (NM) | Cooperative
Swisher Electric Coop, Inc | Cooperative
Taylor Electric Coop Inc - (TX) | Cooperative
Tri-County Electric Coop, Inc (OK) | Cooperative
Tri-County Electric Coop, Inc (TX) | Cooperative
Trinity Valley Elec Coop Inc | Cooperative
United Electric Coop Service Inc - (TX) | Cooperative
Upshur Rural Elec Coop Corp | Cooperative
Victoria Electric Coop, Inc | Cooperative
Wharton County Elec Coop, Inc | Cooperative
Wise Electric Coop Inc | Cooperative
Wood County Electric Coop, Inc | Cooperative
Bridger Valley Elec Assn, Inc | Cooperative
Dixie Escalante R E A, Inc | Cooperative
Empire Electric Assn, Inc | Cooperative
Garkane Energy Coop, Inc | Cooperative
Moon Lake Electric Assn Inc | Cooperative
Mt Wheeler Power, Inc | Cooperative
Raft Rural Elec Coop Inc | Cooperative
Wells Rural Electric Co | Cooperative
A & N Electric Coop | Cooperative
BARC Electric Coop Inc | Cooperative
Central Virginia Electric Coop | Cooperative
Community Electric Coop | Cooperative
Craig-Botetourt Electric Coop | Cooperative
Mecklenburg Electric Cooperative | Cooperative
Northern Neck Elec Coop, Inc | Cooperative
Northern Virginia Elec Coop | Cooperative
Powell Valley Electric Coop | Cooperative
Prince George Electric Coop | Cooperative
Rappahannock Electric Coop | Cooperative
Shenandoah Valley Elec Coop | Cooperative
Southside Electric Coop, Inc | Cooperative
Vermont Electric Cooperative, Inc | Cooperative
Washington Electric Coop - (VT) | Cooperative
Benton Rural Electric Assn | Cooperative
Big Bend Electric Coop, Inc | Cooperative
Clearwater Power Company | Cooperative
Columbia Rural Elec Assn, Inc | Cooperative
Elmhurst Mutual Power & Light Co | Cooperative
Inland Power & Light Company | Cooperative
Kootenai Electric Cooperative | Cooperative
Lakeview Light & Power | Cooperative
Modern Electric Water Company | Cooperative
Nespelem Valley Elec Coop, Inc | Cooperative
Northern Lights, Inc | Cooperative
Ohop Mutual Light Company, Inc | Cooperative
Okanogan County Elec Coop, Inc | Cooperative
Orcas Power & Light Coop | Cooperative
Parkland Light & Water Company | Cooperative
Peninsula Light Company | Cooperative
Tanner Electric Coop | Cooperative
Yakama Power | Cooperative
Adams-Columbia Electric Coop | Cooperative
Barron Electric Coop | Cooperative
Bayfield Electric Coop, Inc | Cooperative
Central Wisconsin Elec Coop | Cooperative
Chippewa Valley Electric Coop | Cooperative
Clark Electric Coop - (WI) | Cooperative
Dunn County Electric Coop | Cooperative
East Central Energy | Cooperative
Eau Claire Electric Coop | Cooperative
Jackson Electric Coop, Inc - (WI) | Cooperative
Jump River Electric Coop Inc | Cooperative
Oakdale Electric Coop | Cooperative
Oconto Electric Cooperative | Cooperative
Pierce-Pepin Coop Services | Cooperative
Polk-Burnett Electric Coop | Cooperative
Price Electric Coop Inc | Cooperative
Richland Electric Coop | Cooperative
Riverland Energy Cooperative | Cooperative
Rock Energy Cooperative | Cooperative
Scenic Rivers Energy Coop | Cooperative
St Croix Electric Coop | Cooperative
Taylor Electric Coop - (WI) | Cooperative
Vernon Electric Coop | Cooperative
Washington Island El Coop, Inc | Cooperative
Craig-Botetourt Electric Coop | Cooperative
Harrison Rural Elec Assn, Inc | Cooperative
Beartooth Electric Coop, Inc | Cooperative
Big Horn County Elec Coop, Inc | Cooperative
Big Horn Rural Electric Co | Cooperative
Bridger Valley Elec Assn, Inc | Cooperative
Carbon Power & Light, Inc | Cooperative
Fall River Rural Elec Coop Inc | Cooperative
Garland Light & Power Company | Cooperative
High Plains Power Inc | Cooperative
High West Energy, Inc | Cooperative
Lower Valley Energy Inc | Cooperative
Niobrara Electric Assn, Inc | Cooperative
Powder River Energy Corp | Cooperative
Southeast Electric Coop, Inc | Cooperative
Wheatland Rural Elec Assn, Inc | Cooperative
Willwood Light & Power Company | Cooperative
Wyrulec Company | Cooperative
Yampa Valley Electric Assn Inc | Cooperative
Igiugig Electric Company | Other
Kokhanok Village Council | Other
Kwig Power Company | Other
Tennessee Valley Authority | Other
Greenbacker Renewable Energy Corporation | Other
Sunnova | Other
Aguila Irrigation District | Other
Aha Macav Power Service | Other
Ak-Chin Electric Utility Authority | Other
Buckeye Water C&D District | Other
Colorado River Indian Irr Proj | Other
Constellation Solar Holding, LLC | Other
Electrical Dist No2 Pinal County | Other
Electrical Dist No3 Pinal County | Other
Electrical Dist No4 Pinal County | Other
Electrical Dist No6 Pinal County | Other
Electrical Dist No7 Maricopa | Other
Electrical Dist No8 Maricopa | Other
EverBright, LLC | Other
Greenbacker Renewable Energy Corporation | Other
Harquahala Valley Pwr District | Other
Hohokam Irr & Drain Dist | Other
Longroad Energy | Other
Maricopa County M W C Dist #1 | Other
McMullen Valley Water C&D Dist | Other
Navajo Tribal Utility Authority | Other
Ocotillo Water Conserv. Dist. | Other
Roosevelt Irrigation District | Other
Salt River Project | Other
Spruce Finance | Other
SunPower Capital, LLC | Other
Sunnova | Other
Sunrun Inc. | Other
TerraForm US Energy Services, LLC | Other
Tesla Inc. | Other
Tohono O'Odham Utility Authority | Other
Tonopah Irrigation District | Other
USBIA-San Carlos Project | Other
WAPA-- Western Area Power Administration | Other
Wellton-Mohawk Irr & Drain Dist | Other
Aha Macav Power Service | Other
Ahana Renewables, LLC | Other
Colorado River Indian Irr Proj | Other
Constellation Solar Holding, LLC | Other
DOD USMC Marine Air Ground Combat | Other
EverBright, LLC | Other
Greenbacker Renewable Energy Corporation | Other
Greenskies Renewable Energy, LLC | Other
Imperial Irrigation District | Other
Kings River Conservation Dist | Other
Kirkwood Meadows PUD | Other
Lathrop Irrigation District | Other
Longroad Energy | Other
Merced Irrigation District | Other
Modesto Irrigation District | Other
Sacramento Municipal Util Dist | Other
Scale Sustainable I, LLC | Other
Shelter Cove Resort Improvement Dist No. 1 | Other
Spruce Finance | Other
SunPower Capital, LLC | Other
Sunnova | Other
Sunrun Inc. | Other
TerraForm US Energy Services, LLC | Other
Tesla Inc. | Other
Trinity Public Utilities Dist | Other
Truckee Donner P U D | Other
Tuolumne County Pub Power Agny | Other
Turlock Irrigation District | Other
WAPA-- Western Area Power Administration | Other
Greenbacker Renewable Energy Corporation | Other
Greenskies Renewable Energy, LLC | Other
Longroad Energy | Other
Scale Sustainable I, LLC | Other
Spruce Finance | Other
SunPower Capital, LLC | Other
Sunnova | Other
Sunrun Inc. | Other
TerraForm US Energy Services, LLC | Other
Tesla Inc. | Other
WAPA-- Western Area Power Administration | Other
Constellation Solar Holding, LLC | Other
EverBright, LLC | Other
Greenbacker Renewable Energy Corporation | Other
Greenskies Renewable Energy, LLC | Other
Longroad Energy | Other
Mohegan Tribal Utility Authority | Other
Spruce Finance | Other
SunPower Capital, LLC | Other
Sunnova | Other
Sunrun Inc. | Other
TerraForm US Energy Services, LLC | Other
Tesla Inc. | Other
Constellation Solar Holding, LLC | Other
Sunnova | Other
Sunrun Inc. | Other
Tesla Inc. | Other
Constellation Solar Holding, LLC | Other
Scale Sustainable I, LLC | Other
Sunnova | Other
Sunrun Inc. | Other
Tesla Inc. | Other
Greenbacker Renewable Energy Corporation | Other
Greenskies Renewable Energy, LLC | Other
Sunnova | Other
Sunrun Inc. | Other
TerraForm US Energy Services, LLC | Other
Tesla Inc. | Other
Crisp County Power Comm | Other
Sunnova | Other
TerraForm US Energy Services, LLC | Other
Greenbacker Renewable Energy Corporation | Other
Longroad Energy | Other
Spruce Finance | Other
SunPower Capital, LLC | Other
Sunnova | Other
Sunrun Inc. | Other
TerraForm US Energy Services, LLC | Other
Tesla Inc. | Other
Sunnova | Other
EverBright, LLC | Other
Sunnova | Other
Sunrun Inc. | Other
Tesla Inc. | Other
University of Illinois | Other
Greenbacker Renewable Energy Corporation | Other
Sunnova | Other
Sunnova | Other
WAPA-- Western Area Power Administration | Other
Sunnova | Other
Tennessee Valley Authority | Other
Spruce Finance | Other
Sunnova | Other
Vinton Public Power Authority | Other
Ahana Renewables, LLC | Other
Constellation Solar Holding, LLC | Other
EverBright, LLC | Other
Greenbacker Renewable Energy Corporation | Other
Greenskies Renewable Energy, LLC | Other
Longroad Energy | Other
Spruce Finance | Other
SunPower Capital, LLC | Other
Sunnova | Other
Sunrun Inc. | Other
TerraForm US Energy Services, LLC | Other
Tesla Inc. | Other
Constellation Solar Holding, LLC | Other
Greenbacker Renewable Energy Corporation | Other
Longroad Energy | Other
Spruce Finance | Other
Sunnova | Other
Sunrun Inc. | Other
TerraForm US Energy Services, LLC | Other
Tesla Inc. | Other
Sunnova | Other
Tesla Inc. | Other
Sunnova | Other
Sunnova | Other
WAPA-- Western Area Power Administration | Other
Sunnova | Other
Tennessee Valley Authority | Other
USBIA-Mission Valley Power | Other
WAPA-- Western Area Power Administration | Other
Greenbacker Renewable Energy Corporation | Other
New River Light & Power Co | Other
Sunnova | Other
Tennessee Valley Authority | Other
WAPA-- Western Area Power Administration | Other
Burt County Public Power Dist | Other
Butler Public Power District - (NE) | Other
Cedar-Knox Public Power Dist | Other
Chimney Rock Public Power Dist | Other
Cornhusker Public Power Dist | Other
Cuming County Public Pwr Dist | Other
Custer Public Power District | Other
Dawson Power District | Other
Elkhorn Rural Public Pwr Dist | Other
Howard Greeley Rural P P D | Other
KBR Rural Public Power District | Other
Loup River Public Power Dist | Other
Loup Valleys Rural P P D | Other
McCook Public Power District | Other
Nebraska Public Power District | Other
Norris Public Power District | Other
North Central Public Pwr Dist | Other
Northeast Power | Other
Northwest Rural Pub Pwr Dist | Other
Omaha Public Power District | Other
Perennial Public Power Dist | Other
Polk County Rural Pub Pwr Dist | Other
Roosevelt Public Power Dist | Other
South Central Public Pwr Dist | Other
Southern Public Power District | Other
Southwest Public Power Dist | Other
Stanton County Public Pwr Dist | Other
Twin Valleys Public Power Dist | Other
WAPA-- Western Area Power Administration | Other
Wheat Belt Public Power Dist | Other
EverBright, LLC | Other
Sunnova | Other
Sunrun Inc. | Other
TerraForm US Energy Services, LLC | Other
Tesla Inc. | Other
Ahana Renewables, LLC | Other
EverBright, LLC | Other
Greenbacker Renewable Energy Corporation | Other
Greenskies Renewable Energy, LLC | Other
Longroad Energy | Other
Scale Sustainable I, LLC | Other
Spruce Finance | Other
SunPower Capital, LLC | Other
Sunnova | Other
Sunrun Inc. | Other
TerraForm US Energy Services, LLC | Other
Tesla Inc. | Other
Navajo Tribal Utility Authority | Other
Sunnova | Other
Sunrun Inc. | Other
Tesla Inc. | Other
WAPA-- Western Area Power Administration | Other
Aha Macav Power Service | Other
Alamo Power District No 3 | Other
Greenbacker Renewable Energy Corporation | Other
Lincoln County Power Dist No 1 | Other
Overton Power District No 5 | Other
Spruce Finance | Other
SunPower Capital, LLC | Other
Sunnova | Other
Sunrun Inc. | Other
Tesla Inc. | Other
WAPA-- Western Area Power Administration | Other
Ahana Renewables, LLC | Other
Greenbacker Renewable Energy Corporation | Other
Long Island Power Authority | Other
Spruce Finance | Other
SunPower Capital, LLC | Other
Sunnova | Other
Sunrun Inc. | Other
TerraForm US Energy Services, LLC | Other
Tesla Inc. | Other
Longroad Energy | Other
Sunnova | Other
Tesla Inc. | Other
Grand River Dam Authority | Other
Bonneville Power Administration | Other
Central Lincoln People's Ut Dt | Other
Clatskanie Peoples Util Dist | Other
Columbia River Peoples Ut Dist | Other
Emerald People's Utility Dist | Other
Northern Wasco County PUD | Other
Scale Sustainable I, LLC | Other
Sunrun Inc. | Other
TerraForm US Energy Services, LLC | Other
Tesla Inc. | Other
Tillamook Peoples Utility Dist | Other
Greenskies Renewable Energy, LLC | Other
Scale Sustainable I, LLC | Other
SunPower Capital, LLC | Other
Sunnova | Other
Sunrun Inc. | Other
TerraForm US Energy Services, LLC | Other
Tesla Inc. | Other
Ahana Renewables, LLC | Other
Block Island Utility District | Other
EverBright, LLC | Other
Greenbacker Renewable Energy Corporation | Other
Sunnova | Other
Sunrun Inc. | Other
Tesla Inc. | Other
South Carolina Public Service Authority | Other
Sunnova | Other
Sunrun Inc. | Other
Heartland Consumers Power Dist | Other
Nebraska Public Power District | Other
WAPA-- Western Area Power Administration | Other
Greenbacker Renewable Energy Corporation | Other
Tennessee Valley Authority | Other
3000 Energy Corp | Other
AP Holdings LLC | Other
Accent Energy Holdings, LLC | Other
Alliance Power Company, LLC. | Other
Ambit Energy Holdings, LLC | Other
American PowerNet | Other
Amigo Energy | Other
Ammper Power LLC | Other
Arrow Energy TX LLC | Other
BKV-BPP Retail, LLC | Other
BP Energy Company | Other
BP Energy Retail LLC | Other
Branch Energy Texas LLC | Other
Brooklet Energy Distribution | Other
Calpine Energy Solutions, LLC | Other
Calpine Power America LLC | Other
Capital Energy PA LLC | Other
Champion Energy Services | Other
Chariot Energy | Other
Clearview Electric Inc. | Other
ConocoPhillips Company | Other
Constellation NewEnergy, Inc | Other
Declaration Energy LLC | Other
Direct Energy Business | Other
Direct Energy Services | Other
ENGIE Resources LLC | Other
Electranet Power LLC | Other
Energywell LLC | Other
EverBright, LLC | Other
Freepoint Energy Solutions LLC | Other
Frontier Utilities, LLC | Other
Gexa Energy, LP | Other
Good Charlie & Co., LLC | Other
Green Mountain Energy Company | Other
Heritage Power LLC | Other
Hudson Energy Services | Other
Ironhorse Power Services LLC | Other
JP Energy Resources, LLC | Other
Just Energy | Other
MP2 Energy LLC | Other
MidAmerican Energy Services, LLC | Other
Morgan Stanley Capital Grp Inc | Other
Mothership | Other
Octopus Energy LLC | Other
OhmConnect Texas LLC | Other
Pogo Energy LLC | Other
Pulse Power, LLC | Other
Reliant Energy Retail Services | Other
Revolution Energy LLC | Other
Rhythm Ops LLC | Other
SFE Energy Texas, Inc. | Other
Smart Prepaid Electric | Other
SmartEnergy Holdings, LLC | Other
Southern Federal Power, LLC | Other
Spark Energy, LP | Other
Stream SPE, LTD | Other
Summer Energy LLC | Other
Sunnova | Other
Sunrun Inc. | Other
TXU Energy Retail Co, LLC | Other
Talen Energy Marketing, LLC | Other
Tara Energy, LLC | Other
Tenaska Power Services | Other
TerraForm Renewable Energy Services, LLC | Other
TerraForm US Energy Services, LLC | Other
Tesla Energy Ventures | Other
Tesla Inc. | Other
Texas A&M, Utilities & Energy Services | Other
Texas General Land Office | Other
Texas Retail Energy, LLC | Other
Texpo Power, L.P. | Other
Tomorrow Energy Corp. | Other
Total Gas & Power North America Inc | Other
TriEagle Energy, L.P. | Other
US Retailers, LLC | Other
Value Based Brands LLC | Other
Varsity Energy | Other
Wolverine Alternative Investments, LLC | Other
XOOM Energy Texas, LLC | Other
Young Energy, LLC | Other
Navajo Tribal Utility Authority | Other
Strawberry Electric Serv Dist | Other
Sunnova | Other
Sunrun Inc. | Other
Tesla Inc. | Other
Ticaboo Electric Improvement District | Other
WAPA-- Western Area Power Administration | Other
Sunnova | Other
Tesla Inc. | Other
Virginia Tech Electric Service | Other
Ahana Renewables, LLC | Other
Greenbacker Renewable Energy Corporation | Other
SunPower Capital, LLC | Other
Sunrun Inc. | Other
TerraForm US Energy Services, LLC | Other
Tesla Inc. | Other
Bonneville Power Administration | Other
PUD No 1 of Benton County | Other
PUD No 1 of Chelan County | Other
PUD No 1 of Clallam County | Other
PUD No 1 of Clark County - (WA) | Other
PUD No 1 of Cowlitz County | Other
PUD No 1 of Douglas County | Other
PUD No 1 of Ferry County | Other
PUD No 1 of Franklin County | Other
PUD No 1 of Grays Harbor County | Other
PUD No 1 of Jefferson County | Other
PUD No 1 of Kittitas County | Other
PUD No 1 of Klickitat County | Other
PUD No 1 of Lewis County | Other
PUD No 1 of Mason County | Other
PUD No 1 of Okanogan County | Other
PUD No 1 of Pend Oreille County | Other
PUD No 1 of Skamania Co | Other
PUD No 1 of Snohomish County | Other
PUD No 1 of Wahkiakum County | Other
PUD No 1 of Whatcom County | Other
PUD No 2 of Grant County | Other
PUD No 2 of Pacific County | Other
PUD No 3 of Mason County | Other
Sunnova | Other
Tesla Inc. | Other
Vera Irrigation District #15 | Other
Longroad Energy | Other
Sunnova | Other
Sunnova | Other
Midvale Irrigation District | Other
WAPA-- Western Area Power Administration | Other
Withheld | Other
Adjustment 2023 | Other
Adjustment 2023 | Other
Adjustment 2023 | Other
Adjustment 2023 | Other
Short form utilities are only published at the utility level in table 10 (total sector) | Other

## Codes (hidden)
Prime Mover Code | Prime Mover Description
BA | Energy Storage, Battery
CE | Energy Storage, Compressed Air
CP | Energy Storage, Concentrated Solar Power
FW | Energy Storage, Flywheel
PS | Energy Storage, Reversible Hydraulic Turbine (Pumped Storage)
ES | Energy Storage, Other (specify in SCHEDULE 7)
ST | Steam Turbine, including nuclear, geothermal and solar steam (does not include combined cycle)
GT | Combustion (Gas) Turbine (does not include the combustion turbine part of a combined cycle; see code CT, below)
IC | Internal Combustion Engine (diesel, piston, reciprocating)
CA | Combined Cycle Steam Part
CT | Combined Cycle Combustion Turbine Part
CS | Combined Cycle Single Shaft (combustion turbine and steam turbine share a single generator)
CC | Combined Cycle Total Unit (use only for plants/generators that are in planning stage, for which specific generator details cannot be provided)
HA | Hydrokinetic, Axial Flow Turbine
HB | Hydrokinetic, Wave Buoy
HK | Hydrokinetic, Other (specify in SCHEDULE 7)
HY | Hydroelectric Turbine (includes turbines associated with delivery of water by pipeline)
BT | Turbines Used in a Binary Cycle (including those used for geothermal applications)
PV | Photovoltaic
WT | Wind Turbine, Onshore
WS | Wind Turbine, Offshore
FC | Fuel Cell
OT | Other (specify in SCHEDULE 7)
Generator Status Code | Generator Status Code Description
OP | Operating - in service (commercial operation) and producing some electricity. Includes peaking units that are run on an as needed (intermittent or seasonal) basis.
SB | Standby/Backup - available for service but not normally used (has little or no generation during the year) for this reporting period.
OS | Out of service – was not used for some or all of the reporting period and is NOT expected to be returned to service in the next calendar year.
OA | Out of service – was not used for some or all of the reporting period but is expected to be returned to service in the next calendar year.
RE | Retired - no longer in service and not expected to be returned to service.
Fuel Type | Energy | Unit Label | Higher Heating |  | Energy Source Description
| Source Code |  | Value Range
|  |  | MMBtu Lower | MMBtu Upper
Fossil Fuels | [6 empty] | Non-Renewable
Coal | ANT | Tons | 22 | 28 | Anthracite Coal | Non-Renewable
| BIT | Tons | 20 | 29 | Bituminous Coal | Non-Renewable
| LIG | Tons | 10 | 14.5 | Lignite Coal | Non-Renewable
| SGC | Mcf | 0.2 | 0.3 | Coal-Derived Synthesis Gas | Non-Renewable
| SUB | Tons | 15 | 20 | Subbituminous Coal | Non-Renewable
| WC | tons | 6.5 | 16 | Waste/Other Coal (incl. anthracite culm, bituminous gob, fine coal, lignite waste, waste coal) | Non-Renewable
| RC | tons | 20 | 29 | Refined Coal | Non-Renewable
Petroleum Products | DFO | barrels | 5.5 | 6.2 | Distillate Fuel Oil (including diesel, No. 1, No. 2, and No. 4 fuel oils) | Non-Renewable
| JF | barrels | 5 | 6 | Jet Fuel | Non-Renewable
| KER | barrels | 5.6 | 6.1 | Kerosene | Non-Renewable
| PC | tons | 24 | 30 | Petroleum Coke | Non-Renewable
| PG | Mcf | 2.5 | 2.75 | Gaseous Propane | Non-Renewable
| RFO | barrels | 5.8 | 6.8 | Residual Fuel Oil (incl. Nos. 5 & 6 fuel oils, and bunker C fuel oil) | Non-Renewable
| SGP | Mcf | 0.2 | 1.1 | Synthesis Gas from Petroleum Coke | Non-Renewable
| WO | barrels | 3 | 5.8 | Waste/Other Oil (including crude oil, liquid butane, liquid propane, naphtha, oil waste, re-refined motor oil, sludge oil, tar oil, or other petroleum-based liquid wastes) | Non-Renewable
Natural Gas and Other Gases | BFG | Mcf | 0.07 | 0.12 | Blast Furnace Gas | Non-Renewable
| NG | Mcf | 0.8 | 1.1 | Natural Gas | Non-Renewable
| H2 | Mcf | 0.3 | 0.4 | Hydrogen | Non-Renewable
| OG | Mcf | 0.32 | 3.3 | Other Gas (specify in SCHEDULE 7) | Non-Renewable
Renewable Fuels
Solid Renewable Fuels | AB | tons | 7 | 18 | Agricultural By-Products | Renewable
| MSW | tons | 9 | 12 | Municipal Solid Waste | Renewable
| OBS | tons | 8 | 25 | Other Biomass Solids (specify in SCHEDULE 7) | Renewable
| WDS | tons | 7 | 18 | Wood/Wood Waste Solids (incl. paper pellets, railroad ties, utility poles, wood chips, bark, and wood waste solids) | Renewable
Liquid Renewable (Biomass) Fuels | OBL | barrels | 3.5 | 4 | Other Biomass Liquids (specify in SCHEDULE 7) | Renewable
| SLW | tons | 10 | 16 | Sludge Waste | Renewable
| BLQ | tons | 10 | 14 | Black Liquor | Renewable
| WDL | barrels | 8 | 14 | Wood Waste Liquids excluding Black Liquor (including red liquor, sludge wood, spent sulfite liquor, and other wood-based liquids) | Renewable
Gaseous Renewable (Biomass) Fuels | LFG | Mcf | 0.3 | 0.6 | Landfill Gas | Renewable
| OBG | Mcf | 0.36 | 1.6 | Other Biomass Gas (including digester gas, methane, and other biomass gases; specify in SCHEDULE 7) | Renewable
All Other Renewable Fuels | SUN | N/A | N/A | N/A | Solar | Renewable
| WND | N/A | N/A | N/A | Wind | Renewable
| GEO | N/A | N/A | N/A | Geothermal | Renewable
| WAT | N/A | N/A | N/A | Water at a Conventional Hydroelectric Turbine, and water used in Wave Buoy Hydrokinetic Technology, Current Hydrokinetic Technology, and Tidal Hydrokinetic Technology | Renewable
All Other Fuels
All Other Energy Sources |  | MWh | N/A | N/A | Pumping Energy for Reversible (Pumped Storage) Hydroelectric Turbine
| NUC | N/A | N/A | N/A | Nuclear (including Uranium, Plutonium, and Thorium) | Other
| PUR | N/A | N/A | N/A | Purchased Steam | Other
| WH | N/A | N/A | N/A | Waste heat not directly attributed to a fuel source (WH should only be reported when the fuel source is undetermined, and for combined cycle steam turbines that do not have supplemental firing.) | Other
| TDF | Tons | 16 | 32 | Tire-derived Fuels | Other
| MWH | MWh | N/A | N/A | Electricity used for energy storage | Other
| OTH | N/A | N/A | N/A | Specify in SCHEDULE 7 | Other

## Datatable Single State
Power Generation Data By State Current operable power generation in each state. Select a state in the highlighted cell below to learn more about that state's power generators, generation plants, nameplate capacity, market structures (vertically integrated vs. restructured), the in-service date for operating year, and more. The table is organized alphabetically by the name of the Power Generator. Data Source: U.S. Energy Information Administration Form 860 (2023)
Select State from Dropdown | State List
Power Generator Name | Plant Name | State | County | Vertically Integrated (Monopoly Market) vs. Restructured (Competitive Market) | Generator ID | Technology | Nameplate Capacity (MW) | Operating Year | Operator Sector | State List
Please select a state | Please select a state | Please select a state | Please select a state | Please select a state | Please select a state | Please select a state | Please select a state | Please select a state | Please select a state | AK
AL
AR
AZ
CA
CO
CT
DC
DE
FL
GA
HI
IA
ID
IL
IN
KS
KY
LA
MA
MD
ME
MI
MN
MO
MS
MT
NC
ND
NE
NH
NJ
NM
NV
NY
OH
OK
OR
PA
RI
SC
SD
TN
TX
UT
VA
VT
WA
WI
WV
WY

## Nameplate Single State
In-State Power Generation Built By selecting a state in the highlighted cell below, you can review how much power generation was built in that state during each year from 2000 to 2023. Chart 1 reveals the power generation built by Investor-Owned Utilities (IOU) in that state. Chart 2 reveals ALL of the power generation built each year by various power generators, if applicable in that state. Data Source: U.S. Energy Information Administration Form 860 (2023) Power generation is represented as the maximum theoretical output capacity of each generating unit measured in megawatts.
Select State from Dropdown: | State List
|  | Nameplate Capacity (MW) | Operating Year | Operator Sector | State List | Test Year | State 1 SUMIF Nameplate Total | State 1 SUMIFS IOU Build | State 1 SUMIFS IPP Build | State 1 SUMIFS Muni Build | State 1 SUMIFS Coop Build | State 1 SUMIFS Other Build
|  | Please select a state | Please select a state | Please select a state | AK | 2000 | 0 | 0 | 0 | 0 | 0 | 0
[5 empty] | AL | 2001 | 0 | 0 | 0 | 0 | 0 | 0
[5 empty] | AR | 2002 | 0 | 0 | 0 | 0 | 0 | 0
[5 empty] | AZ | 2003 | 0 | 0 | 0 | 0 | 0 | 0
[5 empty] | CA | 2004 | 0 | 0 | 0 | 0 | 0 | 0
[5 empty] | CO | 2005 | 0 | 0 | 0 | 0 | 0 | 0
[5 empty] | CT | 2006 | 0 | 0 | 0 | 0 | 0 | 0
[5 empty] | DC | 2007 | 0 | 0 | 0 | 0 | 0 | 0
[5 empty] | DE | 2008 | 0 | 0 | 0 | 0 | 0 | 0
[5 empty] | FL | 2009 | 0 | 0 | 0 | 0 | 0 | 0
[5 empty] | GA | 2010 | 0 | 0 | 0 | 0 | 0 | 0
[5 empty] | HI | 2011 | 0 | 0 | 0 | 0 | 0 | 0
[5 empty] | IA | 2012 | 0 | 0 | 0 | 0 | 0 | 0
[5 empty] | ID | 2013 | 0 | 0 | 0 | 0 | 0 | 0
[5 empty] | IL | 2014 | 0 | 0 | 0 | 0 | 0 | 0
[5 empty] | IN | 2015 | 0 | 0 | 0 | 0 | 0 | 0
[5 empty] | KS | 2016 | 0 | 0 | 0 | 0 | 0 | 0
[5 empty] | KY | 2017 | 0 | 0 | 0 | 0 | 0 | 0
[5 empty] | LA | 2018 | 0 | 0 | 0 | 0 | 0 | 0
[5 empty] | MA | 2019 | 0 | 0 | 0 | 0 | 0 | 0
[5 empty] | MD | 2020 | 0 | 0 | 0 | 0 | 0 | 0
[5 empty] | ME | 2021 | 0 | 0 | 0 | 0 | 0 | 0
[5 empty] | MI | 2022 | 0 | 0 | 0 | 0 | 0 | 0
[5 empty] | MN | 2023 | 0 | 0 | 0 | 0 | 0 | 0
MO
MS
MT
NC
ND
NE
NH
NJ
NM
NV
NY
OH
OK
OR
PA
RI
SC
SD
TN
TX
UT
VA
VT
WA
WI
WV
WY

## IOU_IPP Built Single State
In-State Power Generation Built By Market Structure This data set allows you to search market structures (vertically integrated or restructured) and then select a state within that market structure to review how much power generation was built in that state during each year from 2000 to 2023. The power generation revealed will be from the following generators: Investor-Owned Utilities (IOU) in vertically integrated states and Independent Power Producers (IPP) in restructured states. First select a market structure and then a state in the highlighted cells below. The state must correlate with those assigned to that market structure to work. Chart 1 reveals the power generation built by IOUs in the selected vertically integrated state or IPPs in the selected restructured state. Data Source: U.S. Energy Information Administration Form 860 (2023) Power generation is represented as the maximum theoretical output capacity of each generating unit measured in megawatts.
Select a Market Structure: | Vertically_Integrated
Select a State: | WV
|  | Nameplate Capacity (MW) | Operating Year | Operator Sector | Vertically Integrated vs Restructured | Restructured | Vertically_Integrated | Test Year | State 1 SUMIF Nameplate Total | State 1 SUMIFS IOU Build | State 1 SUMIFS IPP Build
|  | 97.6 | 2011 | IPP | Vertical | CT | AL | 2000 | 0 | 0 | 0
|  | 16 | 2011 | IPP | Vertical | DC | AK | 2001 | 952.4 | 519 | 0
|  | 95.7 | 1992 | IPP | Vertical | DE | AZ | 2002 | 410 | 0 | 0
|  | 21 | 1999 | Municipal | Vertical | IL | AR | 2003 | 0 | 0 | 0
|  | 21 | 1999 | Municipal | Vertical | MA | CA | 2004 | 0 | 0 | 0
|  | 22 | 2016 | Municipal | Vertical | MD | CO | 2005 | 0 | 0 | 0
|  | 22 | 2016 | Municipal | Vertical | ME | FL | 2006 | 0 | 0 | 0
|  | 816.3 | 1971 | Investor Owned Utility | Vertical | NH | GA | 2007 | 0 | 0 | 0
|  | 816.3 | 1972 | Investor Owned Utility | Vertical | NJ | HI | 2008 | 264 | 0 | 0
|  | 1300 | 1973 | Investor Owned Utility | Vertical | NY | ID | 2009 | 0 | 0 | 0
|  | 1300 | 1980 | Investor Owned Utility | Vertical | OH | IN | 2010 | 100.5 | 0 | 0
|  | 4.8 | 1935 | Investor Owned Utility | Vertical | PA | IA | 2011 | 861.2 | 0 | 0
|  | 4.8 | 1935 | Investor Owned Utility | Vertical | RI | KS | 2012 | 0 | 0 | 0
|  | 4.8 | 1935 | Investor Owned Utility | Vertical | TX | KY | 2013 | 0 | 0 | 0
|  | 4.8 | 1935 | Investor Owned Utility | Vertical | RI | LA | 2014 | 0 | 0 | 0
|  | 4.8 | 1935 | Investor Owned Utility | Vertical | TX | MI | 2015 | 31.5 | 0 | 0
|  | 4.8 | 1935 | Investor Owned Utility | Vertical |  | MN | 2016 | 103 | 0 | 0
|  | 14.7 | 1938 | Investor Owned Utility | Vertical |  | MS | 2017 | 3.2 | 0 | 0
|  | 4.9 | 1938 | Investor Owned Utility | Vertical |  | MO | 2018 | 0 | 0 | 0
|  | 4.9 | 1938 | Investor Owned Utility | Vertical |  | MT | 2019 | 0 | 0 | 0
|  | 86.5 | 2001 | Investor Owned Utility | Vertical |  | NE | 2020 | 56.2 | 0 | 0
|  | 86.5 | 2001 | Investor Owned Utility | Vertical |  | NV | 2021 | 0 | 0 | 0
|  | 86.5 | 2001 | Investor Owned Utility | Vertical |  | NM | 2022 | 115 | 0 | 0
|  | 86.5 | 2001 | Investor Owned Utility | Vertical |  | NC | 2023 | 0 | 0 | 0
|  | 86.5 | 2001 | Investor Owned Utility | Vertical |  | ND
|  | 86.5 | 2001 | Investor Owned Utility | Vertical |  | OK
|  | 115 | 2022 | IPP | Vertical |  | OR
|  | 40 | 2001 | IPP | Vertical |  | SC
|  | 40 | 2001 | IPP | Vertical |  | SD
|  | 164 | 2008 | IPP | Vertical |  | TN
|  | 100 | 2008 | IPP | Vertical |  | UT
|  | 1.6 | 2017 | IPP | Vertical |  | VT
|  | 1.6 | 2017 | IPP | Vertical |  | VA
|  | 0.5 | 1909 | IPP | Vertical |  | WA
|  | 0.5 | 1909 | IPP | Vertical |  | WV
|  | 0.9 | 1991 | IPP | Vertical |  | WI
|  | 0.5 | 1919 | IPP | Vertical |  | WY
|  | 0.5 | 1919 | IPP | Vertical
|  | 0.8 | 1913 | IPP | Vertical
|  | 1 | 1939 | IPP | Vertical
|  | 1 | 1938 | IPP | Vertical
|  | 0.4 | 1912 | Other | Vertical
|  | 0.4 | 1912 | Other | Vertical
|  | 0.4 | 1912 | Other | Vertical
|  | 0.4 | 1912 | Other | Vertical
|  | 0.4 | 1912 | Other | Vertical
|  | 0.4 | 1912 | Other | Vertical
|  | 1.9 | 1917 | Other | Vertical
|  | 1.9 | 1917 | Other | Vertical
|  | 25.5 | 1936 | Other | Vertical
|  | 25.5 | 1936 | Other | Vertical
|  | 25.5 | 1936 | Other | Vertical
|  | 25.5 | 1936 | Other | Vertical
|  | 100.5 | 2010 | IPP | Vertical
|  | 31.5 | 2015 | IPP | Vertical
|  | 816.3 | 1971 | Investor Owned Utility | Vertical
|  | 816.3 | 1971 | Investor Owned Utility | Vertical
|  | 807.5 | 2011 | IPP | Vertical
|  | 58.9 | 2001 | IPP | Vertical
|  | 58.9 | 2001 | IPP | Vertical
|  | 58.9 | 2001 | IPP | Vertical
|  | 58.9 | 2001 | IPP | Vertical
|  | 58.9 | 2001 | IPP | Vertical
|  | 58.9 | 2001 | IPP | Vertical
|  | 576 | 1967 | Investor Owned Utility | Vertical
|  | 576 | 1968 | Investor Owned Utility | Vertical
|  | 684 | 1972 | Investor Owned Utility | Vertical
|  | 684 | 1973 | Investor Owned Utility | Vertical
|  | 684 | 1974 | Investor Owned Utility | Vertical
|  | 68.9 | 1991 | IPP | Vertical
|  | 103 | 2016 | IPP | Vertical
|  | 18.7 | 1988 | IPP | Vertical
|  | 18.7 | 1988 | IPP | Vertical
|  | 684 | 1979 | IPP | Vertical
|  | 684 | 1980 | IPP | Vertical
|  | 53.7 | 2011 | IPP | Vertical
|  | 172 | 2002 | IPP | Vertical
|  | 172 | 2002 | IPP | Vertical
|  | 66 | 2002 | IPP | Vertical
|  | 56.2 | 2020 | IPP | Vertical
|  | 570.2 | 1965 | Investor Owned Utility | Vertical
|  | 570.2 | 1966 | Investor Owned Utility | Vertical
|  | 522 | 1973 | Investor Owned Utility | Vertical
|  | 18.5 | 1967 | Investor Owned Utility | Vertical
|  | 7.5 | 1943 | Other | Vertical
|  | 26 | 1954 | Other | Vertical
|  | 82 | 1966 | Other | Vertical

## Renewable_Non-Renewable Single
In-State Power Generation Built By Market Structure: Resource Type This data set allows you to search market structures (vertically integrated or restructured) and then select a state within that market structure to review how much of the power generation built was a renewable or non-renewable resource during each year from 2000 to 2023. The power generation revealed will be from the following generators: Investor-Owned Utilities (IOU) in vertically integrated states and Independent Power Producers (IPP) in restructured states. First select a market structure and then a state in the highlighted cells below. The state must correlate with those assigned to that market structure to work. Chart 1 reveals the type of generation built by IOUs in the selected vertically integrated state or IPPs in the selected restructured state. Data Source: U.S. Energy Information Administration Form 860 (2023) Power generation is represented as the maximum theoretical output capacity of each generating unit measured in megawatts.
Select a Market Structure: | Restructured
Select a State: | PA
|  | Nameplate Capacity (MW) | Operating Year | Operator Sector | Vertically Integrated vs Restructured | REAL Energy Source | Restructured | Vertically_Integrated | Test Year | SUMIF Nameplate Total | SUMIF IOU Renewable | SUMIF IOU Non-Renewable | SUMIF IPP Renewable | SUMIF IPP Non-Renewable
|  | 80 | 2023 | IPP | Restructured | Renewable | CT | AL | 2000 | 131.9 | 0 | 0 | 0 | 131.6
|  | 140.8 | 2012 | IPP | Restructured | Renewable | DC | AK | 2001 | 1295.7 | 0 | 0 | 33.9 | 1220.2
|  | 150 | 2023 | IPP | Restructured | Renewable | DE | AZ | 2002 | 2512.5 | 0 | 0 | 0 | 2510
|  | 2 | 2016 | IPP | Restructured | Renewable | IL | AR | 2003 | 3073.8 | 0 | 0 | 108.9 | 2940.9
|  | 70 | 2023 | IPP | Restructured | Renewable | MA | CA | 2004 | 3413.3 | 0 | 0 | 0 | 3410.7
|  | 50 | 2012 | IPP | Restructured | Renewable | MD | CO | 2005 | 0 | 0 | 0 | 0 | 0
|  | 87.6 | 2023 | IPP | Restructured | Renewable | ME | FL | 2006 | 52.9 | 0 | 0 | 52.9 | 0
|  | 7 | 1988 | Cooperative | Restructured | Renewable | NH | GA | 2007 | 144.6 | 0 | 0 | 83.2 | 0
|  | 14.7 | 1988 | Cooperative | Restructured | Renewable | NJ | HI | 2008 | 82 | 0 | 0 | 76.6 | 5.4
|  | 6.8 | 1990 | IPP | Restructured | Renewable | NY | ID | 2009 | 406.3 | 0 | 0 | 304.3 | 0
|  | 6.8 | 1990 | IPP | Restructured | Renewable | OH | IN | 2010 | 32.5 | 0 | 0 | 15.7 | 0
|  | 8.9 | 1990 | IPP | Restructured | Renewable | PA | IA | 2011 | 722.8 | 0 | 0 | 51.2 | 656
|  | 8.9 | 1990 | IPP | Restructured | Renewable | RI | KS | 2012 | 401.1 | 0 | 0 | 529.3 | 0
|  | 100.5 | 2009 | IPP | Restructured | Renewable | TX | KY | 2013 | 251.4 | 0 | 0 | 157 | 3.8
|  | 1 | 2011 | IPP | Restructured | Renewable | RI | LA | 2014 | 1 | 0 | 0 | 0 | 0
|  | 7 | 2017 | IPP | Restructured | Non-Renewable | TX | MI | 2015 | 41.5 | 0 | 0 | 0 | 22
|  | 7 | 2017 | IPP | Restructured | Non-Renewable |  | MN | 2016 | 1819.5 | 0 | 0 | 46.5 | 1762
|  | 7 | 2017 | IPP | Restructured | Non-Renewable |  | MS | 2017 | 47.4 | 0 | 0 | 0 | 42
|  | 5 | 2012 | IPP | Restructured | Renewable |  | MO | 2018 | 4938.4 | 0 | 0 | 4.5 | 4931.9
|  | 0.7 | 1985 | IPP | Restructured | Renewable |  | MT | 2019 | 2765.5 | 0 | 0 | 110.1 | 2655.4
|  | 0.7 | 1985 | IPP | Restructured | Renewable |  | NE | 2020 | 1172.2 | 0 | 0 | 68 | 1033.7
|  | 0.7 | 1985 | IPP | Restructured | Renewable |  | NV | 2021 | 1031.2 | 0 | 0 | 7.4 | 686.7
|  | 0.7 | 1985 | IPP | Restructured | Renewable |  | NM | 2022 | 37.2 | 0 | 0 | 20 | 0
|  | 2.2 | 2022 | Municipal | Restructured | Non-Renewable |  | NC | 2023 | 237.2 | 0 | 0 | 603.2 | 0
|  | 2.2 | 2022 | Municipal | Restructured | Non-Renewable |  | ND
|  | 2.7 | 2023 | Municipal | Restructured | Non-Renewable |  | OK
|  | 2.7 | 2023 | Municipal | Restructured | Non-Renewable |  | OR
|  | 2.7 | 2022 | Municipal | Restructured | Non-Renewable |  | SC
|  | 2.7 | 2022 | Municipal | Restructured | Non-Renewable |  | SD
|  | 2.7 | 2021 | Municipal | Restructured | Non-Renewable |  | TN
|  | 2.7 | 2021 | Municipal | Restructured | Non-Renewable |  | UT
|  | 2.7 | 2022 | Municipal | Restructured | Non-Renewable |  | VT
|  | 2.7 | 2023 | Municipal | Restructured | Non-Renewable |  | VA
|  | 2.7 | 2023 | Municipal | Restructured | Non-Renewable |  | WA
|  | 2.7 | 2023 | Municipal | Restructured | Non-Renewable |  | WV
|  | 2.7 | 2023 | Municipal | Restructured | Non-Renewable |  | WI
|  | 2.7 | 2023 | Municipal | Restructured | Non-Renewable |  | WY
|  | 2.7 | 2023 | Municipal | Restructured | Non-Renewable
|  | 2.7 | 2022 | Municipal | Restructured | Non-Renewable
|  | 1 | 2009 | IPP | Restructured | Renewable
|  | 1.5 | 2012 | IPP | Restructured | Renewable
|  | 172 | 2002 | IPP | Restructured | Non-Renewable
|  | 172 | 2002 | IPP | Restructured | Non-Renewable
|  | 172 | 2002 | IPP | Restructured | Non-Renewable
|  | 172 | 2002 | IPP | Restructured | Non-Renewable
|  | 34.5 | 2007 | Investor Owned Utility | Restructured | Renewable
|  | 26 | 2007 | Investor Owned Utility | Restructured | Renewable
|  | 102 | 2009 | Investor Owned Utility | Restructured | Renewable
|  | 50.4 | 2012 | Investor Owned Utility | Restructured | Renewable
|  | 20 | 2023 | IPP | Restructured | Renewable
|  | 20 | 2023 | IPP | Restructured | Renewable
|  | 17.1 | 2023 | IPP | Restructured | Renewable
|  | 17.1 | 2023 | IPP | Restructured | Renewable
|  | 4.4 | 2016 | IPP | Restructured | Non-Renewable
|  | 4.4 | 2016 | IPP | Restructured | Non-Renewable
|  | 4.4 | 2016 | IPP | Restructured | Non-Renewable
|  | 4.4 | 2016 | IPP | Restructured | Non-Renewable
|  | 4.4 | 2016 | IPP | Restructured | Non-Renewable
|  | 2.6 | 1987 | IPP | Restructured | Renewable
|  | 2.6 | 1987 | IPP | Restructured | Renewable
|  | 10.4 | 1910 | IPP | Restructured | Renewable
|  | 12 | 1924 | IPP | Restructured | Renewable
|  | 1.4 | 2011 | IPP | Restructured | Renewable
|  | 1.4 | 2011 | IPP | Restructured | Renewable
|  | 66 | 2013 | IPP | Restructured | Renewable
|  | 66 | 2013 | IPP | Restructured | Renewable
|  | 10.4 | 1911 | IPP | Restructured | Renewable
|  | 13.5 | 1911 | IPP | Restructured | Renewable
|  | 10.4 | 1911 | IPP | Restructured | Renewable
|  | 10.4 | 1911 | IPP | Restructured | Renewable
|  | 10.4 | 1911 | IPP | Restructured | Renewable
|  | 10.4 | 1913 | IPP | Restructured | Renewable
|  | 11.4 | 1914 | IPP | Restructured | Renewable
|  | 13.2 | 1914 | IPP | Restructured | Renewable
|  | 90 | 2019 | IPP | Restructured | Renewable
|  | 525 | 2019 | IPP | Restructured | Non-Renewable
|  | 24 | 1971 | IPP | Restructured | Non-Renewable
|  | 2 | 1967 | Municipal | Restructured | Non-Renewable
|  | 2 | 1967 | Municipal | Restructured | Non-Renewable
|  | 3.2 | 2001 | Municipal | Restructured | Non-Renewable
|  | 6 | 2003 | Municipal | Restructured | Non-Renewable
|  | 6 | 2003 | Municipal | Restructured | Non-Renewable
|  | 6 | 2003 | Municipal | Restructured | Non-Renewable
|  | 6 | 2003 | Municipal | Restructured | Non-Renewable
|  | 10 | 1924 | IPP | Restructured | Renewable
|  | 10 | 1924 | IPP | Restructured | Renewable
|  | 10 | 1928 | IPP | Restructured | Renewable
|  | 363.3 | 1961 | IPP | Restructured | Non-Renewable
|  | 405 | 1965 | IPP | Restructured | Non-Renewable
|  | 847.8 | 1969 | IPP | Restructured | Non-Renewable
|  | 25.5 | 1972 | IPP | Restructured | Non-Renewable
|  | 65.3 | 1973 | IPP | Restructured | Non-Renewable
|  | 65.3 | 1973 | IPP | Restructured | Non-Renewable
|  | 65.3 | 1973 | IPP | Restructured | Non-Renewable
|  | 144 | 1974 | IPP | Restructured | Non-Renewable
|  | 4.7 | 1998 | Other | Restructured | Non-Renewable
|  | 1.2 | 1991 | Other | Restructured | Non-Renewable
|  | 127 | 2002 | IPP | Restructured | Non-Renewable
|  | 127 | 2002 | IPP | Restructured | Non-Renewable
|  | 127 | 2002 | IPP | Restructured | Non-Renewable
|  | 127 | 2003 | IPP | Restructured | Non-Renewable
|  | 127 | 2003 | IPP | Restructured | Non-Renewable
|  | 127 | 2003 | IPP | Restructured | Non-Renewable
|  | 195.5 | 2003 | IPP | Restructured | Non-Renewable
|  | 195.5 | 2003 | IPP | Restructured | Non-Renewable
|  | 120 | 2011 | IPP | Restructured | Non-Renewable
|  | 120 | 2011 | IPP | Restructured | Non-Renewable
|  | 120 | 2011 | IPP | Restructured | Non-Renewable
|  | 234.9 | 2019 | IPP | Restructured | Non-Renewable
|  | 234.9 | 2019 | IPP | Restructured | Non-Renewable
|  | 200 | 2011 | IPP | Restructured | Non-Renewable
|  | 419.6 | 2019 | IPP | Restructured | Non-Renewable
|  | 3.6 | 2019 | IPP | Restructured | Renewable
|  | 0.9 | 2010 | Other | Restructured | Renewable
|  | 0.4 | 2010 | Other | Restructured | Renewable
|  | 0.4 | 1982 | IPP | Restructured | Renewable
|  | 0.4 | 1982 | IPP | Restructured | Renewable
|  | 0.4 | 1982 | IPP | Restructured | Renewable
|  | 43.8 | 2001 | IPP | Restructured | Non-Renewable
|  | 43.8 | 2001 | IPP | Restructured | Non-Renewable
|  | 6.2 | 2021 | IPP | Restructured | Other
|  | 10.1 | 2012 | IPP | Restructured | Renewable
|  | 10 | 2020 | IPP | Restructured | Renewable
|  | 1499.4 | 1974 | IPP | Restructured | Other
|  | 1377 | 1974 | IPP | Restructured | Other
|  | 1138.5 | 1986 | IPP | Restructured | Other
|  | 1138.5 | 1990 | IPP | Restructured | Other
|  | 18.6 | 1969 | IPP | Restructured | Non-Renewable
|  | 18.6 | 1969 | IPP | Restructured | Non-Renewable
|  | 18.6 | 1969 | IPP | Restructured | Non-Renewable
|  | 18.6 | 1969 | IPP | Restructured | Non-Renewable
|  | 18.6 | 1969 | IPP | Restructured | Non-Renewable
|  | 18.6 | 1969 | IPP | Restructured | Non-Renewable
|  | 21.2 | 1970 | IPP | Restructured | Non-Renewable
|  | 18.6 | 1967 | IPP | Restructured | Non-Renewable
|  | 18.6 | 1967 | IPP | Restructured | Non-Renewable
|  | 391 | 1974 | IPP | Restructured | Non-Renewable
|  | 21.2 | 1970 | IPP | Restructured | Non-Renewable
|  | 391 | 1976 | IPP | Restructured | Non-Renewable
|  | 21.2 | 1970 | IPP | Restructured | Non-Renewable
|  | 21.2 | 1970 | IPP | Restructured | Non-Renewable
|  | 21.2 | 1970 | IPP | Restructured | Non-Renewable
|  | 21.2 | 1970 | IPP | Restructured | Non-Renewable
|  | 21.2 | 1970 | IPP | Restructured | Non-Renewable
|  | 21.2 | 1970 | IPP | Restructured | Non-Renewable
|  | 21.2 | 1970 | IPP | Restructured | Non-Renewable
|  | 134 | 1967 | IPP | Restructured | Renewable
|  | 134 | 1967 | IPP | Restructured | Renewable
|  | 134 | 1967 | IPP | Restructured | Renewable
|  | 134 | 1967 | IPP | Restructured | Renewable
|  | 134 | 1967 | IPP | Restructured | Renewable
|  | 134 | 1967 | IPP | Restructured | Renewable
|  | 134 | 1968 | IPP | Restructured | Renewable
|  | 134 | 1968 | IPP | Restructured | Renewable
|  | 65.8 | 1973 | IPP | Restructured | Non-Renewable
|  | 65.8 | 1973 | IPP | Restructured | Non-Renewable
|  | 18.6 | 1969 | IPP | Restructured | Non-Renewable
|  | 21.2 | 1971 | IPP | Restructured | Non-Renewable
|  | 18.6 | 1967 | IPP | Restructured | Non-Renewable
|  | 18.6 | 1967 | IPP | Restructured | Non-Renewable
|  | 18.6 | 1967 | IPP | Restructured | Non-Renewable
|  | 18.6 | 1968 | IPP | Restructured | Non-Renewable
|  | 68.3 | 1974 | IPP | Restructured | Non-Renewable
|  | 68.3 | 1974 | IPP | Restructured | Non-Renewable
|  | 68.3 | 1974 | IPP | Restructured | Non-Renewable
|  | 68.3 | 1974 | IPP | Restructured | Non-Renewable
|  | 68.3 | 1974 | IPP | Restructured | Non-Renewable
|  | 68.3 | 1974 | IPP | Restructured | Non-Renewable
|  | 68.3 | 1974 | IPP | Restructured | Non-Renewable
|  | 68.3 | 1974 | IPP | Restructured | Non-Renewable
|  | 20 | 2013 | IPP | Restructured | Other
|  | 90 | 1991 | IPP | Restructured | Renewable
|  | 35.7 | 1990 | Other | Restructured | Renewable
|  | 32.1 | 1991 | Other | Restructured | Renewable
|  | 372 | 2019 | IPP | Restructured | Non-Renewable
|  | 372 | 2019 | IPP | Restructured | Non-Renewable
|  | 453 | 2019 | IPP | Restructured | Non-Renewable
|  | 100 | 2023 | IPP | Restructured | Renewable
|  | 6.1 | 1989 | IPP | Restructured | Renewable
|  | 6.1 | 1989 | IPP | Restructured | Renewable
|  | 5.6 | 2012 | Other | Restructured | Renewable
|  | 5.6 | 2012 | Other | Restructured | Renewable
|  | 3 | 2016 | IPP | Restructured | Renewable
|  | 1.1 | 2021 | IPP | Restructured | Renewable
|  | 54 | 1993 | Other | Restructured | Renewable
|  | 75 | 2009 | IPP | Restructured | Renewable
|  | 69 | 2012 | IPP | Restructured | Renewable
|  | 19.6 | 1905 | IPP | Restructured | Renewable
|  | 12.8 | 1926 | IPP | Restructured | Renewable
|  | 12.8 | 1929 | IPP | Restructured | Renewable
|  | 12.8 | 1926 | IPP | Restructured | Renewable
|  | 12.8 | 1926 | IPP | Restructured | Renewable
|  | 4.6 | 1988 | IPP | Restructured | Renewable
|  | 4.6 | 1988 | IPP | Restructured | Renewable
|  | 4.6 | 1988 | IPP | Restructured | Renewable
|  | 4.6 | 1988 | IPP | Restructured | Renewable
|  | 6 | 2013 | IPP | Restructured | Renewable
|  | 57.6 | 1990 | IPP | Restructured | Non-Renewable
|  | 1.3 | 2010 | IPP | Restructured | Renewable
|  | 5.6 | 1997 | IPP | Restructured | Non-Renewable
|  | 38 | 2011 | IPP | Restructured | Renewable
|  | 198.9 | 2004 | IPP | Restructured | Non-Renewable
|  | 198.9 | 2004 | IPP | Restructured | Non-Renewable
|  | 198.9 | 2004 | IPP | Restructured | Non-Renewable
|  | 198.9 | 2004 | IPP | Restructured | Non-Renewable
|  | 271.2 | 2004 | IPP | Restructured | Non-Renewable
|  | 271.2 | 2004 | IPP | Restructured | Non-Renewable
|  | 1.6 | 2006 | IPP | Restructured | Renewable
|  | 1.6 | 2010 | IPP | Restructured | Renewable
|  | 1.6 | 2013 | IPP | Restructured | Renewable
|  | 1.6 | 2013 | IPP | Restructured | Renewable
|  | 1.6 | 2016 | IPP | Restructured | Renewable
|  | 134.1 | 1995 | IPP | Restructured | Non-Renewable
|  | 6.3 | 1986 | IPP | Restructured | Non-Renewable
|  | 6.3 | 1986 | IPP | Restructured | Non-Renewable
|  | 923.4 | 1976 | IPP | Restructured | Other
|  | 923.4 | 1987 | IPP | Restructured | Other
|  | 1.6 | 2006 | IPP | Restructured | Renewable
|  | 1.6 | 2006 | IPP | Restructured | Renewable
|  | 1.6 | 2007 | IPP | Restructured | Renewable
|  | 1.6 | 2007 | IPP | Restructured | Renewable
|  | 1.6 | 2009 | IPP | Restructured | Renewable
|  | 1.6 | 2009 | IPP | Restructured | Renewable
|  | 1.6 | 2009 | IPP | Restructured | Renewable
|  | 1.6 | 2009 | IPP | Restructured | Renewable
|  | 1.6 | 2009 | IPP | Restructured | Renewable
|  | 3.2 | 2011 | IPP | Restructured | Renewable
|  | 1.6 | 2013 | IPP | Restructured | Renewable
|  | 1.6 | 2013 | IPP | Restructured | Renewable
|  | 1.6 | 2013 | IPP | Restructured | Renewable
|  | 1.6 | 2013 | IPP | Restructured | Renewable
|  | 1.6 | 2012 | IPP | Restructured | Renewable
|  | 1.6 | 2012 | IPP | Restructured | Renewable
|  | 1.6 | 2012 | IPP | Restructured | Renewable
|  | 1.6 | 2012 | IPP | Restructured | Renewable
|  | 62.5 | 2009 | IPP | Restructured | Renewable
|  | 198.9 | 2003 | IPP | Restructured | Non-Renewable
|  | 198.9 | 2003 | IPP | Restructured | Non-Renewable
|  | 317.1 | 2003 | IPP | Restructured | Non-Renewable
|  | 29.4 | 2008 | IPP | Restructured | Renewable
|  | 43.8 | 2000 | IPP | Restructured | Non-Renewable
|  | 43.8 | 2000 | IPP | Restructured | Non-Renewable
|  | 4.4 | 1984 | Other | Restructured | Non-Renewable
|  | 3.3 | 2013 | IPP | Restructured | Renewable
|  | 88.4 | 1988 | IPP | Restructured | Non-Renewable
|  | 18 | 2015 | IPP | Restructured | Other
|  | 57.6 | 1997 | IPP | Restructured | Non-Renewable
|  | 135 | 1997 | IPP | Restructured | Non-Renewable
|  | 10.4 | 2016 | IPP | Restructured | Other
|  | 3 | 2020 | IPP | Restructured | Renewable
|  | 1.4 | 2023 | IPP | Restructured | Renewable
|  | 2.6 | 2010 | IPP | Restructured | Renewable
|  | 435 | 2016 | IPP | Restructured | Non-Renewable
|  | 435 | 2016 | IPP | Restructured | Non-Renewable
|  | 435 | 2016 | IPP | Restructured | Non-Renewable
|  | 435 | 2016 | IPP | Restructured | Non-Renewable
|  | 19.6 | 1971 | IPP | Restructured | Non-Renewable
|  | 58.9 | 2001 | IPP | Restructured | Non-Renewable
|  | 58.9 | 2001 | IPP | Restructured | Non-Renewable
|  | 58.9 | 2001 | IPP | Restructured | Non-Renewable
|  | 58.9 | 2001 | IPP | Restructured | Non-Renewable
|  | 58.9 | 2001 | IPP | Restructured | Non-Renewable
|  | 24.1 | 2006 | IPP | Restructured | Renewable
|  | 72.5 | 1989 | IPP | Restructured | Non-Renewable
|  | 33 | 2002 | IPP | Restructured | Non-Renewable
|  | 33 | 2002 | IPP | Restructured | Non-Renewable
|  | 33 | 2002 | IPP | Restructured | Non-Renewable
|  | 259.2 | 2001 | IPP | Restructured | Non-Renewable
|  | 259.2 | 2001 | IPP | Restructured | Non-Renewable
|  | 259.2 | 2001 | IPP | Restructured | Non-Renewable
|  | 295 | 2020 | IPP | Restructured | Non-Renewable
|  | 295 | 2020 | IPP | Restructured | Non-Renewable
|  | 443.7 | 2020 | IPP | Restructured | Non-Renewable
|  | 664.7 | 2021 | IPP | Restructured | Non-Renewable
|  | 244.8 | 2018 | IPP | Restructured | Non-Renewable
|  | 244.8 | 2018 | IPP | Restructured | Non-Renewable
|  | 244.8 | 2018 | IPP | Restructured | Non-Renewable
|  | 460 | 2018 | IPP | Restructured | Non-Renewable
|  | 44 | 2000 | IPP | Restructured | Non-Renewable
|  | 20 | 1971 | IPP | Restructured | Non-Renewable
|  | 20 | 1971 | IPP | Restructured | Non-Renewable
|  | 20 | 1971 | IPP | Restructured | Non-Renewable
|  | 1 | 2013 | Other | Restructured | Renewable
|  | 4.4 | 2021 | IPP | Restructured | Non-Renewable
|  | 4.4 | 2021 | IPP | Restructured | Non-Renewable
|  | 4.4 | 2021 | IPP | Restructured | Non-Renewable
|  | 4.4 | 2021 | IPP | Restructured | Non-Renewable
|  | 4.4 | 2021 | IPP | Restructured | Non-Renewable
|  | 3 | 2021 | IPP | Restructured | Renewable
|  | 6.1 | 1988 | Other | Restructured | Non-Renewable
|  | 6.1 | 1988 | Other | Restructured | Non-Renewable
|  | 6.1 | 1988 | Other | Restructured | Non-Renewable
|  | 6.1 | 1988 | Other | Restructured | Non-Renewable
|  | 0.3 | 2003 | IPP | Restructured | Renewable
|  | 0.3 | 2003 | IPP | Restructured | Renewable
|  | 0.3 | 2003 | IPP | Restructured | Renewable
|  | 0.3 | 2003 | IPP | Restructured | Renewable
|  | 0.3 | 2003 | IPP | Restructured | Renewable
|  | 0.3 | 2003 | IPP | Restructured | Renewable
|  | 0.3 | 2003 | IPP | Restructured | Renewable
|  | 0.3 | 2003 | IPP | Restructured | Renewable
|  | 0.3 | 2003 | IPP | Restructured | Renewable
|  | 0.3 | 2003 | IPP | Restructured | Renewable
|  | 0.3 | 2003 | IPP | Restructured | Renewable
|  | 0.3 | 2003 | IPP | Restructured | Renewable
|  | 0.3 | 2003 | IPP | Restructured | Renewable
|  | 0.3 | 2003 | IPP | Restructured | Renewable
|  | 0.3 | 2003 | IPP | Restructured | Renewable
|  | 0.3 | 2003 | IPP | Restructured | Renewable
|  | 0.3 | 2003 | IPP | Restructured | Renewable
|  | 0.3 | 2003 | IPP | Restructured | Renewable
|  | 0.3 | 2003 | IPP | Restructured | Renewable
|  | 0.3 | 2003 | IPP | Restructured | Renewable
|  | 0.3 | 2003 | IPP | Restructured | Renewable
|  | 0.3 | 2003 | IPP | Restructured | Renewable
|  | 0.3 | 2003 | IPP | Restructured | Renewable
|  | 0.3 | 2003 | IPP | Restructured | Renewable
|  | 0.3 | 2003 | IPP | Restructured | Renewable
|  | 0.3 | 2003 | IPP | Restructured | Renewable
|  | 0.3 | 2003 | IPP | Restructured | Renewable
|  | 0.3 | 2003 | IPP | Restructured | Renewable
|  | 0.3 | 2003 | IPP | Restructured | Renewable
|  | 0.3 | 2003 | IPP | Restructured | Renewable
|  | 0.3 | 2003 | IPP | Restructured | Renewable
|  | 0.3 | 2003 | IPP | Restructured | Renewable
|  | 0.3 | 2003 | IPP | Restructured | Renewable
|  | 0.3 | 2003 | IPP | Restructured | Renewable
|  | 0.3 | 2003 | IPP | Restructured | Renewable
|  | 0.3 | 2003 | IPP | Restructured | Renewable
|  | 0.3 | 2003 | IPP | Restructured | Renewable
|  | 0.3 | 2003 | IPP | Restructured | Renewable
|  | 0.3 | 2003 | IPP | Restructured | Renewable
|  | 0.3 | 2003 | IPP | Restructured | Renewable
|  | 0.3 | 2003 | IPP | Restructured | Renewable
|  | 0.3 | 2003 | IPP | Restructured | Renewable
|  | 0.3 | 2003 | IPP | Restructured | Renewable
|  | 0.3 | 2003 | IPP | Restructured | Renewable
|  | 0.3 | 2003 | IPP | Restructured | Renewable
|  | 0.3 | 2003 | IPP | Restructured | Renewable
|  | 0.3 | 2003 | IPP | Restructured | Renewable
|  | 0.3 | 2003 | IPP | Restructured | Renewable
|  | 0.3 | 2008 | IPP | Restructured | Non-Renewable
|  | 0.3 | 2008 | IPP | Restructured | Non-Renewable
|  | 0.3 | 2008 | IPP | Restructured | Non-Renewable
|  | 0.3 | 2008 | IPP | Restructured | Non-Renewable
|  | 0.3 | 2008 | IPP | Restructured | Non-Renewable
|  | 0.3 | 2008 | IPP | Restructured | Non-Renewable
|  | 0.3 | 2008 | IPP | Restructured | Non-Renewable
|  | 0.3 | 2008 | IPP | Restructured | Non-Renewable
|  | 0.3 | 2008 | IPP | Restructured | Non-Renewable
|  | 0.3 | 2008 | IPP | Restructured | Non-Renewable
|  | 0.3 | 2008 | IPP | Restructured | Non-Renewable
|  | 0.3 | 2008 | IPP | Restructured | Non-Renewable
|  | 0.3 | 2008 | IPP | Restructured | Non-Renewable
|  | 0.3 | 2008 | IPP | Restructured | Non-Renewable
|  | 0.3 | 2008 | IPP | Restructured | Non-Renewable
|  | 0.3 | 2008 | IPP | Restructured | Non-Renewable
|  | 0.3 | 2008 | IPP | Restructured | Non-Renewable
|  | 0.3 | 2008 | IPP | Restructured | Non-Renewable
|  | 118 | 1995 | IPP | Restructured | Non-Renewable
|  | 499.5 | 2018 | IPP | Restructured | Non-Renewable
|  | 499.5 | 2018 | IPP | Restructured | Non-Renewable
|  | 499.5 | 2018 | IPP | Restructured | Non-Renewable
|  | 3.8 | 2013 | IPP | Restructured | Non-Renewable
|  | 1.1 | 2016 | Other | Restructured | Non-Renewable
|  | 179 | 2003 | IPP | Restructured | Non-Renewable
|  | 179 | 2003 | IPP | Restructured | Non-Renewable
|  | 179 | 2003 | IPP | Restructured | Non-Renewable
|  | 361 | 2003 | IPP | Restructured | Non-Renewable
|  | 975.5 | 1970 | IPP | Restructured | Non-Renewable
|  | 975.5 | 1971 | IPP | Restructured | Non-Renewable
|  | 3 | 1970 | IPP | Restructured | Non-Renewable
|  | 3 | 1970 | IPP | Restructured | Non-Renewable
|  | 3 | 1970 | IPP | Restructured | Non-Renewable
|  | 3 | 1970 | IPP | Restructured | Non-Renewable
|  | 936 | 1967 | IPP | Restructured | Non-Renewable
|  | 936 | 1968 | IPP | Restructured | Non-Renewable
|  | 2.5 | 1968 | IPP | Restructured | Non-Renewable
|  | 2.9 | 1968 | IPP | Restructured | Non-Renewable
|  | 2.9 | 1968 | IPP | Restructured | Non-Renewable
|  | 2.9 | 1968 | IPP | Restructured | Non-Renewable
|  | 17.3 | 2020 | Other | Restructured | Non-Renewable
|  | 17.3 | 2020 | Other | Restructured | Non-Renewable
|  | 17.3 | 2020 | Other | Restructured | Non-Renewable
|  | 17.3 | 2020 | Other | Restructured | Non-Renewable
|  | 3 | 2010 | Other | Restructured | Renewable
|  | 1.3 | 2012 | IPP | Restructured | Renewable
|  | 24 | 2006 | IPP | Restructured | Renewable
|  | 80 | 2007 | IPP | Restructured | Renewable
|  | 186 | 2002 | IPP | Restructured | Non-Renewable
|  | 186 | 2002 | IPP | Restructured | Non-Renewable
|  | 242 | 2002 | IPP | Restructured | Non-Renewable
|  | 13.5 | 2019 | IPP | Restructured | Renewable
|  | 20 | 2020 | IPP | Restructured | Renewable
|  | 20 | 2020 | IPP | Restructured | Renewable
|  | 15 | 2020 | IPP | Restructured | Renewable
|  | 20 | 2022 | IPP | Restructured | Renewable
|  | 37.8 | 2008 | IPP | Restructured | Renewable
|  | 211.5 | 2004 | IPP | Restructured | Non-Renewable
|  | 211.5 | 2004 | IPP | Restructured | Non-Renewable
|  | 228.6 | 2004 | IPP | Restructured | Non-Renewable
|  | 20 | 2023 | IPP | Restructured | Renewable
|  | 188.2 | 2004 | IPP | Restructured | Non-Renewable
|  | 188.2 | 2004 | IPP | Restructured | Non-Renewable
|  | 188.2 | 2004 | IPP | Restructured | Non-Renewable
|  | 271.5 | 2004 | IPP | Restructured | Non-Renewable
|  | 1 | 2011 | Other | Restructured | Renewable
|  | 1 | 2011 | IPP | Restructured | Renewable
|  | 1.5 | 2011 | Other | Restructured | Renewable
|  | 38.4 | 2001 | Other | Restructured | Non-Renewable
|  | 1.5 | 2016 | Other | Restructured | Non-Renewable
|  | 1.3 | 2017 | Other | Restructured | Non-Renewable
|  | 1.3 | 2020 | Other | Restructured | Non-Renewable
|  | 2 | 2022 | Other | Restructured | Non-Renewable
|  | 32.3 | 1989 | Other | Restructured | Non-Renewable
|  | 2.5 | 1972 | Other | Restructured | Non-Renewable
|  | 1.2 | 1994 | Other | Restructured | Non-Renewable
|  | 1 | 1999 | Other | Restructured | Non-Renewable
|  | 1.3 | 2004 | Other | Restructured | Non-Renewable
|  | 1.3 | 2004 | Other | Restructured | Non-Renewable
|  | 1 | 2010 | Other | Restructured | Non-Renewable
|  | 3 | 2008 | IPP | Restructured | Renewable
|  | 7 | 2017 | IPP | Restructured | Non-Renewable
|  | 7 | 2017 | IPP | Restructured | Non-Renewable
|  | 7 | 2017 | IPP | Restructured | Non-Renewable
|  | 47.3 | 1990 | IPP | Restructured | Non-Renewable
|  | 1.1 | 2011 | Other | Restructured | Non-Renewable
|  | 27 | 1972 | IPP | Restructured | Non-Renewable
|  | 27 | 1972 | IPP | Restructured | Non-Renewable
|  | 552.5 | 2018 | IPP | Restructured | Non-Renewable
|  | 552.5 | 2018 | IPP | Restructured | Non-Renewable
|  | 98 | 1952 | IPP | Restructured | Non-Renewable
|  | 114 | 1958 | IPP | Restructured | Non-Renewable
|  | 136 | 1964 | IPP | Restructured | Non-Renewable
|  | 3.2 | 1968 | IPP | Restructured | Non-Renewable
|  | 3.2 | 1968 | IPP | Restructured | Non-Renewable
|  | 1.8 | 1964 | Other | Restructured | Non-Renewable
|  | 1.5 | 2015 | Other | Restructured | Non-Renewable
|  | 1.8 | 2010 | Other | Restructured | Non-Renewable
|  | 1.8 | 2010 | Other | Restructured | Non-Renewable
|  | 1.8 | 2010 | Other | Restructured | Non-Renewable
|  | 1.8 | 2010 | Other | Restructured | Non-Renewable
|  | 2.9 | 2013 | IPP | Restructured | Renewable
|  | 660 | 1969 | IPP | Restructured | Non-Renewable
|  | 250 | 2002 | IPP | Restructured | Non-Renewable
|  | 250 | 2002 | IPP | Restructured | Non-Renewable
|  | 228 | 2002 | IPP | Restructured | Non-Renewable
|  | 27 | 1971 | IPP | Restructured | Non-Renewable
|  | 4.4 | 2019 | IPP | Restructured | Non-Renewable
|  | 4.4 | 2019 | IPP | Restructured | Non-Renewable
|  | 4.4 | 2019 | IPP | Restructured | Non-Renewable
|  | 4.4 | 2019 | IPP | Restructured | Non-Renewable
|  | 4.4 | 2019 | IPP | Restructured | Non-Renewable
|  | 94 | 1992 | IPP | Restructured | Non-Renewable
|  | 23.2 | 1988 | IPP | Restructured | Non-Renewable
|  | 4.6 | 2010 | IPP | Restructured | Renewable
|  | 4.6 | 2010 | IPP | Restructured | Renewable
|  | 60.5 | 2001 | IPP | Restructured | Non-Renewable
|  | 6.1 | 2021 | Other | Restructured | Non-Renewable
|  | 2.9 | 2017 | Other | Restructured | Non-Renewable
|  | 2.2 | 2017 | Other | Restructured | Non-Renewable
|  | 2.8 | 2021 | Other | Restructured | Non-Renewable
|  | 7 | 2011 | Other | Restructured | Non-Renewable
|  | 7.5 | 1989 | IPP | Restructured | Renewable
|  | 7.5 | 1989 | IPP | Restructured | Renewable
|  | 2 | 2017 | Municipal | Restructured | Non-Renewable
|  | 2 | 2017 | Municipal | Restructured | Non-Renewable
|  | 2 | 2017 | Municipal | Restructured | Non-Renewable
|  | 2 | 2018 | Municipal | Restructured | Non-Renewable
|  | 1.4 | 2013 | Other | Restructured | Renewable
|  | 1.4 | 2013 | Other | Restructured | Renewable
|  | 1.4 | 2013 | Other | Restructured | Renewable
|  | 1.4 | 2013 | Other | Restructured | Renewable
|  | 1 | 2014 | Other | Restructured | Non-Renewable
|  | 1.6 | 2008 | IPP | Restructured | Renewable
|  | 1.6 | 2008 | IPP | Restructured | Renewable
|  | 1.6 | 2008 | IPP | Restructured | Renewable
|  | 1.6 | 2008 | IPP | Restructured | Renewable
|  | 1.6 | 2013 | IPP | Restructured | Renewable
|  | 6 | 1948 | Other | Restructured | Non-Renewable
|  | 5.1 | 1948 | Other | Restructured | Non-Renewable
|  | 7.5 | 1962 | Other | Restructured | Non-Renewable
|  | 45.9 | 1989 | Other | Restructured | Non-Renewable
|  | 39.1 | 1994 | Other | Restructured | Renewable
|  | 2.7 | 2010 | Other | Restructured | Renewable
|  | 18 | 1967 | IPP | Restructured | Non-Renewable
|  | 20 | 1971 | IPP | Restructured | Non-Renewable
|  | 156 | 1997 | IPP | Restructured | Non-Renewable
|  | 0.3 | 2000 | Other | Restructured | Non-Renewable
|  | 0.8 | 1998 | Other | Restructured | Non-Renewable
|  | 53.6 | 1985 | Other | Restructured | Non-Renewable
|  | 2.6 | 1984 | Other | Restructured | Non-Renewable
|  | 64 | 2013 | Other | Restructured | Non-Renewable
|  | 36 | 1987 | IPP | Restructured | Non-Renewable
|  | 1.6 | 2021 | Other | Restructured | Non-Renewable
|  | 1.6 | 2021 | Other | Restructured | Non-Renewable
|  | 1.6 | 2021 | Other | Restructured | Non-Renewable
|  | 39.9 | 2016 | IPP | Restructured | Renewable
|  | 1.8 | 2011 | Other | Restructured | Renewable
|  | 4.4 | 2015 | IPP | Restructured | Non-Renewable
|  | 4.4 | 2015 | IPP | Restructured | Non-Renewable
|  | 4.4 | 2015 | IPP | Restructured | Non-Renewable
|  | 4.4 | 2015 | IPP | Restructured | Non-Renewable
|  | 4.4 | 2015 | IPP | Restructured | Non-Renewable
|  | 52.5 | 2009 | IPP | Restructured | Renewable
|  | 33 | 1940 | IPP | Restructured | Renewable
|  | 37.5 | 1985 | IPP | Restructured | Renewable
|  | 37.5 | 1986 | IPP | Restructured | Renewable
|  | 37.5 | 1985 | IPP | Restructured | Renewable
|  | 33 | 1934 | IPP | Restructured | Renewable
|  | 32 | 1931 | IPP | Restructured | Renewable
|  | 32 | 1931 | IPP | Restructured | Renewable
|  | 2 | 1931 | IPP | Restructured | Renewable
|  | 2 | 1931 | IPP | Restructured | Renewable
|  | 32 | 1932 | IPP | Restructured | Renewable
|  | 32 | 1932 | IPP | Restructured | Renewable
|  | 32 | 1933 | IPP | Restructured | Renewable
|  | 37.5 | 1985 | IPP | Restructured | Renewable
|  | 37.5 | 1986 | IPP | Restructured | Renewable
|  | 99.2 | 1990 | IPP | Restructured | Non-Renewable
|  | 94.7 | 1993 | IPP | Restructured | Non-Renewable
|  | 205.9 | 1970 | IPP | Restructured | Renewable
|  | 205.9 | 1970 | IPP | Restructured | Renewable
|  | 26.1 | 1970 | IPP | Restructured | Renewable
|  | 9 | 2001 | IPP | Restructured | Renewable
|  | 15 | 2001 | IPP | Restructured | Renewable
|  | 64.5 | 2003 | IPP | Restructured | Renewable
|  | 30 | 2003 | IPP | Restructured | Renewable
|  | 585 | 2004 | IPP | Restructured | Non-Renewable
|  | 20 | 1972 | IPP | Restructured | Non-Renewable
|  | 125 | 1954 | IPP | Restructured | Non-Renewable
|  | 125 | 1954 | IPP | Restructured | Non-Renewable
|  | 188 | 1959 | IPP | Restructured | Non-Renewable
|  | 188 | 1960 | IPP | Restructured | Non-Renewable
|  | 2 | 1960 | IPP | Restructured | Non-Renewable
|  | 2 | 1966 | IPP | Restructured | Non-Renewable
|  | 2 | 1960 | IPP | Restructured | Non-Renewable
|  | 48.4 | 2021 | Other | Restructured | Non-Renewable
|  | 48.4 | 2021 | Other | Restructured | Non-Renewable
|  | 48.4 | 2021 | Other | Restructured | Non-Renewable
|  | 82.3 | 2021 | Other | Restructured | Non-Renewable
|  | 82.3 | 2021 | Other | Restructured | Non-Renewable
|  | 3.3 | 2021 | IPP | Restructured | Renewable
|  | 0.9 | 2007 | Other | Restructured | Renewable
|  | 1.6 | 2010 | Other | Restructured | Renewable
|  | 43.8 | 1999 | IPP | Restructured | Non-Renewable
|  | 43.8 | 1999 | IPP | Restructured | Non-Renewable
|  | 184 | 2003 | IPP | Restructured | Non-Renewable
|  | 184 | 2003 | IPP | Restructured | Non-Renewable
|  | 188 | 2003 | IPP | Restructured | Non-Renewable
|  | 1.5 | 2018 | IPP | Restructured | Renewable
|  | 3 | 2019 | IPP | Restructured | Renewable
|  | 1.6 | 2011 | Other | Restructured | Renewable
|  | 1.6 | 2011 | Other | Restructured | Renewable
|  | 23.6 | 1971 | IPP | Restructured | Non-Renewable
|  | 23.6 | 1971 | IPP | Restructured | Non-Renewable
|  | 5.5 | 1967 | IPP | Restructured | Non-Renewable
|  | 1 | 2012 | Other | Restructured | Renewable
|  | 850.5 | 1975 | IPP | Restructured | Non-Renewable
|  | 850.5 | 1977 | IPP | Restructured | Non-Renewable
|  | 864.9 | 1972 | IPP | Restructured | Non-Renewable
|  | 893 | 1973 | IPP | Restructured | Non-Renewable
|  | 1266 | 1983 | IPP | Restructured | Other
|  | 1266 | 1985 | IPP | Restructured | Other
|  | 1.6 | 1993 | Other | Restructured | Non-Renewable
|  | 1.6 | 1993 | Other | Restructured | Non-Renewable
|  | 1.6 | 1993 | Other | Restructured | Non-Renewable
|  | 1.6 | 1993 | Other | Restructured | Non-Renewable
|  | 1.6 | 1993 | Other | Restructured | Non-Renewable
|  | 1.6 | 1993 | Other | Restructured | Non-Renewable
|  | 1.6 | 1993 | Other | Restructured | Non-Renewable
|  | 1.6 | 1993 | Other | Restructured | Non-Renewable
|  | 1.6 | 1993 | Other | Restructured | Non-Renewable
|  | 1.6 | 1993 | Other | Restructured | Non-Renewable
|  | 370 | 2018 | IPP | Restructured | Non-Renewable
|  | 370 | 2018 | IPP | Restructured | Non-Renewable
|  | 394 | 2018 | IPP | Restructured | Non-Renewable
|  | 3 | 2018 | IPP | Restructured | Renewable
|  | 2 | 2011 | IPP | Restructured | Renewable
|  | 18 | 1967 | IPP | Restructured | Non-Renewable
|  | 18 | 1970 | IPP | Restructured | Non-Renewable
|  | 27 | 1972 | IPP | Restructured | Non-Renewable
|  | 27 | 1972 | IPP | Restructured | Non-Renewable
|  | 49.9 | 1959 | IPP | Restructured | Non-Renewable
|  | 48 | 2011 | IPP | Restructured | Non-Renewable
|  | 48 | 2011 | IPP | Restructured | Non-Renewable
|  | 1 | 2010 | IPP | Restructured | Renewable
|  | 1 | 2011 | IPP | Restructured | Renewable
|  | 0.8 | 2012 | IPP | Restructured | Renewable
|  | 2.2 | 2011 | IPP | Restructured | Renewable
|  | 21 | 1955 | Other | Restructured | Non-Renewable
|  | 10 | 1955 | Other | Restructured | Non-Renewable
|  | 25 | 1943 | Other | Restructured | Non-Renewable
|  | 25 | 1943 | Other | Restructured | Non-Renewable
|  | 2.5 | 2002 | Other | Restructured | Non-Renewable
|  | 20 | 2023 | IPP | Restructured | Renewable
|  | 75 | 2012 | IPP | Restructured | Renewable
|  | 139.4 | 2012 | IPP | Restructured | Renewable
|  | 30 | 2012 | IPP | Restructured | Renewable
|  | 2 | 2021 | Other | Restructured | Non-Renewable
|  | 1.5 | 1996 | Other | Restructured | Non-Renewable
|  | 1.5 | 1996 | Other | Restructured | Non-Renewable
|  | 20 | 1926 | IPP | Restructured | Renewable
|  | 20 | 1926 | IPP | Restructured | Renewable
|  | 53.1 | 1972 | IPP | Restructured | Non-Renewable
|  | 3.3 | 2001 | IPP | Restructured | Renewable
|  | 3.3 | 2001 | IPP | Restructured | Renewable
|  | 3.3 | 2001 | IPP | Restructured | Renewable
|  | 53.3 | 1994 | IPP | Restructured | Renewable
|  | 3 | 1996 | IPP | Restructured | Renewable
|  | 3 | 1996 | IPP | Restructured | Renewable
|  | 3 | 1997 | IPP | Restructured | Renewable
|  | 3 | 1997 | IPP | Restructured | Renewable
|  | 0.8 | 2009 | IPP | Restructured | Renewable
|  | 0.8 | 2009 | IPP | Restructured | Renewable
|  | 0.8 | 2009 | IPP | Restructured | Renewable
|  | 0.8 | 2009 | IPP | Restructured | Renewable
|  | 0.8 | 2009 | IPP | Restructured | Renewable
|  | 0.8 | 2009 | IPP | Restructured | Renewable
|  | 1.6 | 2013 | IPP | Restructured | Renewable
|  | 4.4 | 2019 | IPP | Restructured | Non-Renewable
|  | 4.4 | 2019 | IPP | Restructured | Non-Renewable
|  | 4.4 | 2019 | IPP | Restructured | Non-Renewable
|  | 4.4 | 2019 | IPP | Restructured | Non-Renewable
|  | 4.4 | 2019 | IPP | Restructured | Non-Renewable
|  | 36.5 | 1989 | IPP | Restructured | Renewable

## Nameplate Two State Comparison
In-State Power Generation Built Comparison By State Market Structure: Vertically Integrated vs. Restructured This data set allows you to compare states with differing market structures (vertically integrated or restructured) to review how much power generation was built each year from 2000 to 2023. The vertically integratd market will reveal power generation built from ONLY Investor-Owned Utilities (IOU) and the restructured market will reveal generation built by Independent Power Producers (IPP). First select a state in a vertically integrated market and then a state in a restructured market in the highlighted cells below. Chart 1 reveals how much power generation was built within the two different market structures of the states selected. Data Source: U.S. Energy Information Administration Form 860 (2023) Power generation is represented as the maximum theoretical output capacity of each generating unit measured in megawatts.
State 1: Select Vertically Integrated (Monopoly) State: | WV
State 2: Select Restructured (Competitive) State: | PA
|  | Nameplate Capacity 1 (MW) | Operating Year 1 | Operator Sector 1 | Nameplate Capacity2 (MW) | Operating Year 2 | Operator Sector 2 | Restructured | Vertically_Integrated | Test Year | SUMIF Nameplate Total | State 1 SUMIFS IOU Build | State 2 SUMIFS IPP Build
|  | 97.6 | 2011 | IPP | 80 | 2023 | IPP | CT | AL | 2000 | 0 | 0 | 131.6
|  | 16 | 2011 | IPP | 140.8 | 2012 | IPP | DC | AK | 2001 | 952.4 | 519 | 1254.1
|  | 95.7 | 1992 | IPP | 150 | 2023 | IPP | DE | AZ | 2002 | 410 | 0 | 2510
|  | 21 | 1999 | Municipal | 2 | 2016 | IPP | IL | AR | 2003 | 0 | 0 | 3049.8
|  | 21 | 1999 | Municipal | 70 | 2023 | IPP | MA | CA | 2004 | 0 | 0 | 3410.7
|  | 22 | 2016 | Municipal | 50 | 2012 | IPP | MD | CO | 2005 | 0 | 0 | 0
|  | 22 | 2016 | Municipal | 87.6 | 2023 | IPP | ME | FL | 2006 | 0 | 0 | 52.9
|  | 816.3 | 1971 | Investor Owned Utility | 7 | 1988 | Cooperative | NH | GA | 2007 | 0 | 0 | 83.2
|  | 816.3 | 1972 | Investor Owned Utility | 14.7 | 1988 | Cooperative | NJ | HI | 2008 | 264 | 0 | 82
|  | 1300 | 1973 | Investor Owned Utility | 6.8 | 1990 | IPP | NY | ID | 2009 | 0 | 0 | 304.3
|  | 1300 | 1980 | Investor Owned Utility | 6.8 | 1990 | IPP | OH | IN | 2010 | 100.5 | 0 | 15.7
|  | 4.8 | 1935 | Investor Owned Utility | 8.9 | 1990 | IPP | PA | IA | 2011 | 861.2 | 0 | 707.2
|  | 4.8 | 1935 | Investor Owned Utility | 8.9 | 1990 | IPP | RI | KS | 2012 | 0 | 0 | 529.3
|  | 4.8 | 1935 | Investor Owned Utility | 100.5 | 2009 | IPP | TX | KY | 2013 | 0 | 0 | 180.8
|  | 4.8 | 1935 | Investor Owned Utility | 1 | 2011 | IPP | RI | LA | 2014 | 0 | 0 | 0
|  | 4.8 | 1935 | Investor Owned Utility | 7 | 2017 | IPP | TX | MI | 2015 | 31.5 | 0 | 40
|  | 4.8 | 1935 | Investor Owned Utility | 7 | 2017 | IPP |  | MN | 2016 | 103 | 0 | 1818.9
|  | 14.7 | 1938 | Investor Owned Utility | 7 | 2017 | IPP |  | MS | 2017 | 3.2 | 0 | 42
|  | 4.9 | 1938 | Investor Owned Utility | 5 | 2012 | IPP |  | MO | 2018 | 0 | 0 | 4936.4
|  | 4.9 | 1938 | Investor Owned Utility | 0.7 | 1985 | IPP |  | MT | 2019 | 0 | 0 | 2765.5
|  | 86.5 | 2001 | Investor Owned Utility | 0.7 | 1985 | IPP |  | NE | 2020 | 56.2 | 0 | 1101.7
|  | 86.5 | 2001 | Investor Owned Utility | 0.7 | 1985 | IPP |  | NV | 2021 | 0 | 0 | 700.3
|  | 86.5 | 2001 | Investor Owned Utility | 0.7 | 1985 | IPP |  | NM | 2022 | 115 | 0 | 20
|  | 86.5 | 2001 | Investor Owned Utility | 2.2 | 2022 | Municipal |  | NC | 2023 | 0 | 0 | 603.2
|  | 86.5 | 2001 | Investor Owned Utility | 2.2 | 2022 | Municipal |  | ND
|  | 86.5 | 2001 | Investor Owned Utility | 2.7 | 2023 | Municipal |  | OK
|  | 115 | 2022 | IPP | 2.7 | 2023 | Municipal |  | OR
|  | 40 | 2001 | IPP | 2.7 | 2022 | Municipal |  | SC
|  | 40 | 2001 | IPP | 2.7 | 2022 | Municipal |  | SD
|  | 164 | 2008 | IPP | 2.7 | 2021 | Municipal |  | TN
|  | 100 | 2008 | IPP | 2.7 | 2021 | Municipal |  | UT
|  | 1.6 | 2017 | IPP | 2.7 | 2022 | Municipal |  | VT
|  | 1.6 | 2017 | IPP | 2.7 | 2023 | Municipal |  | VA
|  | 0.5 | 1909 | IPP | 2.7 | 2023 | Municipal |  | WA
|  | 0.5 | 1909 | IPP | 2.7 | 2023 | Municipal |  | WV
|  | 0.9 | 1991 | IPP | 2.7 | 2023 | Municipal |  | WI
|  | 0.5 | 1919 | IPP | 2.7 | 2023 | Municipal |  | WY
|  | 0.5 | 1919 | IPP | 2.7 | 2023 | Municipal
|  | 0.8 | 1913 | IPP | 2.7 | 2022 | Municipal
|  | 1 | 1939 | IPP | 1 | 2009 | IPP
|  | 1 | 1938 | IPP | 1.5 | 2012 | IPP
|  | 0.4 | 1912 | Other | 172 | 2002 | IPP
|  | 0.4 | 1912 | Other | 172 | 2002 | IPP
|  | 0.4 | 1912 | Other | 172 | 2002 | IPP
|  | 0.4 | 1912 | Other | 172 | 2002 | IPP
|  | 0.4 | 1912 | Other | 34.5 | 2007 | Investor Owned Utility
|  | 0.4 | 1912 | Other | 26 | 2007 | Investor Owned Utility
|  | 1.9 | 1917 | Other | 102 | 2009 | Investor Owned Utility
|  | 1.9 | 1917 | Other | 50.4 | 2012 | Investor Owned Utility
|  | 25.5 | 1936 | Other | 20 | 2023 | IPP
|  | 25.5 | 1936 | Other | 20 | 2023 | IPP
|  | 25.5 | 1936 | Other | 17.1 | 2023 | IPP
|  | 25.5 | 1936 | Other | 17.1 | 2023 | IPP
|  | 100.5 | 2010 | IPP | 4.4 | 2016 | IPP
|  | 31.5 | 2015 | IPP | 4.4 | 2016 | IPP
|  | 816.3 | 1971 | Investor Owned Utility | 4.4 | 2016 | IPP
|  | 816.3 | 1971 | Investor Owned Utility | 4.4 | 2016 | IPP
|  | 807.5 | 2011 | IPP | 4.4 | 2016 | IPP
|  | 58.9 | 2001 | IPP | 2.6 | 1987 | IPP
|  | 58.9 | 2001 | IPP | 2.6 | 1987 | IPP
|  | 58.9 | 2001 | IPP | 10.4 | 1910 | IPP
|  | 58.9 | 2001 | IPP | 12 | 1924 | IPP
|  | 58.9 | 2001 | IPP | 1.4 | 2011 | IPP
|  | 58.9 | 2001 | IPP | 1.4 | 2011 | IPP
|  | 576 | 1967 | Investor Owned Utility | 66 | 2013 | IPP
|  | 576 | 1968 | Investor Owned Utility | 66 | 2013 | IPP
|  | 684 | 1972 | Investor Owned Utility | 10.4 | 1911 | IPP
|  | 684 | 1973 | Investor Owned Utility | 13.5 | 1911 | IPP
|  | 684 | 1974 | Investor Owned Utility | 10.4 | 1911 | IPP
|  | 68.9 | 1991 | IPP | 10.4 | 1911 | IPP
|  | 103 | 2016 | IPP | 10.4 | 1911 | IPP
|  | 18.7 | 1988 | IPP | 10.4 | 1913 | IPP
|  | 18.7 | 1988 | IPP | 11.4 | 1914 | IPP
|  | 684 | 1979 | IPP | 13.2 | 1914 | IPP
|  | 684 | 1980 | IPP | 90 | 2019 | IPP
|  | 53.7 | 2011 | IPP | 525 | 2019 | IPP
|  | 172 | 2002 | IPP | 24 | 1971 | IPP
|  | 172 | 2002 | IPP | 2 | 1967 | Municipal
|  | 66 | 2002 | IPP | 2 | 1967 | Municipal
|  | 56.2 | 2020 | IPP | 3.2 | 2001 | Municipal
|  | 570.2 | 1965 | Investor Owned Utility | 6 | 2003 | Municipal
|  | 570.2 | 1966 | Investor Owned Utility | 6 | 2003 | Municipal
|  | 522 | 1973 | Investor Owned Utility | 6 | 2003 | Municipal
|  | 18.5 | 1967 | Investor Owned Utility | 6 | 2003 | Municipal
|  | 7.5 | 1943 | Other | 10 | 1924 | IPP
|  | 26 | 1954 | Other | 10 | 1924 | IPP
|  | 82 | 1966 | Other | 10 | 1928 | IPP
[5 empty] | 363.3 | 1961 | IPP
[5 empty] | 405 | 1965 | IPP
[5 empty] | 847.8 | 1969 | IPP
[5 empty] | 25.5 | 1972 | IPP
[5 empty] | 65.3 | 1973 | IPP
[5 empty] | 65.3 | 1973 | IPP
[5 empty] | 65.3 | 1973 | IPP
[5 empty] | 144 | 1974 | IPP
[5 empty] | 4.7 | 1998 | Other
[5 empty] | 1.2 | 1991 | Other
[5 empty] | 127 | 2002 | IPP
[5 empty] | 127 | 2002 | IPP
[5 empty] | 127 | 2002 | IPP
[5 empty] | 127 | 2003 | IPP
[5 empty] | 127 | 2003 | IPP
[5 empty] | 127 | 2003 | IPP
[5 empty] | 195.5 | 2003 | IPP
[5 empty] | 195.5 | 2003 | IPP
[5 empty] | 120 | 2011 | IPP
[5 empty] | 120 | 2011 | IPP
[5 empty] | 120 | 2011 | IPP
[5 empty] | 234.9 | 2019 | IPP
[5 empty] | 234.9 | 2019 | IPP
[5 empty] | 200 | 2011 | IPP
[5 empty] | 419.6 | 2019 | IPP
[5 empty] | 3.6 | 2019 | IPP
[5 empty] | 0.9 | 2010 | Other
[5 empty] | 0.4 | 2010 | Other
[5 empty] | 0.4 | 1982 | IPP
[5 empty] | 0.4 | 1982 | IPP
[5 empty] | 0.4 | 1982 | IPP
[5 empty] | 43.8 | 2001 | IPP
[5 empty] | 43.8 | 2001 | IPP
[5 empty] | 6.2 | 2021 | IPP
[5 empty] | 10.1 | 2012 | IPP
[5 empty] | 10 | 2020 | IPP
[5 empty] | 1499.4 | 1974 | IPP
[5 empty] | 1377 | 1974 | IPP
[5 empty] | 1138.5 | 1986 | IPP
[5 empty] | 1138.5 | 1990 | IPP
[5 empty] | 18.6 | 1969 | IPP
[5 empty] | 18.6 | 1969 | IPP
[5 empty] | 18.6 | 1969 | IPP
[5 empty] | 18.6 | 1969 | IPP
[5 empty] | 18.6 | 1969 | IPP
[5 empty] | 18.6 | 1969 | IPP
[5 empty] | 21.2 | 1970 | IPP
[5 empty] | 18.6 | 1967 | IPP
[5 empty] | 18.6 | 1967 | IPP
[5 empty] | 391 | 1974 | IPP
[5 empty] | 21.2 | 1970 | IPP
[5 empty] | 391 | 1976 | IPP
[5 empty] | 21.2 | 1970 | IPP
[5 empty] | 21.2 | 1970 | IPP
[5 empty] | 21.2 | 1970 | IPP
[5 empty] | 21.2 | 1970 | IPP
[5 empty] | 21.2 | 1970 | IPP
[5 empty] | 21.2 | 1970 | IPP
[5 empty] | 21.2 | 1970 | IPP
[5 empty] | 134 | 1967 | IPP
[5 empty] | 134 | 1967 | IPP
[5 empty] | 134 | 1967 | IPP
[5 empty] | 134 | 1967 | IPP
[5 empty] | 134 | 1967 | IPP
[5 empty] | 134 | 1967 | IPP
[5 empty] | 134 | 1968 | IPP
[5 empty] | 134 | 1968 | IPP
[5 empty] | 65.8 | 1973 | IPP
[5 empty] | 65.8 | 1973 | IPP
[5 empty] | 18.6 | 1969 | IPP
[5 empty] | 21.2 | 1971 | IPP
[5 empty] | 18.6 | 1967 | IPP
[5 empty] | 18.6 | 1967 | IPP
[5 empty] | 18.6 | 1967 | IPP
[5 empty] | 18.6 | 1968 | IPP
[5 empty] | 68.3 | 1974 | IPP
[5 empty] | 68.3 | 1974 | IPP
[5 empty] | 68.3 | 1974 | IPP
[5 empty] | 68.3 | 1974 | IPP
[5 empty] | 68.3 | 1974 | IPP
[5 empty] | 68.3 | 1974 | IPP
[5 empty] | 68.3 | 1974 | IPP
[5 empty] | 68.3 | 1974 | IPP
[5 empty] | 20 | 2013 | IPP
[5 empty] | 90 | 1991 | IPP
[5 empty] | 35.7 | 1990 | Other
[5 empty] | 32.1 | 1991 | Other
[5 empty] | 372 | 2019 | IPP
[5 empty] | 372 | 2019 | IPP
[5 empty] | 453 | 2019 | IPP
[5 empty] | 100 | 2023 | IPP
[5 empty] | 6.1 | 1989 | IPP
[5 empty] | 6.1 | 1989 | IPP
[5 empty] | 5.6 | 2012 | Other
[5 empty] | 5.6 | 2012 | Other
[5 empty] | 3 | 2016 | IPP
[5 empty] | 1.1 | 2021 | IPP
[5 empty] | 54 | 1993 | Other
[5 empty] | 75 | 2009 | IPP
[5 empty] | 69 | 2012 | IPP
[5 empty] | 19.6 | 1905 | IPP
[5 empty] | 12.8 | 1926 | IPP
[5 empty] | 12.8 | 1929 | IPP
[5 empty] | 12.8 | 1926 | IPP
[5 empty] | 12.8 | 1926 | IPP
[5 empty] | 4.6 | 1988 | IPP
[5 empty] | 4.6 | 1988 | IPP
[5 empty] | 4.6 | 1988 | IPP
[5 empty] | 4.6 | 1988 | IPP
[5 empty] | 6 | 2013 | IPP
[5 empty] | 57.6 | 1990 | IPP
[5 empty] | 1.3 | 2010 | IPP
[5 empty] | 5.6 | 1997 | IPP
[5 empty] | 38 | 2011 | IPP
[5 empty] | 198.9 | 2004 | IPP
[5 empty] | 198.9 | 2004 | IPP
[5 empty] | 198.9 | 2004 | IPP
[5 empty] | 198.9 | 2004 | IPP
[5 empty] | 271.2 | 2004 | IPP
[5 empty] | 271.2 | 2004 | IPP
[5 empty] | 1.6 | 2006 | IPP
[5 empty] | 1.6 | 2010 | IPP
[5 empty] | 1.6 | 2013 | IPP
[5 empty] | 1.6 | 2013 | IPP
[5 empty] | 1.6 | 2016 | IPP
[5 empty] | 134.1 | 1995 | IPP
[5 empty] | 6.3 | 1986 | IPP
[5 empty] | 6.3 | 1986 | IPP
[5 empty] | 923.4 | 1976 | IPP
[5 empty] | 923.4 | 1987 | IPP
[5 empty] | 1.6 | 2006 | IPP
[5 empty] | 1.6 | 2006 | IPP
[5 empty] | 1.6 | 2007 | IPP
[5 empty] | 1.6 | 2007 | IPP
[5 empty] | 1.6 | 2009 | IPP
[5 empty] | 1.6 | 2009 | IPP
[5 empty] | 1.6 | 2009 | IPP
[5 empty] | 1.6 | 2009 | IPP
[5 empty] | 1.6 | 2009 | IPP
[5 empty] | 3.2 | 2011 | IPP
[5 empty] | 1.6 | 2013 | IPP
[5 empty] | 1.6 | 2013 | IPP
[5 empty] | 1.6 | 2013 | IPP
[5 empty] | 1.6 | 2013 | IPP
[5 empty] | 1.6 | 2012 | IPP
[5 empty] | 1.6 | 2012 | IPP
[5 empty] | 1.6 | 2012 | IPP
[5 empty] | 1.6 | 2012 | IPP
[5 empty] | 62.5 | 2009 | IPP
[5 empty] | 198.9 | 2003 | IPP
[5 empty] | 198.9 | 2003 | IPP
[5 empty] | 317.1 | 2003 | IPP
[5 empty] | 29.4 | 2008 | IPP
[5 empty] | 43.8 | 2000 | IPP
[5 empty] | 43.8 | 2000 | IPP
[5 empty] | 4.4 | 1984 | Other
[5 empty] | 3.3 | 2013 | IPP
[5 empty] | 88.4 | 1988 | IPP
[5 empty] | 18 | 2015 | IPP
[5 empty] | 57.6 | 1997 | IPP
[5 empty] | 135 | 1997 | IPP
[5 empty] | 10.4 | 2016 | IPP
[5 empty] | 3 | 2020 | IPP
[5 empty] | 1.4 | 2023 | IPP
[5 empty] | 2.6 | 2010 | IPP
[5 empty] | 435 | 2016 | IPP
[5 empty] | 435 | 2016 | IPP
[5 empty] | 435 | 2016 | IPP
[5 empty] | 435 | 2016 | IPP
[5 empty] | 19.6 | 1971 | IPP
[5 empty] | 58.9 | 2001 | IPP
[5 empty] | 58.9 | 2001 | IPP
[5 empty] | 58.9 | 2001 | IPP
[5 empty] | 58.9 | 2001 | IPP
[5 empty] | 58.9 | 2001 | IPP
[5 empty] | 24.1 | 2006 | IPP
[5 empty] | 72.5 | 1989 | IPP
[5 empty] | 33 | 2002 | IPP
[5 empty] | 33 | 2002 | IPP
[5 empty] | 33 | 2002 | IPP
[5 empty] | 259.2 | 2001 | IPP
[5 empty] | 259.2 | 2001 | IPP
[5 empty] | 259.2 | 2001 | IPP
[5 empty] | 295 | 2020 | IPP
[5 empty] | 295 | 2020 | IPP
[5 empty] | 443.7 | 2020 | IPP
[5 empty] | 664.7 | 2021 | IPP
[5 empty] | 244.8 | 2018 | IPP
[5 empty] | 244.8 | 2018 | IPP
[5 empty] | 244.8 | 2018 | IPP
[5 empty] | 460 | 2018 | IPP
[5 empty] | 44 | 2000 | IPP
[5 empty] | 20 | 1971 | IPP
[5 empty] | 20 | 1971 | IPP
[5 empty] | 20 | 1971 | IPP
[5 empty] | 1 | 2013 | Other
[5 empty] | 4.4 | 2021 | IPP
[5 empty] | 4.4 | 2021 | IPP
[5 empty] | 4.4 | 2021 | IPP
[5 empty] | 4.4 | 2021 | IPP
[5 empty] | 4.4 | 2021 | IPP
[5 empty] | 3 | 2021 | IPP
[5 empty] | 6.1 | 1988 | Other
[5 empty] | 6.1 | 1988 | Other
[5 empty] | 6.1 | 1988 | Other
[5 empty] | 6.1 | 1988 | Other
[5 empty] | 0.3 | 2003 | IPP
[5 empty] | 0.3 | 2003 | IPP
[5 empty] | 0.3 | 2003 | IPP
[5 empty] | 0.3 | 2003 | IPP
[5 empty] | 0.3 | 2003 | IPP
[5 empty] | 0.3 | 2003 | IPP
[5 empty] | 0.3 | 2003 | IPP
[5 empty] | 0.3 | 2003 | IPP
[5 empty] | 0.3 | 2003 | IPP
[5 empty] | 0.3 | 2003 | IPP
[5 empty] | 0.3 | 2003 | IPP
[5 empty] | 0.3 | 2003 | IPP
[5 empty] | 0.3 | 2003 | IPP
[5 empty] | 0.3 | 2003 | IPP
[5 empty] | 0.3 | 2003 | IPP
[5 empty] | 0.3 | 2003 | IPP
[5 empty] | 0.3 | 2003 | IPP
[5 empty] | 0.3 | 2003 | IPP
[5 empty] | 0.3 | 2003 | IPP
[5 empty] | 0.3 | 2003 | IPP
[5 empty] | 0.3 | 2003 | IPP
[5 empty] | 0.3 | 2003 | IPP
[5 empty] | 0.3 | 2003 | IPP
[5 empty] | 0.3 | 2003 | IPP
[5 empty] | 0.3 | 2003 | IPP
[5 empty] | 0.3 | 2003 | IPP
[5 empty] | 0.3 | 2003 | IPP
[5 empty] | 0.3 | 2003 | IPP
[5 empty] | 0.3 | 2003 | IPP
[5 empty] | 0.3 | 2003 | IPP
[5 empty] | 0.3 | 2003 | IPP
[5 empty] | 0.3 | 2003 | IPP
[5 empty] | 0.3 | 2003 | IPP
[5 empty] | 0.3 | 2003 | IPP
[5 empty] | 0.3 | 2003 | IPP
[5 empty] | 0.3 | 2003 | IPP
[5 empty] | 0.3 | 2003 | IPP
[5 empty] | 0.3 | 2003 | IPP
[5 empty] | 0.3 | 2003 | IPP
[5 empty] | 0.3 | 2003 | IPP
[5 empty] | 0.3 | 2003 | IPP
[5 empty] | 0.3 | 2003 | IPP
[5 empty] | 0.3 | 2003 | IPP
[5 empty] | 0.3 | 2003 | IPP
[5 empty] | 0.3 | 2003 | IPP
[5 empty] | 0.3 | 2003 | IPP
[5 empty] | 0.3 | 2003 | IPP
[5 empty] | 0.3 | 2003 | IPP
[5 empty] | 0.3 | 2008 | IPP
[5 empty] | 0.3 | 2008 | IPP
[5 empty] | 0.3 | 2008 | IPP
[5 empty] | 0.3 | 2008 | IPP
[5 empty] | 0.3 | 2008 | IPP
[5 empty] | 0.3 | 2008 | IPP
[5 empty] | 0.3 | 2008 | IPP
[5 empty] | 0.3 | 2008 | IPP
[5 empty] | 0.3 | 2008 | IPP
[5 empty] | 0.3 | 2008 | IPP
[5 empty] | 0.3 | 2008 | IPP
[5 empty] | 0.3 | 2008 | IPP
[5 empty] | 0.3 | 2008 | IPP
[5 empty] | 0.3 | 2008 | IPP
[5 empty] | 0.3 | 2008 | IPP
[5 empty] | 0.3 | 2008 | IPP
[5 empty] | 0.3 | 2008 | IPP
[5 empty] | 0.3 | 2008 | IPP
[5 empty] | 118 | 1995 | IPP
[5 empty] | 499.5 | 2018 | IPP
[5 empty] | 499.5 | 2018 | IPP
[5 empty] | 499.5 | 2018 | IPP
[5 empty] | 3.8 | 2013 | IPP
[5 empty] | 1.1 | 2016 | Other
[5 empty] | 179 | 2003 | IPP
[5 empty] | 179 | 2003 | IPP
[5 empty] | 179 | 2003 | IPP
[5 empty] | 361 | 2003 | IPP
[5 empty] | 975.5 | 1970 | IPP
[5 empty] | 975.5 | 1971 | IPP
[5 empty] | 3 | 1970 | IPP
[5 empty] | 3 | 1970 | IPP
[5 empty] | 3 | 1970 | IPP
[5 empty] | 3 | 1970 | IPP
[5 empty] | 936 | 1967 | IPP
[5 empty] | 936 | 1968 | IPP
[5 empty] | 2.5 | 1968 | IPP
[5 empty] | 2.9 | 1968 | IPP
[5 empty] | 2.9 | 1968 | IPP
[5 empty] | 2.9 | 1968 | IPP
[5 empty] | 17.3 | 2020 | Other
[5 empty] | 17.3 | 2020 | Other
[5 empty] | 17.3 | 2020 | Other
[5 empty] | 17.3 | 2020 | Other
[5 empty] | 3 | 2010 | Other
[5 empty] | 1.3 | 2012 | IPP
[5 empty] | 24 | 2006 | IPP
[5 empty] | 80 | 2007 | IPP
[5 empty] | 186 | 2002 | IPP
[5 empty] | 186 | 2002 | IPP
[5 empty] | 242 | 2002 | IPP
[5 empty] | 13.5 | 2019 | IPP
[5 empty] | 20 | 2020 | IPP
[5 empty] | 20 | 2020 | IPP
[5 empty] | 15 | 2020 | IPP
[5 empty] | 20 | 2022 | IPP
[5 empty] | 37.8 | 2008 | IPP
[5 empty] | 211.5 | 2004 | IPP
[5 empty] | 211.5 | 2004 | IPP
[5 empty] | 228.6 | 2004 | IPP
[5 empty] | 20 | 2023 | IPP
[5 empty] | 188.2 | 2004 | IPP
[5 empty] | 188.2 | 2004 | IPP
[5 empty] | 188.2 | 2004 | IPP
[5 empty] | 271.5 | 2004 | IPP
[5 empty] | 1 | 2011 | Other
[5 empty] | 1 | 2011 | IPP
[5 empty] | 1.5 | 2011 | Other
[5 empty] | 38.4 | 2001 | Other
[5 empty] | 1.5 | 2016 | Other
[5 empty] | 1.3 | 2017 | Other
[5 empty] | 1.3 | 2020 | Other
[5 empty] | 2 | 2022 | Other
[5 empty] | 32.3 | 1989 | Other
[5 empty] | 2.5 | 1972 | Other
[5 empty] | 1.2 | 1994 | Other
[5 empty] | 1 | 1999 | Other
[5 empty] | 1.3 | 2004 | Other
[5 empty] | 1.3 | 2004 | Other
[5 empty] | 1 | 2010 | Other
[5 empty] | 3 | 2008 | IPP
[5 empty] | 7 | 2017 | IPP
[5 empty] | 7 | 2017 | IPP
[5 empty] | 7 | 2017 | IPP
[5 empty] | 47.3 | 1990 | IPP
[5 empty] | 1.1 | 2011 | Other
[5 empty] | 27 | 1972 | IPP
[5 empty] | 27 | 1972 | IPP
[5 empty] | 552.5 | 2018 | IPP
[5 empty] | 552.5 | 2018 | IPP
[5 empty] | 98 | 1952 | IPP
[5 empty] | 114 | 1958 | IPP
[5 empty] | 136 | 1964 | IPP
[5 empty] | 3.2 | 1968 | IPP
[5 empty] | 3.2 | 1968 | IPP
[5 empty] | 1.8 | 1964 | Other
[5 empty] | 1.5 | 2015 | Other
[5 empty] | 1.8 | 2010 | Other
[5 empty] | 1.8 | 2010 | Other
[5 empty] | 1.8 | 2010 | Other
[5 empty] | 1.8 | 2010 | Other
[5 empty] | 2.9 | 2013 | IPP
[5 empty] | 660 | 1969 | IPP
[5 empty] | 250 | 2002 | IPP
[5 empty] | 250 | 2002 | IPP
[5 empty] | 228 | 2002 | IPP
[5 empty] | 27 | 1971 | IPP
[5 empty] | 4.4 | 2019 | IPP
[5 empty] | 4.4 | 2019 | IPP
[5 empty] | 4.4 | 2019 | IPP
[5 empty] | 4.4 | 2019 | IPP
[5 empty] | 4.4 | 2019 | IPP
[5 empty] | 94 | 1992 | IPP
[5 empty] | 23.2 | 1988 | IPP
[5 empty] | 4.6 | 2010 | IPP
[5 empty] | 4.6 | 2010 | IPP
[5 empty] | 60.5 | 2001 | IPP
[5 empty] | 6.1 | 2021 | Other
[5 empty] | 2.9 | 2017 | Other
[5 empty] | 2.2 | 2017 | Other
[5 empty] | 2.8 | 2021 | Other
[5 empty] | 7 | 2011 | Other
[5 empty] | 7.5 | 1989 | IPP
[5 empty] | 7.5 | 1989 | IPP
[5 empty] | 2 | 2017 | Municipal
[5 empty] | 2 | 2017 | Municipal
[5 empty] | 2 | 2017 | Municipal
[5 empty] | 2 | 2018 | Municipal
[5 empty] | 1.4 | 2013 | Other
[5 empty] | 1.4 | 2013 | Other
[5 empty] | 1.4 | 2013 | Other
[5 empty] | 1.4 | 2013 | Other
[5 empty] | 1 | 2014 | Other
[5 empty] | 1.6 | 2008 | IPP
[5 empty] | 1.6 | 2008 | IPP
[5 empty] | 1.6 | 2008 | IPP
[5 empty] | 1.6 | 2008 | IPP
[5 empty] | 1.6 | 2013 | IPP
[5 empty] | 6 | 1948 | Other
[5 empty] | 5.1 | 1948 | Other
[5 empty] | 7.5 | 1962 | Other
[5 empty] | 45.9 | 1989 | Other
[5 empty] | 39.1 | 1994 | Other
[5 empty] | 2.7 | 2010 | Other
[5 empty] | 18 | 1967 | IPP
[5 empty] | 20 | 1971 | IPP
[5 empty] | 156 | 1997 | IPP
[5 empty] | 0.3 | 2000 | Other
[5 empty] | 0.8 | 1998 | Other
[5 empty] | 53.6 | 1985 | Other
[5 empty] | 2.6 | 1984 | Other
[5 empty] | 64 | 2013 | Other
[5 empty] | 36 | 1987 | IPP
[5 empty] | 1.6 | 2021 | Other
[5 empty] | 1.6 | 2021 | Other
[5 empty] | 1.6 | 2021 | Other
[5 empty] | 39.9 | 2016 | IPP
[5 empty] | 1.8 | 2011 | Other
[5 empty] | 4.4 | 2015 | IPP
[5 empty] | 4.4 | 2015 | IPP
[5 empty] | 4.4 | 2015 | IPP
[5 empty] | 4.4 | 2015 | IPP
[5 empty] | 4.4 | 2015 | IPP
[5 empty] | 52.5 | 2009 | IPP
[5 empty] | 33 | 1940 | IPP
[5 empty] | 37.5 | 1985 | IPP
[5 empty] | 37.5 | 1986 | IPP
[5 empty] | 37.5 | 1985 | IPP
[5 empty] | 33 | 1934 | IPP
[5 empty] | 32 | 1931 | IPP
[5 empty] | 32 | 1931 | IPP
[5 empty] | 2 | 1931 | IPP
[5 empty] | 2 | 1931 | IPP
[5 empty] | 32 | 1932 | IPP
[5 empty] | 32 | 1932 | IPP
[5 empty] | 32 | 1933 | IPP
[5 empty] | 37.5 | 1985 | IPP
[5 empty] | 37.5 | 1986 | IPP
[5 empty] | 99.2 | 1990 | IPP
[5 empty] | 94.7 | 1993 | IPP
[5 empty] | 205.9 | 1970 | IPP
[5 empty] | 205.9 | 1970 | IPP
[5 empty] | 26.1 | 1970 | IPP
[5 empty] | 9 | 2001 | IPP
[5 empty] | 15 | 2001 | IPP
[5 empty] | 64.5 | 2003 | IPP
[5 empty] | 30 | 2003 | IPP
[5 empty] | 585 | 2004 | IPP
[5 empty] | 20 | 1972 | IPP
[5 empty] | 125 | 1954 | IPP
[5 empty] | 125 | 1954 | IPP
[5 empty] | 188 | 1959 | IPP
[5 empty] | 188 | 1960 | IPP
[5 empty] | 2 | 1960 | IPP
[5 empty] | 2 | 1966 | IPP
[5 empty] | 2 | 1960 | IPP
[5 empty] | 48.4 | 2021 | Other
[5 empty] | 48.4 | 2021 | Other
[5 empty] | 48.4 | 2021 | Other
[5 empty] | 82.3 | 2021 | Other
[5 empty] | 82.3 | 2021 | Other
[5 empty] | 3.3 | 2021 | IPP
[5 empty] | 0.9 | 2007 | Other
[5 empty] | 1.6 | 2010 | Other
[5 empty] | 43.8 | 1999 | IPP
[5 empty] | 43.8 | 1999 | IPP
[5 empty] | 184 | 2003 | IPP
[5 empty] | 184 | 2003 | IPP
[5 empty] | 188 | 2003 | IPP
[5 empty] | 1.5 | 2018 | IPP
[5 empty] | 3 | 2019 | IPP
[5 empty] | 1.6 | 2011 | Other
[5 empty] | 1.6 | 2011 | Other
[5 empty] | 23.6 | 1971 | IPP
[5 empty] | 23.6 | 1971 | IPP
[5 empty] | 5.5 | 1967 | IPP
[5 empty] | 1 | 2012 | Other
[5 empty] | 850.5 | 1975 | IPP
[5 empty] | 850.5 | 1977 | IPP
[5 empty] | 864.9 | 1972 | IPP
[5 empty] | 893 | 1973 | IPP
[5 empty] | 1266 | 1983 | IPP
[5 empty] | 1266 | 1985 | IPP
[5 empty] | 1.6 | 1993 | Other
[5 empty] | 1.6 | 1993 | Other
[5 empty] | 1.6 | 1993 | Other
[5 empty] | 1.6 | 1993 | Other
[5 empty] | 1.6 | 1993 | Other
[5 empty] | 1.6 | 1993 | Other
[5 empty] | 1.6 | 1993 | Other
[5 empty] | 1.6 | 1993 | Other
[5 empty] | 1.6 | 1993 | Other
[5 empty] | 1.6 | 1993 | Other
[5 empty] | 370 | 2018 | IPP
[5 empty] | 370 | 2018 | IPP
[5 empty] | 394 | 2018 | IPP
[5 empty] | 3 | 2018 | IPP
[5 empty] | 2 | 2011 | IPP
[5 empty] | 18 | 1967 | IPP
[5 empty] | 18 | 1970 | IPP
[5 empty] | 27 | 1972 | IPP
[5 empty] | 27 | 1972 | IPP
[5 empty] | 49.9 | 1959 | IPP
[5 empty] | 48 | 2011 | IPP
[5 empty] | 48 | 2011 | IPP
[5 empty] | 1 | 2010 | IPP
[5 empty] | 1 | 2011 | IPP
[5 empty] | 0.8 | 2012 | IPP
[5 empty] | 2.2 | 2011 | IPP
[5 empty] | 21 | 1955 | Other
[5 empty] | 10 | 1955 | Other
[5 empty] | 25 | 1943 | Other
[5 empty] | 25 | 1943 | Other
[5 empty] | 2.5 | 2002 | Other
[5 empty] | 20 | 2023 | IPP
[5 empty] | 75 | 2012 | IPP
[5 empty] | 139.4 | 2012 | IPP
[5 empty] | 30 | 2012 | IPP
[5 empty] | 2 | 2021 | Other
[5 empty] | 1.5 | 1996 | Other
[5 empty] | 1.5 | 1996 | Other
[5 empty] | 20 | 1926 | IPP
[5 empty] | 20 | 1926 | IPP
[5 empty] | 53.1 | 1972 | IPP
[5 empty] | 3.3 | 2001 | IPP
[5 empty] | 3.3 | 2001 | IPP
[5 empty] | 3.3 | 2001 | IPP
[5 empty] | 53.3 | 1994 | IPP
[5 empty] | 3 | 1996 | IPP
[5 empty] | 3 | 1996 | IPP
[5 empty] | 3 | 1997 | IPP
[5 empty] | 3 | 1997 | IPP
[5 empty] | 0.8 | 2009 | IPP
[5 empty] | 0.8 | 2009 | IPP
[5 empty] | 0.8 | 2009 | IPP
[5 empty] | 0.8 | 2009 | IPP
[5 empty] | 0.8 | 2009 | IPP
[5 empty] | 0.8 | 2009 | IPP
[5 empty] | 1.6 | 2013 | IPP
[5 empty] | 4.4 | 2019 | IPP
[5 empty] | 4.4 | 2019 | IPP
[5 empty] | 4.4 | 2019 | IPP
[5 empty] | 4.4 | 2019 | IPP
[5 empty] | 4.4 | 2019 | IPP
[5 empty] | 36.5 | 1989 | IPP