## Master (hidden)
EIA Reported Status | Utility ID | Utility Name | REAL Utility Name | Plant Code | Plant Name | State | Competitive vs Monopoly | County | Generator ID | Technology | Prime Mover | Unit Code | Ownership | Duct Burners | Can Bypass Heat Recovery Steam Generator? | RTO/ISO LMP Node Designation | RTO/ISO Location Designation for Reporting Wholesale Sales Data to FERC | Nameplate Capacity (MW) | Nameplate Power Factor | Summer Capacity (MW) | Winter Capacity (MW) | Minimum Load (MW) | Uprate or Derate Completed During Year | Month Uprate or Derate Completed | Year Uprate or Derate Completed | Status | Synchronized to Transmission Grid | Operating Month | Operating Year | REAL Operating Year Filter | Planned Retirement Month | Planned Retirement Year | Associated with Combined Heat and Power System | Sector Name | REALSector FILTER | Operator Sector | Sector | Topping or Bottoming | Energy Source 1 | Renewable/Non-Renewable/Other | Renewable Name Plate | Non-Renewable Nameplate | Renewable Count | Non-Renewable Count | Energy Source 2 | Energy Source 3 | Energy Source 4 | Energy Source 5 | Energy Source 6
Operable | 64380 | 0HAM WHAM8 Solar, LLC |  | 64876 | 0 Hammond St CSG | MA | Restructured | Plymouth | 0HAMP | Solar Photovoltaic | PV |  | S | X | X |  |  | 4.8 |  | 4.8 | 4.8 |  | N |  |  | OP | X | 10 | 2021 | 2021 |  |  | N | IPP Non-CHP | IPP | IPP | 2 | X | SUN | Renewable | 4.8 | 0 | 1 | 0 |  |  |  |  | #N/A
Operable | 64380 | 0HAM WHAM8 Solar, LLC |  | 64876 | 0 Hammond St CSG | MA | Restructured | Plymouth | OHAMB | Batteries | BA |  | S | X | X |  |  | 5 |  | 5 | 5 | 5 | N |  |  | OP | X | 10 | 2021 | 2021 |  |  | N | IPP Non-CHP | IPP | IPP | 2 | X | MWH | Other | 0 | 0 | 0 | 0
Operable | 63186 | 1001 Ebenezer Church Solar, LLC |  | 63444 | 1001 Ebenezer Church Solar | NC | Vertical | Surry | 1001 | Solar Photovoltaic | PV |  | W | X | X |  |  | 5 | 1 | 5 | 5 |  | N |  |  | OP | X | 4 | 2021 | 2021 |  |  | N | IPP Non-CHP | IPP | IPP | 2 | X | SUN | Renewable | 5 | 0 | 1 | 0
Operable | 63192 | 1008 Matthews Solar, LLC |  | 63447 | 1008 Matthews Solar | NC | Vertical | Surry | 1008 | Solar Photovoltaic | PV |  | W | X | X |  |  | 4.9 | 1 | 4.9 | 4.9 |  | N |  |  | OP | X | 5 | 2021 | 2021 |  |  | N | IPP Non-CHP | IPP | IPP | 2 | X | SUN | Renewable | 4.9 | 0 | 1 | 0
Operable | 63190 | 1009 Yadkin Solar, LLC |  | 63445 | 1009 Yadkin Solar | NC | Vertical | Yadkin | 1009 | Solar Photovoltaic | PV |  | W | X | X |  |  | 4.9 | 1 | 4.9 | 4.9 |  | N |  |  | OP | X | 4 | 2021 | 2021 |  |  | N | IPP Non-CHP | IPP | IPP | 2 | X | SUN | Renewable | 4.9 | 0 | 1 | 0
Operable | 64117 | 1034 Catherine Lake Solar, LLC |  | 64478 | 1034 Catherine Lake Solar, LLC | NC | Vertical | Onslow | 1034 | Solar Photovoltaic | PV |  | W | X | X |  |  | 4.9 |  | 4.9 | 4.9 |  | N |  |  | OP | X | 4 | 2021 | 2021 |  |  | N | IPP Non-CHP | IPP | IPP | 2 | X | SUN | Renewable | 4.9 | 0 | 1 | 0
Operable | 63193 | 1045 Tomlin Mill Solar, LLC |  | 63448 | 1045 Tomlin Mill Solar | NC | Vertical | Iredell | 1045 | Solar Photovoltaic | PV |  | W | X | X |  |  | 4.9 | 1 | 4.9 | 4.9 |  | N |  |  | OP | X | 5 | 2021 | 2021 |  |  | N | IPP Non-CHP | IPP | IPP | 2 | X | SUN | Renewable | 4.9 | 0 | 1 | 0
Operable | 63864 | 1051 Lucky Solar, LLC |  | 64271 | 1051 Lucky Solar, LLC | NC | Vertical | Yadkin | 18 | Solar Photovoltaic | PV |  | W | X | X |  |  | 3 |  | 3 | 3 |  | N |  |  | OP | X | 5 | 2021 | 2021 |  |  | N | IPP Non-CHP | IPP | IPP | 2 | X | SUN | Renewable | 3 | 0 | 1 | 0
Operable | 63191 | 1073 Onslow Solar, LLC |  | 63446 | 1073 Onslow Solar | NC | Vertical | Onslow | 1073 | Solar Photovoltaic | PV |  | W | X | X |  |  | 4.7 | 1 | 4.7 | 4.7 |  | N |  |  | OP | X | 5 | 2021 | 2021 |  |  | N | IPP Non-CHP | IPP | IPP | 2 | X | SUN | Renewable | 4.7 | 0 | 1 | 0
Operable | 64103 | 13 Mile Solar, LLC |  | 64456 | 13 Mile Solar, LLC | MI | Vertical | Calhoun | FAC13 | Solar Photovoltaic | PV |  | S | X | X | Cons.Cetr |  | 2 |  | 2 | 2 |  | N |  |  | OP | X | 12 | 2020 | 2020 |  |  | N | IPP Non-CHP | IPP | IPP | 2 | X | SUN | Renewable | 2 | 0 | 1 | 0
Operable | 60301 | 158th Fighter Wing |  | 60542 | 158th Fighter Wing Solar Farm | VT | Vertical | Chittenden | 900 | Solar Photovoltaic | PV |  | S | X | X |  |  | 1.3 |  | 1.3 | 1.3 |  | N |  |  | OP | X | 9 | 2011 | 2011 |  |  | N | IPP Non-CHP | IPP | IPP | 2 | X | SUN | Renewable | 1.3 | 0 | 1 | 0
Operable | 64472 | 160TIH WHAM8 Solar, LLC |  | 65056 | 160 Tihonet Rd Hybrid(CSG) | MA | Restructured | Plymouth | 160BA | Batteries | BA |  | S | X | X |  |  | 3.3 |  | 3.3 | 3.3 | 3.3 | N |  |  | OP | X | 12 | 2021 | 2021 |  |  | N | IPP Non-CHP | IPP | IPP | 2 | X | MWH | Other | 0 | 0 | 0 | 0
Operable | 64472 | 160TIH WHAM8 Solar, LLC |  | 65056 | 160 Tihonet Rd Hybrid(CSG) | MA | Restructured | Plymouth | 160PV | Solar Photovoltaic | PV |  | S | X | X |  |  | 5 |  | 5 | 5 |  | N |  |  | OP | X | 12 | 2021 | 2021 |  |  | N | IPP Non-CHP | IPP | IPP | 2 | X | SUN | Renewable | 5 | 0 | 1 | 0
Operable | 61541 | 1634 Solar, LLC |  | 61935 | 1634 Solar | SC | Vertical | Darlington | 3 | Solar Photovoltaic | PV |  | W | X | X |  |  | 2 | 1 | 2 | 2 |  | N |  |  | OP | X | 2 | 2021 | 2021 |  |  | N | IPP Non-CHP | IPP | IPP | 2 | X | SUN | Renewable | 2 | 0 | 1 | 0
Operable | 65032 | 1639 RT 29 Solar 1, LLC |  | 65785 | 1639 RT 29 Solar 1 | NY | Restructured | Fulton | 19822 | Solar Photovoltaic | PV |  | S | X | X |  |  | 4 |  | 4 | 3.8 |  | N |  |  | OP | X | 12 | 2020 | 2020 |  |  | N | IPP Non-CHP | IPP | IPP | 2 | X | SUN | Renewable | 4 | 0 | 1 | 0
Operable | 65033 | 1639 RT 29 Solar 2, LLC |  | 65786 | 1639 RT 29 Solar 2 | NY | Restructured | Fulton | 19823 | Solar Photovoltaic | PV |  | S | X | X |  |  | 2.5 |  | 2.5 | 2.3 |  | N |  |  | OP | X | 12 | 2020 | 2020 |  |  | N | IPP Non-CHP | IPP | IPP | 2 | X | SUN | Renewable | 2.5 | 0 | 1 | 0
Operable | 61222 | 174 Power Global Corp. |  | 63797 | Ellis Solar LLC | TX | Restructured | Ellis | GER01 | Solar Photovoltaic | PV |  | S | X | X |  |  | 80 | 0.95 | 80 | 80 |  | N |  |  | OP | X | 10 | 2023 | 2023 |  |  | N | IPP Non-CHP | IPP | IPP | 2 | X | SUN | Renewable | 80 | 0 | 1 | 0
Operable | 58164 | 180 Raritan Energy Solutions, LLC |  | 58187 | 180 Raritan Solar | NJ | Restructured | Middlesex | 1 | Solar Photovoltaic | PV |  | S | X | X |  |  | 1.9 |  | 1.9 | 1.9 |  | N |  |  | OP | X | 6 | 2012 | 2012 |  |  | N | IPP Non-CHP | IPP | IPP | 2 | X | SUN | Renewable | 1.9 | 0 | 1 | 0
Operable | 64420 | 196TRE WHAM8 Solar, LLC |  | 65114 | 196 Tremont St(CSG) | MA | Restructured | Plymouth | 196BA | Batteries | BA |  | S | X | X |  |  | 1.5 |  | 1.5 | 1.5 | 1.5 | N |  |  | OP | X | 11 | 2021 | 2021 |  |  | N | IPP Non-CHP | IPP | IPP | 2 | X | MWH | Other | 0 | 0 | 0 | 0
Operable | 64420 | 196TRE WHAM8 Solar, LLC |  | 65114 | 196 Tremont St(CSG) | MA | Restructured | Plymouth | 196PV | Solar Photovoltaic | PV |  | S | X | X |  |  | 1.5 |  | 1.5 | 1.5 |  | N |  |  | OP | X | 11 | 2021 | 2021 |  |  | N | IPP Non-CHP | IPP | IPP | 2 | X | SUN | Renewable | 1.5 | 0 | 1 | 0
Operable | 62150 | 2016 ESA Project Company, LLC |  | 62671 | Equinix Caspian Dr. Fuel Cell | CA | Vertical | Santa Clara | EQX1A | Other Natural Gas | FC |  | S | X | X |  |  | 2 | 0.99 | 2 | 2 | 2 | N |  |  | OP | X | 12 | 2017 | 2017 |  |  | N | IPP Non-CHP | IPP | IPP | 2 | X | NG | Non-Renewable | 0 | 2 | 0 | 1
Operable | 62150 | 2016 ESA Project Company, LLC |  | 62671 | Equinix Caspian Dr. Fuel Cell | CA | Vertical | Santa Clara | EQX1B | Other Natural Gas | FC |  | S | X | X |  |  | 2.8 | 0.99 | 2.8 | 2.8 | 2.8 | N |  |  | OP | X | 12 | 2017 | 2017 |  |  | N | IPP Non-CHP | IPP | IPP | 2 | X | NG | Non-Renewable | 0 | 2.8 | 0 | 1
Operable | 62150 | 2016 ESA Project Company, LLC |  | 62697 | Mission College Blvd. Fuel Cell | CA | Vertical | Santa Clara | NTL3A | Other Natural Gas | FC |  | S | X | X |  |  | 2.4 | 0.99 | 2.4 | 2.4 | 2.4 | N |  |  | OP | X | 12 | 2017 | 2017 |  |  | N | IPP Non-CHP | IPP | IPP | 2 | X | NG | Non-Renewable | 0 | 2.4 | 0 | 1
Operable | 62150 | 2016 ESA Project Company, LLC |  | 62697 | Mission College Blvd. Fuel Cell | CA | Vertical | Santa Clara | NTL3B | Other Natural Gas | FC |  | S | X | X |  |  | 2.6 | 0.99 | 2.6 | 2.6 | 2.6 | N |  |  | OP | X | 12 | 2017 | 2017 |  |  | N | IPP Non-CHP | IPP | IPP | 2 | X | NG | Non-Renewable | 0 | 2.6 | 0 | 1
Operable | 62150 | 2016 ESA Project Company, LLC |  | 62698 | Kaiser East La Palma Ave. Fuel Cell | CA | Vertical | Orange | KR059 | Other Natural Gas | FC |  | S | X | X |  |  | 2.2 | 0.99 | 2.2 | 2.2 | 1.5 | N |  |  | OP | X | 9 | 2017 | 2017 |  |  | N | IPP Non-CHP | IPP | IPP | 2 | X | NG | Non-Renewable | 0 | 2.2 | 0 | 1
Operable | 62150 | 2016 ESA Project Company, LLC |  | 62699 | Kaiser Deer Valley Rd. Fuel Cell | CA | Vertical | Contra Costa | KSR24 | Other Natural Gas | FC |  | S | X | X |  |  | 1.4 | 0.99 | 1.4 | 1.4 | 1.4 | N |  |  | OP | X | 4 | 2017 | 2017 |  |  | N | IPP Non-CHP | IPP | IPP | 2 | X | NG | Non-Renewable | 0 | 1.4 | 0 | 1
Operable | 62150 | 2016 ESA Project Company, LLC |  | 62700 | Kaiser Owens Dr. Fuel Cell | CA | Vertical | Alameda | KSR23 | Other Natural Gas | FC |  | S | X | X |  |  | 1 | 0.99 | 1 | 1 | 1 | N |  |  | OP | X | 9 | 2017 | 2017 |  |  | N | IPP Non-CHP | IPP | IPP | 2 | X | NG | Non-Renewable | 0 | 1 | 0 | 1
Operable | 62150 | 2016 ESA Project Company, LLC |  | 62701 | Kaiser Napa Valley Corporate Dr Fuel Cell | CA | Vertical | Napa | KS18A | Other Natural Gas | FC |  | S | X | X |  |  | 2.5 | 0.99 | 2.5 | 2.5 | 2.5 | N |  |  | OP | X | 6 | 2017 | 2017 |  |  | N | IPP Non-CHP | IPP | IPP | 2 | X | NG | Non-Renewable | 0 | 2.5 | 0 | 1
Operable | 62150 | 2016 ESA Project Company, LLC |  | 62701 | Kaiser Napa Valley Corporate Dr Fuel Cell | CA | Vertical | Napa | KS18B | Other Natural Gas | FC |  | S | X | X |  |  | 2.3 | 0.99 | 2.3 | 2.3 | 2.3 | N |  |  | OP | X | 6 | 2017 | 2017 |  |  | N | IPP Non-CHP | IPP | IPP | 2 | X | NG | Non-Renewable | 0 | 2.3 | 0 | 1
Operable | 62150 | 2016 ESA Project Company, LLC |  | 62702 | Equinix Great Oaks Blvd. Fuel Cell | CA | Vertical | Santa Clara | EQ14A | Other Natural Gas | FC |  | S | X | X |  |  | 2.4 | 0.99 | 2.4 | 2.4 | 2.4 | N |  |  | OP | X | 12 | 2017 | 2017 |  |  | N | IPP Non-CHP | IPP | IPP | 2 | X | NG | Non-Renewable | 0 | 2.4 | 0 | 1
Operable | 62150 | 2016 ESA Project Company, LLC |  | 62702 | Equinix Great Oaks Blvd. Fuel Cell | CA | Vertical | Santa Clara | EQ14B | Other Natural Gas | FC |  | S | X | X |  |  | 2.1 | 0.99 | 2.1 | 2.1 | 2.1 | N |  |  | OP | X | 12 | 2017 | 2017 |  |  | N | IPP Non-CHP | IPP | IPP | 2 | X | NG | Non-Renewable | 0 | 2.1 | 0 | 1
Operable | 62150 | 2016 ESA Project Company, LLC |  | 62703 | Equinix Lundy Ave. Fuel Cell | CA | Vertical | Santa Clara | EQ13A | Other Natural Gas | FC |  | S | X | X |  |  | 1.8 | 0.99 | 1.8 | 1.8 | 1.8 | N |  |  | OP | X | 9 | 2017 | 2017 |  |  | N | IPP Non-CHP | IPP | IPP | 2 | X | NG | Non-Renewable | 0 | 1.8 | 0 | 1
Operable | 62150 | 2016 ESA Project Company, LLC |  | 62703 | Equinix Lundy Ave. Fuel Cell | CA | Vertical | Santa Clara | EQ13B | Other Natural Gas | FC |  | S | X | X |  |  | 2 | 0.99 | 2 | 2 | 2 | N |  |  | OP | X | 9 | 2017 | 2017 |  |  | N | IPP Non-CHP | IPP | IPP | 2 | X | NG | Non-Renewable | 0 | 2 | 0 | 1
Operable | 62150 | 2016 ESA Project Company, LLC |  | 62703 | Equinix Lundy Ave. Fuel Cell | CA | Vertical | Santa Clara | EQX05 | Other Natural Gas | FC |  | S | X | X |  |  | 1.1 | 0.99 | 1.1 | 1.1 | 1.1 | N |  |  | OP | X | 2 | 2019 | 2019 |  |  | N | IPP Non-CHP | IPP | IPP | 2 | X | NG | Non-Renewable | 0 | 1.1 | 0 | 1
Operable | 62150 | 2016 ESA Project Company, LLC |  | 62704 | Equinix Douglas St. Fuel Cell | CA | Vertical | Los Angeles | EQX09 | Other Natural Gas | FC |  | S | X | X |  |  | 1 | 0.99 | 1 | 1 | 1 | N |  |  | OP | X | 10 | 2017 | 2017 |  |  | N | IPP Non-CHP | IPP | IPP | 2 | X | NG | Non-Renewable | 0 | 1 | 0 | 1
Operable | 62150 | 2016 ESA Project Company, LLC |  | 62704 | Equinix Douglas St. Fuel Cell | CA | Vertical | Los Angeles | EQX95 | Other Natural Gas | FC |  | S | X | X |  |  | 1 | 0.99 | 1 | 1 | 1 | N |  |  | OP | X | 9 | 2017 | 2017 |  |  | N | IPP Non-CHP | IPP | IPP | 2 | X | NG | Non-Renewable | 0 | 1 | 0 | 1
Operable | 62150 | 2016 ESA Project Company, LLC |  | 62705 | Equinix Maple Ave. Fuel Cell | CA | Vertical | Los Angeles | EQX08 | Other Natural Gas | FC |  | S | X | X |  |  | 2 | 0.99 | 2 | 2 | 2 | N |  |  | OP | X | 9 | 2017 | 2017 |  |  | N | IPP Non-CHP | IPP | IPP | 2 | X | NG | Non-Renewable | 0 | 2 | 0 | 1
Operable | 62150 | 2016 ESA Project Company, LLC |  | 63647 | SDM000 Clarkson Fuel Cell | NY | Restructured | Kings | SDM00 | Other Natural Gas | FC |  | S | X | X |  |  | 1.8 | 0.99 | 1.8 | 1.8 | 1.8 | N |  |  | OP | X | 5 | 2018 | 2018 |  |  | N | IPP Non-CHP | IPP | IPP | 2 | X | NG | Non-Renewable | 0 | 1.8 | 0 | 1
Operable | 62150 | 2016 ESA Project Company, LLC |  | 63648 | NHH003 Clarkson Fuel Cell | NY | Restructured | Kings | NHH03 | Other Natural Gas | FC |  | S | X | X |  |  | 1.1 | 0.99 | 1.1 | 1.1 | 1.1 | N |  |  | OP | X | 9 | 2018 | 2018 |  |  | N | IPP Non-CHP | IPP | IPP | 2 | X | NG | Non-Renewable | 0 | 1.1 | 0 | 1
Operable | 62150 | 2016 ESA Project Company, LLC |  | 63649 | NHH004 Winthrop Fuel Cell | NY | Restructured | Kings | NHH04 | Other Natural Gas | FC |  | S | X | X |  |  | 1 | 0.99 | 1 | 1 | 1 | N |  |  | OP | X | 9 | 2018 | 2018 |  |  | N | IPP Non-CHP | IPP | IPP | 2 | X | NG | Non-Renewable | 0 | 1 | 0 | 1
Operable | 62150 | 2016 ESA Project Company, LLC |  | 63699 | AGT000 Stevens Creek Fuel Cell | CA | Vertical | Santa Clara | AGT0A | Other Natural Gas | FC |  | S | X | X |  |  | 1.2 | 0.99 | 1.2 | 1.2 | 1.2 | N |  |  | OP | X | 9 | 2018 | 2018 |  |  | N | IPP Non-CHP | IPP | IPP | 2 | X | NG | Non-Renewable | 0 | 1.2 | 0 | 1
Operable | 62150 | 2016 ESA Project Company, LLC |  | 63699 | AGT000 Stevens Creek Fuel Cell | CA | Vertical | Santa Clara | AGT0B | Other Natural Gas | FC |  | S | X | X |  |  | 1 | 0.99 | 1 | 1 | 1 | N |  |  | OP | X | 9 | 2018 | 2018 |  |  | N | IPP Non-CHP | IPP | IPP | 2 | X | NG | Non-Renewable | 0 | 1 | 0 | 1
Operable | 62150 | 2016 ESA Project Company, LLC |  | 63700 | AGT001 Centerville Fuel Cell | DE | Restructured | New Castle | AGT01 | Other Natural Gas | FC |  | S | X | X |  |  | 1.3 | 0.99 | 1.3 | 1.3 | 1.3 | N |  |  | OP | X | 3 | 2019 | 2019 |  |  | N | IPP Non-CHP | IPP | IPP | 2 | X | NG | Non-Renewable | 0 | 1.3 | 0 | 1
Operable | 62150 | 2016 ESA Project Company, LLC |  | 63701 | CST001 McCarthy Fuel Cell | CA | Vertical | Santa Clara | CST1A | Other Natural Gas | FC |  | S | X | X |  |  | 0.9 | 0.9 | 0.9 | 0.9 | 0.9 | N |  |  | OP | X | 1 | 2019 | 2019 |  |  | N | IPP Non-CHP | IPP | IPP | 2 | X | NG | Non-Renewable | 0 | 0.9 | 0 | 1
Operable | 62150 | 2016 ESA Project Company, LLC |  | 63701 | CST001 McCarthy Fuel Cell | CA | Vertical | Santa Clara | CST1B | Other Natural Gas | FC |  | S | X | X |  |  | 0.3 | 0.9 | 0.3 | 0.3 | 0.3 | N |  |  | OP | X | 1 | 2019 | 2019 |  |  | N | IPP Non-CHP | IPP | IPP | 2 | X | NG | Non-Renewable | 0 | 0.3 | 0 | 1
Operable | 62150 | 2016 ESA Project Company, LLC |  | 63702 | EQX002 Secaucus Rd Fuel Cell | NJ | Restructured | Hudson | EQX02 | Other Natural Gas | FC |  | S | X | X |  |  | 1.5 | 0.99 | 1.5 | 1.5 | 1.5 | N |  |  | OP | X | 7 | 2019 | 2019 |  |  | N | IPP Non-CHP | IPP | IPP | 2 | X | NG | Non-Renewable | 0 | 1.5 | 0 | 1
Operable | 62150 | 2016 ESA Project Company, LLC |  | 63703 | EQX003 Secaucus Rd Fuel Cell | NJ | Restructured | Hudson | EQX03 | Other Natural Gas | FC |  | S | X | X |  |  | 2 | 0.99 | 2 | 2 | 2 | N |  |  | OP | X | 9 | 2018 | 2018 |  |  | N | IPP Non-CHP | IPP | IPP | 2 | X | NG | Non-Renewable | 0 | 2 | 0 | 1
Operable | 62150 | 2016 ESA Project Company, LLC |  | 63704 | EQX010 Great Oaks Fuel Cell | CA | Vertical | Santa Clara | EQ10A | Other Natural Gas | FC |  | S | X | X |  |  | 1.2 | 0.99 | 1.2 | 1.2 | 1.2 | N |  |  | OP | X | 9 | 2019 | 2019 |  |  | N | IPP Non-CHP | IPP | IPP | 2 | X | NG | Non-Renewable | 0 | 1.2 | 0 | 1
Operable | 62150 | 2016 ESA Project Company, LLC |  | 63704 | EQX010 Great Oaks Fuel Cell | CA | Vertical | Santa Clara | EQ10B | Other Natural Gas | FC |  | S | X | X |  |  | 1.2 | 0.99 | 1.2 | 1.2 | 1.2 | N |  |  | OP | X | 9 | 2019 | 2019 |  |  | N | IPP Non-CHP | IPP | IPP | 2 | X | NG | Non-Renewable | 0 | 1.2 | 0 | 1
Operable | 62150 | 2016 ESA Project Company, LLC |  | 63705 | EQX011 Duane Fuel Cell | CA | Vertical | Santa Clara | EQ11A | Other Natural Gas | FC |  | S | X | X |  |  | 2 | 0.99 | 2 | 2 | 2 | N |  |  | OP | X | 11 | 2018 | 2018 |  |  | N | IPP Non-CHP | IPP | IPP | 2 | X | NG | Non-Renewable | 0 | 2 | 0 | 1
Operable | 62150 | 2016 ESA Project Company, LLC |  | 63705 | EQX011 Duane Fuel Cell | CA | Vertical | Santa Clara | EQ11B | Other Natural Gas | FC |  | S | X | X |  |  | 1.4 | 0.99 | 1.4 | 1.4 | 1.4 | N |  |  | OP | X | 9 | 2018 | 2018 |  |  | N | IPP Non-CHP | IPP | IPP | 2 | X | NG | Non-Renewable | 0 | 1.4 | 0 | 1
Operable | 62150 | 2016 ESA Project Company, LLC |  | 63705 | EQX011 Duane Fuel Cell | CA | Vertical | Santa Clara | EQ11C | Other Natural Gas | FC |  | S | X | X |  |  | 1.8 | 0.99 | 1.8 | 1.8 | 1.8 | N |  |  | OP | X | 9 | 2018 | 2018 |  |  | N | IPP Non-CHP | IPP | IPP | 2 | X | NG | Non-Renewable | 0 | 1.8 | 0 | 1
Operable | 62150 | 2016 ESA Project Company, LLC |  | 63706 | EQX012 Harz Fuel Cell | NJ | Restructured | Hudson | EQX12 | Other Natural Gas | FC |  | S | X | X |  |  | 2.5 | 0.99 | 2.5 | 2.5 | 2.5 | N |  |  | OP | X | 7 | 2018 | 2018 |  |  | N | IPP Non-CHP | IPP | IPP | 2 | X | NG | Non-Renewable | 0 | 2.5 | 0 | 1
Operable | 62150 | 2016 ESA Project Company, LLC |  | 63708 | EQX015 Great Oaks Fuel Cell | CA | Vertical | Santa Clara | EQ15A | Other Natural Gas | FC |  | S | X | X |  |  | 2 | 0.99 | 2 | 2 | 2 | N |  |  | OP | X | 1 | 2018 | 2018 |  |  | N | IPP Non-CHP | IPP | IPP | 2 | X | NG | Non-Renewable | 0 | 2 | 0 | 1
Operable | 62150 | 2016 ESA Project Company, LLC |  | 63708 | EQX015 Great Oaks Fuel Cell | CA | Vertical | Santa Clara | EQ15B | Other Natural Gas | FC |  | S | X | X |  |  | 2 | 0.99 | 2 | 2 | 2 | N |  |  | OP | X | 1 | 2018 | 2018 |  |  | N | IPP Non-CHP | IPP | IPP | 2 | X | NG | Non-Renewable | 0 | 2 | 0 | 1
Operable | 62150 | 2016 ESA Project Company, LLC |  | 63711 | JSR000 N Mathilda Fuel Cell | CA | Vertical | Santa Clara | JSR00 | Other Natural Gas | FC |  | S | X | X |  |  | 1.1 | 0.99 | 1.1 | 1.1 | 1.1 | N |  |  | OP | X | 6 | 2019 | 2019 |  |  | N | IPP Non-CHP | IPP | IPP | 2 | X | NG | Non-Renewable | 0 | 1.1 | 0 | 1
Operable | 62150 | 2016 ESA Project Company, LLC |  | 63712 | KSR028 Merced Fuel Cell | CA | Vertical | Alameda | KSR28 | Other Natural Gas | FC |  | S | X | X |  |  | 2 | 0.99 | 2 | 2 | 2 | N |  |  | OP | X | 4 | 2018 | 2018 |  |  | N | IPP Non-CHP | IPP | IPP | 2 | X | NG | Non-Renewable | 0 | 2 | 0 | 1
Operable | 62150 | 2016 ESA Project Company, LLC |  | 63713 | IIV000 Mt Bethel Fuel Cell | NJ | Restructured | Somerset | IIV0A | Other Natural Gas | FC |  | S | X | X |  |  | 1.3 | 0.99 | 1.3 | 1.3 | 1.3 | N |  |  | OP | X | 1 | 2019 | 2019 |  |  | N | IPP Non-CHP | IPP | IPP | 2 | X | NG | Non-Renewable | 0 | 1.3 | 0 | 1
Operable | 62150 | 2016 ESA Project Company, LLC |  | 63713 | IIV000 Mt Bethel Fuel Cell | NJ | Restructured | Somerset | IIV0B | Other Natural Gas | FC |  | S | X | X |  |  | 1.3 | 0.99 | 1.3 | 1.3 | 1.3 | N |  |  | OP | X | 1 | 2019 | 2019 |  |  | N | IPP Non-CHP | IPP | IPP | 2 | X | NG | Non-Renewable | 0 | 1.3 | 0 | 1
Operable | 62150 | 2016 ESA Project Company, LLC |  | 63714 | GEN005 Antibody Fuel Cell | CA | Vertical | San Diego | GEN05 | Other Natural Gas | FC |  | S | X | X |  |  | 2.5 | 0.9 | 2.5 | 2.5 | 2.5 | N |  |  | OP | X | 4 | 2019 | 2019 |  |  | N | IPP Non-CHP | IPP | IPP | 2 | X | NG | Non-Renewable | 0 | 2.5 | 0 | 1
Operable | 62150 | 2016 ESA Project Company, LLC |  | 63715 | SCU000 El Camino Real Fuel Cell | CA | Vertical | Santa Clara | SCU00 | Other Natural Gas | FC |  | S | X | X |  |  | 1.5 | 0.99 | 1.5 | 1.5 | 1.5 | N |  |  | OP | X | 12 | 2018 | 2018 |  |  | N | IPP Non-CHP | IPP | IPP | 2 | X | NG | Non-Renewable | 0 | 1.5 | 0 | 1
Operable | 62150 | 2016 ESA Project Company, LLC |  | 63716 | KSR053 Cantara Fuel Cell | CA | Vertical | Los Angeles | KSR53 | Other Natural Gas | FC |  | S | X | X |  |  | 1.6 | 0.99 | 1.6 | 1.6 | 1.6 | N |  |  | OP | X | 5 | 2018 | 2018 |  |  | N | IPP Non-CHP | IPP | IPP | 2 | X | NG | Non-Renewable | 0 | 1.6 | 0 | 1
Operable | 62150 | 2016 ESA Project Company, LLC |  | 63717 | TLR000 Hansen Fuel Cell | CA | Vertical | Monterey | TLR0A | Other Natural Gas | FC |  | S | X | X |  |  | 1 | 0.99 | 1 | 1 | 1 | N |  |  | OP | X | 9 | 2018 | 2018 |  |  | N | IPP Non-CHP | IPP | IPP | 2 | X | NG | Non-Renewable | 0 | 1 | 0 | 1
Operable | 62150 | 2016 ESA Project Company, LLC |  | 63717 | TLR000 Hansen Fuel Cell | CA | Vertical | Monterey | TLR0B | Other Natural Gas | FC |  | S | X | X |  |  | 1.5 | 0.99 | 1.5 | 1.5 | 1.5 | N |  |  | OP | X | 9 | 2019 | 2019 |  |  | N | IPP Non-CHP | IPP | IPP | 2 | X | NG | Non-Renewable | 0 | 1.5 | 0 | 1
Operable | 62150 | 2016 ESA Project Company, LLC |  | 63717 | TLR000 Hansen Fuel Cell | CA | Vertical | Monterey | TLR0C | Other Natural Gas | FC |  | S | X | X |  |  | 0.5 | 0.99 | 0.5 | 0.5 | 0.5 | N |  |  | OP | X | 9 | 2019 | 2019 |  |  | N | IPP Non-CHP | IPP | IPP | 2 | X | NG | Non-Renewable | 0 | 0.5 | 0 | 1
Operable | 62150 | 2016 ESA Project Company, LLC |  | 64753 | FDX010.0 FedEx Fuel Cell | CT | Restructured | Middlesex | FDX10 | Other Natural Gas | FC |  | S | X | X |  |  | 1 | 0.99 | 1 | 1 | 1 | N |  |  | OP | X | 9 | 2018 | 2018 |  |  | N | IPP Non-CHP | IPP | IPP | 2 | X | NG | Non-Renewable | 0 | 1 | 0 | 1
Operable | 63118 | 224WB 8me LLC |  | 63343 | Galloway 2 Solar Farm | TX | Restructured | Concho | GS2SF | Solar Photovoltaic | PV |  | S | X | X |  |  | 110 |  | 110 | 110 |  | N |  |  | OP | X | 10 | 2023 | 2023 |  |  | N | IPP Non-CHP | IPP | IPP | 2 | X | SUN | Renewable | 110 | 0 | 1 | 0
Operable | 61523 | 225DD 8me LLC |  | 61920 | Galloway 1 Solar Farm | TX | Restructured | Concho | GSM01 | Solar Photovoltaic | PV |  | S | X | X | Galo_RN1 |  | 250 |  | 250 | 250 |  | N |  |  | OP | X | 10 | 2021 | 2021 |  |  | N | IPP Non-CHP | IPP | IPP | 2 | X | SUN | Renewable | 250 | 0 | 1 | 0
Operable | 65067 | 233 Randolph 74 Solar I, LLC |  | 65819 | 233 Randolph 74 Solar I, LLC | NC | Vertical | Cleveland | CAPE1 | Solar Photovoltaic | PV |  | W | X | X |  |  | 2 |  | 2 | 2 |  | N |  |  | OP | X | 6 | 2022 | 2022 |  |  | N | IPP Non-CHP | IPP | IPP | 2 | X | SUN | Renewable | 2 | 0 | 1 | 0
Operable | 64190 | 237 State Route 96 Site 1, LLC |  | 64561 | Tioga Solar North(CSG) | NY | Restructured | Tioga | TSN | Solar Photovoltaic | PV |  | S | X | X |  |  | 5 |  | 5 | 5 |  | N |  |  | OP | X | 11 | 2021 | 2021 |  |  | N | IPP Non-CHP | IPP | IPP | 2 | X | SUN | Renewable | 5 | 0 | 1 | 0
Operable | 64189 | 237 State Route 96 Site 2, LLC |  | 64560 | Tioga Solar South(CSG) | NY | Restructured | Tioga | TSS | Solar Photovoltaic | PV |  | S | X | X |  |  | 5 |  | 5 | 5 |  | N |  |  | OP | X | 11 | 2021 | 2021 |  |  | N | IPP Non-CHP | IPP | IPP | 2 | X | SUN | Renewable | 5 | 0 | 1 | 0
Operable | 63691 | 2662 Freeport Solar 1, LLC |  | 64058 | 2662 Freeport Solar 1 CSG | IL | Restructured | Stephenson | FREE | Solar Photovoltaic | PV |  | S | X | X |  |  | 2 |  | 2 | 2 |  | N |  |  | OP | X | 12 | 2020 | 2020 |  |  | N | IPP Non-CHP | IPP | IPP | 2 | X | SUN | Renewable | 2 | 0 | 1 | 0
Operable | 64381 | 276FED WHAM8 Solar, LLC |  | 64875 | 276 Federal Rd(CSG) | MA | Restructured | Plymouth | 276FB | Batteries | BA |  | S | X | X |  |  | 3.3 |  | 3.3 | 3.3 | 3.3 | N |  |  | OP | X | 11 | 2021 | 2021 |  |  | N | IPP Non-CHP | IPP | IPP | 2 | X | MWH | Other | 0 | 0 | 0 | 0
Operable | 64381 | 276FED WHAM8 Solar, LLC |  | 64875 | 276 Federal Rd(CSG) | MA | Restructured | Plymouth | 276FP | Solar Photovoltaic | PV |  | S | X | X |  |  | 5 |  | 5 | 5 |  | N |  |  | OP | X | 11 | 2021 | 2021 |  |  | N | IPP Non-CHP | IPP | IPP | 2 | X | SUN | Renewable | 5 | 0 | 1 | 0
Operable | 63663 | 28 Livermore Hill Road Solar, LLC |  | 64014 | 28 Livermore Hill Road Solar | MA | Restructured | Worcester | 7405 | Solar Photovoltaic | PV |  | S | X | X |  |  | 5 |  | 5 | 4 |  | N |  |  | OP | X | 6 | 2020 | 2020 |  |  | N | IPP Non-CHP | IPP | IPP | 2 | X | SUN | Renewable | 5 | 0 | 1 | 0
Operable | 64473 | 299F2M WHAM8 Solar, LLC |  | 65057 | 299 Farm to Market Rd Hybrid(CSG) | MA | Restructured | Plymouth | 299BA | Batteries | BA |  | S | X | X |  |  | 2.3 |  | 2.3 | 2.3 | 2.3 | N |  |  | OP | X | 12 | 2021 | 2021 |  |  | N | IPP Non-CHP | IPP | IPP | 2 | X | MWH | Other | 0 | 0 | 0 | 0
Operable | 64473 | 299F2M WHAM8 Solar, LLC |  | 65057 | 299 Farm to Market Rd Hybrid(CSG) | MA | Restructured | Plymouth | 299PV | Solar Photovoltaic | PV |  | S | X | X |  |  | 3 |  | 3 | 3 |  | N |  |  | OP | X | 12 | 2021 | 2021 |  |  | N | IPP Non-CHP | IPP | IPP | 2 | X | SUN | Renewable | 3 | 0 | 1 | 0
Operable | 63012 | 2W Permian Solar, LLC |  | 63255 | 2W Permian Solar Project Hybrid | TX | Restructured | Andrews | 2WPBA | Batteries | BA |  | S | X | X |  |  | 40 |  | 40 | 40 | 0.1 | N |  |  | OP | X | 10 | 2021 | 2021 |  |  | N | IPP Non-CHP | IPP | IPP | 2 | X | MWH | Other | 0 | 0 | 0 | 0
Operable | 63012 | 2W Permian Solar, LLC |  | 63255 | 2W Permian Solar Project Hybrid | TX | Restructured | Andrews | 2WPSO | Solar Photovoltaic | PV |  | S | X | X |  |  | 420 |  | 420 | 420 |  | N |  |  | OP | X | 8 | 2021 | 2021 |  |  | N | IPP Non-CHP | IPP | IPP | 2 | X | SUN | Renewable | 420 | 0 | 1 | 0
Operable | 64211 | 3 MW LLC |  | 64592 | 3 MW LLC | CO | Vertical | Gunnison | GEN1 | Other Gases | IC |  | S | X | X |  |  | 1 | 1 | 1 | 1 | 0.1 |  |  |  | OS | X | 7 | 2013 | 2013 |  |  | N | Industrial Non-CHP | Customer Sited | Other | 6 | X | OG | Non-Renewable | 0 | 1 | 0 | 1
Operable | 64211 | 3 MW LLC |  | 64592 | 3 MW LLC | CO | Vertical | Gunnison | GEN2 | Other Gases | IC |  | S | X | X |  |  | 1 | 1 | 1 | 1 | 0.1 |  |  |  | OS | X | 7 | 2013 | 2013 |  |  | N | Industrial Non-CHP | Customer Sited | Other | 6 | X | OG | Non-Renewable | 0 | 1 | 0 | 1
Operable | 64211 | 3 MW LLC |  | 64592 | 3 MW LLC | CO | Vertical | Gunnison | GEN3 | Other Gases | IC |  | S | X | X |  |  | 1 | 0.98 | 1 | 1 | 0.1 |  |  |  | OS | X | 7 | 2013 | 2013 |  |  | N | Industrial Non-CHP | Customer Sited | Other | 6 | X | OG | Non-Renewable | 0 | 1 | 0 | 1
Operable | 65201 | 3104 Batavia Solar, LLC |  | 66036 | 3104 Batavia Solar | NY | Restructured | Genesee | 20205 | Solar Photovoltaic | PV |  | S | X | X |  |  | 3 |  | 3 | 2.8 |  | N |  |  | OP | X | 3 | 2021 | 2021 |  |  | N | IPP Non-CHP | IPP | IPP | 2 | X | SUN | Renewable | 3 | 0 | 1 | 0
Operable | 65202 | 3232 Batavia Solar, LLC |  | 66037 | 3232 Batavia Solar | NY | Restructured | Genesee | 20206 | Solar Photovoltaic | PV |  | S | X | X |  |  | 4 |  | 4 | 3.8 |  | N |  |  | OP | X | 3 | 2021 | 2021 |  |  | N | IPP Non-CHP | IPP | IPP | 2 | X | SUN | Renewable | 4 | 0 | 1 | 0
Operable | 61477 | 325MK 8me LLC |  | 61852 | Eagle Shadow Mountain Solar Farm | NV | Vertical | Clark | ESMSF | Solar Photovoltaic | PV |  | S | X | X |  |  | 300 |  | 300 | 300 |  | N |  |  | OP | X | 5 | 2023 | 2023 |  |  | N | IPP Non-CHP | IPP | IPP | 2 | X | SUN | Renewable | 300 | 0 | 1 | 0
Operable | 63281 | 38 Degrees North, LLC |  | 63555 | St. Joseph's Solar, LLC CSG | MA | Restructured | Worcester | STJOE | Solar Photovoltaic | PV |  | W | X | X |  |  | 1 |  | 1 | 1 |  | N |  |  | OP | X | 12 | 2017 | 2017 |  |  | N | IPP Non-CHP | IPP | IPP | 2 | X | SUN | Renewable | 1 | 0 | 1 | 0
Operable | 63281 | 38 Degrees North, LLC |  | 63556 | Boutillier Solar, LLC CSG | MA | Restructured | Worcester | BOUTI | Solar Photovoltaic | PV |  | W | X | X |  |  | 2.9 |  | 2.9 | 2.9 |  | N |  |  | OP | X | 4 | 2018 | 2018 |  |  | N | IPP Non-CHP | IPP | IPP | 2 | X | SUN | Renewable | 2.9 | 0 | 1 | 0
Operable | 63281 | 38 Degrees North, LLC |  | 63557 | Blair Wire Village Solar, LLC CSG | MA | Restructured | Worcester | BLAWV | Solar Photovoltaic | PV |  | W | X | X |  |  | 1 |  | 1 | 1 |  | N |  |  | OP | X | 12 | 2017 | 2017 |  |  | N | IPP Non-CHP | IPP | IPP | 2 | X | SUN | Renewable | 1 | 0 | 1 | 0
Operable | 63281 | 38 Degrees North, LLC |  | 63558 | Barton Acres Solar, LLC CSG | MA | Restructured | Worcester | BARAC | Solar Photovoltaic | PV |  | W | X | X |  |  | 1 |  | 1 | 1 |  | N |  |  | OP | X | 10 | 2017 | 2017 |  |  | N | IPP Non-CHP | IPP | IPP | 2 | X | SUN | Renewable | 1 | 0 | 1 | 0
Operable | 63281 | 38 Degrees North, LLC |  | 63561 | Cherry Valley Solar, LLC CSG | MA | Restructured | Worcester | CHERV | Solar Photovoltaic | PV |  | W | X | X |  |  | 1 |  | 1 | 1 |  | N |  |  | OP | X | 11 | 2017 | 2017 |  |  | N | IPP Non-CHP | IPP | IPP | 2 | X | SUN | Renewable | 1 | 0 | 1 | 0
Operable | 63281 | 38 Degrees North, LLC |  | 63562 | ISM Solar Dighton 2, LLC CSG | MA | Restructured | Bristol | DIGHT | Solar Photovoltaic | PV |  | W | X | X |  |  | 2 |  | 2 | 2 |  | N |  |  | OP | X | 12 | 2017 | 2017 |  |  | N | IPP Non-CHP | IPP | IPP | 2 | X | SUN | Renewable | 2 | 0 | 1 | 0
Operable | 63281 | 38 Degrees North, LLC |  | 63563 | Incom Solar, LLC CSG | MA | Restructured | Worcester | INCOM | Solar Photovoltaic | PV |  | W | X | X |  |  | 2 |  | 2 | 2 |  | N |  |  | OP | X | 11 | 2017 | 2017 |  |  | N | IPP Non-CHP | IPP | IPP | 2 | X | SUN | Renewable | 2 | 0 | 1 | 0
Operable | 63281 | 38 Degrees North, LLC |  | 63564 | JH Solar, LLC CSG | MA | Restructured | Worcester | JHSOL | Solar Photovoltaic | PV |  | W | X | X |  |  | 1 |  | 1 | 1 |  | N |  |  | OP | X | 11 | 2017 | 2017 |  |  | N | IPP Non-CHP | IPP | IPP | 2 | X | SUN | Renewable | 1 | 0 | 1 | 0
Operable | 63281 | 38 Degrees North, LLC |  | 63565 | Woodchuck Solar, LLC CSG | MA | Restructured | Worcester | WOODC | Solar Photovoltaic | PV |  | W | X | X |  |  | 1 |  | 1 | 1 |  | N |  |  | OP | X | 12 | 2017 | 2017 |  |  | N | IPP Non-CHP | IPP | IPP | 2 | X | SUN | Renewable | 1 | 0 | 1 | 0
Operable | 63281 | 38 Degrees North, LLC |  | 63569 | Dudley River 3 Solar, LLC CSG | MA | Restructured | Worcester | DUD3 | Solar Photovoltaic | PV |  | W | X | X |  |  | 1 |  | 1 | 1 |  | N |  |  | OP | X | 11 | 2017 | 2017 |  |  | N | IPP Non-CHP | IPP | IPP | 2 | X | SUN | Renewable | 1 | 0 | 1 | 0
Operable | 63281 | 38 Degrees North, LLC |  | 63570 | Dudley River 2 Solar, LLC CSG | MA | Restructured | Worcester | DUD2 | Solar Photovoltaic | PV |  | W | X | X |  |  | 1 |  | 1 | 1 |  | N |  |  | OP | X | 11 | 2017 | 2017 |  |  | N | IPP Non-CHP | IPP | IPP | 2 | X | SUN | Renewable | 1 | 0 | 1 | 0
Operable | 63281 | 38 Degrees North, LLC |  | 63571 | Dudley River Solar, LLC CSG | MA | Restructured | Worcester | DUD1 | Solar Photovoltaic | PV |  | W | X | X |  |  | 1 |  | 1 | 1 |  | N |  |  | OP | X | 11 | 2017 | 2017 |  |  | N | IPP Non-CHP | IPP | IPP | 2 | X | SUN | Renewable | 1 | 0 | 1 | 0
Operable | 63281 | 38 Degrees North, LLC |  | 63572 | Ledeaux Solar, LLC CSG | MA | Restructured | Worcester | LEDEA | Solar Photovoltaic | PV |  | W | X | X |  |  | 1 |  | 1 | 1 |  | N |  |  | OP | X | 11 | 2017 | 2017 |  |  | N | IPP Non-CHP | IPP | IPP | 2 | X | SUN | Renewable | 1 | 0 | 1 | 0
Operable | 63281 | 38 Degrees North, LLC |  | 63573 | Cohasse Solar, LLC CSG | MA | Restructured | Worcester | COHAS | Solar Photovoltaic | PV |  | W | X | X |  |  | 1 |  | 1 | 1 |  | N |  |  | OP | X | 10 | 2017 | 2017 |  |  | N | IPP Non-CHP | IPP | IPP | 2 | X | SUN | Renewable | 1 | 0 | 1 | 0
Operable | 63281 | 38 Degrees North, LLC |  | 63588 | Palombo Solar, LLC CSG | MA | Restructured | Worcester | PALOA | Solar Photovoltaic | PV |  | W | X | X |  |  | 2 |  | 2 | 2 |  | N |  |  | OP | X | 12 | 2017 | 2017 |  |  | N | IPP Non-CHP | IPP | IPP | 2 | X | SUN | Renewable | 2 | 0 | 1 | 0
Operable | 63281 | 38 Degrees North, LLC |  | 63589 | Palombo B Solar, LLC CSG | MA | Restructured | Worcester | PALOB | Solar Photovoltaic | PV |  | W | X | X |  |  | 1 |  | 1 | 1 |  | N |  |  | OP | X | 12 | 2017 | 2017 |  |  | N | IPP Non-CHP | IPP | IPP | 2 | X | SUN | Renewable | 1 | 0 | 1 | 0
Operable | 63368 | 38DN Power Fund 1 LLC |  | 63659 | Bowden Solar LLC | MA | Restructured | Hampden | BOWDN | Solar Photovoltaic | PV |  | W | X | X |  |  | 2 |  | 2 | 1.7 |  | N |  |  | OP | X | 3 | 2019 | 2019 |  |  | N | IPP Non-CHP | IPP | IPP | 2 | X | SUN | Renewable | 2 | 0 | 1 | 0
Operable | 63286 | 4 Rivers Electric Cooperative, Inc. |  | 62590 | Wolf Creek Generator | KS | Vertical | Coffey | WOLF | Petroleum Liquids | IC |  | S | X | X |  |  | 1 | 0.8 | 1 | 1 | 0.3 | N |  |  | OP | X | 4 | 2014 | 2014 |  |  | N | Electric Utility | Utility | Cooperative | 1 | X | DFO | Non-Renewable | 0 | 1 | 0 | 1
Operable | 63286 | 4 Rivers Electric Cooperative, Inc. |  | 63575 | Thunderbird Generator (Tbird) | KS | Vertical | Lyon | TBRID | Petroleum Liquids | IC |  | S | X | X |  |  | 1 | 0.8 | 1 | 1 | 0.3 | N |  |  | OP | X | 5 | 2019 | 2019 |  |  | N | Electric Utility | Utility | Cooperative | 1 | X | DFO | Non-Renewable | 0 | 1 | 0 | 1
Operable | 59272 | 41MB 8me, LLC |  | 59531 | Borden Solar Farm | CA | Vertical | Madera | BRDN | Solar Photovoltaic | PV |  | S | X | X |  |  | 50 |  | 50 | 50 |  | N |  |  | OP | X | 6 | 2020 | 2020 |  |  | N | IPP Non-CHP | IPP | IPP | 2 | X | SUN | Renewable | 50 | 0 | 1 | 0
Operable | 64811 | 42nd Road Solar LLC |  | 65508 | Mendota Rich Dev CSG | IL | Restructured | LaSalle | MEND | Solar Photovoltaic | PV |  | S | X | X |  |  | 2 |  | 2 | 2 |  | N |  |  | OP | X | 2 | 2022 | 2022 |  |  | N | IPP Non-CHP | IPP | IPP | 2 | X | SUN | Renewable | 2 | 0 | 1 | 0
Operable | 56702 | 510 REPP One LLC |  | 57363 | 510 REPP One | NC | Vertical | Northampton | 1 | Solar Photovoltaic | PV |  | S | X | X |  |  | 1.3 |  | 1.3 | 1.3 |  | N |  |  | OP | X | 9 | 2014 | 2014 |  |  | N | IPP Non-CHP | IPP | IPP | 2 | X | SUN | Renewable | 1.3 | 0 | 1 | 0
Operable | 60277 | 54 KR 8me LLC |  | 60490 | Redwood 4 Solar Farm | CA | Vertical | Kern | RW4SF | Solar Photovoltaic | PV |  | S | X | X |  |  | 20 |  | 20 | 20 |  | N |  |  | OP | X | 12 | 2017 | 2017 |  |  | N | IPP Non-CHP | IPP | IPP | 2 | X | SUN | Renewable | 20 | 0 | 1 | 0
Operable | 64417 | 59FED WHAM8 Solar, LLC |  | 64970 | 59 Federal Rd(CSG) | MA | Restructured | Plymouth | 59FBA | Batteries | BA |  | S | X | X |  |  | 5 |  | 5 | 5 | 5 | N |  |  | OP | X | 11 | 2021 | 2021 |  |  | N | IPP Non-CHP | IPP | IPP | 2 | X | MWH | Other | 0 | 0 | 0 | 0
Operable | 64417 | 59FED WHAM8 Solar, LLC |  | 64970 | 59 Federal Rd(CSG) | MA | Restructured | Plymouth | 59FPV | Solar Photovoltaic | PV |  | S | X | X |  |  | 5 |  | 5 | 5 |  | N |  |  | OP | X | 11 | 2021 | 2021 |  |  | N | IPP Non-CHP | IPP | IPP | 2 | X | SUN | Renewable | 5 | 0 | 1 | 0
Operable | 3790 | 600 Peachtree PropCo, LLC |  | 55152 | Bank of America Plaza | GA | Vertical | Fulton | GEN1 | Petroleum Liquids | IC |  | S | X | X |  |  | 1.5 | 0.8 | 1.3 | 1.3 | 0 | N |  |  | SB | N | 11 | 1991 | Pre-2000 |  |  | N | Commercial Non-CHP | Customer Sited | Other | 4 | X | DFO | Non-Renewable | 0 | 1.5 | 0 | 1
Operable | 3790 | 600 Peachtree PropCo, LLC |  | 55152 | Bank of America Plaza | GA | Vertical | Fulton | GEN2 | Petroleum Liquids | IC |  | S | X | X |  |  | 1.5 | 0.8 | 1.3 | 1.3 | 0 | N |  |  | SB | N | 11 | 1991 | Pre-2000 |  |  | N | Commercial Non-CHP | Customer Sited | Other | 4 | X | DFO | Non-Renewable | 0 | 1.5 | 0 | 1
Operable | 63686 | 6140 Route 209 - North, LLC |  | 64046 | 6140 Route 209 - North | NY | Restructured | Ulster | 7140 | Solar Photovoltaic | PV |  | S | X | X |  |  | 4 |  | 4 | 3.2 |  | N |  |  | OP | X | 10 | 2019 | 2019 |  |  | N | IPP Non-CHP | IPP | IPP | 2 | X | SUN | Renewable | 4 | 0 | 1 | 0
Operable | 59273 | 62SK 8me, LLC |  | 59532 | Springbok Solar Farm 1 | CA | Vertical | Kern | SB1 | Solar Photovoltaic | PV |  | S | X | X |  |  | 105 |  | 105 | 105 |  | N |  |  | OP | X | 7 | 2016 | 2016 |  |  | N | IPP Non-CHP | IPP | IPP | 2 | X | SUN | Renewable | 105 | 0 | 1 | 0
Operable | 59395 | 631-56 Airport Owner, LLC |  | 59639 | 631-56 Airport Owner, LLC | MA | Restructured | Bristol | LIGHT | Onshore Wind Turbine | WT |  | S | X | X |  |  | 2 |  | 2 | 2 | 0.1 | N |  |  | OS | X | 2 | 2012 | 2012 |  |  | N | Industrial Non-CHP | Customer Sited | Other | 6 | X | WND | Renewable | 2 | 0 | 1 | 0
Operable | 59616 | 63SU 8me, LLC |  | 59840 | Springbok Solar Farm 2 | CA | Vertical | Kern | SB2 | Solar Photovoltaic | PV |  | S | X | X |  |  | 155 |  | 155 | 155 |  | N |  |  | OP | X | 9 | 2016 | 2016 |  |  | N | IPP Non-CHP | IPP | IPP | 2 | X | SUN | Renewable | 155 | 0 | 1 | 0
Operable | 60278 | 64KT 8me LLC |  | 60491 | Springbok 3 Solar Farm Hybrid | CA | Vertical | Kern | SB3BS | Batteries | BA |  | S | X | X |  |  | 1.5 |  | 1.5 | 1.5 | 0.1 | N |  |  | OP | X | 7 | 2019 | 2019 |  |  | N | IPP Non-CHP | IPP | IPP | 2 | X | MWH | Other | 0 | 0 | 0 | 0
Operable | 60278 | 64KT 8me LLC |  | 60491 | Springbok 3 Solar Farm Hybrid | CA | Vertical | Kern | SB3SF | Solar Photovoltaic | PV |  | S | X | X |  |  | 90 |  | 90 | 90 | 1 | N |  |  | OP | X | 7 | 2019 | 2019 |  |  | N | IPP Non-CHP | IPP | IPP | 2 | X | SUN | Renewable | 90 | 0 | 1 | 0
Operable | 63979 | 6685 Santa Barbara Ct |  | 64343 | 6685 Santa Barbara Ct | MD | Restructured | Howard | SBAR | Solar Photovoltaic | PV |  | S | X | X |  |  | 1 |  | 1 | 1 |  | N |  |  | OP | X | 12 | 2020 | 2020 |  |  | N | IPP Non-CHP | IPP | IPP | 2 | X | SUN | Renewable | 1 | 0 | 1 | 0
Operable | 64470 | 71CFR WHAM8 Solar, LLC |  | 65054 | 71 Charlotte Furnace Rd Hybrid(CSG) | MA | Restructured | Plymouth | 71CBA | Batteries | BA |  | S | X | X |  |  | 1 |  | 1 | 1 | 1 | N |  |  | OP | X | 12 | 2021 | 2021 |  |  | N | IPP Non-CHP | IPP | IPP | 2 | X | MWH | Other | 0 | 0 | 0 | 0
Operable | 64470 | 71CFR WHAM8 Solar, LLC |  | 65054 | 71 Charlotte Furnace Rd Hybrid(CSG) | MA | Restructured | Plymouth | 71CPV | Solar Photovoltaic | PV |  | S | X | X |  |  | 1 |  | 1 | 1 |  | N |  |  | OP | X | 12 | 2021 | 2021 |  |  | N | IPP Non-CHP | IPP | IPP | 2 | X | SUN | Renewable | 1 | 0 | 1 | 0
Operable | 64471 | 77F2M WHAM8 Solar, LLC |  | 65055 | 77 Farm to Market Rd Hybrid(CSG) | MA | Restructured | Plymouth | 77FBA | Batteries | BA |  | S | X | X |  |  | 2.2 |  | 2.2 | 2.2 | 2.2 | N |  |  | OP | X | 12 | 2021 | 2021 |  |  | N | IPP Non-CHP | IPP | IPP | 2 | X | MWH | Other | 0 | 0 | 0 | 0
Operable | 64471 | 77F2M WHAM8 Solar, LLC |  | 65055 | 77 Farm to Market Rd Hybrid(CSG) | MA | Restructured | Plymouth | 77FPV | Solar Photovoltaic | PV |  | S | X | X |  |  | 5 |  | 5 | 5 |  | N |  |  | OP | X | 12 | 2021 | 2021 |  |  | N | IPP Non-CHP | IPP | IPP | 2 | X | SUN | Renewable | 5 | 0 | 1 | 0
Operable | 65582 | 7th Road Solar 1, LLC (Briscoe 1A) |  | 66507 | Briscoe 1A | IL | Restructured | LaSalle | BR1A | Solar Photovoltaic | PV |  | S | X | X |  |  | 2 |  | 2 | 2 |  | N |  |  | OP | X | 2 | 2023 | 2023 |  |  | N | IPP Non-CHP | IPP | IPP | 2 | X | SUN | Renewable | 2 | 0 | 1 | 0
Operable | 65583 | 7th Road Solar 2, LLC (Briscoe 2A) |  | 66508 | Briscoe 2A | IL | Restructured | LaSalle | BR2A | Solar Photovoltaic | PV |  | S | X | X |  |  | 2 |  | 2 | 2 |  | N |  |  | OP | X | 2 | 2023 | 2023 |  |  | N | IPP Non-CHP | IPP | IPP | 2 | X | SUN | Renewable | 2 | 0 | 1 | 0
Operable | 60118 | 83WI 8ME, LLC |  | 60336 | Midway Solar Farm 1 | CA | Vertical | Imperial | MSF1 | Solar Photovoltaic | PV |  | S | X | X |  |  | 50 |  | 50 | 50 |  | N |  |  | OP | X | 1 | 2018 | 2018 |  |  | N | IPP Non-CHP | IPP | IPP | 2 | X | SUN | Renewable | 50 | 0 | 1 | 0
Operable | 64640 | 8500 Balboa PV, LLC |  | 65330 | 8500 Balboa PV, LLC | CA | Vertical | Los Angeles | BALB1 | Solar Photovoltaic | PV |  | S | X | X |  |  | 2.4 |  | 2.4 | 2.4 |  | N |  |  | OP | X | 2 | 2022 | 2022 |  |  | N | IPP Non-CHP | IPP | IPP | 2 | X | SUN | Renewable | 2.4 | 0 | 1 | 0
Operable | 64640 | 8500 Balboa PV, LLC |  | 65330 | 8500 Balboa PV, LLC | CA | Vertical | Los Angeles | VSPRC | Solar Photovoltaic | PV |  | S | X | X |  |  | 0.8 |  | 0.8 | 0.8 |  | N |  |  | OP | X | 4 | 2022 | 2022 |  |  | N | IPP Non-CHP | IPP | IPP | 2 | X | SUN | Renewable | 0.8 | 0 | 1 | 0
Operable | 84 | A & N Electric Coop |  | 6390 | Tangier | VA | Vertical | Accomack | 5 | Petroleum Liquids | IC |  | S | X | X |  |  | 1.2 | 0.8 | 1.2 | 1.2 | 0.1 | N |  |  | OP | X | 12 | 1993 | Pre-2000 |  |  | N | Electric Utility | Utility | Cooperative | 1 | X | DFO | Non-Renewable | 0 | 1.2 | 0 | 1
Operable | 84 | A & N Electric Coop |  | 6390 | Tangier | VA | Vertical | Accomack | 6 | Petroleum Liquids | IC |  | S | X | X |  |  | 1.2 | 0.8 | 1.2 | 1.2 | 0.1 | N |  |  | OP | X | 12 | 1993 | Pre-2000 |  |  | N | Electric Utility | Utility | Cooperative | 1 | X | DFO | Non-Renewable | 0 | 1.2 | 0 | 1
Operable | 84 | A & N Electric Coop |  | 6391 | Smith Island | MD | Restructured | Somerset | 2 | Petroleum Liquids | IC |  | S | X | X |  |  | 0.5 | 0.8 | 0.4 | 0.4 | 0.1 | N |  |  | OP | X | 3 | 1994 | Pre-2000 |  |  | N | Electric Utility | Utility | Cooperative | 1 | X | DFO | Non-Renewable | 0 | 0.5 | 0 | 1
Operable | 84 | A & N Electric Coop |  | 6391 | Smith Island | MD | Restructured | Somerset | 4 | Petroleum Liquids | IC |  | S | X | X |  |  | 1 | 0.8 | 1 | 1 | 0.1 | N |  |  | OP | X | 6 | 2021 | 2021 |  |  | N | Electric Utility | Utility | Cooperative | 1 | X | DFO | Non-Renewable | 0 | 1 | 0 | 1
Operable | 5321 | ABC Coke - Drummond Co, Inc |  | 56076 | ABC Coke | AL | Vertical | Jefferson | 1 | Natural Gas Steam Turbine | ST |  | S | X | X |  |  | 3.8 | 0.95 | 3.8 | 3.8 | 1.2 | N |  |  | OP | X | 8 | 1997 | Pre-2000 |  |  | Y | Industrial CHP | Customer Sited | Other | 7 | B | NG | Non-Renewable | 0 | 3.8 | 0 | 1 | OG
Operable | 61105 | ABEC #2 LLC |  | 61501 | ABEC #2 dba West-Star Dairy | CA | Vertical | Kern | GEN1 | Other Waste Biomass | IC |  | S | X | X |  |  | 1 | 0.9 | 1 | 1 | 0.8 | N |  |  | OP | X | 2 | 2018 | 2018 |  |  | N | IPP Non-CHP | IPP | IPP | 2 | X | OBG | Renewable | 1 | 0 | 1 | 0
Operable | 61106 | ABEC #3 LLC |  | 61502 | ABEC #3 dba Lakeview Dairy | CA | Vertical | Kern | GEN1 | Other Waste Biomass | IC |  | S | X | X |  |  | 1 | 0.9 | 1 | 1 | 0.9 | N |  |  | OP | X | 2 | 2018 | 2018 |  |  | N | IPP Non-CHP | IPP | IPP | 2 | X | OBG | Renewable | 1 | 0 | 1 | 0
Operable | 61107 | ABEC #4 LLC |  | 61503 | ABEC #4 dba CE&S Dairy | CA | Vertical | Kern | GEN1 | Other Waste Biomass | IC |  | S | X | X |  |  | 1 | 0.9 | 1 | 1 | 0.9 | N |  |  | OP | X | 2 | 2018 | 2018 |  |  | N | IPP Non-CHP | IPP | IPP | 2 | X | OBG | Renewable | 1 | 0 | 1 | 0
Operable | 58628 | ABEC Bidart-Old River LLC |  | 58699 | ABEC Bidart-Old River LLC | CA | Vertical | Kern | GEN 1 | Other Waste Biomass | IC |  | S | X | X |  |  | 1 | 0.8 | 0.9 | 0.9 | 0.8 | N |  |  | OP | X | 12 | 2013 | 2013 |  |  | N | IPP Non-CHP | IPP | IPP | 2 | X | OBG | Renewable | 1 | 0 | 1 | 0
Operable | 58628 | ABEC Bidart-Old River LLC |  | 58699 | ABEC Bidart-Old River LLC | CA | Vertical | Kern | GEN 2 | Other Waste Biomass | IC |  | S | X | X |  |  | 1 | 0.8 | 0.9 | 0.9 | 0.8 | N |  |  | OP | X | 12 | 2013 | 2013 |  |  | N | IPP Non-CHP | IPP | IPP | 2 | X | OBG | Renewable | 1 | 0 | 1 | 0
Operable | 64841 | ACC Renewable Resources |  | 65517 | Abel Road Bioenergy | CA | Vertical | Colusa | BMORC | Other Waste Biomass | OT |  | S | X | X |  |  | 4 | 0.9 | 3 | 3 | 0.5 | N |  |  | OP | X | 7 | 2022 | 2022 |  |  | N | IPP Non-CHP | IPP | IPP | 2 | X | AB | Renewable | 4 | 0 | 1 | 0
Operable | 57416 | Acciona Energy USA Global, LLC |  | 58044 | Anchor Wind, LLC | IA | Vertical | Cedar | GEN1 | Onshore Wind Turbine | WT |  | S | X | X |  |  | 6 |  | 5.9 | 5.9 | 0 | N |  |  | OP | X | 10 | 2012 | 2012 |  |  | N | IPP Non-CHP | IPP | IPP | 2 | X | WND | Renewable | 6 | 0 | 1 | 0
Operable | 57416 | Acciona Energy USA Global, LLC |  | 59712 | San Roman Wind I, LLC | TX | Restructured | Cameron | SRWI | Onshore Wind Turbine | WT |  | S | X | X |  |  | 95.3 |  | 95.3 | 95.3 | 0 | N |  |  | OP | X | 2 | 2017 | 2017 |  |  | N | IPP Non-CHP | IPP | IPP | 2 | X | WND | Renewable | 95.3 | 0 | 1 | 0
Operable | 57416 | Acciona Energy USA Global, LLC |  | 61773 | Palmas Wind, LLC | TX | Restructured | Cameron | PW | Onshore Wind Turbine | WT |  | S | X | X |  |  | 144.9 |  | 142.6 | 142.6 | 0 | N |  |  | OP | X | 11 | 2020 | 2020 |  |  | N | IPP Non-CHP | IPP | IPP | 2 | X | WND | Renewable | 144.9 | 0 | 1 | 0
Operable | 57416 | Acciona Energy USA Global, LLC |  | 63624 | La Chalupa, LLC | TX | Restructured | Cameron | LC | Onshore Wind Turbine | WT |  | S | X | X |  |  | 198.5 |  | 198.5 | 198.5 | 0 | N |  |  | OP | X | 6 | 2021 | 2021 |  |  | N | IPP Non-CHP | IPP | IPP | 2 | X | WND | Renewable | 198.5 | 0 | 1 | 0
Operable | 57416 | Acciona Energy USA Global, LLC |  | 63838 | High Point Solar LLC | IL | Restructured | Stephenson | HPS | Solar Photovoltaic | PV |  | S | X | X |  |  | 100 |  | 100 | 100 |  | N |  |  | OP | X | 11 | 2023 | 2023 |  |  | N | IPP Non-CHP | IPP | IPP | 2 | X | SUN | Renewable | 100 | 0 | 1 | 0
Operable | 57416 | Acciona Energy USA Global, LLC |  | 63985 | Fort Bend Solar LLC | TX | Restructured | Fort Bend | FBS | Solar Photovoltaic | PV |  | S | X | X |  |  | 240 |  | 240 | 240 |  | N |  |  | OP | X | 10 | 2023 | 2023 |  |  | N | IPP Non-CHP | IPP | IPP | 2 | X | SUN | Renewable | 240 | 0 | 1 | 0
Operable | 57416 | Acciona Energy USA Global, LLC |  | 65410 | Cunningham Storage | TX | Restructured | Hunt | SPUT | Batteries | BA |  | S | X | X | STEAM_ENG123 | STEAM_ENG123 | 190 | 1 | 190 | 190 |  | N |  |  | OP | X | 8 | 2023 | 2023 |  |  | N | IPP Non-CHP | IPP | IPP | 2 | X | MWH | Other | 0 | 0 | 0 | 0
Operable | 55744 | Acciona Solar Power |  | 56405 | Nevada Solar One | NV | Vertical | Clark | ONE | Solar Thermal without Energy Storage | ST |  | S | X | X |  |  | 75.7 | 0.85 | 68.5 | 40 |  | N |  |  | OP | X | 6 | 2007 | 2007 |  |  | N | IPP Non-CHP | IPP | IPP | 2 | X | SUN | Renewable | 75.7 | 0 | 1 | 0 | NG
Operable | 55918 | Acciona Wind Energy USA LLC |  | 56665 | Dempsey Ridge Wind Farm | OK | Vertical | Roger Mills | DR | Onshore Wind Turbine | WT |  | S | X | X | DEMPSEY_RIDGE_WIND | DEMPSEY_RIDGE_WIND | 132 |  | 132 | 132 | 0 | N |  |  | OP | X | 5 | 2012 | 2012 |  |  | N | IPP Non-CHP | IPP | IPP | 2 | X | WND | Renewable | 132 | 0 | 1 | 0
Operable | 55918 | Acciona Wind Energy USA LLC |  | 56669 | Tatanka Wind Power LLC | ND | Vertical | Dickey | TW1 | Onshore Wind Turbine | WT |  | S | X | X | MDU.TATANKA.1 | MDU.TATANKA.1 | 180 |  | 180 | 180 | 0 | N |  |  | OP | X | 1 | 2008 | 2008 |  |  | N | IPP Non-CHP | IPP | IPP | 2 | X | WND | Renewable | 180 | 0 | 1 | 0
Operable | 55918 | Acciona Wind Energy USA LLC |  | 56670 | Velva Windfarm LLC | ND | Vertical | McHenry | VW1 | Onshore Wind Turbine | WT |  | S | X | X |  |  | 11.9 |  | 11.9 | 11.9 | 0 | N |  |  | OP | X | 12 | 2005 | 2005 |  |  | N | IPP Non-CHP | IPP | IPP | 2 | X | WND | Renewable | 11.9 | 0 | 1 | 0
Operable | 55918 | Acciona Wind Energy USA LLC |  | 56804 | Red Hills Wind Project LLC | OK | Vertical | Roger Mills | RH | Onshore Wind Turbine | WT |  | S | X | X |  |  | 123 |  | 123 | 123 | 0 | N |  |  | OP | X | 12 | 2008 | 2008 |  |  | N | IPP Non-CHP | IPP | IPP | 2 | X | WND | Renewable | 123 | 0 | 1 | 0
Operable | 55918 | Acciona Wind Energy USA LLC |  | 56805 | EcoGrove Wind LLC | IL | Restructured | Stephenson | 1 | Onshore Wind Turbine | WT |  | S | X | X | PJM | PJM | 100.5 |  | 100.5 | 100.5 | 0 | N |  |  | OP | X | 7 | 2009 | 2009 |  |  | N | IPP Non-CHP | IPP | IPP | 2 | X | WND | Renewable | 100.5 | 0 | 1 | 0
Operable | 60863 | ACE-Stanton A, LLC |  | 61247 | ACE-Stanton A PV | FL | Vertical | Orange | ASA1 | Solar Photovoltaic | PV |  | S | X | X |  |  | 4.1 |  | 4.1 | 4.1 |  | N |  |  | OP | X | 9 | 2017 | 2017 |  |  | N | IPP Non-CHP | IPP | IPP | 2 | X | SUN | Renewable | 4.1 | 0 | 1 | 0
Operable | 60862 | ACE-Stanton, LLC |  | 61246 | ACE-Stanton PV | FL | Vertical | Orange | ASLF1 | Solar Photovoltaic | PV |  | S | X | X |  |  | 4.8 |  | 4.8 | 4.8 |  | N |  |  | OP | X | 9 | 2017 | 2017 |  |  | N | IPP Non-CHP | IPP | IPP | 2 | X | SUN | Renewable | 4.8 | 0 | 1 | 0
Operable | 63680 | ACM Solar, LLC. |  | 64040 | Apple Canyon Lake Solar | IL | Restructured | Jo Daviess | 1 | Solar Photovoltaic | PV |  | S | X | X |  |  | 1.2 |  | 1.2 | 1.2 | 0.1 | N |  |  | OP | X | 12 | 2020 | 2020 |  |  | N | IPP Non-CHP | IPP | IPP | 2 | X | SUN | Renewable | 1.2 | 0 | 1 | 0
Operable | 63824 | Acme Solar, LLC |  | 64238 | Acme Solar, LLC | NC | Vertical | Columbus | 18 | Solar Photovoltaic | PV |  | W | X | X |  |  | 4.9 |  | 4.9 | 4.9 |  | N |  |  | OP | X | 4 | 2021 | 2021 |  |  | N | IPP Non-CHP | IPP | IPP | 2 | X | SUN | Renewable | 4.9 | 0 | 1 | 0
Operable | 62747 | Acorn I Energy Storage LLC |  | 62874 | Acorn I Energy Storage LLC | CA | Vertical | Ventura | ACOR1 | Batteries | BA |  | S | X | X |  |  | 2 |  | 2 | 2 | 2 | N |  |  | OP | X | 4 | 2021 | 2021 |  |  | N | IPP Non-CHP | IPP | IPP | 2 | X | MWH | Other | 0 | 0 | 0 | 0
Operable | 64255 | Acton H Road Solar 1, LLC |  | 64673 | Acton | ME | Restructured | York | ACT | Solar Photovoltaic | PV |  | S | X | X |  |  | 3.5 |  | 3.5 | 3.5 |  | N |  |  | OP | X | 12 | 2021 | 2021 |  |  | N | IPP Non-CHP | IPP | IPP | 2 | X | SUN | Renewable | 3.5 | 0 | 1 | 0
Operable | 63332 | Acushnet |  | 62835 | Acushnet Ball Plant 2 | MA | Restructured | Bristol | ESS-1 | Batteries | BA |  | W | X | X |  |  | 1 | 1 | 1 | 1 | 0 | N |  |  | OP | X | 6 | 2019 | 2019 |  |  | N | Industrial Non-CHP | Customer Sited | Other | 6 | X | MWH | Other | 0 | 0 | 0 | 0
Operable | 63332 | Acushnet |  | 62835 | Acushnet Ball Plant 2 | MA | Restructured | Bristol | ESS-2 | Batteries | BA |  | W | X | X |  |  | 0.5 | 1 | 0.5 | 0.5 | 0 | N |  |  | OP | X | 6 | 2019 | 2019 |  |  | N | Industrial Non-CHP | Customer Sited | Other | 6 | X | MWH | Other | 0 | 0 | 0 | 0
Operable | 57314 | ADA Carbon Solutions (Red River), LLC |  | 57938 | ADA Carbon Solutions Red River | LA | Vertical | Red River | GEN1 | All Other | ST |  | S | X | X |  |  | 20.8 | 0.9 | 20.5 | 20.8 | 0.8 | N |  |  | OP | X | 2 | 2011 | 2011 |  |  | Y | Industrial CHP | Customer Sited | Other | 7 | B | WH | Other | 0 | 0 | 0 | 0
Operable | 64125 | Ada Cogeneration LLC |  | 10819 | Ada Cogeneration LP | MI | Vertical | Kent | GEN1 | Natural Gas Fired Combined Cycle | CT | CC1 | S | X | N |  |  | 23 | 0.9 | 22 | 23 | 14 | N |  |  | OP | X | 10 | 1990 | Pre-2000 |  |  | Y | IPP CHP | IPP | IPP | 3 | T | NG | Non-Renewable | 0 | 23 | 0 | 1
Operable | 64125 | Ada Cogeneration LLC |  | 10819 | Ada Cogeneration LP | MI | Vertical | Kent | GEN2 | Natural Gas Fired Combined Cycle | CA | CC1 | S | Y | X |  |  | 10.1 | 0.9 | 8 | 9 | 3 | N |  |  | OP | X | 10 | 1990 | Pre-2000 |  |  | Y | IPP CHP | IPP | IPP | 3 | T | NG | Non-Renewable | 0 | 10.1 | 0 | 1
Operable | 59652 | Adams Community Solar Garden III LLC |  | 59850 | Adams Community Solar Garden III LLC | CO | Vertical | Adams | 23376 | Solar Photovoltaic | PV |  | S | X | X |  |  | 1.2 |  | 1.2 | 1.2 |  | N |  |  | OP | X | 7 | 2015 | 2015 |  |  | N | IPP Non-CHP | IPP | IPP | 2 | X | SUN | Renewable | 1.2 | 0 | 1 | 0
Operable | 59651 | Adams Community Solar Garden LLC |  | 59849 | Adams Community Solar Garden LLC | CO | Vertical | Adams | 23377 | Solar Photovoltaic | PV |  | S | X | X |  |  | 1.2 |  | 1.2 | 1.2 |  | N |  |  | OP | X | 7 | 2015 | 2015 |  |  | N | IPP Non-CHP | IPP | IPP | 2 | X | SUN | Renewable | 1.2 | 0 | 1 | 0
Operable | 57077 | Adams Electric Cooperative |  | 57767 | Brown County Wind Turbine | IL | Restructured | Brown | 1 | Onshore Wind Turbine | WT |  | S | X | X | NA | NA | 1.5 |  | 1.5 | 1.5 | 0 | N |  |  | OP | X | 9 | 2011 | 2011 |  |  | N | Electric Utility | Utility | Cooperative | 1 | X | WND | Renewable | 1.5 | 0 | 1 | 0
Operable | 66286 | Adams PV Plant (WI) |  | 67596 | Adams PV Plant | WI | Vertical | Adams | AD329 | Solar Photovoltaic | PV |  | S | X | X |  |  | 8.3 |  | 7.1 | 7.1 | 0.1 | N |  |  | OP | X | 7 | 2023 | 2023 |  |  | N | IPP Non-CHP | IPP | IPP | 2 | X | SUN | Renewable | 8.3 | 0 | 1 | 0
Operable | 65657 | Adams Solar LLC (PA) |  | 66634 | Adams Solar LLC PA | PA | Restructured | Adams | ENX20 | Solar Photovoltaic | PV |  | S | X | X |  |  | 80 | 0.95 | 80 | 80 |  | N |  |  | OP | X | 12 | 2023 | 2023 |  |  | N | IPP Non-CHP | IPP | IPP | 2 | X | SUN | Renewable | 80 | 0 | 1 | 0
Operable | 64254 | Adams Solar SC, LLC |  | 64682 | Adams | SC | Vertical | Anderson | ADA | Solar Photovoltaic | PV |  | S | X | X |  |  | 2 |  | 2 | 2 |  | N |  |  | OP | X | 11 | 2021 | 2021 |  |  | N | IPP Non-CHP | IPP | IPP | 2 | X | SUN | Renewable | 2 | 0 | 1 | 0
Operable | 60496 | Adapture Renewables, Inc. |  | 59713 | Holdrege Solar Center | NE | Vertical | Lancaster | HDSC | Solar Photovoltaic | PV |  | S | X | X |  |  | 4 |  | 4 | 4 |  | N |  |  | OP | X | 6 | 2016 | 2016 |  |  | N | IPP Non-CHP | IPP | IPP | 2 | X | SUN | Renewable | 4 | 0 | 1 | 0
Operable | 60496 | Adapture Renewables, Inc. |  | 59978 | Adapture CA2, LLC | CA | Vertical | Glenn | ECA22 | Solar Photovoltaic | PV |  | S | X | X |  |  | 1.5 |  | 1.5 | 1.5 |  | N |  |  | OP | X | 3 | 2016 | 2016 |  |  | N | IPP Non-CHP | IPP | IPP | 2 | X | SUN | Renewable | 1.5 | 0 | 1 | 0
Operable | 60496 | Adapture Renewables, Inc. |  | 60359 | Gastonia Solar Center | NC | Vertical | Gaston | 60916 | Solar Photovoltaic | PV |  | S | X | X |  |  | 4.3 |  | 4.3 | 4.3 |  | N |  |  | OP | X | 12 | 2018 | 2018 |  |  | N | IPP Non-CHP | IPP | IPP | 2 | X | SUN | Renewable | 4.3 | 0 | 1 | 0
Operable | 60496 | Adapture Renewables, Inc. |  | 60813 | Cloverdale Solar Center | CA | Vertical | Sonoma | ECA02 | Solar Photovoltaic | PV |  | S | X | X |  |  | 1 |  | 1 | 1 |  | N |  |  | OP | X | 5 | 2019 | 2019 |  |  | N | IPP Non-CHP | IPP | IPP | 2 | X | SUN | Renewable | 1 | 0 | 1 | 0
Operable | 60496 | Adapture Renewables, Inc. |  | 61072 | Lemond Solar | MN | Vertical | Steele | LEMND | Solar Photovoltaic | PV |  | S | X | X |  |  | 5 |  | 5 | 5 |  | N |  |  | OP | X | 6 | 2017 | 2017 |  |  | N | IPP Non-CHP | IPP | IPP | 2 | X | SUN | Renewable | 5 | 0 | 1 | 0
Operable | 60496 | Adapture Renewables, Inc. |  | 61289 | River Bend Solar, LLC | MT | Vertical | Stillwater | RBSMT | Solar Photovoltaic | PV |  | S | X | X |  |  | 2 |  | 2 | 2 |  | N |  |  | OP | X | 4 | 2017 | 2017 |  |  | N | IPP Non-CHP | IPP | IPP | 2 | X | SUN | Renewable | 2 | 0 | 1 | 0
Operable | 60496 | Adapture Renewables, Inc. |  | 61290 | South Mills Solar, LLC | MT | Vertical | Big Horn | SMSMT | Solar Photovoltaic | PV |  | S | X | X |  |  | 3 |  | 3 | 3 |  | N |  |  | OP | X | 4 | 2017 | 2017 |  |  | N | IPP Non-CHP | IPP | IPP | 2 | X | SUN | Renewable | 3 | 0 | 1 | 0
Operable | 60496 | Adapture Renewables, Inc. |  | 61291 | Green Meadow Solar, LLC | MT | Vertical | Lewis and Clark | GMSMT | Solar Photovoltaic | PV |  | S | X | X |  |  | 3 |  | 3 | 3 |  | N |  |  | OP | X | 4 | 2017 | 2017 |  |  | N | IPP Non-CHP | IPP | IPP | 2 | X | SUN | Renewable | 3 | 0 | 1 | 0
Operable | 60496 | Adapture Renewables, Inc. |  | 61335 | Great Divide Solar, LLC | MT | Vertical | Lewis and Clark | GDSMT | Solar Photovoltaic | PV |  | S | X | X |  |  | 3 |  | 3 | 3 |  | N |  |  | OP | X | 9 | 2017 | 2017 |  |  | N | IPP Non-CHP | IPP | IPP | 2 | X | SUN | Renewable | 3 | 0 | 1 | 0
Operable | 60496 | Adapture Renewables, Inc. |  | 61336 | Black Eagle Solar, LLC | MT | Vertical | Cascade | BESMT | Solar Photovoltaic | PV |  | S | X | X |  |  | 3 |  | 3 | 3 |  | N |  |  | OP | X | 9 | 2017 | 2017 |  |  | N | IPP Non-CHP | IPP | IPP | 2 | X | SUN | Renewable | 3 | 0 | 1 | 0
Operable | 60496 | Adapture Renewables, Inc. |  | 61337 | Magpie Solar, LLC | MT | Vertical | Golden Valley | MSMT | Solar Photovoltaic | PV |  | S | X | X |  |  | 3 |  | 3 | 3 |  | N |  |  | OP | X | 9 | 2017 | 2017 |  |  | N | IPP Non-CHP | IPP | IPP | 2 | X | SUN | Renewable | 3 | 0 | 1 | 0
Operable | 60496 | Adapture Renewables, Inc. |  | 61840 | Hope Farm Solar, LLC | RI | Restructured | Providence | HOPE | Solar Photovoltaic | PV |  | S | X | X |  |  | 10 |  | 10 | 10 |  | N |  |  | OP | X | 9 | 2019 | 2019 |  |  | N | IPP Non-CHP | IPP | IPP | 2 | X | SUN | Renewable | 10 | 0 | 1 | 0
Operable | 60496 | Adapture Renewables, Inc. |  | 61844 | Brush Solar Center | OR | Vertical | Baker | BRUSH | Solar Photovoltaic | PV |  | S | X | X |  |  | 2.8 |  | 2.8 | 2.8 |  | N |  |  | OP | X | 1 | 2020 | 2020 |  |  | N | IPP Non-CHP | IPP | IPP | 2 | X | SUN | Renewable | 2.8 | 0 | 1 | 0
Operable | 60496 | Adapture Renewables, Inc. |  | 61854 | Baker City Solar | OR | Vertical | Baker | BAKER | Solar Photovoltaic | PV |  | S | X | X |  |  | 15 |  | 15 | 15 |  | N |  |  | OP | X | 2 | 2020 | 2020 |  |  | N | IPP Non-CHP | IPP | IPP | 2 | X | SUN | Renewable | 15 | 0 | 1 | 0
Operable | 60496 | Adapture Renewables, Inc. |  | 61855 | Morgan Solar Center | OR | Vertical | Malheur | MORGN | Solar Photovoltaic | PV |  | S | X | X |  |  | 3 |  | 3 | 3 |  | N |  |  | OP | X | 5 | 2020 | 2020 |  |  | N | IPP Non-CHP | IPP | IPP | 2 | X | SUN | Renewable | 3 | 0 | 1 | 0
Operable | 60496 | Adapture Renewables, Inc. |  | 61856 | Vale Solar Center | OR | Vertical | Malheur | VALE | Solar Photovoltaic | PV |  | S | X | X |  |  | 3 |  | 3 | 3 |  | N |  |  | OP | X | 8 | 2020 | 2020 |  |  | N | IPP Non-CHP | IPP | IPP | 2 | X | SUN | Renewable | 3 | 0 | 1 | 0
Operable | 60496 | Adapture Renewables, Inc. |  | 61860 | Ontario Solar Center | OR | Vertical | Malheur | ONTRO | Solar Photovoltaic | PV |  | S | X | X |  |  | 3 |  | 3 | 3 |  | N |  |  | OP | X | 5 | 2020 | 2020 |  |  | N | IPP Non-CHP | IPP | IPP | 2 | X | SUN | Renewable | 3 | 0 | 1 | 0
Operable | 60496 | Adapture Renewables, Inc. |  | 62318 | North Stonington Solar Center, LLC | CT | Restructured | New London | PAWCA | Solar Photovoltaic | PV |  | S | X | X |  |  | 15 |  | 15 | 15 |  | N |  |  | OP | X | 10 | 2022 | 2022 |  |  | N | IPP Non-CHP | IPP | IPP | 2 | X | SUN | Renewable | 15 | 0 | 1 | 0
Operable | 60496 | Adapture Renewables, Inc. |  | 62773 | BT Cooke Solar, LLC | TX | Restructured | Cooke | BTCOO | Solar Photovoltaic | PV |  | S | X | X |  |  | 59 |  | 59 | 59 |  | N |  |  | OP | X | 12 | 2020 | 2020 |  |  | N | IPP Non-CHP | IPP | IPP | 2 | X | SUN | Renewable | 59 | 0 | 1 | 0
Operable | 60496 | Adapture Renewables, Inc. |  | 62775 | Wildberry | TN | Vertical | Fayette | WILDB | Solar Photovoltaic | PV |  | S | X | X |  |  | 15 |  | 15 | 15 |  | N |  |  | OP | X | 7 | 2018 | 2018 |  |  | N | IPP Non-CHP | IPP | IPP | 2 | X | SUN | Renewable | 15 | 0 | 1 | 0
Operable | 60496 | Adapture Renewables, Inc. |  | 62805 | Bloomington Solar I | UT | Vertical | Washington | BLOOM | Solar Photovoltaic | PV |  | S | X | X |  |  | 2 |  | 2 | 2 |  | N |  |  | OP | X | 12 | 2018 | 2018 |  |  | N | IPP Non-CHP | IPP | IPP | 2 | X | SUN | Renewable | 2 | 0 | 1 | 0
Operable | 60496 | Adapture Renewables, Inc. |  | 63908 | SulusSolar17 | OR | Vertical | Clackamas | SS17 | Solar Photovoltaic | PV |  | S | X | X |  |  | 3.1 |  | 3.1 | 3.1 |  | N |  |  | OP | X | 6 | 2020 | 2020 |  |  | N | IPP Non-CHP | IPP | IPP | 2 | X | SUN | Renewable | 3.1 | 0 | 1 | 0
Operable | 60496 | Adapture Renewables, Inc. |  | 63969 | SulusSolar35 | OR | Vertical | Clackamas | SS35 | Solar Photovoltaic | PV |  | S | X | X |  |  | 3 |  | 3 | 3 |  | N |  |  | OP | X | 7 | 2020 | 2020 |  |  | N | IPP Non-CHP | IPP | IPP | 2 | X | SUN | Renewable | 3 | 0 | 1 | 0
Operable | 60496 | Adapture Renewables, Inc. |  | 64006 | SulusSolar33 | OR | Vertical | Yamhill | SS33 | Solar Photovoltaic | PV |  | S | X | X |  |  | 3 |  | 3 | 3 |  | N |  |  | OP | X | 1 | 2021 | 2021 |  |  | N | IPP Non-CHP | IPP | IPP | 2 | X | SUN | Renewable | 3 | 0 | 1 | 0
Operable | 60496 | Adapture Renewables, Inc. |  | 64007 | SulusSolar28 | OR | Vertical | Yamhill | SS28 | Solar Photovoltaic | PV |  | S | X | X |  |  | 3 |  | 3 | 3 |  | N |  |  | OP | X | 10 | 2020 | 2020 |  |  | N | IPP Non-CHP | IPP | IPP | 2 | X | SUN | Renewable | 3 | 0 | 1 | 0
Operable | 60496 | Adapture Renewables, Inc. |  | 64008 | MilfordSolar OR | OR | Vertical | Washington | MS | Solar Photovoltaic | PV |  | S | X | X |  |  | 3 |  | 3 | 3 |  | N |  |  | OP | X | 1 | 2021 | 2021 |  |  | N | IPP Non-CHP | IPP | IPP | 2 | X | SUN | Renewable | 3 | 0 | 1 | 0
Operable | 60496 | Adapture Renewables, Inc. |  | 64009 | BristolSolar | OR | Vertical | Marion | BS | Solar Photovoltaic | PV |  | S | X | X |  |  | 3 |  | 3 | 3 |  | N |  |  | OP | X | 1 | 2021 | 2021 |  |  | N | IPP Non-CHP | IPP | IPP | 2 | X | SUN | Renewable | 3 | 0 | 1 | 0
Operable | 60496 | Adapture Renewables, Inc. |  | 64022 | SulusSolar22 | OR | Vertical | Marion | SS22 | Solar Photovoltaic | PV |  | S | X | X |  |  | 3 |  | 3 | 3 |  | N |  |  | OP | X | 2 | 2021 | 2021 |  |  | N | IPP Non-CHP | IPP | IPP | 2 | X | SUN | Renewable | 3 | 0 | 1 | 0
Operable | 60496 | Adapture Renewables, Inc. |  | 64033 | GreenparkSolar | OR | Vertical | Marion | GS | Solar Photovoltaic | PV |  | S | X | X |  |  | 1.3 |  | 1.3 | 1.3 |  | N |  |  | OP | X | 11 | 2020 | 2020 |  |  | N | IPP Non-CHP | IPP | IPP | 2 | X | SUN | Renewable | 1.3 | 0 | 1 | 0
Operable | 60496 | Adapture Renewables, Inc. |  | 64034 | SulusSolar25 | OR | Vertical | Marion | SS25 | Solar Photovoltaic | PV |  | S | X | X |  |  | 2.2 |  | 2.2 | 2.2 |  | N |  |  | OP | X | 10 | 2020 | 2020 |  |  | N | IPP Non-CHP | IPP | IPP | 2 | X | SUN | Renewable | 2.2 | 0 | 1 | 0
Operable | 60496 | Adapture Renewables, Inc. |  | 64048 | SulusSolar29 | OR | Vertical | Clackamas | SS29 | Solar Photovoltaic | PV |  | S | X | X |  |  | 2.6 |  | 2.6 | 2.6 |  | N |  |  | OP | X | 12 | 2020 | 2020 |  |  | N | IPP Non-CHP | IPP | IPP | 2 | X | SUN | Renewable | 2.6 | 0 | 1 | 0
Operable | 60496 | Adapture Renewables, Inc. |  | 64079 | CatanSolar | TX | Restructured | Karnes | CS | Solar Photovoltaic | PV |  | S | X | X |  |  | 10 |  | 10 | 10 |  | N |  |  | OP | X | 12 | 2020 | 2020 |  |  | N | IPP Non-CHP | IPP | IPP | 2 | X | SUN | Renewable | 10 | 0 | 1 | 0
Operable | 59212 | Adelanto Solar II, LLC |  | 59440 | Adelanto Solar II, LLC | CA | Vertical | San Bernardino | SAS | Solar Photovoltaic | PV |  | S | X | X | VICTOR_7_N011 |  | 7 |  | 7 | 7 |  | N |  |  | OP | X | 7 | 2015 | 2015 |  |  | N | IPP Non-CHP | IPP | IPP | 2 | X | SUN | Renewable | 7 | 0 | 1 | 0
Operable | 59211 | Adelanto Solar, LLC |  | 59441 | Adelanto Solar, LLC | CA | Vertical | San Bernardino | SAS | Solar Photovoltaic | PV |  | S | X | X |  |  | 20 |  | 20 | 20 |  | N |  |  | OP | X | 9 | 2015 | 2015 |  |  | N | IPP Non-CHP | IPP | IPP | 2 | X | SUN | Renewable | 20 | 0 | 1 | 0
Operable | 58089 | Adkins Energy LLC |  | 58136 | Adkins Energy LLC | IL | Restructured | Stephenson | S5MW | Natural Gas Fired Combustion Turbine | GT |  | S | X | X |  |  | 5 | 0.8 | 4 | 5 | 3 | N |  |  | OP | X | 8 | 2002 | 2002 |  |  | Y | Industrial CHP | Customer Sited | Other | 7 | T | NG | Non-Renewable | 0 | 5 | 0 | 1
Operable | 58089 | Adkins Energy LLC |  | 58136 | Adkins Energy LLC | IL | Restructured | Stephenson | ST2MW | Natural Gas Steam Turbine | ST |  | S | X | X |  |  | 1.8 | 0.85 | 1.8 | 1.8 | 0.5 | N |  |  | OP | X | 3 | 2019 | 2019 |  |  | N | Industrial CHP | Customer Sited | Other | 7 | X | NG | Non-Renewable | 0 | 1.8 | 0 | 1
Operable | 150 | Adrian Public Utilities Comm |  | 1956 | Adrian | MN | Vertical | Nobles | 5 | Petroleum Liquids | IC |  | S | X | X | ALTW.MRES |  | 2 | 0.8 | 2 | 2 | 0.8 | N |  |  | OP | X | 5 | 2005 | 2005 |  |  | N | Electric Utility | Utility | Municipal | 1 | X | DFO | Non-Renewable | 0 | 2 | 0 | 1
Operable | 59946 | ADS Renewable Energy- Wolf Creek, LLC |  | 60184 | ADS Renewable Energy-Wolf Creek LLC | GA | Vertical | Twiggs | GEN1 | Landfill Gas | IC |  | S | X | X |  |  | 1.4 | 0.8 | 1.4 | 1.4 | 0.5 | N |  |  | OP | X | 11 | 2011 | 2011 |  |  | N | IPP Non-CHP | IPP | IPP | 2 | X | LFG | Renewable | 1.4 | 0 | 1 | 0
Operable | 59946 | ADS Renewable Energy- Wolf Creek, LLC |  | 60184 | ADS Renewable Energy-Wolf Creek LLC | GA | Vertical | Twiggs | GEN2 | Landfill Gas | IC |  | S | X | X |  |  | 1.4 | 0.8 | 1.4 | 1.4 | 0.5 | N |  |  | OP | X | 11 | 2011 | 2011 |  |  | N | IPP Non-CHP | IPP | IPP | 2 | X | LFG | Renewable | 1.4 | 0 | 1 | 0
Operable | 55963 | AE Power Services LLC |  | 56777 | Fowler Ridge Wind Farm LLC | IN | Vertical | Benton | FIA | Onshore Wind Turbine | WT |  | W | X | X |  |  | 101.3 |  | 101.3 | 101.3 | 0.3 | N |  |  | OP | X | 3 | 2009 | 2009 |  |  | N | IPP Non-CHP | IPP | IPP | 2 | X | WND | Renewable | 101.3 | 0 | 1 | 0
Operable | 55963 | AE Power Services LLC |  | 56777 | Fowler Ridge Wind Farm LLC | IN | Vertical | Benton | FIB | Onshore Wind Turbine | WT |  | W | X | X |  |  | 100 |  | 100 | 100 | 0.3 | N |  |  | OP | X | 3 | 2009 | 2009 |  |  | N | IPP Non-CHP | IPP | IPP | 2 | X | WND | Renewable | 100 | 0 | 1 | 0
Operable | 55963 | AE Power Services LLC |  | 56777 | Fowler Ridge Wind Farm LLC | IN | Vertical | Benton | FIC | Onshore Wind Turbine | WT |  | W | X | X |  |  | 88 |  | 88 | 88 | 0.3 | N |  |  | OP | X | 8 | 2023 | 2023 |  |  | N | IPP Non-CHP | IPP | IPP | 2 | X | WND | Renewable | 88 | 0 | 1 | 0
Operable | 55963 | AE Power Services LLC |  | 56777 | Fowler Ridge Wind Farm LLC | IN | Vertical | Benton | FII | Onshore Wind Turbine | WT |  | W | X | X |  |  | 200 |  | 200 | 200 | 3.6 | N |  |  | OP | X | 12 | 2009 | 2009 |  |  | N | IPP Non-CHP | IPP | IPP | 2 | X | WND | Renewable | 200 | 0 | 1 | 0
Operable | 55963 | AE Power Services LLC |  | 56777 | Fowler Ridge Wind Farm LLC | IN | Vertical | Benton | FIII | Onshore Wind Turbine | WT |  | W | X | X |  |  | 99 |  | 99 | 99 | 0.3 | N |  |  | OP | X | 2 | 2009 | 2009 |  |  | N | IPP Non-CHP | IPP | IPP | 2 | X | WND | Renewable | 99 | 0 | 1 | 0
Operable | 55963 | AE Power Services LLC |  | 56879 | Flat Ridge Wind Energy LLC | KS | Vertical | Barber | 1 | Onshore Wind Turbine | WT |  | W | X | X |  |  | 44 |  | 44 | 44 | 10 | N |  |  | OP | X | 3 | 2009 | 2009 |  |  | N | IPP Non-CHP | IPP | IPP | 2 | X | WND | Renewable | 44 | 0 | 1 | 0
Operable | 55963 | AE Power Services LLC |  | 57045 | Rolling Thunder Wind Farm Hybrid | SD | Vertical | Hand | 1 | Onshore Wind Turbine | WT |  | W | X | X |  |  | 25 |  | 25 | 25 | 5 | N |  |  | OP | X | 11 | 2009 | 2009 |  |  | N | IPP Non-CHP | IPP | IPP | 2 | X | WND | Renewable | 25 | 0 | 1 | 0
Operable | 55963 | AE Power Services LLC |  | 57045 | Rolling Thunder Wind Farm Hybrid | SD | Vertical | Hand | 2 | Batteries | BA |  | W | X | X |  |  | 0.8 |  | 0.8 | 0.8 | 0.1 | N |  |  | OP | X | 11 | 2018 | 2018 |  |  | N | IPP Non-CHP | IPP | IPP | 2 | X | MWH | Other | 0 | 0 | 0 | 0
Operable | 55963 | AE Power Services LLC |  | 57210 | Cedar Creek II | CO | Vertical | Weld | 1 | Onshore Wind Turbine | WT |  | J | X | X |  |  | 248.3 |  | 248.3 | 248.3 | 1.4 | N |  |  | OP | X | 3 | 2011 | 2011 |  |  | N | IPP Non-CHP | IPP | IPP | 2 | X | WND | Renewable | 248.3 | 0 | 1 | 0
Operable | 55963 | AE Power Services LLC |  | 57211 | Goshen Phase II | ID | Vertical | Bonneville | 1 | Onshore Wind Turbine | WT |  | J | X | X |  |  | 124.5 |  | 124.5 | 124.5 | 1.7 | N |  |  | OP | X | 9 | 2010 | 2010 |  |  | N | IPP Non-CHP | IPP | IPP | 2 | X | WND | Renewable | 124.5 | 0 | 1 | 0
Operable | 55963 | AE Power Services LLC |  | 57769 | Mehoopany Wind Energy LLC | PA | Restructured | Wyoming | 1 | Onshore Wind Turbine | WT |  | J | X | X |  |  | 140.8 |  | 140.8 | 140.8 | 2.4 | N |  |  | OP | X | 12 | 2012 | 2012 |  |  | N | IPP Non-CHP | IPP | IPP | 2 | X | WND | Renewable | 140.8 | 0 | 1 | 0
Operable | 55963 | AE Power Services LLC |  | 57787 | Flat Ridge 2 Wind Energy LLC | KS | Vertical | Kingman | 1 | Onshore Wind Turbine | WT |  | W | X | X |  |  | 470.4 |  | 470.4 | 470.4 | 7.1 | N |  |  | OP | X | 10 | 2012 | 2012 |  |  | N | IPP Non-CHP | IPP | IPP | 2 | X | WND | Renewable | 470.4 | 0 | 1 | 0
Operable | 60634 | AEM Wind LLC |  | 60991 | Sterling I Wind Farm | NM | Vertical | Lea | STER1 | Onshore Wind Turbine | WT |  | S | X | X |  |  | 29.9 |  | 29.9 | 29.9 | 0 | N |  |  | OP | X | 7 | 2017 | 2017 |  |  | N | IPP Non-CHP | IPP | IPP | 2 | X | WND | Renewable | 29.9 | 0 | 1 | 0
Operable | 49903 | Aeolus Wind LLC |  | 56225 | Aeolus Wind Facility | TX | Restructured | Hansford | V90 | Onshore Wind Turbine | WT |  | S | X | X | SPSSPEARMA1LD35 | SPSSPEARMA1LD35 | 3 |  | 3 | 3 | 0.9 | N |  |  | OS | X | 12 | 2003 | 2003 |  |  | N | IPP Non-CHP | IPP | IPP | 2 | X | WND | Renewable | 3 | 0 | 1 | 0
Operable | 60571 | AEP Onsite Partners, LLC |  | 60912 | Cold River Road Solar | VT | Vertical | Rutland | PV1 | Solar Photovoltaic | PV |  | S | X | X |  |  | 2.3 |  | 2.3 | 2.3 | 0 | N |  |  | OP | X | 12 | 2016 | 2016 |  |  | N | IPP Non-CHP | IPP | IPP | 2 | X | SUN | Renewable | 2.3 | 0 | 1 | 0
Operable | 60571 | AEP Onsite Partners, LLC |  | 60913 | Ohio Northern University Solar Site | OH | Restructured | Hardin | PV1 | Solar Photovoltaic | PV |  | S | X | X |  |  | 2 |  | 1.7 | 1.7 |  | N |  |  | OP | X | 12 | 2016 | 2016 |  |  | N | IPP Non-CHP | IPP | IPP | 2 | X | SUN | Renewable | 2 | 0 | 1 | 0
Operable | 60571 | AEP Onsite Partners, LLC |  | 60913 | Ohio Northern University Solar Site | OH | Restructured | Hardin | PV2 | Solar Photovoltaic | PV |  | S | X | X |  |  | 1 |  | 1 | 1 |  | N |  |  | OP | X | 5 | 2018 | 2018 |  |  | N | IPP Non-CHP | IPP | IPP | 2 | X | SUN | Renewable | 1 | 0 | 1 | 0
Operable | 60571 | AEP Onsite Partners, LLC |  | 60923 | Clyde Solar Array | OH | Restructured | Sandusky | PV1 | Solar Photovoltaic | PV |  | S | X | X |  |  | 2.8 |  | 2.8 | 0.7 |  | N |  |  | OP | X | 6 | 2016 | 2016 |  |  | N | IPP Non-CHP | IPP | IPP | 2 | X | SUN | Renewable | 2.8 | 0 | 1 | 0
Operable | 60571 | AEP Onsite Partners, LLC |  | 61042 | Canandaigua Westbrook Solar Array | NY | Restructured | Ontario | PV1 | Solar Photovoltaic | PV |  | S | X | X |  |  | 1.3 |  | 1.3 | 1.3 |  | N |  |  | OP | X | 3 | 2017 | 2017 |  |  | N | IPP Non-CHP | IPP | IPP | 2 | X | SUN | Renewable | 1.3 | 0 | 1 | 0
Operable | 60571 | AEP Onsite Partners, LLC |  | 61043 | Canandaigua Solar Array | NY | Restructured | Ontario | PV1 | Solar Photovoltaic | PV |  | S | X | X |  |  | 2 |  | 2 | 2 |  | N |  |  | OP | X | 12 | 2016 | 2016 |  |  | N | IPP Non-CHP | IPP | IPP | 2 | X | SUN | Renewable | 2 | 0 | 1 | 0
Operable | 60571 | AEP Onsite Partners, LLC |  | 61388 | AEP Jacksonville Solar Project | FL | Vertical | Duval | PV1 | Solar Photovoltaic | PV |  | S | X | X |  |  | 7.1 |  | 7.1 | 7.1 |  | N |  |  | OP | X | 5 | 2017 | 2017 |  |  | N | IPP Non-CHP | IPP | IPP | 2 | X | SUN | Renewable | 7.1 | 0 | 1 | 0
Operable | 60571 | AEP Onsite Partners, LLC |  | 61389 | Letchworth Solar Project | NY | Restructured | Wyoming | PV1 | Solar Photovoltaic | PV |  | S | X | X |  |  | 1.2 |  | 1.2 | 1.2 |  | N |  |  | OP | X | 6 | 2017 | 2017 |  |  | N | IPP Non-CHP | IPP | IPP | 2 | X | SUN | Renewable | 1.2 | 0 | 1 | 0
Operable | 60571 | AEP Onsite Partners, LLC |  | 61461 | North Smithfield Solar Power 1 | RI | Restructured | Providence | NSS01 | Solar Photovoltaic | PV |  | W | X | X |  |  | 2 |  | 2 | 2 |  | N |  |  | OP | X | 12 | 2018 | 2018 |  |  | N | IPP Non-CHP | IPP | IPP | 2 | X | SUN | Renewable | 2 | 0 | 1 | 0
Operable | 60571 | AEP Onsite Partners, LLC |  | 61500 | Porter Way Community Solar Garden | MN | Vertical | Carver | PV1 | Solar Photovoltaic | PV |  | S | X | X |  |  | 3 |  | 3 | 3 |  | N |  |  | OP | X | 2 | 2018 | 2018 |  |  | N | IPP Non-CHP | IPP | IPP | 2 | X | SUN | Renewable | 3 | 0 | 1 | 0
Operable | 60571 | AEP Onsite Partners, LLC |  | 61604 | Camden CSD Solar Array | NY | Restructured | Oneida | 1 | Solar Photovoltaic | PV |  | S | X | X |  |  | 1.8 |  | 1.8 | 1.8 |  | N |  |  | OP | X | 12 | 2017 | 2017 |  |  | N | IPP Non-CHP | IPP | IPP | 2 | X | SUN | Renewable | 1.8 | 0 | 1 | 0
Operable | 60571 | AEP Onsite Partners, LLC |  | 61605 | San Luis Valley Solar Array | CO | Vertical | Saguache | 1 | Solar Photovoltaic | PV |  | S | X | X |  |  | 2.7 |  | 2.7 | 2.7 |  | N |  |  | OP | X | 11 | 2017 | 2017 |  |  | N | IPP Non-CHP | IPP | IPP | 2 | X | SUN | Renewable | 2.7 | 0 | 1 | 0
Operable | 60571 | AEP Onsite Partners, LLC |  | 61606 | Vilas Solar Array | CO | Vertical | Baca | 1 | Solar Photovoltaic | PV |  | S | X | X |  |  | 4 |  | 4 | 4 |  | N |  |  | OP | X | 12 | 2017 | 2017 |  |  | N | IPP Non-CHP | IPP | IPP | 2 | X | SUN | Renewable | 4 | 0 | 1 | 0
Operable | 60571 | AEP Onsite Partners, LLC |  | 61637 | Denison Solar Array | OH | Restructured | Licking | PV1 | Solar Photovoltaic | PV |  | S | X | X |  |  | 1.9 |  | 1.9 | 1.9 |  | N |  |  | OP | X | 12 | 2017 | 2017 |  |  | N | IPP Non-CHP | IPP | IPP | 2 | X | SUN | Renewable | 1.9 | 0 | 1 | 0
Operable | 60571 | AEP Onsite Partners, LLC |  | 61672 | Sherburne Community Solar | MN | Vertical | Sherburne | PV1 | Solar Photovoltaic | PV |  | W | X | X |  |  | 5 |  | 5 | 5 |  | N |  |  | OP | X | 3 | 2018 | 2018 |  |  | N | IPP Non-CHP | IPP | IPP | 2 | X | SUN | Renewable | 5 | 0 | 1 | 0
Operable | 60571 | AEP Onsite Partners, LLC |  | 61725 | Madison County | NY | Restructured | Madison | PV1 | Solar Photovoltaic | PV |  | S | X | X |  |  | 1.8 |  | 1.8 | 1.8 |  | N |  |  | OP | X | 8 | 2017 | 2017 |  |  | N | IPP Non-CHP | IPP | IPP | 2 | X | SUN | Renewable | 1.8 | 0 | 1 | 0
Operable | 60571 | AEP Onsite Partners, LLC |  | 61752 | Quincy II Solar Garden | CO | Vertical | Arapahoe | PV1 | Solar Photovoltaic | PV |  | S | X | X |  |  | 1.5 |  | 1.5 | 1.5 |  | N |  |  | OP | X | 5 | 2018 | 2018 |  |  | N | IPP Non-CHP | IPP | IPP | 2 | X | SUN | Renewable | 1.5 | 0 | 1 | 0
Operable | 60571 | AEP Onsite Partners, LLC |  | 61753 | Imboden Solar Garden | CO | Vertical | Adams | PV1 | Solar Photovoltaic | PV |  | S | X | X |  |  | 1.5 |  | 1.5 | 1.5 |  | N |  |  | OP | X | 5 | 2018 | 2018 |  |  | N | IPP Non-CHP | IPP | IPP | 2 | X | SUN | Renewable | 1.5 | 0 | 1 | 0
Operable | 60571 | AEP Onsite Partners, LLC |  | 61753 | Imboden Solar Garden | CO | Vertical | Adams | PV2 | Solar Photovoltaic | PV |  | S | X | X |  |  | 1.5 |  | 1.5 | 1.5 |  | N |  |  | OP | X | 5 | 2018 | 2018 |  |  | N | IPP Non-CHP | IPP | IPP | 2 | X | SUN | Renewable | 1.5 | 0 | 1 | 0
Operable | 60571 | AEP Onsite Partners, LLC |  | 61786 | Trinity College Fuel Cell | CT | Restructured | Hartford | MB-22 | Other Natural Gas | FC |  | S | X | X |  |  | 1.4 | 1 | 1.4 | 1.4 | 1.1 | N |  |  | OP | X | 8 | 2018 | 2018 |  |  | N | IPP Non-CHP | IPP | IPP | 2 | X | NG | Non-Renewable | 0 | 1.4 | 0 | 1
Operable | 60571 | AEP Onsite Partners, LLC |  | 62260 | Trout Creek Solar | CO | Vertical | Chaffee | 44901 | Solar Photovoltaic | PV |  | S | X | X |  |  | 2 |  | 2 | 2 |  | N |  |  | OP | X | 1 | 2019 | 2019 |  |  | N | IPP Non-CHP | IPP | IPP | 2 | X | SUN | Renewable | 2 | 0 | 1 | 0
Operable | 60571 | AEP Onsite Partners, LLC |  | 62414 | Lady Slipper Solar Array CSG | MN | Vertical | Goodhue | PV1 | Solar Photovoltaic | PV |  | S | X | X |  |  | 4.5 |  | 4.5 | 4.5 | 0 | N |  |  | OP | X | 10 | 2019 | 2019 |  |  | N | IPP Non-CHP | IPP | IPP | 2 | X | SUN | Renewable | 4.5 | 0 | 1 | 0
Operable | 60571 | AEP Onsite Partners, LLC |  | 62607 | Bloomfield Municipal Utilities Solar | IA | Vertical | Davis | PV | Solar Photovoltaic | PV |  | S | X | X |  |  | 1.6 |  | 1.6 | 1.6 |  | N |  |  | OP | X | 4 | 2019 | 2019 |  |  | N | IPP Non-CHP | IPP | IPP | 2 | X | SUN | Renewable | 1.6 | 0 | 1 | 0
Operable | 60571 | AEP Onsite Partners, LLC |  | 62843 | Garnet Solar (NY) | NY | Restructured | Warren | PV1 | Solar Photovoltaic | PV |  | S | X | X |  |  | 1.9 |  | 1.9 | 1.9 |  | N |  |  | OP | X | 6 | 2018 | 2018 |  |  | N | IPP Non-CHP | IPP | IPP | 2 | X | SUN | Renewable | 1.9 | 0 | 1 | 0
Operable | 60571 | AEP Onsite Partners, LLC |  | 63390 | Shelby Solar Array | OH | Restructured | Richland | SHBOH | Solar Photovoltaic | PV |  | S | X | X |  |  | 1.9 |  | 1.9 | 1.9 |  | N |  |  | OP | X | 12 | 2019 | 2019 |  |  | N | IPP Non-CHP | IPP | IPP | 2 | X | SUN | Renewable | 1.9 | 0 | 1 | 0
Operable | 60571 | AEP Onsite Partners, LLC |  | 63399 | Galesburg Solar Array | IL | Restructured | Henderson | GWA01 | Solar Photovoltaic | PV |  | S | X | X |  |  | 1.4 |  | 1.4 | 1.4 |  | N |  |  | OP | X | 3 | 2020 | 2020 |  |  | N | IPP Non-CHP | IPP | IPP | 2 | X | SUN | Renewable | 1.4 | 0 | 1 | 0
Operable | 60571 | AEP Onsite Partners, LLC |  | 63997 | Pine Hill | RI | Restructured | Providence | PHS01 | Solar Photovoltaic | PV |  | S | X | X |  |  | 5 |  | 5 | 5 |  | N |  |  | OP | X | 8 | 2020 | 2020 |  |  | N | IPP Non-CHP | IPP | IPP | 2 | X | SUN | Renewable | 5 | 0 | 1 | 0
Operable | 60571 | AEP Onsite Partners, LLC |  | 64142 | LabCorp Engine | NJ | Restructured | Somerset | LCG | Natural Gas Internal Combustion Engine | IC |  | S | X | X |  |  | 3.2 | 0.8 | 3.2 | 3.2 | 0.1 | N |  |  | OP | X | 12 | 2019 | 2019 |  |  | N | IPP Non-CHP | IPP | IPP | 2 | X | NG | Non-Renewable | 0 | 3.2 | 0 | 1
Operable | 60571 | AEP Onsite Partners, LLC |  | 64143 | Bloom-Altice Fuel Cell | NY | Restructured | Nassau | BLA | Other Natural Gas | FC |  | S | X | X |  |  | 2 | 1 | 2 | 2 | 1 | N |  |  | OP | X | 10 | 2020 | 2020 |  |  | N | IPP Non-CHP | IPP | IPP | 2 | X | NG | Non-Renewable | 0 | 2 | 0 | 1
Operable | 60571 | AEP Onsite Partners, LLC |  | 64157 | Clyde Peaking Engine | OH | Restructured | Sandusky | CPG | Natural Gas Internal Combustion Engine | IC |  | S | X | X |  |  | 10 | 1 | 10 | 10 | 0.3 | N |  |  | OP | X | 11 | 2020 | 2020 |  |  | N | IPP Non-CHP | IPP | IPP | 2 | X | NG | Non-Renewable | 0 | 10 | 0 | 1
Operable | 60571 | AEP Onsite Partners, LLC |  | 64714 | Rice Lake Solar Array | WI | Vertical | Barron | RLK01 | Solar Photovoltaic | PV |  | S | X | X |  |  | 3.8 |  | 3.8 | 3.8 |  | N |  |  | OP | X | 8 | 2021 | 2021 |  |  | N | IPP Non-CHP | IPP | IPP | 2 | X | SUN | Renewable | 3.8 | 0 | 1 | 0
Operable | 60571 | AEP Onsite Partners, LLC |  | 64969 | Barron Solar Array | WI | Vertical | Barron | BAR01 | Solar Photovoltaic | PV |  | S | X | X | WPS.WESTON3 | WPS.WESTON3 | 3 |  | 3 | 3 |  | N |  |  | OP | X | 8 | 2021 | 2021 |  |  | N | IPP Non-CHP | IPP | IPP | 2 | X | SUN | Renewable | 3 | 0 | 1 | 0
Operable | 60571 | AEP Onsite Partners, LLC |  | 64976 | Spooner Solar Array | WI | Vertical | Washburn | SPN01 | Solar Photovoltaic | PV |  | S | X | X | WPS.WESTON3 | WPS.WESTON3 | 2 |  | 2.1 | 2.1 |  | N |  |  | OP | X | 6 | 2019 | 2019 |  |  | N | IPP Non-CHP | IPP | IPP | 2 | X | SUN | Renewable | 2 | 0 | 1 | 0
Operable | 60571 | AEP Onsite Partners, LLC |  | 66140 | PNA Rossford Solar Array | OH | Restructured | Wood | PNA01 | Solar Photovoltaic | PV |  | S | X | X |  |  | 1.4 |  | 1.4 | 1.4 |  | N |  |  | OP | X | 7 | 2022 | 2022 |  |  | N | IPP Non-CHP | IPP | IPP | 2 | X | SUN | Renewable | 1.4 | 0 | 1 | 0
Operable | 60571 | AEP Onsite Partners, LLC |  | 66339 | Brainerd Airport | MN | Vertical | Crow Wing | BRN01 | Solar Photovoltaic | PV |  | S | X | X |  |  | 5.8 |  | 5.8 | 5.8 |  | N |  |  | OP | X | 12 | 2022 | 2022 |  |  | N | IPP Non-CHP | IPP | IPP | 2 | X | SUN | Renewable | 5.8 | 0 | 1 | 0
Operable | 164 | AERA Energy LLC |  | 50752 | South Belridge Cogeneration Facility | CA | Vertical | Kern | GEN1 | Natural Gas Fired Combustion Turbine | GT |  | S | X | X |  |  | 31.4 | 0.9 | 19 | 21 | 10 | N |  |  | OP | X | 12 | 1985 | Pre-2000 |  |  | Y | Industrial CHP | Customer Sited | Other | 7 | T | NG | Non-Renewable | 0 | 31.4 | 0 | 1
Operable | 164 | AERA Energy LLC |  | 50752 | South Belridge Cogeneration Facility | CA | Vertical | Kern | GEN2 | Natural Gas Fired Combustion Turbine | GT |  | S | X | X |  |  | 31.4 | 0.9 | 19 | 21 | 10 | N |  |  | OP | X | 12 | 1985 | Pre-2000 |  |  | Y | Industrial CHP | Customer Sited | Other | 7 | T | NG | Non-Renewable | 0 | 31.4 | 0 | 1
Operable | 164 | AERA Energy LLC |  | 50752 | South Belridge Cogeneration Facility | CA | Vertical | Kern | GEN3 | Natural Gas Fired Combustion Turbine | GT |  | S | X | X |  |  | 31.4 | 0.9 | 19 | 21 | 10 | N |  |  | OP | X | 12 | 1986 | Pre-2000 |  |  | Y | Industrial CHP | Customer Sited | Other | 7 | T | NG | Non-Renewable | 0 | 31.4 | 0 | 1
Operable | 164 | AERA Energy LLC |  | 52077 | Lost Hills Cogeneration Plant | CA | Vertical | Kern | GEN5 | Natural Gas Fired Combustion Turbine | GT |  | S | X | X |  |  | 3.5 | 0.9 | 2.7 | 3 | 2.5 | N |  |  | OP | X | 10 | 1985 | Pre-2000 |  |  | Y | Industrial CHP | Customer Sited | Other | 7 | T | NG | Non-Renewable | 0 | 3.5 | 0 | 1
Operable | 164 | AERA Energy LLC |  | 52077 | Lost Hills Cogeneration Plant | CA | Vertical | Kern | GEN6 | Natural Gas Fired Combustion Turbine | GT |  | S | X | X |  |  | 3.5 | 0.9 | 2.7 | 3 | 2.5 | N |  |  | OP | X | 10 | 1985 | Pre-2000 |  |  | Y | Industrial CHP | Customer Sited | Other | 7 | T | NG | Non-Renewable | 0 | 3.5 | 0 | 1
Operable | 23005 | Aera Energy LLC-Coalinga |  | 50750 | Coalinga Cogeneration Facility | CA | Vertical | Fresno | GEN1 | Natural Gas Fired Combustion Turbine | GT |  | W | X | X |  |  | 3.4 | 0.8 | 3.2 | 3.3 | 1.8 | N |  |  | OP | X | 6 | 1988 | Pre-2000 |  |  | Y | Industrial CHP | Customer Sited | Other | 7 | T | NG | Non-Renewable | 0 | 3.4 | 0 | 1
Operable | 23005 | Aera Energy LLC-Coalinga |  | 50750 | Coalinga Cogeneration Facility | CA | Vertical | Fresno | GEN2 | Natural Gas Fired Combustion Turbine | GT |  | W | X | X |  |  | 3.4 | 0.8 | 3.2 | 3.3 | 1.8 | N |  |  | OP | X | 6 | 1988 | Pre-2000 |  |  | Y | Industrial CHP | Customer Sited | Other | 7 | T | NG | Non-Renewable | 0 | 3.4 | 0 | 1
Operable | 24536 | Aera Energy LLC-San Ardo |  | 55184 | Aera San Ardo Cogen Facility | CA | Vertical | Monterey | UN-A | Natural Gas Fired Combustion Turbine | GT |  | S | X | X |  |  | 3 | 0.8 | 2.8 | 3 | 2.5 | N |  |  | OS | X | 7 | 1989 | Pre-2000 |  |  | Y | Industrial CHP | Customer Sited | Other | 7 | T | NG | Non-Renewable | 0 | 3 | 0 | 1
Operable | 24536 | Aera Energy LLC-San Ardo |  | 55184 | Aera San Ardo Cogen Facility | CA | Vertical | Monterey | UN-B | Natural Gas Fired Combustion Turbine | GT |  | S | X | X |  |  | 3.2 | 0.8 | 2.8 | 3 | 2.5 | N |  |  | OP | X | 7 | 1989 | Pre-2000 |  |  | Y | Industrial CHP | Customer Sited | Other | 7 | T | NG | Non-Renewable | 0 | 3.2 | 0 | 1
Operable | 61669 | AES Alamitos Energy, LLC |  | 62115 | AES Alamitos Energy Center | CA | Vertical | Los Angeles | 1A | Natural Gas Fired Combined Cycle | CT | CCT1 | J | X | N | ALMIT CTG1A B1 | ALMIT CTG1A B1 | 231 | 0.85 | 194 | 231 |  | N |  |  | OP | X | 2 | 2020 | 2020 |  |  | N | IPP Non-CHP | IPP | IPP | 2 | X | NG | Non-Renewable | 0 | 231 | 0 | 1
Operable | 61669 | AES Alamitos Energy, LLC |  | 62115 | AES Alamitos Energy Center | CA | Vertical | Los Angeles | 1B | Natural Gas Fired Combined Cycle | CT | CCT1 | J | X | N | ALMIT CTG1B B1 | ALMIT CTG1B B1 | 231 | 0.85 | 194 | 231 |  | N |  |  | OP | X | 2 | 2020 | 2020 |  |  | N | IPP Non-CHP | IPP | IPP | 2 | X | NG | Non-Renewable | 0 | 231 | 0 | 1
Operable | 61669 | AES Alamitos Energy, LLC |  | 62115 | AES Alamitos Energy Center | CA | Vertical | Los Angeles | 1S | Natural Gas Fired Combined Cycle | CA | CCT1 | J | N | X | ALMIT STG1S B1 | ALMIT STG1S B1 | 216 | 0.85 | 215 | 216 |  | N |  |  | OP | X | 2 | 2020 | 2020 |  |  | N | IPP Non-CHP | IPP | IPP | 2 | X | NG | Non-Renewable | 0 | 216 | 0 | 1
Operable | 22148 | AES Alamitos LLC |  | 315 | AES Alamitos LLC | CA | Vertical | Los Angeles | 3 | Natural Gas Steam Turbine | ST |  | S | X | X | ALAMT3G_7_B1 | ALAMT3G_7_B1 | 310 | 1 | 332 | 332 | 10 | N |  |  | OP | X | 12 | 1961 | Pre-2000 | 12 | 2026 | N | IPP Non-CHP | IPP | IPP | 2 | X | NG | Non-Renewable | 0 | 310 | 0 | 1
Operable | 22148 | AES Alamitos LLC |  | 315 | AES Alamitos LLC | CA | Vertical | Los Angeles | 4 | Natural Gas Steam Turbine | ST |  | S | X | X | ALAMT4G_7_B1 | ALAMT4G_7_B1 | 310 | 1 | 335 | 335 | 20 | N |  |  | OP | X | 6 | 1962 | Pre-2000 | 12 | 2026 | N | IPP Non-CHP | IPP | IPP | 2 | X | NG | Non-Renewable | 0 | 310 | 0 | 1
Operable | 22148 | AES Alamitos LLC |  | 315 | AES Alamitos LLC | CA | Vertical | Los Angeles | 5 | Natural Gas Steam Turbine | ST |  | S | X | X | ALAMT5G_7_B1 | ALAMT5G_7_B1 | 495 | 1 | 485 | 485 | 70 | N |  |  | OP | X | 3 | 1964 | Pre-2000 | 12 | 2026 | N | IPP Non-CHP | IPP | IPP | 2 | X | NG | Non-Renewable | 0 | 495 | 0 | 1
Operable | 64904 | AES Clean Energy |  | 65613 | JB-Tobin 2 | NY | Restructured | Dutchess | JBTB2 | Solar Photovoltaic | PV |  | S | X | X |  |  | 1.6 |  | 1.6 | 1.6 |  | N |  |  | OP | X | 12 | 2021 | 2021 |  |  | N | IPP Non-CHP | IPP | IPP | 2 | X | SUN | Renewable | 1.6 | 0 | 1 | 0
Operable | 64904 | AES Clean Energy |  | 66001 | Chevelon Butte Wind Farm | AZ | Vertical | Coconino | CHVB | Onshore Wind Turbine | WT |  | S | X | X |  |  | 238.2 |  | 238.2 | 238.2 | 2.8 | N |  |  | OP | X | 5 | 2023 | 2023 |  |  | N | IPP Non-CHP | IPP | IPP | 2 | X | WND | Renewable | 238.2 | 0 | 1 | 0
Operable | 64904 | AES Clean Energy |  | 66135 | AES Pelletier Solar, LLC | ME | Restructured | Aroostook | PELLR | Solar Photovoltaic | PV |  | S | X | X |  |  | 4 |  | 4 | 4 |  | N |  |  | OP | X | 5 | 2023 | 2023 |  |  | N | IPP Non-CHP | IPP | IPP | 2 | X | SUN | Renewable | 4 | 0 | 1 | 0
Operable | 64904 | AES Clean Energy |  | 66136 | AES Daigle Solar, LLC | ME | Restructured | Aroostook | DGLE | Solar Photovoltaic | PV |  | S | X | X |  |  | 5 |  | 5 | 5 |  | N |  |  | OP | X | 5 | 2023 | 2023 |  |  | N | IPP Non-CHP | IPP | IPP | 2 | X | SUN | Renewable | 5 | 0 | 1 | 0
Operable | 64904 | AES Clean Energy |  | 66174 | Treasure Lane Solar 1 | ME | Restructured | Kennebec | TREAS | Solar Photovoltaic | PV |  | S | X | X |  |  | 4.5 |  | 4.5 | 4.5 |  | N |  |  | OP | X | 5 | 2023 | 2023 |  |  | N | IPP Non-CHP | IPP | IPP | 2 | X | SUN | Renewable | 4.5 | 0 | 1 | 0
Operable | 64904 | AES Clean Energy |  | 66193 | Oak Ridge Solar | LA | Vertical | Richland | OAKRG | Solar Photovoltaic | PV |  | S | X | X |  |  | 200 |  | 200 | 200 |  | N |  |  | OP | X | 12 | 2023 | 2023 |  |  | N | IPP Non-CHP | IPP | IPP | 2 | X | SUN | Renewable | 200 | 0 | 1 | 0
Operable | 64904 | AES Clean Energy |  | 66636 | McFarland A Solar and Storage | AZ | Vertical | Yuma | BESS | Batteries | BA |  | S | X | X |  |  | 100 |  | 100 | 100 |  | N |  |  | OP | X | 12 | 2023 | 2023 |  |  | N | IPP Non-CHP | IPP | IPP | 2 | X | MWH | Other | 0 | 0 | 0 | 0
Operable | 64904 | AES Clean Energy |  | 66636 | McFarland A Solar and Storage | AZ | Vertical | Yuma | MCFRA | Solar Photovoltaic | PV |  | S | X | X |  |  | 200 |  | 200 | 200 |  | N |  |  | OP | X | 12 | 2023 | 2023 |  |  | N | IPP Non-CHP | IPP | IPP | 2 | X | SUN | Renewable | 200 | 0 | 1 | 0
Operable | 64904 | AES Clean Energy |  | 66772 | Estrella Solar & Storage | CA | Vertical | Los Angeles | ESPV | Solar Photovoltaic | PV |  | S | X | X |  |  | 56 |  | 56 | 56 |  | N |  |  | OP | X | 12 | 2023 | 2023 |  |  | N | IPP Non-CHP | IPP | IPP | 2 | X | SUN | Renewable | 56 | 0 | 1 | 0
Operable | 64904 | AES Clean Energy |  | 66772 | Estrella Solar & Storage | CA | Vertical | Los Angeles | ESTRB | Batteries | BA |  | S | X | X |  |  | 28 |  | 28 | 28 |  | N |  |  | OP | X | 12 | 2023 | 2023 |  |  | N | IPP Non-CHP | IPP | IPP | 2 | X | MWH | Other | 0 | 0 | 0 | 0
Operable | 64904 | AES Clean Energy |  | 67137 | Great Cove Solar II | PA | Restructured | Franklin | GC2 | Solar Photovoltaic | PV |  | S | X | X |  |  | 150 |  | 150 | 150 |  | N |  |  | OP | X | 12 | 2023 | 2023 |  |  | N | IPP Non-CHP | IPP | IPP | 2 | X | SUN | Renewable | 150 | 0 | 1 | 0
Operable | 64904 | AES Clean Energy |  | 67366 | Caterpillar Hill | ME | Restructured | Hancock | CATER | Solar Photovoltaic | PV |  | S | X | X |  |  | 4.9 |  | 4.9 | 4.9 |  | N |  |  | OP | X | 12 | 2023 | 2023 |  |  | N | IPP Non-CHP | IPP | IPP | 2 | X | SUN | Renewable | 4.9 | 0 | 1 | 0
Operable | 61012 | AES Distributed Energy |  | 55719 | Mountain View I & II | CA | Vertical | Riverside | MVWR | Onshore Wind Turbine | WT |  | S | X | X |  |  | 70.9 |  | 70.9 | 70.9 | 0.1 | N |  |  | OP | X | 2 | 2022 | 2022 |  |  | N | IPP Non-CHP | IPP | IPP | 2 | X | WND | Renewable | 70.9 | 0 | 1 | 0
Operable | 61012 | AES Distributed Energy |  | 56240 | Buffalo Gap Wind Farm | TX | Restructured | Taylor | 1 | Onshore Wind Turbine | WT |  | S | X | X |  |  | 120.6 |  | 120.6 | 120.6 | 0 | N |  |  | OP | X | 4 | 2006 | 2006 |  |  | N | IPP Non-CHP | IPP | IPP | 2 | X | WND | Renewable | 120.6 | 0 | 1 | 0
Operable | 61012 | AES Distributed Energy |  | 56484 | Buffalo Gap 2 Wind Farm | TX | Restructured | Nolan | 1 | Onshore Wind Turbine | WT |  | S | X | X |  |  | 232.5 |  | 232.5 | 232.5 | 0 | N |  |  | OP | X | 7 | 2007 | 2007 |  |  | N | IPP Non-CHP | IPP | IPP | 2 | X | WND | Renewable | 232.5 | 0 | 1 | 0
Operable | 61012 | AES Distributed Energy |  | 56638 | Buffalo Gap 3 Wind Farm | TX | Restructured | Nolan | GEN1 | Onshore Wind Turbine | WT |  | S | X | X |  |  | 170.2 |  | 170.2 | 170.2 | 0 | N |  |  | OP | X | 8 | 2008 | 2008 |  |  | N | IPP Non-CHP | IPP | IPP | 2 | X | WND | Renewable | 170.2 | 0 | 1 | 0
Operable | 61012 | AES Distributed Energy |  | 57447 | Laurel Mountain Hybrid | WV | Vertical | Barbour | 1 | Onshore Wind Turbine | WT |  | S | X | X |  |  | 97.6 |  | 97.6 | 97.6 | 0 | N |  |  | OP | X | 8 | 2011 | 2011 |  |  | N | IPP Non-CHP | IPP | IPP | 2 | X | WND | Renewable | 97.6 | 0 | 1 | 0
Operable | 61012 | AES Distributed Energy |  | 57447 | Laurel Mountain Hybrid | WV | Vertical | Barbour | 2 | Batteries | BA |  | S | X | X |  |  | 16 |  | 16 | 16 |  | N |  |  | OP | X | 10 | 2011 | 2011 |  |  | N | IPP Non-CHP | IPP | IPP | 2 | X | MWH | Other | 0 | 0 | 0 | 0
Operable | 61012 | AES Distributed Energy |  | 57459 | Mountain View IV | CA | Vertical | Riverside | 1 | Onshore Wind Turbine | WT |  | S | X | X |  |  | 49 |  | 49 | 49 | 0 | N |  |  | OP | X | 2 | 2012 | 2012 |  |  | N | IPP Non-CHP | IPP | IPP | 2 | X | WND | Renewable | 49 | 0 | 1 | 0
Operable | 61012 | AES Distributed Energy |  | 57765 | Arizona Western College PV | AZ | Vertical | Yuma | SFC | Solar Photovoltaic | PV |  | S | X | X |  |  | 1 |  | 1 | 1 |  | N |  |  | OP | X | 11 | 2011 | 2011 |  |  | N | IPP Non-CHP | IPP | IPP | 2 | X | SUN | Renewable | 1 | 0 | 1 | 0
Operable | 61012 | AES Distributed Energy |  | 57765 | Arizona Western College PV | AZ | Vertical | Yuma | SHP | Solar Photovoltaic | PV |  | S | X | X |  |  | 0.9 |  | 0.9 | 0.9 |  | N |  |  | OP | X | 11 | 2011 | 2011 |  |  | N | IPP Non-CHP | IPP | IPP | 2 | X | SUN | Renewable | 0.9 | 0 | 1 | 0
Operable | 61012 | AES Distributed Energy |  | 57765 | Arizona Western College PV | AZ | Vertical | Yuma | SOLEG | Solar Photovoltaic | PV |  | S | X | X |  |  | 1 |  | 1 | 1 |  | N |  |  | OP | X | 4 | 2015 | 2015 |  |  | N | IPP Non-CHP | IPP | IPP | 2 | X | SUN | Renewable | 1 | 0 | 1 | 0
Operable | 61012 | AES Distributed Energy |  | 57765 | Arizona Western College PV | AZ | Vertical | Yuma | STE | Solar Photovoltaic | PV |  | S | X | X |  |  | 0.9 |  | 0.9 | 0.9 |  | N |  |  | OP | X | 11 | 2011 | 2011 |  |  | N | IPP Non-CHP | IPP | IPP | 2 | X | SUN | Renewable | 0.9 | 0 | 1 | 0
Operable | 61012 | AES Distributed Energy |  | 57765 | Arizona Western College PV | AZ | Vertical | Yuma | SWD | Solar Photovoltaic | PV |  | S | X | X |  |  | 0.9 |  | 0.9 | 0.9 |  | N |  |  | OP | X | 11 | 2011 | 2011 |  |  | N | IPP Non-CHP | IPP | IPP | 2 | X | SUN | Renewable | 0.9 | 0 | 1 | 0
Operable | 61012 | AES Distributed Energy |  | 57827 | Dinuba Wastewater Treatment Plant | CA | Vertical | Tulare | DSPV | Solar Photovoltaic | PV |  | W | X | X |  |  | 1 |  | 1 | 1 |  | N |  |  | OP | X | 11 | 2011 | 2011 |  |  | N | Commercial Non-CHP | Customer Sited | Other | 4 | X | SUN | Renewable | 1 | 0 | 1 | 0
Operable | 61012 | AES Distributed Energy |  | 58232 | Tahquitz High School | CA | Vertical | Riverside | TAHQ | Solar Photovoltaic | PV |  | S | X | X |  |  | 1 |  | 1 | 1 |  | N |  |  | OP | X | 9 | 2012 | 2012 |  |  | N | Commercial Non-CHP | Customer Sited | Other | 4 | X | SUN | Renewable | 1 | 0 | 1 | 0
Operable | 61012 | AES Distributed Energy |  | 58244 | West Valley High School Solar | CA | Vertical | Riverside | WEST | Solar Photovoltaic | PV |  | S | X | X |  |  | 1 |  | 0.9 | 0.9 |  | N |  |  | OP | X | 9 | 2012 | 2012 |  |  | N | Commercial Non-CHP | Customer Sited | Other | 4 | X | SUN | Renewable | 1 | 0 | 1 | 0
Operable | 61012 | AES Distributed Energy |  | 58292 | Jewish Community Center PV | AZ | Vertical | Maricopa | JCC | Solar Photovoltaic | PV |  | S | X | X |  |  | 1.1 |  | 1.2 | 1.2 |  | N |  |  | OP | X | 9 | 2012 | 2012 |  |  | N | IPP Non-CHP | IPP | IPP | 2 | X | SUN | Renewable | 1.1 | 0 | 1 | 0
Operable | 61012 | AES Distributed Energy |  | 58293 | Paradise Valley H.S. PV | AZ | Vertical | Maricopa | PVH | Solar Photovoltaic | PV |  | S | X | X |  |  | 1.3 |  | 1.4 | 1.4 |  | N |  |  | OP | X | 1 | 2013 | 2013 |  |  | N | IPP Non-CHP | IPP | IPP | 2 | X | SUN | Renewable | 1.3 | 0 | 1 | 0
Operable | 61012 | AES Distributed Energy |  | 58418 | Victor Dry Farm Ranch A | CA | Vertical | San Bernardino | 1 | Solar Photovoltaic | PV |  | W | X | X |  |  | 5 |  | 5 | 4 |  | N |  |  | OP | X | 6 | 2015 | 2015 |  |  | N | IPP Non-CHP | IPP | IPP | 2 | X | SUN | Renewable | 5 | 0 | 1 | 0
Operable | 61012 | AES Distributed Energy |  | 58419 | Victor Dry Farm Ranch B | CA | Vertical | San Bernardino | 1 | Solar Photovoltaic | PV |  | W | X | X |  |  | 5 |  | 5 | 4 |  | N |  |  | OP | X | 6 | 2015 | 2015 |  |  | N | IPP Non-CHP | IPP | IPP | 2 | X | SUN | Renewable | 5 | 0 | 1 | 0
Operable | 61012 | AES Distributed Energy |  | 58609 | Industry Solar Power Generation Station 1 LLC | CA | Vertical | San Bernardino | ISP1 | Solar Photovoltaic | PV |  | S | X | X |  |  | 1.5 |  | 1.5 | 1.5 |  | N |  |  | OP | X | 12 | 2013 | 2013 |  |  | N | IPP Non-CHP | IPP | IPP | 2 | X | SUN | Renewable | 1.5 | 0 | 1 | 0
Operable | 61012 | AES Distributed Energy |  | 58610 | Navajo Solar Power Generation Station 1 LLC | CA | Vertical | San Bernardino | NSP1 | Solar Photovoltaic | PV |  | S | X | X |  |  | 1.5 |  | 1.5 | 1.5 |  | N |  |  | OP | X | 12 | 2013 | 2013 |  |  | N | IPP Non-CHP | IPP | IPP | 2 | X | SUN | Renewable | 1.5 | 0 | 1 | 0
Operable | 61012 | AES Distributed Energy |  | 58611 | Powhatan Solar Power Generation Station 1 LLC | CA | Vertical | San Bernardino | 1 | Solar Photovoltaic | PV |  | S | X | X |  |  | 1.5 |  | 1.5 | 1.5 |  | N |  |  | OP | X | 12 | 2013 | 2013 |  |  | N | IPP Non-CHP | IPP | IPP | 2 | X | SUN | Renewable | 1.5 | 0 | 1 | 0
Operable | 61012 | AES Distributed Energy |  | 58612 | Otoe Solar Power Generation Station 1 LLC | CA | Vertical | San Bernardino | 1 | Solar Photovoltaic | PV |  | S | X | X |  |  | 1.5 |  | 1.5 | 1.5 |  | N |  |  | OP | X | 12 | 2013 | 2013 |  |  | N | IPP Non-CHP | IPP | IPP | 2 | X | SUN | Renewable | 1.5 | 0 | 1 | 0
Operable | 61012 | AES Distributed Energy |  | 58626 | Western Antelope Blue Sky Ranch A | CA | Vertical | Los Angeles | WABSA | Solar Photovoltaic | PV |  | S | X | X |  |  | 20 |  | 19 | 18 |  | N |  |  | OP | X | 11 | 2014 | 2014 |  |  | N | IPP Non-CHP | IPP | IPP | 2 | X | SUN | Renewable | 20 | 0 | 1 | 0
Operable | 61012 | AES Distributed Energy |  | 58627 | Western Antelope Dry Ranch | CA | Vertical | Los Angeles | WADR | Solar Photovoltaic | PV |  | S | X | X |  |  | 10 |  | 10 | 9 |  | N |  |  | OP | X | 12 | 2016 | 2016 |  |  | N | IPP Non-CHP | IPP | IPP | 2 | X | SUN | Renewable | 10 | 0 | 1 | 0
Operable | 61012 | AES Distributed Energy |  | 58667 | Biscoe Solar LLC | NC | Vertical | Montgomery | BISCO | Solar Photovoltaic | PV |  | S | X | X |  |  | 5 |  | 4 | 4 |  | N |  |  | OP | X | 9 | 2014 | 2014 |  |  | N | IPP Non-CHP | IPP | IPP | 2 | X | SUN | Renewable | 5 | 0 | 1 | 0
Operable | 61012 | AES Distributed Energy |  | 58669 | Selma Solar LLC | NC | Vertical | Johnston | SELMA | Solar Photovoltaic | PV |  | S | X | X |  |  | 5 |  | 4 | 4 |  | N |  |  | OP | X | 8 | 2014 | 2014 |  |  | N | IPP Non-CHP | IPP | IPP | 2 | X | SUN | Renewable | 5 | 0 | 1 | 0
Operable | 61012 | AES Distributed Energy |  | 58670 | Turkey Branch Solar LLC | NC | Vertical | Robeson | TURKY | Solar Photovoltaic | PV |  | S | X | X |  |  | 5 |  | 4 | 4 |  | N |  |  | OP | X | 8 | 2014 | 2014 |  |  | N | IPP Non-CHP | IPP | IPP | 2 | X | SUN | Renewable | 5 | 0 | 1 | 0
Operable | 61012 | AES Distributed Energy |  | 58741 | Nick Solar | NC | Vertical | Guilford | NICK | Solar Photovoltaic | PV |  | S | X | X |  |  | 5 |  | 4 | 4 |  | N |  |  | OP | X | 7 | 2014 | 2014 |  |  | N | IPP Non-CHP | IPP | IPP | 2 | X | SUN | Renewable | 5 | 0 | 1 | 0
Operable | 61012 | AES Distributed Energy |  | 58748 | North Bay Solar 1 | CA | Vertical | Solano | NBWT | Solar Photovoltaic | PV |  | S | X | X |  |  | 1 |  | 1 | 1 |  | N |  |  | OP | X | 8 | 2013 | 2013 |  |  | N | Commercial Non-CHP | Customer Sited | Other | 4 | X | SUN | Renewable | 1 | 0 | 1 | 0
Operable | 61012 | AES Distributed Energy |  | 58750 | Lancaster Dry Farm Ranch B | CA | Vertical | Los Angeles | LDFRB | Solar Photovoltaic | PV |  | S | X | X |  |  | 5 |  | 5 | 5 |  | N |  |  | OP | X | 11 | 2014 | 2014 |  |  | N | IPP Non-CHP | IPP | IPP | 2 | X | SUN | Renewable | 5 | 0 | 1 | 0
Operable | 61012 | AES Distributed Energy |  | 58751 | Rodeo Solar C2 | CA | Vertical | Los Angeles | RSC2 | Solar Photovoltaic | PV |  | S | X | X |  |  | 1.5 |  | 1.5 | 1.5 |  | N |  |  | OP | X | 5 | 2014 | 2014 |  |  | N | IPP Non-CHP | IPP | IPP | 2 | X | SUN | Renewable | 1.5 | 0 | 1 | 0
Operable | 61012 | AES Distributed Energy |  | 58752 | Rodeo Solar D2 | CA | Vertical | Los Angeles | RSD2 | Solar Photovoltaic | PV |  | S | X | X |  |  | 1.5 |  | 1.5 | 1.5 |  | N |  |  | OP | X | 5 | 2014 | 2014 |  |  | N | IPP Non-CHP | IPP | IPP | 2 | X | SUN | Renewable | 1.5 | 0 | 1 | 0
Operable | 61012 | AES Distributed Energy |  | 58753 | Summer Solar A2 | CA | Vertical | Los Angeles | SSA2 | Solar Photovoltaic | PV |  | S | X | X |  |  | 1.5 |  | 1.5 | 1.5 |  | N |  |  | OP | X | 6 | 2014 | 2014 |  |  | N | IPP Non-CHP | IPP | IPP | 2 | X | SUN | Renewable | 1.5 | 0 | 1 | 0
Operable | 61012 | AES Distributed Energy |  | 58754 | Summer Solar B2 | CA | Vertical | Los Angeles | SSB2 | Solar Photovoltaic | PV |  | S | X | X |  |  | 1.5 |  | 1.5 | 1.5 |  | N |  |  | OP | X | 6 | 2014 | 2014 |  |  | N | IPP Non-CHP | IPP | IPP | 2 | X | SUN | Renewable | 1.5 | 0 | 1 | 0
Operable | 61012 | AES Distributed Energy |  | 58755 | Summer Solar C2 | CA | Vertical | Los Angeles | SSC2 | Solar Photovoltaic | PV |  | S | X | X |  |  | 1.5 |  | 1.5 | 1.5 |  | N |  |  | OP | X | 6 | 2014 | 2014 |  |  | N | IPP Non-CHP | IPP | IPP | 2 | X | SUN | Renewable | 1.5 | 0 | 1 | 0
Operable | 61012 | AES Distributed Energy |  | 58756 | Summer Solar D2 | CA | Vertical | Los Angeles | SSD2 | Solar Photovoltaic | PV |  | S | X | X |  |  | 1 |  | 1 | 1 |  | N |  |  | OP | X | 7 | 2014 | 2014 |  |  | N | IPP Non-CHP | IPP | IPP | 2 | X | SUN | Renewable | 1 | 0 | 1 | 0
Operable | 61012 | AES Distributed Energy |  | 58757 | Summer North Solar | CA | Vertical | Los Angeles | UE2 | Solar Photovoltaic | PV |  | S | X | X |  |  | 1.5 |  | 1.5 | 1.5 |  | N |  |  | OP | X | 12 | 2014 | 2014 |  |  | N | IPP Non-CHP | IPP | IPP | 2 | X | SUN | Renewable | 1.5 | 0 | 1 | 0
Operable | 61012 | AES Distributed Energy |  | 58757 | Summer North Solar | CA | Vertical | Los Angeles | UF2 | Solar Photovoltaic | PV |  | S | X | X |  |  | 2 |  | 2 | 2 |  | N |  |  | OP | X | 12 | 2014 | 2014 |  |  | N | IPP Non-CHP | IPP | IPP | 2 | X | SUN | Renewable | 2 | 0 | 1 | 0
Operable | 61012 | AES Distributed Energy |  | 58757 | Summer North Solar | CA | Vertical | Los Angeles | UG2 | Solar Photovoltaic | PV |  | S | X | X |  |  | 1.5 |  | 1.5 | 1.5 |  | N |  |  | OP | X | 12 | 2014 | 2014 |  |  | N | IPP Non-CHP | IPP | IPP | 2 | X | SUN | Renewable | 1.5 | 0 | 1 | 0
Operable | 61012 | AES Distributed Energy |  | 58757 | Summer North Solar | CA | Vertical | Los Angeles | UH2 | Solar Photovoltaic | PV |  | S | X | X |  |  | 1.5 |  | 1.5 | 1.5 |  | N |  |  | OP | X | 12 | 2014 | 2014 |  |  | N | IPP Non-CHP | IPP | IPP | 2 | X | SUN | Renewable | 1.5 | 0 | 1 | 0
Operable | 61012 | AES Distributed Energy |  | 58761 | Expressway Solar A | CA | Vertical | San Bernardino | EXSA | Solar Photovoltaic | PV |  | S | X | X |  |  | 2 |  | 2 | 2 |  | N |  |  | OP | X | 5 | 2014 | 2014 |  |  | N | IPP Non-CHP | IPP | IPP | 2 | X | SUN | Renewable | 2 | 0 | 1 | 0
Operable | 61012 | AES Distributed Energy |  | 58762 | Expressway Solar B | CA | Vertical | San Bernardino | EXSB | Solar Photovoltaic | PV |  | S | X | X |  |  | 2 |  | 2 | 2 |  | N |  |  | OP | X | 5 | 2014 | 2014 |  |  | N | IPP Non-CHP | IPP | IPP | 2 | X | SUN | Renewable | 2 | 0 | 1 | 0
Operable | 61012 | AES Distributed Energy |  | 58763 | Expressway Solar C2 | CA | Vertical | San Bernardino | EXSC2 | Solar Photovoltaic | PV |  | S | X | X |  |  | 1.5 |  | 1.5 | 1.5 |  | N |  |  | OP | X | 11 | 2014 | 2014 |  |  | N | IPP Non-CHP | IPP | IPP | 2 | X | SUN | Renewable | 1.5 | 0 | 1 | 0
Operable | 61012 | AES Distributed Energy |  | 58795 | Hobart Solar, LLC | IN | Vertical | Lake | HS | Solar Photovoltaic | PV |  | S | X | X |  |  | 1 |  | 1 | 1 |  | N |  |  | OP | X | 11 | 2012 | 2012 |  |  | N | IPP Non-CHP | IPP | IPP | 2 | X | SUN | Renewable | 1 | 0 | 1 | 0
Operable | 61012 | AES Distributed Energy |  | 58796 | Waterloo Solar, LLC | IN | Vertical | DeKalb | WS | Solar Photovoltaic | PV |  | S | X | X |  |  | 1 |  | 1 | 1 |  | N |  |  | OP | X | 1 | 2012 | 2012 |  |  | N | IPP Non-CHP | IPP | IPP | 2 | X | SUN | Renewable | 1 | 0 | 1 | 0
Operable | 61012 | AES Distributed Energy |  | 58797 | Valparaiso Solar, LLC | IN | Vertical | Porter | VS | Solar Photovoltaic | PV |  | S | X | X |  |  | 1 |  | 1 | 1 |  | N |  |  | OP | X | 12 | 2012 | 2012 |  |  | N | IPP Non-CHP | IPP | IPP | 2 | X | SUN | Renewable | 1 | 0 | 1 | 0
Operable | 61012 | AES Distributed Energy |  | 58798 | AC Criminal Courts Complex SPE2, LLC | NJ | Restructured | Atlantic | ACCCC | Solar Photovoltaic | PV |  | S | X | X |  |  | 1.3 |  | 1.3 | 1.3 |  | N |  |  | OP | X | 12 | 2012 | 2012 |  |  | N | Commercial Non-CHP | Customer Sited | Other | 4 | X | SUN | Renewable | 1.3 | 0 | 1 | 0
Operable | 61012 | AES Distributed Energy |  | 58831 | Redcrest Solar Farm | CA | Vertical | Kern | PV-1 | Solar Photovoltaic | PV |  | S | X | X |  |  | 16.6 |  | 16 | 16 |  | N |  |  | OP | X | 10 | 2015 | 2015 |  |  | N | IPP Non-CHP | IPP | IPP | 2 | X | SUN | Renewable | 16.6 | 0 | 1 | 0
Operable | 61012 | AES Distributed Energy |  | 59008 | Woodmere Solar Farm | CA | Vertical | Kern | PV1 | Solar Photovoltaic | PV |  | S | X | X |  |  | 15 |  | 15 | 14 |  | N |  |  | OP | X | 12 | 2015 | 2015 |  |  | N | IPP Non-CHP | IPP | IPP | 2 | X | SUN | Renewable | 15 | 0 | 1 | 0
Operable | 61012 | AES Distributed Energy |  | 59009 | Hayworth Solar | CA | Vertical | Kern | PV1 | Solar Photovoltaic | PV |  | S | X | X |  |  | 27 |  | 26 | 25 |  | N |  |  | OP | X | 12 | 2015 | 2015 |  |  | N | IPP Non-CHP | IPP | IPP | 2 | X | SUN | Renewable | 27 | 0 | 1 | 0
Operable | 61012 | AES Distributed Energy |  | 59013 | Scituate PV | MA | Restructured | Plymouth | SCT | Solar Photovoltaic | PV |  | S | X | X |  |  | 2.5 |  | 2.5 | 2.5 |  | N |  |  | OP | X | 10 | 2013 | 2013 |  |  | N | IPP Non-CHP | IPP | IPP | 2 | X | SUN | Renewable | 2.5 | 0 | 1 | 0
Operable | 61012 | AES Distributed Energy |  | 59014 | Bolton PV | MA | Restructured | Worcester | BLT | Solar Photovoltaic | PV |  | S | X | X |  |  | 4.9 |  | 4.9 | 4.9 |  | N |  |  | OP | X | 12 | 2013 | 2013 |  |  | N | IPP Non-CHP | IPP | IPP | 2 | X | SUN | Renewable | 4.9 | 0 | 1 | 0
Operable | 61012 | AES Distributed Energy |  | 59015 | Stow PV | MA | Restructured | Middlesex | STW | Solar Photovoltaic | PV |  | S | X | X |  |  | 2 |  | 2 | 2 |  | N |  |  | OP | X | 12 | 2013 | 2013 |  |  | N | IPP Non-CHP | IPP | IPP | 2 | X | SUN | Renewable | 2 | 0 | 1 | 0
Operable | 61012 | AES Distributed Energy |  | 59038 | Battleground | NC | Vertical | Cleveland | GEN1 | Solar Photovoltaic | PV |  | S | X | X |  |  | 3.5 |  | 3 | 3 |  | N |  |  | OP | X | 12 | 2013 | 2013 |  |  | N | IPP Non-CHP | IPP | IPP | 2 | X | SUN | Renewable | 3.5 | 0 | 1 | 0
Operable | 61012 | AES Distributed Energy |  | 59039 | Beulaville | NC | Vertical | Duplin | GEN 1 | Solar Photovoltaic | PV |  | S | X | X |  |  | 2 |  | 1.5 | 1.5 |  | N |  |  | OP | X | 12 | 2013 | 2013 |  |  | N | IPP Non-CHP | IPP | IPP | 2 | X | SUN | Renewable | 2 | 0 | 1 | 0
Operable | 61012 | AES Distributed Energy |  | 59042 | Ellerbe | NC | Vertical | Richmond | GEN 1 | Solar Photovoltaic | PV |  | S | X | X |  |  | 2 |  | 1.5 | 1.5 |  | N |  |  | OP | X | 12 | 2013 | 2013 |  |  | N | IPP Non-CHP | IPP | IPP | 2 | X | SUN | Renewable | 2 | 0 | 1 | 0
Operable | 61012 | AES Distributed Energy |  | 59050 | Wallace | NC | Vertical | Duplin | GEN 1 | Solar Photovoltaic | PV |  | S | X | X |  |  | 2 |  | 1.8 | 1.7 |  | N |  |  | OP | X | 12 | 2013 | 2013 |  |  | N | IPP Non-CHP | IPP | IPP | 2 | X | SUN | Renewable | 2 | 0 | 1 | 0
Operable | 61012 | AES Distributed Energy |  | 59051 | Kenansville | NC | Vertical | Duplin | GEN 1 | Solar Photovoltaic | PV |  | S | X | X |  |  | 2 |  | 1.9 | 1.8 |  | N |  |  | OP | X | 12 | 2013 | 2013 |  |  | N | IPP Non-CHP | IPP | IPP | 2 | X | SUN | Renewable | 2 | 0 | 1 | 0
Operable | 61012 | AES Distributed Energy |  | 59052 | Fairmont-FLS 100 | NC | Vertical | Robeson | GEN 1 | Solar Photovoltaic | PV |  | S | X | X |  |  | 4 |  | 3 | 3 |  | N |  |  | OP | X | 12 | 2013 | 2013 |  |  | N | IPP Non-CHP | IPP | IPP | 2 | X | SUN | Renewable | 4 | 0 | 1 | 0
Operable | 61012 | AES Distributed Energy |  | 59119 | Warsaw I | NC | Vertical | Duplin | PV1 | Solar Photovoltaic | PV |  | S | X | X |  |  | 2 |  | 2 | 2 |  | N |  |  | OP | X | 12 | 2013 | 2013 |  |  | N | IPP Non-CHP | IPP | IPP | 2 | X | SUN | Renewable | 2 | 0 | 1 | 0
Operable | 61012 | AES Distributed Energy |  | 59120 | Warsaw II | NC | Vertical | Duplin | PV1 | Solar Photovoltaic | PV |  | S | X | X |  |  | 2 |  | 2 | 2 |  | N |  |  | OP | X | 12 | 2013 | 2013 |  |  | N | IPP Non-CHP | IPP | IPP | 2 | X | SUN | Renewable | 2 | 0 | 1 | 0
Operable | 61012 | AES Distributed Energy |  | 59262 | Lancaster Little Rock | CA | Vertical | Los Angeles | LLRC | Solar Photovoltaic | PV |  | S | X | X |  |  | 5 |  | 5 | 5 |  | N |  |  | OP | X | 12 | 2014 | 2014 |  |  | N | IPP Non-CHP | IPP | IPP | 2 | X | SUN | Renewable | 5 | 0 | 1 | 0
Operable | 61012 | AES Distributed Energy |  | 59269 | Victor Mesa Linda B2 | CA | Vertical | San Bernardino | VMLB2 | Solar Photovoltaic | PV |  | S | X | X |  |  | 1.5 |  | 1.6 | 1.5 |  | N |  |  | OP | X | 11 | 2014 | 2014 |  |  | N | IPP Non-CHP | IPP | IPP | 2 | X | SUN | Renewable | 1.5 | 0 | 1 | 0
Operable | 61012 | AES Distributed Energy |  | 59270 | Victor Mesa Linda C2 | CA | Vertical | San Bernardino | VMLC2 | Solar Photovoltaic | PV |  | S | X | X |  |  | 1.5 |  | 1.6 | 1.5 |  | N |  |  | OP | X | 11 | 2014 | 2014 |  |  | N | IPP Non-CHP | IPP | IPP | 2 | X | SUN | Renewable | 1.5 | 0 | 1 | 0
Operable | 61012 | AES Distributed Energy |  | 59271 | Victor Mesa Linda D2 | CA | Vertical | San Bernardino | VMLD2 | Solar Photovoltaic | PV |  | S | X | X |  |  | 1.5 |  | 1.6 | 1.5 |  | N |  |  | OP | X | 11 | 2014 | 2014 |  |  | N | IPP Non-CHP | IPP | IPP | 2 | X | SUN | Renewable | 1.5 | 0 | 1 | 0
Operable | 61012 | AES Distributed Energy |  | 59272 | Victor Mesa Linda E2 | CA | Vertical | San Bernardino | VMLE2 | Solar Photovoltaic | PV |  | S | X | X |  |  | 1.5 |  | 1.6 | 1.5 |  | N |  |  | OP | X | 11 | 2014 | 2014 |  |  | N | IPP Non-CHP | IPP | IPP | 2 | X | SUN | Renewable | 1.5 | 0 | 1 | 0
Operable | 61012 | AES Distributed Energy |  | 59273 | SEPV Palmdale East | CA | Vertical | Los Angeles | PALME | Solar Photovoltaic | PV |  | S | X | X |  |  | 10 |  | 9 | 9 |  | N |  |  | OP | X | 8 | 2015 | 2015 |  |  | N | IPP Non-CHP | IPP | IPP | 2 | X | SUN | Renewable | 10 | 0 | 1 | 0
Operable | 61012 | AES Distributed Energy |  | 59274 | Sutter Greenworks LLC | NY | Restructured | Suffolk | SUTTG | Solar Photovoltaic | PV |  | S | X | X |  |  | 5 |  | 4 | 4 |  | N |  |  | OP | X | 10 | 2015 | 2015 |  |  | N | IPP Non-CHP | IPP | IPP | 2 | X | SUN | Renewable | 5 | 0 | 1 | 0
Operable | 61012 | AES Distributed Energy |  | 59275 | Sterlington Greenworks LLC | NY | Restructured | Suffolk | STERG | Solar Photovoltaic | PV |  | S | X | X |  |  | 1.3 |  | 1 | 1 |  | N |  |  | OP | X | 10 | 2015 | 2015 |  |  | N | IPP Non-CHP | IPP | IPP | 2 | X | SUN | Renewable | 1.3 | 0 | 1 | 0
Operable | 61012 | AES Distributed Energy |  | 59276 | Leavenworth Greenworks LLC | NY | Restructured | Suffolk | LEAVG | Solar Photovoltaic | PV |  | S | X | X |  |  | 9.5 |  | 9.5 | 9.3 |  | N |  |  | OP | X | 6 | 2016 | 2016 |  |  | N | IPP Non-CHP | IPP | IPP | 2 | X | SUN | Renewable | 9.5 | 0 | 1 | 0
Operable | 61012 | AES Distributed Energy |  | 59315 | Hecate Energy Beacon Solar 1 | CA | Vertical | Kern | BEAC1 | Solar Photovoltaic | PV |  | S | X | X |  |  | 56 |  | 51 | 50 |  | N |  |  | OP | X | 4 | 2017 | 2017 |  |  | N | IPP Non-CHP | IPP | IPP | 2 | X | SUN | Renewable | 56 | 0 | 1 | 0
Operable | 61012 | AES Distributed Energy |  | 59316 | Hecate Energy Beacon Solar 3 | CA | Vertical | Kern | BEAC3 | Solar Photovoltaic | PV |  | S | X | X |  |  | 56 |  | 51 | 50 |  | N |  |  | OP | X | 12 | 2016 | 2016 |  |  | N | IPP Non-CHP | IPP | IPP | 2 | X | SUN | Renewable | 56 | 0 | 1 | 0
Operable | 61012 | AES Distributed Energy |  | 59317 | Hecate Energy Beacon Solar 4 | CA | Vertical | Kern | BEAC4 | Solar Photovoltaic | PV |  | S | X | X |  |  | 50 |  | 47 | 45 |  | N |  |  | OP | X | 12 | 2016 | 2016 |  |  | N | IPP Non-CHP | IPP | IPP | 2 | X | SUN | Renewable | 50 | 0 | 1 | 0
Operable | 61012 | AES Distributed Energy |  | 59431 | Sierra Solar Greenworks | CA | Vertical | Los Angeles | SSG1 | Solar Photovoltaic | PV |  | S | X | X |  |  | 20 |  | 18 | 18 |  | N |  |  | OP | X | 11 | 2015 | 2015 |  |  | N | IPP Non-CHP | IPP | IPP | 2 | X | SUN | Renewable | 20 | 0 | 1 | 0
Operable | 61012 | AES Distributed Energy |  | 59551 | FLS Solar 200, LLC | NC | Vertical | Robeson | FLS1 | Solar Photovoltaic | PV |  | S | X | X |  |  | 4.3 |  | 4.3 | 4.3 |  | N |  |  | OP | X | 10 | 2014 | 2014 |  |  | N | IPP Non-CHP | IPP | IPP | 2 | X | SUN | Renewable | 4.3 | 0 | 1 | 0
Operable | 61012 | AES Distributed Energy |  | 59552 | FLS Solar 170, LLC | NC | Vertical | Robeson | FLS1 | Solar Photovoltaic | PV |  | S | X | X |  |  | 2 |  | 2 | 2 |  | N |  |  | OP | X | 8 | 2014 | 2014 |  |  | N | IPP Non-CHP | IPP | IPP | 2 | X | SUN | Renewable | 2 | 0 | 1 | 0
Operable | 61012 | AES Distributed Energy |  | 59553 | Innovative Solar 14, LLC | NC | Vertical | Henderson | FLS1 | Solar Photovoltaic | PV |  | S | X | X |  |  | 2 |  | 1.5 | 1.5 |  | N |  |  | OP | X | 8 | 2014 | 2014 |  |  | N | IPP Non-CHP | IPP | IPP | 2 | X | SUN | Renewable | 2 | 0 | 1 | 0
Operable | 61012 | AES Distributed Energy |  | 59554 | Innovative Solar 15, LLC | NC | Vertical | Rutherford | FLS1 | Solar Photovoltaic | PV |  | S | X | X |  |  | 2 |  | 1.5 | 1.5 |  | N |  |  | OP | X | 8 | 2014 | 2014 |  |  | N | IPP Non-CHP | IPP | IPP | 2 | X | SUN | Renewable | 2 | 0 | 1 | 0
Operable | 61012 | AES Distributed Energy |  | 59623 | Clarkson Solar | NY | Restructured | St Lawrence | CSPV | Solar Photovoltaic | PV |  | S | X | X |  |  | 2 |  | 2 | 2 |  | N |  |  | OP | X | 11 | 2014 | 2014 |  |  | N | IPP Non-CHP | IPP | IPP | 2 | X | SUN | Renewable | 2 | 0 | 1 | 0
Operable | 61012 | AES Distributed Energy |  | 59634 | Sandstone Solar | AZ | Vertical | Pinal | SNDST | Solar Photovoltaic | PV |  | S | X | X |  |  | 45 |  | 43 | 42 |  | N |  |  | OP | X | 12 | 2015 | 2015 |  |  | N | IPP Non-CHP | IPP | IPP | 2 | X | SUN | Renewable | 45 | 0 | 1 | 0
Operable | 61012 | AES Distributed Energy |  | 59730 | SEPV 18 | CA | Vertical | Los Angeles | SPV18 | Solar Photovoltaic | PV |  | S | X | X |  |  | 2 |  | 2 | 2 |  | N |  |  | OP | X | 1 | 2016 | 2016 |  |  | N | IPP Non-CHP | IPP | IPP | 2 | X | SUN | Renewable | 2 | 0 | 1 | 0
Operable | 61012 | AES Distributed Energy |  | 59737 | Aspiration G | CA | Vertical | Fresno | ASPRG | Solar Photovoltaic | PV |  | S | X | X |  |  | 9 |  | 9 | 9 |  | N |  |  | OP | X | 9 | 2017 | 2017 |  |  | N | IPP Non-CHP | IPP | IPP | 2 | X | SUN | Renewable | 9 | 0 | 1 | 0
Operable | 61012 | AES Distributed Energy |  | 59738 | Citizen B | CA | Vertical | Fresno | CSB | Solar Photovoltaic | PV |  | S | X | X | SOLBGEN_7_N001 | SOLBGEN_7_N001 | 5 |  | 5 | 5 |  | N |  |  | OP | X | 12 | 2015 | 2015 |  |  | N | IPP Non-CHP | IPP | IPP | 2 | X | SUN | Renewable | 5 | 0 | 1 | 0
Operable | 61012 | AES Distributed Energy |  | 59739 | Lancaster WAD B | CA | Vertical | Los Angeles | LWADB | Solar Photovoltaic | PV |  | S | X | X |  |  | 3 |  | 3 | 3 |  | N |  |  | OP | X | 4 | 2017 | 2017 |  |  | N | IPP Non-CHP | IPP | IPP | 2 | X | SUN | Renewable | 3 | 0 | 1 | 0
Operable | 61012 | AES Distributed Energy |  | 59740 | SEPV Mojave West | CA | Vertical | Kern | SPVMW | Solar Photovoltaic | PV |  | S | X | X | SUNSPTA_7_N002 | SUNSPTA_7_N002 | 20 |  | 20 | 20 |  | N |  |  | OP | X | 6 | 2016 | 2016 |  |  | N | IPP Non-CHP | IPP | IPP | 2 | X | SUN | Renewable | 20 | 0 | 1 | 0
Operable | 61012 | AES Distributed Energy |  | 59778 | Eden Solar LLC | NC | Vertical | Richmond | EDENS | Solar Photovoltaic | PV |  | S | X | X |  |  | 47.7 |  | 47.7 | 47.7 |  | N |  |  | OP | X | 12 | 2015 | 2015 |  |  | N | IPP Non-CHP | IPP | IPP | 2 | X | SUN | Renewable | 47.7 | 0 | 1 | 0
Operable | 61012 | AES Distributed Energy |  | 59839 | Spring Hill Road | MA | Restructured | Worcester | SHRD1 | Solar Photovoltaic | PV |  | S | X | X |  |  | 1.9 |  | 1.9 | 1.9 |  | N |  |  | OP | X | 12 | 2015 | 2015 |  |  | N | IPP Non-CHP | IPP | IPP | 2 | X | SUN | Renewable | 1.9 | 0 | 1 | 0
Operable | 61012 | AES Distributed Energy |  | 59908 | Mount Olive Solar | NC | Vertical | Wayne | 2MWPV | Solar Photovoltaic | PV |  | S | X | X |  |  | 2 |  | 2 | 2 |  | N |  |  | OP | X | 12 | 2016 | 2016 |  |  | N | IPP Non-CHP | IPP | IPP | 2 | X | SUN | Renewable | 2 | 0 | 1 | 0
Operable | 61012 | AES Distributed Energy |  | 59961 | Western Antelope Blue Sky B | CA | Vertical | Los Angeles | WABSB | Solar Photovoltaic | PV |  | W | X | X |  |  | 20 |  | 19 | 19 |  | N |  |  | OP | X | 12 | 2016 | 2016 |  |  | N | IPP Non-CHP | IPP | IPP | 2 | X | SUN | Renewable | 20 | 0 | 1 | 0
Operable | 61012 | AES Distributed Energy |  | 59962 | North Lancaster Ranch | CA | Vertical | Los Angeles | NLR | Solar Photovoltaic | PV |  | W | X | X |  |  | 20 |  | 18 | 17 |  | N |  |  | OP | X | 12 | 2016 | 2016 |  |  | N | IPP Non-CHP | IPP | IPP | 2 | X | SUN | Renewable | 20 | 0 | 1 | 0
Operable | 61012 | AES Distributed Energy |  | 59963 | Central Antelope Dry Ranch C | CA | Vertical | Los Angeles | CADRC | Solar Photovoltaic | PV |  | W | X | X |  |  | 20 |  | 17 | 16 |  | N |  |  | OP | X | 5 | 2016 | 2016 |  |  | N | IPP Non-CHP | IPP | IPP | 2 | X | SUN | Renewable | 20 | 0 | 1 | 0
Operable | 61012 | AES Distributed Energy |  | 59964 | Elevation Solar C | CA | Vertical | Los Angeles | ELVSC | Solar Photovoltaic | PV |  | W | X | X |  |  | 40 |  | 39 | 37 |  | N |  |  | OP | X | 12 | 2016 | 2016 |  |  | N | IPP Non-CHP | IPP | IPP | 2 | X | SUN | Renewable | 40 | 0 | 1 | 0
Operable | 61012 | AES Distributed Energy |  | 59965 | Latigo Wind Park | UT | Vertical | San Juan | LTIGO | Onshore Wind Turbine | WT |  | S | X | X |  |  | 62.1 |  | 62.1 | 62.1 | 1.7 | N |  |  | OP | X | 3 | 2016 | 2016 |  |  | N | IPP Non-CHP | IPP | IPP | 2 | X | WND | Renewable | 62.1 | 0 | 1 | 0
Operable | 61012 | AES Distributed Energy |  | 60027 | Adera Solar | CA | Vertical | Madera | ADERA | Solar Photovoltaic | PV |  | S | X | X | ADERAG1_7_N001 | ADERAG1_7_N001 | 20 |  | 19 | 19 |  | N |  |  | OP | X | 12 | 2015 | 2015 |  |  | N | IPP Non-CHP | IPP | IPP | 2 | X | SUN | Renewable | 20 | 0 | 1 | 0
Operable | 61012 | AES Distributed Energy |  | 60142 | Lemoore 1 | CA | Vertical | Kings | LEPV1 | Solar Photovoltaic | PV |  | S | X | X |  |  | 1.5 |  | 1.5 | 1.5 |  | N |  |  | OP | X | 2 | 2016 | 2016 |  |  | N | IPP Non-CHP | IPP | IPP | 2 | X | SUN | Renewable | 1.5 | 0 | 1 | 0
Operable | 61012 | AES Distributed Energy |  | 60185 | Solverde 1 | CA | Vertical | Los Angeles | SOLV1 | Solar Photovoltaic | PV |  | S | X | X |  |  | 85 |  | 81 | 78 |  | N |  |  | OP | X | 12 | 2016 | 2016 |  |  | N | IPP Non-CHP | IPP | IPP | 2 | X | SUN | Renewable | 85 | 0 | 1 | 0
Operable | 61012 | AES Distributed Energy |  | 60186 | Antelope DSR 1 | CA | Vertical | Los Angeles | DSR1 | Solar Photovoltaic | PV |  | S | X | X |  |  | 50 |  | 48 | 46 |  | N |  |  | OP | X | 12 | 2016 | 2016 |  |  | N | IPP Non-CHP | IPP | IPP | 2 | X | SUN | Renewable | 50 | 0 | 1 | 0
Operable | 61012 | AES Distributed Energy |  | 60187 | Antelope DSR 2 | CA | Vertical | Los Angeles | DSR2 | Solar Photovoltaic | PV |  | S | X | X |  |  | 5 |  | 5 | 5 |  | N |  |  | OP | X | 12 | 2016 | 2016 |  |  | N | IPP Non-CHP | IPP | IPP | 2 | X | SUN | Renewable | 5 | 0 | 1 | 0
Operable | 61012 | AES Distributed Energy |  | 60259 | Pioneer Wind Park, LLC | WY | Vertical | Converse | PWP1 | Onshore Wind Turbine | WT |  | S | X | X |  |  | 80 |  | 80 | 80 | 1.7 | N |  |  | OP | X | 10 | 2016 | 2016 |  |  | N | IPP Non-CHP | IPP | IPP | 2 | X | WND | Renewable | 80 | 0 | 1 | 0
Operable | 61012 | AES Distributed Energy |  | 60278 | Southbridge Solar | MA | Restructured | Worcester | SBRDG | Solar Photovoltaic | PV |  | S | X | X |  |  | 1.9 |  | 1.9 | 1.9 |  | N |  |  | OP | X | 3 | 2016 | 2016 |  |  | N | IPP Non-CHP | IPP | IPP | 2 | X | SUN | Renewable | 1.9 | 0 | 1 | 0
Operable | 61012 | AES Distributed Energy |  | 60279 | Antelope Big Sky Ranch | CA | Vertical | Los Angeles | ABSR | Solar Photovoltaic | PV |  | S | X | X |  |  | 20 |  | 19 | 19 |  | N |  |  | OP | X | 8 | 2016 | 2016 |  |  | N | IPP Non-CHP | IPP | IPP | 2 | X | SUN | Renewable | 20 | 0 | 1 | 0
Operable | 61012 | AES Distributed Energy |  | 60280 | Summer Solar LLC | CA | Vertical | Los Angeles | SUMSL | Solar Photovoltaic | PV |  | S | X | X |  |  | 20 |  | 19 | 19 |  | N |  |  | OP | X | 7 | 2016 | 2016 |  |  | N | IPP Non-CHP | IPP | IPP | 2 | X | SUN | Renewable | 20 | 0 | 1 | 0
Operable | 61012 | AES Distributed Energy |  | 60445 | ID Solar | ID | Vertical | Ada | INV1 | Solar Photovoltaic | PV |  | S | X | X |  |  | 40 |  | 40 | 40 |  | N |  |  | OP | X | 8 | 2016 | 2016 |  |  | N | IPP Non-CHP | IPP | IPP | 2 | X | SUN | Renewable | 40 | 0 | 1 | 0
Operable | 61012 | AES Distributed Energy |  | 60474 | Bayshore Solar B, LLC | CA | Vertical | Los Angeles | BSHRB | Solar Photovoltaic | PV |  | W | X | X |  |  | 20 |  | 20 | 20 |  | N |  |  | OP | X | 12 | 2017 | 2017 |  |  | N | IPP Non-CHP | IPP | IPP | 2 | X | SUN | Renewable | 20 | 0 | 1 | 0
Operable | 61012 | AES Distributed Energy |  | 60475 | Bayshore Solar C, LLC | CA | Vertical | Los Angeles | BSHRC | Solar Photovoltaic | PV |  | W | X | X |  |  | 20 |  | 20 | 20 |  | N |  |  | OP | X | 12 | 2017 | 2017 |  |  | N | IPP Non-CHP | IPP | IPP | 2 | X | SUN | Renewable | 20 | 0 | 1 | 0
Operable | 61012 | AES Distributed Energy |  | 60481 | Bayshore Solar A, LLC | CA | Vertical | Los Angeles | BSHRA | Solar Photovoltaic | PV |  | W | X | X |  |  | 20 |  | 20 | 20 |  | N |  |  | OP | X | 12 | 2017 | 2017 |  |  | N | IPP Non-CHP | IPP | IPP | 2 | X | SUN | Renewable | 20 | 0 | 1 | 0
Operable | 61012 | AES Distributed Energy |  | 60702 | Rincon Solar I | GA | Vertical | Effingham | PV1 | Solar Photovoltaic | PV |  | S | X | X |  |  | 18.4 |  | 18.3 | 18.3 |  | N |  |  | OP | X | 12 | 2016 | 2016 |  |  | N | IPP Non-CHP | IPP | IPP | 2 | X | SUN | Renewable | 18.4 | 0 | 1 | 0
Operable | 61012 | AES Distributed Energy |  | 60744 | SEPV Imperial Dixieland West | CA | Vertical | Imperial | SESI2 | Solar Photovoltaic | PV |  | S | X | X |  |  | 3 |  | 2.9 | 2.4 |  | N |  |  | OP | X | 12 | 2016 | 2016 |  |  | N | IPP Non-CHP | IPP | IPP | 2 | X | SUN | Renewable | 3 | 0 | 1 | 0
Operable | 61012 | AES Distributed Energy |  | 60745 | SEPV Imperial Dixieland East | CA | Vertical | Imperial | SESI1 | Solar Photovoltaic | PV |  | S | X | X |  |  | 2 |  | 1.9 | 1.6 |  | N |  |  | OP | X | 12 | 2016 | 2016 |  |  | N | IPP Non-CHP | IPP | IPP | 2 | X | SUN | Renewable | 2 | 0 | 1 | 0
Operable | 61012 | AES Distributed Energy |  | 60930 | Dublin Solar I | GA | Vertical | Laurens | DUBL1 | Solar Photovoltaic | PV |  | S | X | X |  |  | 4.1 |  | 4.1 | 4.1 |  | N |  |  | OP | X | 4 | 2015 | 2015 |  |  | N | IPP Non-CHP | IPP | IPP | 2 | X | SUN | Renewable | 4.1 | 0 | 1 | 0
Operable | 61012 | AES Distributed Energy |  | 60985 | Elizabethtown Solar | PA | Restructured | Lancaster | ESPV | Solar Photovoltaic | PV |  | S | X | X |  |  | 2 |  | 2 | 2 |  | N |  |  | OP | X | 2 | 2016 | 2016 |  |  | N | IPP Non-CHP | IPP | IPP | 2 | X | SUN | Renewable | 2 | 0 | 1 | 0
Operable | 61012 | AES Distributed Energy |  | 61013 | Marin Clean Energy Solar One | CA | Vertical | Contra Costa | MCES1 | Solar Photovoltaic | PV |  | S | X | X |  |  | 10.5 |  | 10.5 | 10.5 |  | N |  |  | OP | X | 12 | 2017 | 2017 |  |  | N | IPP Non-CHP | IPP | IPP | 2 | X | SUN | Renewable | 10.5 | 0 | 1 | 0
Operable | 61012 | AES Distributed Energy |  | 61068 | AES Lawai Solar Hybrid | HI | Vertical | Kauai | LAWA1 | Solar Photovoltaic | PV |  | S | X | X |  |  | 20 |  | 20 | 20 | 0 | N |  |  | OP | X | 12 | 2018 | 2018 |  |  | N | IPP Non-CHP | IPP | IPP | 2 | X | SUN | Renewable | 20 | 0 | 1 | 0
Operable | 61012 | AES Distributed Energy |  | 61068 | AES Lawai Solar Hybrid | HI | Vertical | Kauai | LAWA2 | Batteries | BA |  | S | X | X |  |  | 20 |  | 20 | 20 | 20 | N |  |  | OP | X | 12 | 2018 | 2018 |  |  | N | IPP Non-CHP | IPP | IPP | 2 | X | MWH | Other | 0 | 0 | 0 | 0
Operable | 61012 | AES Distributed Energy |  | 61115 | Manteca Land PV | CA | Vertical | San Joaquin | MANT1 | Solar Photovoltaic | PV |  | S | X | X |  |  | 1 |  | 1 | 1 |  | N |  |  | OP | X | 12 | 2017 | 2017 |  |  | N | IPP Non-CHP | IPP | IPP | 2 | X | SUN | Renewable | 1 | 0 | 1 | 0
Operable | 61012 | AES Distributed Energy |  | 61116 | Delano Land 1 | CA | Vertical | Kern | DELA1 | Solar Photovoltaic | PV |  | S | X | X |  |  | 1 |  | 1 | 1 |  | N |  |  | OP | X | 12 | 2017 | 2017 |  |  | N | IPP Non-CHP | IPP | IPP | 2 | X | SUN | Renewable | 1 | 0 | 1 | 0
Operable | 61012 | AES Distributed Energy |  | 61117 | Bakersfield PV 1 | CA | Vertical | Kern | BAKE1 | Solar Photovoltaic | PV |  | S | X | X |  |  | 5.3 |  | 5.3 | 5.3 |  | N |  |  | OP | X | 12 | 2017 | 2017 |  |  | N | IPP Non-CHP | IPP | IPP | 2 | X | SUN | Renewable | 5.3 | 0 | 1 | 0
Operable | 61012 | AES Distributed Energy |  | 61118 | Bakersfield Industrial PV 1 | CA | Vertical | Kern | BIND1 | Solar Photovoltaic | PV |  | S | X | X |  |  | 1 |  | 1 | 1 |  | N |  |  | OP | X | 12 | 2017 | 2017 |  |  | N | IPP Non-CHP | IPP | IPP | 2 | X | SUN | Renewable | 1 | 0 | 1 | 0
Operable | 61012 | AES Distributed Energy |  | 61215 | Green Beanworks C PV | CA | Vertical | Los Angeles | GBWXC | Solar Photovoltaic | PV |  | S | X | X |  |  | 3 |  | 3 | 3 |  | N |  |  | OP | X | 8 | 2018 | 2018 |  |  | N | IPP Non-CHP | IPP | IPP | 2 | X | SUN | Renewable | 3 | 0 | 1 | 0
Operable | 61012 | AES Distributed Energy |  | 61216 | Green Beanworks D PV | CA | Vertical | Los Angeles | GBWXD | Solar Photovoltaic | PV |  | S | X | X |  |  | 3 |  | 3 | 3 |  | N |  |  | OP | X | 8 | 2018 | 2018 |  |  | N | IPP Non-CHP | IPP | IPP | 2 | X | SUN | Renewable | 3 | 0 | 1 | 0
Operable | 61012 | AES Distributed Energy |  | 61264 | Antelope Expansion 2 | CA | Vertical | Los Angeles | ANTX2 | Solar Photovoltaic | PV |  | S | X | X |  |  | 105 |  | 105 | 105 |  | N |  |  | OP | X | 12 | 2018 | 2018 |  |  | N | IPP Non-CHP | IPP | IPP | 2 | X | SUN | Renewable | 105 | 0 | 1 | 0
Operable | 61012 | AES Distributed Energy |  | 61265 | Antelope DSR 3 | CA | Vertical | Los Angeles | ADSR3 | Solar Photovoltaic | PV |  | S | X | X |  |  | 20 |  | 20 | 20 |  | N |  |  | OP | X | 9 | 2019 | 2019 |  |  | N | IPP Non-CHP | IPP | IPP | 2 | X | SUN | Renewable | 20 | 0 | 1 | 0
Operable | 61012 | AES Distributed Energy |  | 61339 | Green Beanworks B PV | CA | Vertical | Los Angeles | GBWXB | Solar Photovoltaic | PV |  | S | X | X |  |  | 3 |  | 3 | 3 |  | N |  |  | OP | X | 12 | 2018 | 2018 |  |  | N | IPP Non-CHP | IPP | IPP | 2 | X | SUN | Renewable | 3 | 0 | 1 | 0
Operable | 61012 | AES Distributed Energy |  | 61376 | Cedar Creek PV | NY | Restructured | Nassau | CEDR1 | Solar Photovoltaic | PV |  | S | X | X |  |  | 1.8 |  | 1.8 | 1.8 |  | N |  |  | OP | X | 6 | 2017 | 2017 |  |  | N | IPP Non-CHP | IPP | IPP | 2 | X | SUN | Renewable | 1.8 | 0 | 1 | 0
Operable | 61012 | AES Distributed Energy |  | 61377 | Amazon - Patterson PV | CA | Vertical | Stanislaus | PATT1 | Solar Photovoltaic | PV |  | S | X | X |  |  | 2.5 |  | 2.5 | 2.5 |  | N |  |  | OP | X | 5 | 2017 | 2017 |  |  | N | IPP Non-CHP | IPP | IPP | 2 | X | SUN | Renewable | 2.5 | 0 | 1 | 0
Operable | 61012 | AES Distributed Energy |  | 61469 | Lichtenthal | NY | Restructured | Genesee | LIC01 | Solar Photovoltaic | PV |  | S | X | X |  |  | 2 |  | 2 | 2 |  | N |  |  | OP | X | 7 | 2018 | 2018 |  |  | N | IPP Non-CHP | IPP | IPP | 2 | X | SUN | Renewable | 2 | 0 | 1 | 0
Operable | 61012 | AES Distributed Energy |  | 61470 | Call Farms 1 | NY | Restructured | Genesee | CFM11 | Solar Photovoltaic | PV |  | S | X | X |  |  | 2 |  | 2 | 2 |  | N |  |  | OP | X | 7 | 2018 | 2018 |  |  | N | IPP Non-CHP | IPP | IPP | 2 | X | SUN | Renewable | 2 | 0 | 1 | 0
Operable | 61012 | AES Distributed Energy |  | 61471 | Call Farms 3 | NY | Restructured | Genesee | CFM31 | Solar Photovoltaic | PV |  | S | X | X |  |  | 2 |  | 2 | 2 |  | N |  |  | OP | X | 7 | 2018 | 2018 |  |  | N | IPP Non-CHP | IPP | IPP | 2 | X | SUN | Renewable | 2 | 0 | 1 | 0
Operable | 61012 | AES Distributed Energy |  | 61472 | San Luis Solar Garden | CO | Vertical | Conejos | ANTO2 | Solar Photovoltaic | PV |  | S | X | X |  |  | 1.2 |  | 1.2 | 1.2 |  | N |  |  | OP | X | 8 | 2017 | 2017 |  |  | N | IPP Non-CHP | IPP | IPP | 2 | X | SUN | Renewable | 1.2 | 0 | 1 | 0
Operable | 61012 | AES Distributed Energy |  | 61509 | Monroe County Sites A & B | NY | Restructured | Monroe | MONA | Solar Photovoltaic | PV |  | S | X | X |  |  | 1.7 |  | 1.7 | 1.7 |  | N |  |  | OP | X | 12 | 2017 | 2017 |  |  | N | IPP Non-CHP | IPP | IPP | 2 | X | SUN | Renewable | 1.7 | 0 | 1 | 0
Operable | 61012 | AES Distributed Energy |  | 61509 | Monroe County Sites A & B | NY | Restructured | Monroe | MONB | Solar Photovoltaic | PV |  | S | X | X |  |  | 1.7 |  | 1.7 | 1.7 |  | N |  |  | OP | X | 12 | 2017 | 2017 |  |  | N | IPP Non-CHP | IPP | IPP | 2 | X | SUN | Renewable | 1.7 | 0 | 1 | 0
Operable | 61012 | AES Distributed Energy |  | 61510 | Monroe County Sites C, D, & E | NY | Restructured | Monroe | MONC | Solar Photovoltaic | PV |  | S | X | X |  |  | 2 |  | 2 | 2 |  | N |  |  | OP | X | 12 | 2017 | 2017 |  |  | N | IPP Non-CHP | IPP | IPP | 2 | X | SUN | Renewable | 2 | 0 | 1 | 0
Operable | 61012 | AES Distributed Energy |  | 61510 | Monroe County Sites C, D, & E | NY | Restructured | Monroe | MOND | Solar Photovoltaic | PV |  | S | X | X |  |  | 2 |  | 2 | 2 |  | N |  |  | OP | X | 12 | 2017 | 2017 |  |  | N | IPP Non-CHP | IPP | IPP | 2 | X | SUN | Renewable | 2 | 0 | 1 | 0
Operable | 61012 | AES Distributed Energy |  | 61510 | Monroe County Sites C, D, & E | NY | Restructured | Monroe | MONE | Solar Photovoltaic | PV |  | S | X | X |  |  | 2 |  | 2 | 2 |  | N |  |  | OP | X | 12 | 2017 | 2017 |  |  | N | IPP Non-CHP | IPP | IPP | 2 | X | SUN | Renewable | 2 | 0 | 1 | 0
Operable | 61012 | AES Distributed Energy |  | 61575 | Anheuser-Busch Baldwinsville | NY | Restructured | Onondaga | BAL01 | Solar Photovoltaic | PV |  | S | X | X |  |  | 2 |  | 2 | 2 |  | N |  |  | OP | X | 7 | 2018 | 2018 |  |  | N | IPP Non-CHP | IPP | IPP | 2 | X | SUN | Renewable | 2 | 0 | 1 | 0
Operable | 61012 | AES Distributed Energy |  | 61576 | Columbia University - Johnson Farms | NY | Restructured | Orange | JF01 | Solar Photovoltaic | PV |  | S | X | X |  |  | 2 |  | 2 | 2 |  | N |  |  | OP | X | 7 | 2018 | 2018 |  |  | N | IPP Non-CHP | IPP | IPP | 2 | X | SUN | Renewable | 2 | 0 | 1 | 0
Operable | 61012 | AES Distributed Energy |  | 61577 | Time Warner Cable Enterprises - Martino | NY | Restructured | Oneida | MRT01 | Solar Photovoltaic | PV |  | S | X | X |  |  | 2 |  | 2 | 2 |  | N |  |  | OP | X | 7 | 2018 | 2018 |  |  | N | IPP Non-CHP | IPP | IPP | 2 | X | SUN | Renewable | 2 | 0 | 1 | 0
Operable | 61012 | AES Distributed Energy |  | 61578 | Columbia University - Minisink | NY | Restructured | Orange | MIN01 | Solar Photovoltaic | PV |  | S | X | X |  |  | 2 |  | 2 | 2 |  | N |  |  | OP | X | 7 | 2018 | 2018 |  |  | N | IPP Non-CHP | IPP | IPP | 2 | X | SUN | Renewable | 2 | 0 | 1 | 0
Operable | 61012 | AES Distributed Energy |  | 61579 | St. Lawrence University - Sutton | NY | Restructured | Jefferson | SUT01 | Solar Photovoltaic | PV |  | S | X | X |  |  | 2 |  | 2 | 2 |  | N |  |  | OP | X | 7 | 2018 | 2018 |  |  | N | IPP Non-CHP | IPP | IPP | 2 | X | SUN | Renewable | 2 | 0 | 1 | 0
Operable | 61012 | AES Distributed Energy |  | 61804 | City of Rochester Solar | NY | Restructured | Monroe | ROC01 | Solar Photovoltaic | PV |  | S | X | X |  |  | 1.8 |  | 1.8 | 1.8 |  | N |  |  | OP | X | 12 | 2017 | 2017 |  |  | N | IPP Non-CHP | IPP | IPP | 2 | X | SUN | Renewable | 1.8 | 0 | 1 | 0
Operable | 61012 | AES Distributed Energy |  | 61958 | Broadalbin-Perth Solar | NY | Restructured | Montgomery | BAP1 | Solar Photovoltaic | PV |  | S | X | X |  |  | 1.5 |  | 1.5 | 1.5 |  | N |  |  | OP | X | 9 | 2018 | 2018 |  |  | N | IPP Non-CHP | IPP | IPP | 2 | X | SUN | Renewable | 1.5 | 0 | 1 | 0
Operable | 61012 | AES Distributed Energy |  | 62004 | San Pablo Raceway | CA | Vertical | Los Angeles | SPRWY | Solar Photovoltaic | PV |  | S | X | X |  |  | 100 |  | 100 | 100 |  | N |  |  | OP | X | 8 | 2019 | 2019 |  |  | N | IPP Non-CHP | IPP | IPP | 2 | X | SUN | Renewable | 100 | 0 | 1 | 0
Operable | 61012 | AES Distributed Energy |  | 62011 | Richmond Spider Solar | VA | Vertical | Spotsylvania | RMDSS | Solar Photovoltaic | PV |  | S | X | X |  |  | 20 |  | 20 | 20 |  | N |  |  | OP | X | 12 | 2020 | 2020 |  |  | N | IPP Non-CHP | IPP | IPP | 2 | X | SUN | Renewable | 20 | 0 | 1 | 0
Operable | 61012 | AES Distributed Energy |  | 62012 | Pleinmont Solar 1 | VA | Vertical | Spotsylvania | PLNM1 | Solar Photovoltaic | PV |  | S | X | X |  |  | 75 |  | 75 | 75 |  | N |  |  | OP | X | 10 | 2020 | 2020 |  |  | N | IPP Non-CHP | IPP | IPP | 2 | X | SUN | Renewable | 75 | 0 | 1 | 0
Operable | 61012 | AES Distributed Energy |  | 62013 | Pleinmont Solar 2 | VA | Vertical | Spotsylvania | PLNM2 | Solar Photovoltaic | PV |  | S | X | X |  |  | 240 |  | 240 | 240 |  | N |  |  | OP | X | 8 | 2021 | 2021 |  |  | N | IPP Non-CHP | IPP | IPP | 2 | X | SUN | Renewable | 240 | 0 | 1 | 0
Operable | 61012 | AES Distributed Energy |  | 62014 | Highlander Solar Energy Station 1 | VA | Vertical | Spotsylvania | HLND1 | Solar Photovoltaic | PV |  | S | X | X |  |  | 165 |  | 165 | 165 |  | N |  |  | OP | X | 12 | 2020 | 2020 |  |  | N | IPP Non-CHP | IPP | IPP | 2 | X | SUN | Renewable | 165 | 0 | 1 | 0
Operable | 61012 | AES Distributed Energy |  | 62017 | Riverhead Solar Farm | NY | Restructured | Suffolk | RIV1 | Solar Photovoltaic | PV |  | S | X | X |  |  | 20 |  | 20 | 20 |  | N |  |  | OP | X | 7 | 2019 | 2019 |  |  | N | IPP Non-CHP | IPP | IPP | 2 | X | SUN | Renewable | 20 | 0 | 1 | 0
Operable | 61012 | AES Distributed Energy |  | 62135 | Palmer | MA | Restructured | Hampden | PAL01 | Solar Photovoltaic | PV |  | S | X | X |  |  | 3.5 |  | 3.5 | 3.5 |  | N |  |  | OP | X | 10 | 2019 | 2019 |  |  | N | IPP Non-CHP | IPP | IPP | 2 | X | SUN | Renewable | 3.5 | 0 | 1 | 0
Operable | 61012 | AES Distributed Energy |  | 62202 | Williamsburg | MA | Restructured | Hampshire | WIL01 | Solar Photovoltaic | PV |  | S | X | X |  |  | 4 |  | 4 | 4 |  | N |  |  | OP | X | 7 | 2019 | 2019 |  |  | N | IPP Non-CHP | IPP | IPP | 2 | X | SUN | Renewable | 4 | 0 | 1 | 0
Operable | 61012 | AES Distributed Energy |  | 62247 | Prevailing Wind Park | SD | Vertical | Yankton | PWPSD | Onshore Wind Turbine | WT |  | S | X | X |  |  | 220 |  | 220 | 220 | 0.8 | N |  |  | OP | X | 3 | 2020 | 2020 |  |  | N | IPP Non-CHP | IPP | IPP | 2 | X | WND | Renewable | 220 | 0 | 1 | 0
Operable | 61012 | AES Distributed Energy |  | 62286 | Xebec 1 | CA | Vertical | Los Angeles | W7188 | Solar Photovoltaic | PV |  | S | X | X |  |  | 1.9 |  | 1.9 | 1.9 |  | N |  |  | OP | X | 12 | 2018 | 2018 |  |  | N | Commercial Non-CHP | Customer Sited | Other | 4 | X | SUN | Renewable | 1.9 | 0 | 1 | 0
Operable | 61012 | AES Distributed Energy |  | 62287 | Francisco St. Solar | CA | Vertical | Los Angeles | W7190 | Solar Photovoltaic | PV |  | S | X | X |  |  | 1.2 |  | 1 | 1 |  | N |  |  | OP | X | 12 | 2018 | 2018 |  |  | N | Commercial Non-CHP | Customer Sited | Other | 4 | X | SUN | Renewable | 1.2 | 0 | 1 | 0
Operable | 61012 | AES Distributed Energy |  | 62301 | Richmond NMCA | RI | Restructured | Washington | RNM02 | Solar Photovoltaic | PV |  | S | X | X |  |  | 4 |  | 4 | 4 |  | N |  |  | OP | X | 12 | 2018 | 2018 |  |  | N | IPP Non-CHP | IPP | IPP | 2 | X | SUN | Renewable | 4 | 0 | 1 | 0
Operable | 61012 | AES Distributed Energy |  | 62302 | Founders Homestead Farms Solar | RI | Restructured | Newport | RFH01 | Solar Photovoltaic | PV |  | S | X | X |  |  | 4.5 |  | 4.5 | 4.5 |  | N |  |  | OP | X | 12 | 2019 | 2019 |  |  | N | IPP Non-CHP | IPP | IPP | 2 | X | SUN | Renewable | 4.5 | 0 | 1 | 0
Operable | 61012 | AES Distributed Energy |  | 62303 | Mattas Farms | NY | Restructured | Montgomery | MF01 | Solar Photovoltaic | PV |  | S | X | X |  |  | 2 |  | 2 | 2 |  | N |  |  | OP | X | 11 | 2018 | 2018 |  |  | N | IPP Non-CHP | IPP | IPP | 2 | X | SUN | Renewable | 2 | 0 | 1 | 0
Operable | 61012 | AES Distributed Energy |  | 62320 | Antelope Expansion 1B | CA | Vertical | Los Angeles | ANE1B | Solar Photovoltaic | PV |  | S | X | X |  |  | 17 |  | 17 | 17 |  | N |  |  | OP | X | 11 | 2022 | 2022 |  |  | N | IPP Non-CHP | IPP | IPP | 2 | X | SUN | Renewable | 17 | 0 | 1 | 0
Operable | 61012 | AES Distributed Energy |  | 62324 | Dynamic - Walpole | MA | Restructured | Norfolk | WAL01 | Solar Photovoltaic | PV |  | S | X | X |  |  | 2 |  | 2 | 2 |  | N |  |  | OP | X | 6 | 2017 | 2017 |  |  | N | IPP Non-CHP | IPP | IPP | 2 | X | SUN | Renewable | 2 | 0 | 1 | 0
Operable | 61012 | AES Distributed Energy |  | 62363 | Barre Solar III LLC | MA | Restructured | Worcester | BSPV | Solar Photovoltaic | PV |  | S | X | X |  |  | 1 |  | 1 | 1 |  | N |  |  | OP | X | 3 | 2018 | 2018 |  |  | N | IPP Non-CHP | IPP | IPP | 2 | X | SUN | Renewable | 1 | 0 | 1 | 0
Operable | 61012 | AES Distributed Energy |  | 62649 | SFDK Solar | CA | Vertical | Solano | SFDK | Solar Photovoltaic | PV |  | S | X | X |  |  | 6.3 |  | 6.3 | 6.3 |  | N |  |  | OP | X | 12 | 2019 | 2019 |  |  | N | IPP Non-CHP | IPP | IPP | 2 | X | SUN | Renewable | 6.3 | 0 | 1 | 0
Operable | 61012 | AES Distributed Energy |  | 62667 | Lafayette Horizon Solar CSG LLC | CO | Vertical | Boulder | LFHSL | Solar Photovoltaic | PV |  | S | X | X |  |  | 1.6 |  | 1.6 | 1.6 |  | N |  |  | OP | X | 2 | 2019 | 2019 |  |  | N | IPP Non-CHP | IPP | IPP | 2 | X | SUN | Renewable | 1.6 | 0 | 1 | 0
Operable | 61012 | AES Distributed Energy |  | 62673 | Antelope Expansion 3A | CA | Vertical | Los Angeles | ANX3A | Solar Photovoltaic | PV |  | S | X | X |  |  | 15 |  | 15 | 15 |  | N |  |  | OP | X | 6 | 2021 | 2021 |  |  | N | IPP Non-CHP | IPP | IPP | 2 | X | SUN | Renewable | 15 | 0 | 1 | 0
Operable | 61012 | AES Distributed Energy |  | 62674 | Antelope Expansion 3B | CA | Vertical | Los Angeles | ANX3B | Solar Photovoltaic | PV |  | S | X | X |  |  | 5 |  | 5 | 5 |  | N |  |  | OP | X | 6 | 2021 | 2021 |  |  | N | IPP Non-CHP | IPP | IPP | 2 | X | SUN | Renewable | 5 | 0 | 1 | 0
Operable | 61012 | AES Distributed Energy |  | 62675 | Skipjack Solar Center | VA | Vertical | Charles City | SKIPJ | Solar Photovoltaic | PV |  | S | X | X |  |  | 175 |  | 175 | 175 |  | N |  |  | OP | X | 5 | 2022 | 2022 |  |  | N | IPP Non-CHP | IPP | IPP | 2 | X | SUN | Renewable | 175 | 0 | 1 | 0
Operable | 61012 | AES Distributed Energy |  | 62899 | East Line Solar | AZ | Vertical | Pinal | EASTL | Solar Photovoltaic | PV |  | S | X | X |  |  | 100 |  | 100 | 100 |  | N |  |  | OP | X | 12 | 2020 | 2020 |  |  | N | IPP Non-CHP | IPP | IPP | 2 | X | SUN | Renewable | 100 | 0 | 1 | 0
Operable | 61012 | AES Distributed Energy |  | 62998 | 25 Ashdown Road Solar, LLC | NY | Restructured | Saratoga | ASHDO | Solar Photovoltaic | PV |  | S | X | X |  |  | 4 | 1 | 4 | 4 |  | N |  |  | OP | X | 12 | 2019 | 2019 |  |  | N | IPP Non-CHP | IPP | IPP | 2 | X | SUN | Renewable | 4 | 0 | 1 | 0
Operable | 61012 | AES Distributed Energy |  | 62999 | Finchville Solar, LLC Hybrid CSG | NY | Restructured | Orange | BESS | Batteries | BA |  | S | X | X |  |  | 3 | 1 | 3 | 3 | 0 | N |  |  | OP | X | 10 | 2020 | 2020 |  |  | N | IPP Non-CHP | IPP | IPP | 2 | X | MWH | Other | 0 | 0 | 0 | 0
Operable | 61012 | AES Distributed Energy |  | 62999 | Finchville Solar, LLC Hybrid CSG | NY | Restructured | Orange | FINCH | Solar Photovoltaic | PV |  | S | X | X |  |  | 5 | 1 | 5 | 5 | 0 | N |  |  | OP | X | 10 | 2020 | 2020 |  |  | N | IPP Non-CHP | IPP | IPP | 2 | X | SUN | Renewable | 5 | 0 | 1 | 0
Operable | 61012 | AES Distributed Energy |  | 63000 | RT 52 Walden Solar 1, LLC Hybrid | NY | Restructured | Orange | BESS | Batteries | BA |  | S | X | X |  |  | 4 | 1 | 4 | 4 | 0 | N |  |  | OP | X | 1 | 2020 | 2020 |  |  | N | IPP Non-CHP | IPP | IPP | 2 | X | MWH | Other | 0 | 0 | 0 | 0
Operable | 61012 | AES Distributed Energy |  | 63000 | RT 52 Walden Solar 1, LLC Hybrid | NY | Restructured | Orange | WALDN | Solar Photovoltaic | PV |  | S | X | X |  |  | 5 | 1 | 5 | 5 |  | N |  |  | OP | X | 12 | 2019 | 2019 |  |  | N | IPP Non-CHP | IPP | IPP | 2 | X | SUN | Renewable | 5 | 0 | 1 | 0
Operable | 61012 | AES Distributed Energy |  | 63011 | Cronin Road Solar 1, LLC CSG Hybrid | MA | Restructured | Worcester | BESS | Batteries | BA |  | S | X | X |  |  | 1.5 | 1 | 1.5 | 1.5 | 0 | N |  |  | OP | X | 7 | 2020 | 2020 |  |  | N | IPP Non-CHP | IPP | IPP | 2 | X | MWH | Other | 0 | 0 | 0 | 0
Operable | 61012 | AES Distributed Energy |  | 63011 | Cronin Road Solar 1, LLC CSG Hybrid | MA | Restructured | Worcester | CRONI | Solar Photovoltaic | PV |  | S | X | X |  |  | 1.5 | 1 | 1.5 | 1.5 |  | N |  |  | OP | X | 6 | 2020 | 2020 |  |  | N | IPP Non-CHP | IPP | IPP | 2 | X | SUN | Renewable | 1.5 | 0 | 1 | 0
Operable | 61012 | AES Distributed Energy |  | 63012 | Ransomville Solar 1, LLC | NY | Restructured | Niagara | SWANN | Solar Photovoltaic | PV |  | S | X | X |  |  | 5 | 1 | 5 | 5 |  | N |  |  | OP | X | 12 | 2019 | 2019 |  |  | N | IPP Non-CHP | IPP | IPP | 2 | X | SUN | Renewable | 5 | 0 | 1 | 0
Operable | 61012 | AES Distributed Energy |  | 63013 | Johnstown Solar 1, LLC | NY | Restructured | Fulton | STATE | Solar Photovoltaic | PV |  | S | X | X |  |  | 4 | 1 | 4 | 4 |  | N |  |  | OP | X | 12 | 2019 | 2019 |  |  | N | IPP Non-CHP | IPP | IPP | 2 | X | SUN | Renewable | 4 | 0 | 1 | 0
Operable | 61012 | AES Distributed Energy |  | 63041 | Lane Ave Solar LLC | MA | Restructured | Worcester | HANRA | Solar Photovoltaic | PV |  | S | X | X |  |  | 1.5 | 1 | 1.5 | 1.5 |  | N |  |  | OP | X | 9 | 2021 | 2021 |  |  | N | IPP Non-CHP | IPP | IPP | 2 | X | SUN | Renewable | 1.5 | 0 | 1 | 0
Operable | 61012 | AES Distributed Energy |  | 63044 | Ryan Road Solar LLC Hybrid(CSG) | MA | Restructured | Worcester | BESS | Batteries | BA |  | S | X | X |  |  | 4.3 |  | 4.3 | 4.3 | 0 | N |  |  | OP | X | 12 | 2021 | 2021 |  |  | N | IPP Non-CHP | IPP | IPP | 2 | X | MWH | Other | 0 | 0 | 0 | 0
Operable | 61012 | AES Distributed Energy |  | 63044 | Ryan Road Solar LLC Hybrid(CSG) | MA | Restructured | Worcester | ORCHA | Solar Photovoltaic | PV |  | S | X | X |  |  | 4.3 |  | 4.3 | 4.3 |  | N |  |  | OP | X | 12 | 2021 | 2021 |  |  | N | IPP Non-CHP | IPP | IPP | 2 | X | SUN | Renewable | 4.3 | 0 | 1 | 0
Operable | 61012 | AES Distributed Energy |  | 63047 | W. Orange Rd Solar LLC | MA | Restructured | Franklin | HEYES | Solar Photovoltaic | PV |  | S | X | X |  |  | 5 | 1 | 5 | 5 |  | N |  |  | OP | X | 9 | 2021 | 2021 |  |  | N | IPP Non-CHP | IPP | IPP | 2 | X | SUN | Renewable | 5 | 0 | 1 | 0
Operable | 61012 | AES Distributed Energy |  | 63048 | Wilbur Woods Solar LLC | MA | Restructured | Franklin | DESMO | Solar Photovoltaic | PV |  | S | X | X |  |  | 5 | 1 | 5 | 5 |  | N |  |  | OP | X | 9 | 2021 | 2021 |  |  | N | IPP Non-CHP | IPP | IPP | 2 | X | SUN | Renewable | 5 | 0 | 1 | 0
Operable | 61012 | AES Distributed Energy |  | 63061 | Clover Creek Solar Community Solar | UT | Vertical | Juab | CLVR | Solar Photovoltaic | PV |  | S | X | X |  |  | 80 |  | 80 | 80 |  | N |  |  | OP | X | 12 | 2021 | 2021 |  |  | N | IPP Non-CHP | IPP | IPP | 2 | X | SUN | Renewable | 80 | 0 | 1 | 0
Operable | 61012 | AES Distributed Energy |  | 63129 | Allis Medina Solar LLC CSG | NY | Restructured | Orleans | ALLIS | Solar Photovoltaic | PV |  | S | X | X |  |  | 5 |  | 5 | 5 |  | N |  |  | OP | X | 7 | 2020 | 2020 |  |  | N | IPP Non-CHP | IPP | IPP | 2 | X | SUN | Renewable | 5 | 0 | 1 | 0
Operable | 61012 | AES Distributed Energy |  | 63130 | Beals Medina Solar LLC CSG | NY | Restructured | Orleans | BEALS | Solar Photovoltaic | PV |  | S | X | X |  |  | 3.5 |  | 3.5 | 3.5 |  | N |  |  | OP | X | 5 | 2020 | 2020 |  |  | N | IPP Non-CHP | IPP | IPP | 2 | X | SUN | Renewable | 3.5 | 0 | 1 | 0
Operable | 61012 | AES Distributed Energy |  | 63131 | West Street Solar 1 LLC | MA | Restructured | Worcester | GRDNR | Solar Photovoltaic | PV |  | S | X | X |  |  | 5 |  | 5 | 5 |  | N |  |  | OP | X | 12 | 2019 | 2019 |  |  | N | IPP Non-CHP | IPP | IPP | 2 | X | SUN | Renewable | 5 | 0 | 1 | 0
Operable | 61012 | AES Distributed Energy |  | 63161 | AES Tonawanda Solar LLC | NY | Restructured | Erie | TNWDA | Solar Photovoltaic | PV |  | S | X | X |  |  | 2 |  | 2 | 2 |  | N |  |  | OP | X | 1 | 2020 | 2020 |  |  | N | IPP Non-CHP | IPP | IPP | 2 | X | SUN | Renewable | 2 | 0 | 1 | 0
Operable | 61012 | AES Distributed Energy |  | 63264 | Partridge Hill Solar Hybrid | MA | Restructured | Worcester | BATT | Batteries | BA |  | S | X | X |  |  | 1.3 | 1 | 1.3 | 1.3 | 0 | N |  |  | OP | X | 7 | 2020 | 2020 |  |  | N | IPP Non-CHP | IPP | IPP | 2 | X | MWH | Other | 0 | 0 | 0 | 0
Operable | 61012 | AES Distributed Energy |  | 63264 | Partridge Hill Solar Hybrid | MA | Restructured | Worcester | PART3 | Solar Photovoltaic | PV |  | S | X | X |  |  | 2 | 1 | 2 | 2 |  | N |  |  | OP | X | 12 | 2020 | 2020 |  |  | N | IPP Non-CHP | IPP | IPP | 2 | X | SUN | Renewable | 2 | 0 | 1 | 0
Operable | 61012 | AES Distributed Energy |  | 63280 | AES Kekaha Solar, LLC Hybrid | HI | Vertical | Kauai | BESS | Batteries | BA |  | S | X | X |  |  | 14 |  | 14 | 14 | 0 | N |  |  | OP | X | 4 | 2021 | 2021 |  |  | N | IPP Non-CHP | IPP | IPP | 2 | X | MWH | Other | 0 | 0 | 0 | 0
Operable | 61012 | AES Distributed Energy |  | 63280 | AES Kekaha Solar, LLC Hybrid | HI | Vertical | Kauai | KEKAH | Solar Photovoltaic | PV |  | S | X | X |  |  | 14 |  | 14 | 14 | 0 | N |  |  | OP | X | 12 | 2019 | 2019 |  |  | N | IPP Non-CHP | IPP | IPP | 2 | X | SUN | Renewable | 14 | 0 | 1 | 0
Operable | 61012 | AES Distributed Energy |  | 63411 | Greenwich Solar 1, LLC CSG | NY | Restructured | Washington | RTE40 | Solar Photovoltaic | PV |  | S | X | X |  |  | 5 | 1 | 5 | 5 |  | N |  |  | OP | X | 12 | 2020 | 2020 |  |  | N | IPP Non-CHP | IPP | IPP | 2 | X | SUN | Renewable | 5 | 0 | 1 | 0
Operable | 61012 | AES Distributed Energy |  | 63415 | Middletown Solar 1, LLC Hybrid CSG | NY | Restructured | Orange | BATT | Batteries | BA |  | S | X | X |  |  | 1.6 | 0.99 | 1.6 | 1.6 | 0 | N |  |  | OP | X | 12 | 2020 | 2020 |  |  | N | IPP Non-CHP | IPP | IPP | 2 | X | MWH | Other | 0 | 0 | 0 | 0
Operable | 61012 | AES Distributed Energy |  | 63415 | Middletown Solar 1, LLC Hybrid CSG | NY | Restructured | Orange | CENTR | Solar Photovoltaic | PV |  | S | X | X |  |  | 1.6 | 0.99 | 1.6 | 1.6 | 0 | N |  |  | OP | X | 12 | 2020 | 2020 |  |  | N | IPP Non-CHP | IPP | IPP | 2 | X | SUN | Renewable | 1.6 | 0 | 1 | 0
Operable | 61012 | AES Distributed Energy |  | 63468 | Hurteau Solar Project Hybrid | MA | Restructured | Worcester | BATT | Batteries | BA |  | S | X | X |  |  | 1.3 | 1 | 1.3 | 1.3 | 0 | N |  |  | OP | X | 3 | 2020 | 2020 |  |  | N | IPP Non-CHP | IPP | IPP | 2 | X | MWH | Other | 0 | 0 | 0 | 0
Operable | 61012 | AES Distributed Energy |  | 63468 | Hurteau Solar Project Hybrid | MA | Restructured | Worcester | HURTU | Solar Photovoltaic | PV |  | S | X | X |  |  | 2 | 1 | 2 | 2 | 0 | N |  |  | OP | X | 3 | 2020 | 2020 |  |  | N | IPP Non-CHP | IPP | IPP | 2 | X | SUN | Renewable | 2 | 0 | 1 | 0
Operable | 61012 | AES Distributed Energy |  | 63469 | Alicea Solar Project Hybrid CSG | MA | Restructured | Worcester | ALICA | Solar Photovoltaic | PV |  | S | X | X |  |  | 2 |  | 2 | 2 |  | N |  |  | OP | X | 12 | 2020 | 2020 |  |  | N | IPP Non-CHP | IPP | IPP | 2 | X | SUN | Renewable | 2 | 0 | 1 | 0
Operable | 61012 | AES Distributed Energy |  | 63469 | Alicea Solar Project Hybrid CSG | MA | Restructured | Worcester | BATT | Batteries | BA |  | S | X | X |  |  | 1.5 |  | 1.5 | 1.5 |  | N |  |  | OP | X | 12 | 2020 | 2020 |  |  | N | IPP Non-CHP | IPP | IPP | 2 | X | MWH | Other | 0 | 0 | 0 | 0
Operable | 61012 | AES Distributed Energy |  | 63470 | McDougle-Mitchell Solar Project Hybrid CSG | MA | Restructured | Worcester | BATT | Batteries | BA |  | S | X | X |  |  | 2.9 | 1 | 2.9 | 2.9 | 0 | N |  |  | OP | X | 8 | 2020 | 2020 |  |  | N | IPP Non-CHP | IPP | IPP | 2 | X | MWH | Other | 0 | 0 | 0 | 0
Operable | 61012 | AES Distributed Energy |  | 63470 | McDougle-Mitchell Solar Project Hybrid CSG | MA | Restructured | Worcester | MCDMT | Solar Photovoltaic | PV |  | S | X | X |  |  | 4.5 | 1 | 4.5 | 4.5 | 0 | N |  |  | OP | X | 8 | 2020 | 2020 |  |  | N | IPP Non-CHP | IPP | IPP | 2 | X | SUN | Renewable | 4.5 | 0 | 1 | 0
Operable | 61012 | AES Distributed Energy |  | 63472 | Cycz Solar Project CSG Hybrid | MA | Restructured | Worcester | BATT | Batteries | BA |  | S | X | X |  |  | 1.3 | 1 | 1.3 | 1.3 | 0 | N |  |  | OP | X | 6 | 2020 | 2020 |  |  | N | IPP Non-CHP | IPP | IPP | 2 | X | MWH | Other | 0 | 0 | 0 | 0
Operable | 61012 | AES Distributed Energy |  | 63472 | Cycz Solar Project CSG Hybrid | MA | Restructured | Worcester | CYCZ | Solar Photovoltaic | PV |  | S | X | X |  |  | 2 | 1 | 2 | 2 | 0 | N |  |  | OP | X | 6 | 2020 | 2020 |  |  | N | IPP Non-CHP | IPP | IPP | 2 | X | SUN | Renewable | 2 | 0 | 1 | 0
Operable | 61012 | AES Distributed Energy |  | 63473 | West A&B Solar Project Hybrid CSG | MA | Restructured | Worcester | BATT | Batteries | BA |  | S | X | X |  |  | 1.8 | 1 | 1.8 | 1.8 | 0 | N |  |  | OP | X | 12 | 2020 | 2020 |  |  | N | IPP Non-CHP | IPP | IPP | 2 | X | MWH | Other | 0 | 0 | 0 | 0
Operable | 61012 | AES Distributed Energy |  | 63473 | West A&B Solar Project Hybrid CSG | MA | Restructured | Worcester | WEST | Solar Photovoltaic | PV |  | S | X | X |  |  | 2.5 | 1 | 2.5 | 2.5 | 0 | N |  |  | OP | X | 12 | 2020 | 2020 |  |  | N | IPP Non-CHP | IPP | IPP | 2 | X | SUN | Renewable | 2.5 | 0 | 1 | 0
Operable | 61012 | AES Distributed Energy |  | 63474 | Annese Solar Project Hybrid CSG | MA | Restructured | Worcester | ANNES | Solar Photovoltaic | PV |  | S | X | X |  |  | 4.3 |  | 4.3 | 4.3 | 0 | N |  |  | OP | X | 12 | 2020 | 2020 |  |  | N | IPP Non-CHP | IPP | IPP | 2 | X | SUN | Renewable | 4.3 | 0 | 1 | 0
Operable | 61012 | AES Distributed Energy |  | 63474 | Annese Solar Project Hybrid CSG | MA | Restructured | Worcester | BATT | Batteries | BA |  | S | X | X |  |  | 3.5 |  | 3.5 | 3.5 | 0 | N |  |  | OP | X | 12 | 2020 | 2020 |  |  | N | IPP Non-CHP | IPP | IPP | 2 | X | MWH | Other | 0 | 0 | 0 | 0
Operable | 61012 | AES Distributed Energy |  | 63475 | Randall Solar Project Hybrid | MA | Restructured | Worcester | BATT | Batteries | BA |  | S | X | X |  |  | 3.3 |  | 3.3 | 3.3 | 0 | N |  |  | OP | X | 7 | 2021 | 2021 |  |  | N | IPP Non-CHP | IPP | IPP | 2 | X | MWH | Other | 0 | 0 | 0 | 0
Operable | 61012 | AES Distributed Energy |  | 63475 | Randall Solar Project Hybrid | MA | Restructured | Worcester | RAND | Solar Photovoltaic | PV |  | S | X | X |  |  | 5 |  | 5 | 5 |  | N |  |  | OP | X | 7 | 2021 | 2021 |  |  | N | IPP Non-CHP | IPP | IPP | 2 | X | SUN | Renewable | 5 | 0 | 1 | 0
Operable | 61012 | AES Distributed Energy |  | 63668 | University Solar, LLC | RI | Restructured | Kent | URI | Solar Photovoltaic | PV |  | S | X | X |  |  | 24 |  | 24 | 24 |  | N |  |  | OP | X | 12 | 2019 | 2019 |  |  | N | IPP Non-CHP | IPP | IPP | 2 | X | SUN | Renewable | 24 | 0 | 1 | 0
Operable | 61012 | AES Distributed Energy |  | 63685 | Luna Storage | CA | Vertical | Los Angeles | LUNA | Batteries | BA |  | S | X | X |  |  | 100 |  | 100 | 100 | 0.1 | N |  |  | OP | X | 6 | 2022 | 2022 |  |  | N | IPP Non-CHP | IPP | IPP | 2 | X | MWH | Other | 0 | 0 | 0 | 0
Operable | 61012 | AES Distributed Energy |  | 63887 | East Brookfield Main Street Solar LLC CSG | MA | Restructured | Worcester | EBMSS | Solar Photovoltaic | PV |  | S | X | X |  |  | 1 | 0.99 | 1 | 1 |  | N |  |  | OP | X | 12 | 2020 | 2020 |  |  | N | IPP Non-CHP | IPP | IPP | 2 | X | SUN | Renewable | 1 | 0 | 1 | 0
Operable | 61012 | AES Distributed Energy |  | 63900 | AES Waikoloa Solar Hybrid | HI | Vertical | Hawaii | KLOAB | Batteries | BA |  | S | X | X |  |  | 30 | 0.85 | 30 | 30 |  | N |  |  | OP | X | 4 | 2023 | 2023 |  |  | N | IPP Non-CHP | IPP | IPP | 2 | X | MWH | Other | 0 | 0 | 0 | 0
Operable | 61012 | AES Distributed Energy |  | 63900 | AES Waikoloa Solar Hybrid | HI | Vertical | Hawaii | YKLOA | Solar Photovoltaic | PV |  | S | X | X |  |  | 30 | 0.85 | 30 | 30 |  | N |  |  | OP | X | 4 | 2023 | 2023 |  |  | N | IPP Non-CHP | IPP | IPP | 2 | X | SUN | Renewable | 30 | 0 | 1 | 0
Operable | 61012 | AES Distributed Energy |  | 63944 | Blackhorse Farm Solar, LLC CSG | RI | Restructured | Bristol | BHF | Solar Photovoltaic | PV |  | S | X | X |  |  | 3.8 | 1 | 3.8 | 3.8 |  | N |  |  | OP | X | 12 | 2020 | 2020 |  |  | N | IPP Non-CHP | IPP | IPP | 2 | X | SUN | Renewable | 3.8 | 0 | 1 | 0
Operable | 61012 | AES Distributed Energy |  | 64000 | Amaterasu LLC | MA | Restructured | Worcester | BESS | Batteries | BA |  | S | X | X |  |  | 3.2 |  | 3.2 | 3.2 | 0 | N |  |  | OP | X | 6 | 2021 | 2021 |  |  | N | IPP Non-CHP | IPP | IPP | 2 | X | MWH | Other | 0 | 0 | 0 | 0
Operable | 61012 | AES Distributed Energy |  | 64000 | Amaterasu LLC | MA | Restructured | Worcester | DRC | Solar Photovoltaic | PV |  | S | X | X |  |  | 4.6 |  | 4.6 | 4.6 |  | N |  |  | OP | X | 6 | 2021 | 2021 |  |  | N | IPP Non-CHP | IPP | IPP | 2 | X | SUN | Renewable | 4.6 | 0 | 1 | 0
Operable | 61012 | AES Distributed Energy |  | 64140 | BWC Stony Brook, LLC Hybrid | MA | Restructured | Middlesex | BESS | Batteries | BA |  | S | X | X |  |  | 0.7 |  | 0.7 | 0.7 | 0 | N |  |  | OP | X | 7 | 2021 | 2021 |  |  | N | IPP Non-CHP | IPP | IPP | 2 | X | MWH | Other | 0 | 0 | 0 | 0
Operable | 61012 | AES Distributed Energy |  | 64140 | BWC Stony Brook, LLC Hybrid | MA | Restructured | Middlesex | BSBPV | Solar Photovoltaic | PV |  | S | X | X |  |  | 1.6 |  | 1.6 | 1.6 | 0 | N |  |  | OP | X | 7 | 2021 | 2021 |  |  | N | IPP Non-CHP | IPP | IPP | 2 | X | SUN | Renewable | 1.6 | 0 | 1 | 0
Operable | 61012 | AES Distributed Energy |  | 64147 | ZPD-PT Solar Project 2017-038 Hybrid LLC | MA | Restructured | Worcester | DRAES | Batteries | BA |  | S | X | X |  |  | 3.5 |  | 3.5 | 3.5 | 0 | N |  |  | OP | X | 4 | 2021 | 2021 |  |  | N | IPP Non-CHP | IPP | IPP | 2 | X | MWH | Other | 0 | 0 | 0 | 0
Operable | 61012 | AES Distributed Energy |  | 64147 | ZPD-PT Solar Project 2017-038 Hybrid LLC | MA | Restructured | Worcester | DRAPV | Solar Photovoltaic | PV |  | S | X | X |  |  | 5 |  | 5 | 5 | 0 | N |  |  | OP | X | 4 | 2021 | 2021 |  |  | N | IPP Non-CHP | IPP | IPP | 2 | X | SUN | Renewable | 5 | 0 | 1 | 0
Operable | 61012 | AES Distributed Energy |  | 64170 | BWC Muddy Brook, LLC Hybrid | MA | Restructured | Worcester | MBES | Batteries | BA |  | S | X | X |  |  | 0.9 |  | 0.9 | 0.9 | 0 | N |  |  | OP | X | 9 | 2021 | 2021 |  |  | N | IPP Non-CHP | IPP | IPP | 2 | X | MWH | Other | 0 | 0 | 0 | 0
Operable | 61012 | AES Distributed Energy |  | 64170 | BWC Muddy Brook, LLC Hybrid | MA | Restructured | Worcester | MBPV | Solar Photovoltaic | PV |  | S | X | X |  |  | 1 |  | 1 | 1 |  | N |  |  | OP | X | 9 | 2021 | 2021 |  |  | N | IPP Non-CHP | IPP | IPP | 2 | X | SUN | Renewable | 1 | 0 | 1 | 0
Operable | 61012 | AES Distributed Energy |  | 64182 | BWC Lake Lashaway, LLC Hybrid | MA | Restructured | Worcester | DRAES | Batteries | BA |  | S | X | X |  |  | 3.7 |  | 3.7 | 3.7 | 0 | N |  |  | OP | X | 5 | 2021 | 2021 |  |  | N | IPP Non-CHP | IPP | IPP | 2 | X | MWH | Other | 0 | 0 | 0 | 0
Operable | 61012 | AES Distributed Energy |  | 64182 | BWC Lake Lashaway, LLC Hybrid | MA | Restructured | Worcester | DRAPV | Solar Photovoltaic | PV |  | S | X | X |  |  | 4.2 |  | 4.2 | 4.2 |  | N |  |  | OP | X | 5 | 2021 | 2021 |  |  | N | IPP Non-CHP | IPP | IPP | 2 | X | SUN | Renewable | 4.2 | 0 | 1 | 0
Operable | 61012 | AES Distributed Energy |  | 64184 | ZPD-PT Solar Project 2017-044 LLC CSG | MA | Restructured | Worcester | DRAPV | Solar Photovoltaic | PV |  | S | X | X |  |  | 1 | 1 | 1 | 1 |  | N |  |  | OP | X | 10 | 2021 | 2021 |  |  | N | IPP Non-CHP | IPP | IPP | 2 | X | SUN | Renewable | 1 | 0 | 1 | 0
Operable | 61012 | AES Distributed Energy |  | 64185 | ZPD-PT Solar Project 2017-023 LLC Hybrid CSG | MA | Restructured | Worcester | DRAES | Batteries | BA |  | S | X | X |  |  | 1.9 |  | 1.9 | 1.9 | 0 | N |  |  | OP | X | 1 | 2021 | 2021 |  |  | N | IPP Non-CHP | IPP | IPP | 2 | X | MWH | Other | 0 | 0 | 0 | 0
Operable | 61012 | AES Distributed Energy |  | 64185 | ZPD-PT Solar Project 2017-023 LLC Hybrid CSG | MA | Restructured | Worcester | DRAPV | Solar Photovoltaic | PV |  | S | X | X |  |  | 2.8 |  | 2.8 | 2.8 | 0 | N |  |  | OP | X | 1 | 2021 | 2021 |  |  | N | IPP Non-CHP | IPP | IPP | 2 | X | SUN | Renewable | 2.8 | 0 | 1 | 0
Operable | 61012 | AES Distributed Energy |  | 64187 | ZPD-PT Solar Project 2017-021 LLC Hybrid CSG | MA | Restructured | Hampden | DRAES | Batteries | BA |  | S | X | X |  |  | 0.7 |  | 1 | 1 | 0 | N |  |  | OP | X | 1 | 2021 | 2021 |  |  | N | IPP Non-CHP | IPP | IPP | 2 | X | MWH | Other | 0 | 0 | 0 | 0
Operable | 61012 | AES Distributed Energy |  | 64187 | ZPD-PT Solar Project 2017-021 LLC Hybrid CSG | MA | Restructured | Hampden | DRAPV | Solar Photovoltaic | PV |  | S | X | X |  |  | 1 |  | 1 | 1 | 0 | N |  |  | OP | X | 1 | 2021 | 2021 |  |  | N | IPP Non-CHP | IPP | IPP | 2 | X | SUN | Renewable | 1 | 0 | 1 | 0
Operable | 61012 | AES Distributed Energy |  | 64395 | ZPD-PT Solar Project 2017-006 LLC Hybrid | MA | Restructured | Worcester | DRAES | Batteries | BA |  | S | X | X |  |  | 2.5 |  | 4 | 4 | 0 | N |  |  | OP | X | 7 | 2021 | 2021 |  |  | N | IPP Non-CHP | IPP | IPP | 2 | X | MWH | Other | 0 | 0 | 0 | 0
Operable | 61012 | AES Distributed Energy |  | 64395 | ZPD-PT Solar Project 2017-006 LLC Hybrid | MA | Restructured | Worcester | DRAPV | Solar Photovoltaic | PV |  | S | X | X |  |  | 4 |  | 4 | 4 | 0 | N |  |  | OP | X | 7 | 2021 | 2021 |  |  | N | IPP Non-CHP | IPP | IPP | 2 | X | SUN | Renewable | 4 | 0 | 1 | 0
Operable | 61012 | AES Distributed Energy |  | 64566 | Central Line Solar, LLC | AZ | Vertical | Pinal | CNTRL | Solar Photovoltaic | PV |  | S | X | X |  |  | 100 |  | 100 | 100 |  | N |  |  | OP | X | 4 | 2022 | 2022 |  |  | N | IPP Non-CHP | IPP | IPP | 2 | X | SUN | Renewable | 100 | 0 | 1 | 0
Operable | 61012 | AES Distributed Energy |  | 64567 | Cement City Solar, LLC | MI | Vertical | Lenawee | CMCTY | Solar Photovoltaic | PV |  | S | X | X |  |  | 20 |  | 20 | 20 |  | N |  |  | OP | X | 1 | 2023 | 2023 |  |  | N | IPP Non-CHP | IPP | IPP | 2 | X | SUN | Renewable | 20 | 0 | 1 | 0
Operable | 61012 | AES Distributed Energy |  | 64568 | Letts Creek Solar, LLC | MI | Vertical | Jackson | LETTS | Solar Photovoltaic | PV |  | S | X | X |  |  | 15 |  | 15 | 15 |  | N |  |  | OP | X | 12 | 2022 | 2022 |  |  | N | IPP Non-CHP | IPP | IPP | 2 | X | SUN | Renewable | 15 | 0 | 1 | 0
Operable | 61012 | AES Distributed Energy |  | 64581 | Pullman Solar, LLC | MI | Vertical | Allegan | PULMN | Solar Photovoltaic | PV |  | S | X | X |  |  | 20 |  | 20 | 20 |  | N |  |  | OP | X | 12 | 2022 | 2022 |  |  | N | IPP Non-CHP | IPP | IPP | 2 | X | SUN | Renewable | 20 | 0 | 1 | 0
Operable | 61012 | AES Distributed Energy |  | 64696 | Dunstable Solar 1, LLC | MA | Restructured | Middlesex | DUBLN | Batteries | BA |  | S | X | X |  |  | 4.5 |  | 4.5 | 4.5 | 4.1 | N |  |  | OP | X | 4 | 2021 | 2021 |  |  | N | IPP Non-CHP | IPP | IPP | 2 | X | MWH | Other | 0 | 0 | 0 | 0
Operable | 61012 | AES Distributed Energy |  | 64696 | Dunstable Solar 1, LLC | MA | Restructured | Middlesex | DUNST | Solar Photovoltaic | PV |  | S | X | X |  |  | 4.5 |  | 4.5 | 4.5 |  | N |  |  | OP | X | 4 | 2021 | 2021 |  |  | N | IPP Non-CHP | IPP | IPP | 2 | X | SUN | Renewable | 4.5 | 0 | 1 | 0
Operable | 61012 | AES Distributed Energy |  | 64715 | Dusenberry | NY | Restructured | Rensselaer | DSNBR | Solar Photovoltaic | PV |  | S | X | X |  |  | 5 |  | 5 | 5 |  | N |  |  | OP | X | 12 | 2021 | 2021 |  |  | N | IPP Non-CHP | IPP | IPP | 2 | X | SUN | Renewable | 5 | 0 | 1 | 0
Operable | 61012 | AES Distributed Energy |  | 64716 | Knapp East (CSG) | NY | Restructured | Genesee | KNPPE | Solar Photovoltaic | PV |  | S | X | X |  |  | 5 |  | 5 | 5 |  | N |  |  | OP | X | 12 | 2021 | 2021 |  |  | N | IPP Non-CHP | IPP | IPP | 2 | X | SUN | Renewable | 5 | 0 | 1 | 0
Operable | 61012 | AES Distributed Energy |  | 64717 | Main Rd Community Solar | NY | Restructured | Erie | MAINR | Solar Photovoltaic | PV |  | S | X | X |  |  | 5 |  | 5 | 5 |  | N |  |  | OP | X | 7 | 2022 | 2022 |  |  | N | IPP Non-CHP | IPP | IPP | 2 | X | SUN | Renewable | 5 | 0 | 1 | 0
Operable | 61012 | AES Distributed Energy |  | 64718 | Redman North Community Solar | NY | Restructured | Monroe | RDMNN | Solar Photovoltaic | PV |  | S | X | X |  |  | 1.5 | 1 | 1.5 | 1.5 |  | N |  |  | OP | X | 2 | 2022 | 2022 |  |  | N | IPP Non-CHP | IPP | IPP | 2 | X | SUN | Renewable | 1.5 | 0 | 1 | 0
Operable | 61012 | AES Distributed Energy |  | 64719 | Glenmere Lake | NY | Restructured | Orange | BESS | Batteries | BA |  | S | X | X |  |  | 2 |  | 2 | 2 | 0 | N |  |  | OP | X | 6 | 2021 | 2021 |  |  | N | IPP Non-CHP | IPP | IPP | 2 | X | MWH | Other | 0 | 0 | 0 | 0
Operable | 61012 | AES Distributed Energy |  | 64719 | Glenmere Lake | NY | Restructured | Orange | GLNMR | Solar Photovoltaic | PV |  | S | X | X |  |  | 2 |  | 2 | 2 | 0 | N |  |  | OP | X | 6 | 2021 | 2021 |  |  | N | IPP Non-CHP | IPP | IPP | 2 | X | SUN | Renewable | 2 | 0 | 1 | 0
Operable | 61012 | AES Distributed Energy |  | 64720 | Knapp West(CSG) | NY | Restructured | Genesee | KNPPW | Solar Photovoltaic | PV |  | S | X | X |  |  | 5 |  | 5 | 5 |  | N |  |  | OP | X | 12 | 2021 | 2021 |  |  | N | IPP Non-CHP | IPP | IPP | 2 | X | SUN | Renewable | 5 | 0 | 1 | 0
Operable | 61012 | AES Distributed Energy |  | 64721 | Rowe (CSG) | NY | Restructured | Cattaraugus | RWEAV | Solar Photovoltaic | PV |  | S | X | X |  |  | 5 |  | 5 | 5 |  | N |  |  | OP | X | 11 | 2021 | 2021 |  |  | N | IPP Non-CHP | IPP | IPP | 2 | X | SUN | Renewable | 5 | 0 | 1 | 0
Operable | 61012 | AES Distributed Energy |  | 64722 | Redman South Community Solar | NY | Restructured | Monroe | RDMNS | Solar Photovoltaic | PV |  | S | X | X |  |  | 5 | 1 | 5 | 5 |  | N |  |  | OP | X | 2 | 2022 | 2022 |  |  | N | IPP Non-CHP | IPP | IPP | 2 | X | SUN | Renewable | 5 | 0 | 1 | 0
Operable | 61012 | AES Distributed Energy |  | 64724 | Townline Community Solar | NY | Restructured | Genesee | TWNLN | Solar Photovoltaic | PV |  | S | X | X |  |  | 5 |  | 5 | 5 |  | N |  |  | OP | X | 2 | 2022 | 2022 |  |  | N | IPP Non-CHP | IPP | IPP | 2 | X | SUN | Renewable | 5 | 0 | 1 | 0
Operable | 61012 | AES Distributed Energy |  | 64725 | Williams Rd | NY | Restructured | Niagara | WLMRD | Solar Photovoltaic | PV |  | S | X | X |  |  | 4 |  | 4 | 4 |  | N |  |  | OP | X | 9 | 2021 | 2021 |  |  | N | IPP Non-CHP | IPP | IPP | 2 | X | SUN | Renewable | 4 | 0 | 1 | 0
Operable | 61012 | AES Distributed Energy |  | 64726 | West Haydenville PJ Community Solar | MA | Restructured | Hampshire | BESS | Batteries | BA |  | S | X | X |  |  | 3.6 |  | 3.6 | 3.6 |  | N |  |  | OP | X | 9 | 2022 | 2022 |  |  | N | IPP Non-CHP | IPP | IPP | 2 | X | MWH | Other | 0 | 0 | 0 | 0
Operable | 61012 | AES Distributed Energy |  | 64726 | West Haydenville PJ Community Solar | MA | Restructured | Hampshire | WHAYD | Solar Photovoltaic | PV |  | S | X | X |  |  | 5 |  | 5 | 5 | 0 | N |  |  | OP | X | 9 | 2022 | 2022 |  |  | N | IPP Non-CHP | IPP | IPP | 2 | X | SUN | Renewable | 5 | 0 | 1 | 0
Operable | 61012 | AES Distributed Energy |  | 64727 | Brookwood Drive Community Solar | MA | Restructured | Bristol | BESS | Batteries | BA |  | S | X | X |  |  | 3 |  | 3 | 3 |  | N |  |  | OP | X | 8 | 2022 | 2022 |  |  | N | IPP Non-CHP | IPP | IPP | 2 | X | MWH | Other | 0 | 0 | 0 | 0
Operable | 61012 | AES Distributed Energy |  | 64727 | Brookwood Drive Community Solar | MA | Restructured | Bristol | BRKWD | Solar Photovoltaic | PV |  | S | X | X |  |  | 5 |  | 5 | 5 |  | N |  |  | OP | X | 8 | 2022 | 2022 |  |  | N | IPP Non-CHP | IPP | IPP | 2 | X | SUN | Renewable | 5 | 0 | 1 | 0
Operable | 61012 | AES Distributed Energy |  | 65127 | AES Belleville Solar LLC | IL | Restructured | St Clair | BELL | Solar Photovoltaic | PV |  | S | X | X |  |  | 9.9 |  | 9.9 | 9.9 |  | N |  |  | OP | X | 9 | 2021 | 2021 |  |  | N | IPP Non-CHP | IPP | IPP | 2 | X | SUN | Renewable | 9.9 | 0 | 1 | 0
Operable | 61012 | AES Distributed Energy |  | 65217 | South Goshen Community Solar | NY | Restructured | Orange | BESS | Batteries | BA |  | S | X | X |  |  | 4.5 |  | 4.5 | 4.5 |  | N |  |  | OP | X | 9 | 2021 | 2021 |  |  | N | IPP Non-CHP | IPP | IPP | 2 | X | MWH | Other | 0 | 0 | 0 | 0
Operable | 61012 | AES Distributed Energy |  | 65217 | South Goshen Community Solar | NY | Restructured | Orange | SGOSH | Solar Photovoltaic | PV |  | S | X | X |  |  | 5 |  | 5 | 5 |  | N |  |  | OP | X | 9 | 2021 | 2021 |  |  | N | IPP Non-CHP | IPP | IPP | 2 | X | SUN | Renewable | 5 | 0 | 1 | 0
Operable | 61012 | AES Distributed Energy |  | 65999 | Great Cove Solar | PA | Restructured | Fulton | GC1 | Solar Photovoltaic | PV |  | W | X | X |  |  | 70 |  | 70 | 70 |  | N |  |  | OP | X | 12 | 2023 | 2023 |  |  | N | IPP Non-CHP | IPP | IPP | 2 | X | SUN | Renewable | 70 | 0 | 1 | 0
Operable | 61012 | AES Distributed Energy |  | 66050 | Lancaster Area Battery | CA | Vertical | Los Angeles | LAB | Batteries | BA |  | S | X | X |  |  | 127 |  | 127 | 127 |  | N |  |  | OP | X | 9 | 2022 | 2022 |  |  | N | IPP Non-CHP | IPP | IPP | 2 | X | MWH | Other | 0 | 0 | 0 | 0
Operable | 61012 | AES Distributed Energy |  | 66100 | Water Street Solar | ME | Restructured | Kennebec | WATER | Solar Photovoltaic | PV |  | S | X | X |  |  | 5 |  | 5 | 5 |  | N |  |  | OP | X | 12 | 2022 | 2022 |  |  | N | IPP Non-CHP | IPP | IPP | 2 | X | SUN | Renewable | 5 | 0 | 1 | 0
Operable | 62160 | AES ES Alamitos, LLC |  | 61204 | AES ES Alamitos, LLC | CA | Vertical | Los Angeles | ALMTS | Batteries | BA |  | S | X | X |  |  | 100 |  | 100 | 100 | 0 | N |  |  | OP | X | 1 | 2021 | 2021 |  |  | N | IPP Non-CHP | IPP | IPP | 2 | X | MWH | Other | 0 | 0 | 0 | 0
Operable | 61482 | AES ES GILBERT, LLC |  | 61861 | AES ES GILBERT | AZ | Vertical | Maricopa | SRP | Batteries | BA |  | S | X | X |  |  | 10 |  | 10 | 10 | 0 | N |  |  | OS | X | 1 | 2019 | 2019 |  |  | N | IPP Non-CHP | IPP | IPP | 2 | X | MWH | Other | 0 | 0 | 0 | 0
Operable | 63893 | AES Griggs Solar, LLC |  | 64328 | AES Griggs Solar, LLC | IL | Restructured | Kankakee | GRIG | Solar Photovoltaic | PV |  | S | X | X |  |  | 2 |  | 2 | 2 |  | N |  |  | OP | X | 12 | 2020 | 2020 |  |  | N | IPP Non-CHP | IPP | IPP | 2 | X | SUN | Renewable | 2 | 0 | 1 | 0
Operable | 61670 | AES Huntington Beach Energy, LLC |  | 62116 | AES Huntington Beach Energy Project | CA | Vertical | Orange | 1A | Natural Gas Fired Combined Cycle | CT | CCT1 | J | X | N | HUNT_CTG 1A | HUNT_CTG 1A | 231 | 0.85 | 205 | 227 | 80 | N |  |  | OP | X | 2 | 2020 | 2020 |  |  | N | IPP Non-CHP | IPP | IPP | 2 | X | NG | Non-Renewable | 0 | 231 | 0 | 1
Operable | 61670 | AES Huntington Beach Energy, LLC |  | 62116 | AES Huntington Beach Energy Project | CA | Vertical | Orange | 1B | Natural Gas Fired Combined Cycle | CT | CCT1 | J | X | N | HUNT CTG 1B | HUNT CTG 1B | 231 | 0.85 | 205 | 227 | 80 | N |  |  | OP | X | 2 | 2020 | 2020 |  |  | N | IPP Non-CHP | IPP | IPP | 2 | X | NG | Non-Renewable | 0 | 231 | 0 | 1
Operable | 61670 | AES Huntington Beach Energy, LLC |  | 62116 | AES Huntington Beach Energy Project | CA | Vertical | Orange | 1S | Natural Gas Fired Combined Cycle | CA | CCT1 | J | N | X | HUNT STG 1S | HUNT STG 1S | 237.2 | 0.85 | 220 | 236 | 60 | N |  |  | OP | X | 2 | 2020 | 2020 |  |  | N | IPP Non-CHP | IPP | IPP | 2 | X | NG | Non-Renewable | 0 | 237.2 | 0 | 1
Operable | 23693 | AES Huntington Beach LLC |  | 335 | AES Huntington Beach LLC | CA | Vertical | Orange | 2 | Natural Gas Steam Turbine | ST |  | S | X | X | HUNT2G_7_B1 | HUNT2G_7_B1 | 218 | 1 | 225.8 | 225.8 | 20 | N |  |  | OP | X | 12 | 1958 | Pre-2000 | 12 | 2026 | N | IPP Non-CHP | IPP | IPP | 2 | X | NG | Non-Renewable | 0 | 218 | 0 | 1
Operable | 9273 | AES Indiana | AES Indiana | 990 | Harding Street | IN | Vertical | Marion | 5 | Natural Gas Steam Turbine | ST |  | S | X | X | IPL.16STOU5O5 | IPL.16STOU5O5 | 100 | 0.85 | 101 | 101 | 30 | N |  |  | OP | X | 6 | 1958 | Pre-2000 |  |  | N | Electric Utility | Utility | Investor Owned Utility | 1 | X | NG | Non-Renewable | 0 | 100 | 0 | 1 | DFO
Operable | 9273 | AES Indiana | AES Indiana | 990 | Harding Street | IN | Vertical | Marion | 6 | Natural Gas Steam Turbine | ST |  | S | X | X | IPL.16STOU6O6 | IPL.16STOU6O6 | 100 | 0.85 | 99 | 99 | 30 | N |  |  | OP | X | 5 | 1961 | Pre-2000 |  |  | N | Electric Utility | Utility | Investor Owned Utility | 1 | X | NG | Non-Renewable | 0 | 100 | 0 | 1 | DFO
Operable | 9273 | AES Indiana | AES Indiana | 990 | Harding Street | IN | Vertical | Marion | 7 | Natural Gas Steam Turbine | ST |  | S | X | X | IPL.16STOU7O7 | IPL.16STOU7O7 | 463 | 0.85 | 418 | 418 | 130 | N |  |  | OP | X | 7 | 1973 | Pre-2000 |  |  | N | Electric Utility | Utility | Investor Owned Utility | 1 | X | NG | Non-Renewable | 0 | 463 | 0 | 1 | DFO
Operable | 9273 | AES Indiana | AES Indiana | 990 | Harding Street | IN | Vertical | Marion | BAT1 | Batteries | BA |  | S | X | X |  |  | 20 |  | 20 | 20 | 0.1 | N |  |  | OP | X | 6 | 2016 | 2016 |  |  | N | Electric Utility | Utility | Investor Owned Utility | 1 | X | MWH | Other | 0 | 0 | 0 | 0
Operable | 9273 | AES Indiana | AES Indiana | 990 | Harding Street | IN | Vertical | Marion | GT1 | Petroleum Liquids | GT |  | S | X | X | IPL.16STOUTR1 | IPL.16STOUTR1 | 26 | 0.9 | 19.1 | 27.4 | 5 | N |  |  | OP | X | 5 | 1973 | Pre-2000 |  |  | N | Electric Utility | Utility | Investor Owned Utility | 1 | X | DFO | Non-Renewable | 0 | 26 | 0 | 1
Operable | 9273 | AES Indiana | AES Indiana | 990 | Harding Street | IN | Vertical | Marion | GT2 | Petroleum Liquids | GT |  | S | X | X | IPL.16STOUTR1 | IPL.16STOUTR1 | 26 | 0.9 | 17.9 | 22.6 | 5 | N |  |  | OP | X | 5 | 1973 | Pre-2000 |  |  | N | Electric Utility | Utility | Investor Owned Utility | 1 | X | DFO | Non-Renewable | 0 | 26 | 0 | 1
Operable | 9273 | AES Indiana | AES Indiana | 990 | Harding Street | IN | Vertical | Marion | GT4 | Natural Gas Fired Combustion Turbine | GT |  | S | X | X | IPL.16STOC4C4 | IPL.16STOC4C4 | 83 | 0.8 | 67 | 67 | 45 | N |  |  | OP | X | 4 | 1994 | Pre-2000 |  |  | N | Electric Utility | Utility | Investor Owned Utility | 1 | X | NG | Non-Renewable | 0 | 83 | 0 | 1 | DFO
Operable | 9273 | AES Indiana | AES Indiana | 990 | Harding Street | IN | Vertical | Marion | GT5 | Natural Gas Fired Combustion Turbine | GT |  | S | X | X | IPL.16STOC5C5 | IPL.16STOC5C5 | 83 | 0.8 | 67 | 67 | 45 | N |  |  | OP | X | 1 | 1995 | Pre-2000 |  |  | N | Electric Utility | Utility | Investor Owned Utility | 1 | X | NG | Non-Renewable | 0 | 83 | 0 | 1 | DFO
Operable | 9273 | AES Indiana | AES Indiana | 990 | Harding Street | IN | Vertical | Marion | GT6 | Natural Gas Fired Combustion Turbine | GT |  | S | X | X | IPL.16STOUCC6 | IPL.16STOUCC6 | 161 | 0.85 | 154 | 154 | 90 | N |  |  | OP | X | 5 | 2002 | 2002 |  |  | N | Electric Utility | Utility | Investor Owned Utility | 1 | X | NG | Non-Renewable | 0 | 161 | 0 | 1
Operable | 9273 | AES Indiana | AES Indiana | 990 | Harding Street | IN | Vertical | Marion | IC1 | Petroleum Liquids | IC |  | S | X | X |  |  | 2.7 | 0.8 | 3 | 3 | 0.1 | N |  |  | OP | X | 4 | 1967 | Pre-2000 |  |  | N | Electric Utility | Utility | Investor Owned Utility | 1 | X | DFO | Non-Renewable | 0 | 2.7 | 0 | 1
Operable | 9273 | AES Indiana | AES Indiana | 991 | Eagle Valley (IN) | IN | Vertical | Morgan | GT1 | Natural Gas Fired Combined Cycle | CT | EGVS | S | X | Y |  |  | 207 | 0.85 | 205 | 230 | 110 | Y | 6 | 2023 | OP | X | 4 | 2018 | 2018 |  |  | N | Electric Utility | Utility | Investor Owned Utility | 1 | X | NG | Non-Renewable | 0 | 207 | 0 | 1
Operable | 9273 | AES Indiana | AES Indiana | 991 | Eagle Valley (IN) | IN | Vertical | Morgan | GT2 | Natural Gas Fired Combined Cycle | CT | EGVS | S | X | Y |  |  | 207 | 0.85 | 205 | 230 | 110 | Y | 6 | 2023 | OP | X | 4 | 2018 | 2018 |  |  | N | Electric Utility | Utility | Investor Owned Utility | 1 | X | NG | Non-Renewable | 0 | 207 | 0 | 1
Operable | 9273 | AES Indiana | AES Indiana | 991 | Eagle Valley (IN) | IN | Vertical | Morgan | STG1 | Natural Gas Fired Combined Cycle | CA | EGVS | S | Y | X |  |  | 230 | 0.85 | 263 | 263 | 75 | N |  |  | OP | X | 4 | 2018 | 2018 |  |  | N | Electric Utility | Utility | Investor Owned Utility | 1 | X | NG | Non-Renewable | 0 | 230 | 0 | 1
Operable | 9273 | AES Indiana | AES Indiana | 994 | AES Petersburg | IN | Vertical | Pike | 4 | Conventional Steam Coal | ST |  | S | X | X |  |  | 670.9 | 0.85 | 529.6 | 534.6 | 220 | N |  |  | OP | X | 4 | 1986 | Pre-2000 |  |  | N | Electric Utility | Utility | Investor Owned Utility | 1 | X | BIT | Non-Renewable | 0 | 670.9 | 0 | 1
Operable | 9273 | AES Indiana | AES Indiana | 994 | AES Petersburg | IN | Vertical | Pike | IC1 | Petroleum Liquids | IC |  | S | X | X |  |  | 2.7 | 0.8 | 3 | 3 | 2.7 | N |  |  | OP | X | 8 | 1967 | Pre-2000 |  |  | N | Electric Utility | Utility | Investor Owned Utility | 1 | X | DFO | Non-Renewable | 0 | 2.7 | 0 | 1
Operable | 9273 | AES Indiana | AES Indiana | 994 | AES Petersburg | IN | Vertical | Pike | IC2 | Petroleum Liquids | IC |  | S | X | X |  |  | 2.7 | 0.8 | 3 | 3 | 2.7 | N |  |  | OP | X | 8 | 1967 | Pre-2000 |  |  | N | Electric Utility | Utility | Investor Owned Utility | 1 | X | DFO | Non-Renewable | 0 | 2.7 | 0 | 1
Operable | 9273 | AES Indiana | AES Indiana | 994 | AES Petersburg | IN | Vertical | Pike | IC3 | Petroleum Liquids | IC |  | S | X | X |  |  | 2.7 | 0.8 | 3 | 3 | 2.7 | N |  |  | OP | X | 8 | 1967 | Pre-2000 |  |  | N | Electric Utility | Utility | Investor Owned Utility | 1 | X | DFO | Non-Renewable | 0 | 2.7 | 0 | 1
Operable | 9273 | AES Indiana | AES Indiana | 994 | AES Petersburg | IN | Vertical | Pike | ST3 | Conventional Steam Coal | ST |  | S | X | X |  |  | 670.9 | 0.85 | 527.6 | 540.3 | 225 | N |  |  | OP | X | 11 | 1977 | Pre-2000 |  |  | N | Electric Utility | Utility | Investor Owned Utility | 1 | X | BIT | Non-Renewable | 0 | 670.9 | 0 | 1
Operable | 9273 | AES Indiana | AES Indiana | 7759 | Georgetown | IN | Vertical | Marion | GT1 | Natural Gas Fired Combustion Turbine | GT |  | S | X | X | IPL.16GEOR11G | IPL.16GEOR11G | 85 | 0.85 | 79 | 89.4 | 40 | N |  |  | OP | X | 6 | 2000 | 2000 |  |  | N | Electric Utility | Utility | Investor Owned Utility | 1 | X | NG | Non-Renewable | 0 | 85 | 0 | 1
Operable | 9273 | AES Indiana | AES Indiana | 7759 | Georgetown | IN | Vertical | Marion | GT2 | Natural Gas Fired Combustion Turbine | GT |  | W | X | X | IPL.16GEOR22G | IPL.16GEOR22G | 85 | 0.85 | 79 | 89.4 | 40 | N |  |  | OP | X | 6 | 2000 | 2000 |  |  | N | Electric Utility | Utility | Investor Owned Utility | 1 | X | NG | Non-Renewable | 0 | 85 | 0 | 1
Operable | 9273 | AES Indiana | AES Indiana | 7759 | Georgetown | IN | Vertical | Marion | GT3 | Natural Gas Fired Combustion Turbine | GT |  | W | X | X | IPL.16GEOR33G | IPL.16GEOR33G | 85 | 0.85 | 79.2 | 89.6 | 40 | N |  |  | OP | X | 6 | 2000 | 2000 |  |  | N | Electric Utility | Utility | Investor Owned Utility | 1 | X | NG | Non-Renewable | 0 | 85 | 0 | 1
Operable | 9273 | AES Indiana | AES Indiana | 7759 | Georgetown | IN | Vertical | Marion | GT4 | Natural Gas Fired Combustion Turbine | GT |  | S | X | X | IPL.16GEOR44G | IPL.16GEOR44G | 85 | 0.85 | 79.2 | 89.6 | 40 | N |  |  | OP | X | 5 | 2001 | 2001 |  |  | N | Electric Utility | Utility | Investor Owned Utility | 1 | X | NG | Non-Renewable | 0 | 85 | 0 | 1
Operable | 59712 | AES Tait LLC |  | 59949 | AES Warrior Run Energy Storage Project | MD | Restructured | Allegany | BESS1 | Batteries | BA |  | S | X | X |  |  | 11 |  | 5 | 5 | 0 | N |  |  | OP | X | 12 | 2015 | 2015 |  |  | N | IPP Non-CHP | IPP | IPP | 2 | X | MWH | Other | 0 | 0 | 0 | 0
Operable | 35 | AES WR Ltd Partnership |  | 10678 | AES Warrior Run Cogeneration Facility | MD | Restructured | Allegany | GEN1 | Conventional Steam Coal | ST |  | S | X | X |  |  | 229 | 0.9 | 180 | 180 | 72 | N |  |  | OP | X | 8 | 1999 | Pre-2000 | 6 | 2024 | Y | IPP CHP | IPP | IPP | 3 | T | BIT | Non-Renewable | 0 | 229 | 0 | 1
Operable | 66264 | AETS OpCo Holdings LLC |  | 67550 | State Route 5 | NY | Restructured | Oneida | SR5 | Solar Photovoltaic | PV |  | S | X | X |  |  | 4.4 |  | 4.4 | 4.4 |  | N |  |  | OP | X | 11 | 2023 | 2023 |  |  | N | IPP Non-CHP | IPP | IPP | 2 | X | SUN | Renewable | 4.4 | 0 | 1 | 0
Operable | 58509 | Affordable Solar Silver City, LLC |  | 58540 | Silver City WWTP PV Project | NM | Vertical | Grant | PV-1 | Solar Photovoltaic | PV |  | S | X | X |  |  | 1 |  | 1 | 1 |  | N |  |  | OP | X | 6 | 2013 | 2013 |  |  | N | IPP Non-CHP | IPP | IPP | 2 | X | SUN | Renewable | 1 | 0 | 1 | 0
Operable | 65718 | AFTW Holdings, LLC |  | 66713 | Wheeler Ridge | CA | Vertical | Kern | WHRPV | Solar Photovoltaic | PV |  | S | X | X |  |  | 4.5 |  | 4.5 | 4.5 |  | N |  |  | OP | X | 9 | 2023 | 2023 |  |  | N | IPP Non-CHP | IPP | IPP | 2 | X | SUN | Renewable | 4.5 | 0 | 1 | 0
Operable | 40052 | AG Energy LP |  | 10803 | Ogdensburg Power | NY | Restructured | St Lawrence | GEN3 | Natural Gas Steam Turbine | ST |  | J | X | X | nyiso | nyiso | 26.9 | 0.9 | 23 | 25 | 5 | N |  |  | OS | X | 10 | 1993 | Pre-2000 |  |  | Y | IPP CHP | IPP | IPP | 3 | T | NG | Non-Renewable | 0 | 26.9 | 0 | 1 | DFO
Operable | 63019 | AGA TAG Solar III LLC |  | 63243 | AGA TAG Solar III LLC | SC | Vertical | Spartanburg | SCAG | Solar Photovoltaic | PV |  | S | X | X |  |  | 2 |  | 2 | 2 |  | N |  |  | OP | X | 8 | 2020 | 2020 |  |  | N | IPP Non-CHP | IPP | IPP | 2 | X | SUN | Renewable | 2 | 0 | 1 | 0
Operable | 63006 | AGA TAG Solar IV LLC |  | 63225 | AGA TAG Solar IV LLC | NC | Vertical | Brunswick | PV1 | Solar Photovoltaic | PV |  | S | X | X |  |  | 4.9 |  | 4.8 | 4.8 |  | N |  |  | OP | X | 12 | 2019 | 2019 |  |  | N | IPP Non-CHP | IPP | IPP | 2 | X | SUN | Renewable | 4.9 | 0 | 1 | 0
Operable | 261 | AGC Division of APGI Inc |  | 6705 | Warrick | IN | Vertical | Warrick | 1 | Conventional Steam Coal | ST |  | S | X | X | sige.apgi | sige.apgi | 166.6 | 0.85 | 155.4 | 153.2 | 40 | N |  |  | OP | X | 4 | 1960 | Pre-2000 |  |  | Y | IPP CHP | Utility | Investor Owned Utility | 3 | T | BIT | Non-Renewable | 0 | 166.6 | 0 | 1 | NG
Operable | 261 | AGC Division of APGI Inc |  | 6705 | Warrick | IN | Vertical | Warrick | 2 | Conventional Steam Coal | ST |  | S | X | X | sige.apgi | sige.apgi | 166.6 | 0.85 | 126.4 | 157.5 | 40 | N |  |  | OP | X | 1 | 1964 | Pre-2000 |  |  | Y | IPP CHP | Utility | Investor Owned Utility | 3 | T | BIT | Non-Renewable | 0 | 166.6 | 0 | 1 | NG
Operable | 261 | AGC Division of APGI Inc |  | 6705 | Warrick | IN | Vertical | Warrick | 3 | Conventional Steam Coal | ST |  | S | X | X | sige.apgi | sige.apgi | 166.6 | 0.85 | 141.6 | 151.6 | 40 | N |  |  | OP | X | 10 | 1965 | Pre-2000 |  |  | Y | IPP CHP | Utility | Investor Owned Utility | 3 | T | BIT | Non-Renewable | 0 | 166.6 | 0 | 1 | NG
Operable | 261 | AGC Division of APGI Inc |  | 6705 | Warrick | IN | Vertical | Warrick | 4 | Conventional Steam Coal | ST |  | J | X | X | sige.war4alcoa | sige.war4alcoa | 323 | 0.85 | 296.9 | 310.7 | 80 | N |  |  | OP | X | 10 | 1970 | Pre-2000 |  |  | N | IPP CHP | Utility | Investor Owned Utility | 3 | X | BIT | Non-Renewable | 0 | 323 | 0 | 1 | NG
Operable | 61514 | Agilitas Energy, Inc. |  | 64213 | Auburn Solar Project | MA | Restructured | Worcester | AUB | Solar Photovoltaic | PV |  | S | X | X |  |  | 4.9 |  | 4.9 | 4.9 |  | N |  |  | OP | X | 5 | 2022 | 2022 |  |  | N | IPP Non-CHP | IPP | IPP | 2 | X | SUN | Renewable | 4.9 | 0 | 1 | 0
Operable | 61514 | Agilitas Energy, Inc. |  | 64213 | Auburn Solar Project | MA | Restructured | Worcester | BEAUB | Batteries | BA |  | S | X | X |  |  | 3.8 |  | 3.8 | 3.8 |  | N |  |  | OP | X | 5 | 2022 | 2022 |  |  | N | IPP Non-CHP | IPP | IPP | 2 | X | MWH | Other | 0 | 0 | 0 | 0
Operable | 61514 | Agilitas Energy, Inc. |  | 64759 | Old Middleboro Road Solar | MA | Restructured | Plymouth | OLD | Solar Photovoltaic | PV |  | W | X | X |  |  | 5 |  | 5 | 5 |  | N |  |  | OP | X | 1 | 2023 | 2023 |  |  | N | IPP Non-CHP | IPP | IPP | 2 | X | SUN | Renewable | 5 | 0 | 1 | 0
Operable | 61514 | Agilitas Energy, Inc. |  | 64759 | Old Middleboro Road Solar | MA | Restructured | Plymouth | OLDBA | Batteries | BA |  | W | X | X |  |  | 4.5 |  | 4.5 | 4.5 |  | N |  |  | OP | X | 1 | 2023 | 2023 |  |  | N | IPP Non-CHP | IPP | IPP | 2 | X | MWH | Other | 0 | 0 | 0 | 0
Operable | 61514 | Agilitas Energy, Inc. |  | 64760 | Ocean State BTM | RI | Restructured | Providence | MESS | Batteries | BA |  | W | X | X |  |  | 3 |  | 3 | 3 |  | N |  |  | OP | X | 6 | 2022 | 2022 |  |  | N | IPP Non-CHP | IPP | IPP | 2 | X | MWH | Other | 0 | 0 | 0 | 0
Operable | 61514 | Agilitas Energy, Inc. |  | 64763 | Rumford ESS | ME | Restructured | Oxford | RUM | Batteries | BA |  | W | X | X | 4138 | 4138 | 4.9 |  | 4.9 | 4.9 | 4.9 | N |  |  | OP | X | 6 | 2021 | 2021 |  |  | N | IPP Non-CHP | IPP | IPP | 2 | X | MWH | Other | 0 | 0 | 0 | 0
Operable | 61514 | Agilitas Energy, Inc. |  | 64764 | Madison BTM | ME | Restructured | Somerset | MBTM | Batteries | BA |  | W | X | X |  |  | 1.5 |  | 1.5 | 1.5 | 1.5 | N |  |  | OP | X | 1 | 2020 | 2020 |  |  | N | IPP Non-CHP | IPP | IPP | 2 | X | MWH | Other | 0 | 0 | 0 | 0
Operable | 61514 | Agilitas Energy, Inc. |  | 64765 | Madison ESS | ME | Restructured | Somerset | MESS | Batteries | BA |  | W | X | X | 31750 | 31750 | 4.9 |  | 4.9 | 4.9 | 4.9 | N |  |  | OP | X | 6 | 2019 | 2019 |  |  | N | IPP Non-CHP | IPP | IPP | 2 | X | MWH | Other | 0 | 0 | 0 | 0
Operable | 135 | Agrilectric Power Partners Ltd |  | 10593 | Agrilectric Power Partners Ltd | LA | Vertical | Calcasieu | GEN1 | Other Waste Biomass | ST |  | S | X | X | Rice1 | Rice1 | 12.1 | 0.85 | 11.1 | 11.1 | 3 | N |  |  | OP | X | 7 | 1984 | Pre-2000 |  |  | N | IPP Non-CHP | IPP | IPP | 2 | X | AB | Renewable | 12.1 | 0 | 1 | 0
Operable | 58986 | AgriReNew |  | 59181 | AgriReNew | IA | Vertical | Scott | 1 | Other Waste Biomass | GT |  | S | X | X |  |  | 1 | 0.8 | 1 | 1 | 0.4 | N |  |  | OP | X | 9 | 2013 | 2013 |  |  | Y | IPP CHP | IPP | IPP | 3 | T | OBG | Renewable | 1 | 0 | 1 | 0
Operable | 65300 | Agriwind Holdings, LLC |  | 56408 | Agriwind | IL | Restructured | Bureau | AWND1 | Onshore Wind Turbine | WT |  | S | X | X | AMMO.WVPA |  | 8.4 |  | 8.4 | 8.4 | 0.1 | N |  |  | OP | X | 7 | 2007 | 2007 |  |  | N | IPP Non-CHP | IPP | IPP | 2 | X | WND | Renewable | 8.4 | 0 | 1 | 0
Operable | 59396 | Agua Caliente Solar |  | 57373 | Agua Caliente Solar Project | AZ | Vertical | Yuma | AGU1 | Solar Photovoltaic | PV |  | W | X | X |  |  | 90.7 |  | 90.7 | 90.7 |  | N |  |  | OP | X | 5 | 2012 | 2012 |  |  | N | IPP Non-CHP | IPP | IPP | 2 | X | SUN | Renewable | 90.7 | 0 | 1 | 0
Operable | 59396 | Agua Caliente Solar |  | 57373 | Agua Caliente Solar Project | AZ | Vertical | Yuma | AGU2 | Solar Photovoltaic | PV |  | W | X | X |  |  | 136 |  | 136 | 136 |  | N |  |  | OP | X | 12 | 2012 | 2012 |  |  | N | IPP Non-CHP | IPP | IPP | 2 | X | SUN | Renewable | 136 | 0 | 1 | 0
Operable | 59396 | Agua Caliente Solar |  | 57373 | Agua Caliente Solar Project | AZ | Vertical | Yuma | AGU3 | Solar Photovoltaic | PV |  | W | X | X |  |  | 121 |  | 121 | 121 |  | N |  |  | OP | X | 2 | 2014 | 2014 |  |  | N | IPP Non-CHP | IPP | IPP | 2 | X | SUN | Renewable | 121 | 0 | 1 | 0
Operable | 65009 | Ahern Community Solar I, LLC |  | 65758 | Ahern Community Solar I, LLC | IL | Restructured | Grundy | AHERN | Solar Photovoltaic | PV |  | S | X | X |  |  | 2 |  | 2 | 2 |  | N |  |  | OP | X | 5 | 2023 | 2023 |  |  | N | IPP Non-CHP | IPP | IPP | 2 | X | SUN | Renewable | 2 | 0 | 1 | 0
Operable | 61707 | Ahlstrom-Munksjo |  | 50933 | Rhinelander Mill | WI | Vertical | Oneida | GEN5 | Natural Gas Steam Turbine | ST |  | S | X | X |  |  | 10 | 0.85 | 4 | 7 | 3 | N |  |  | SB | N | 2 | 1951 | Pre-2000 |  |  | Y | Industrial CHP | Customer Sited | Other | 7 | B | NG | Non-Renewable | 0 | 10 | 0 | 1 | DFO
Operable | 61707 | Ahlstrom-Munksjo |  | 50933 | Rhinelander Mill | WI | Vertical | Oneida | GEN6 | Conventional Steam Coal | ST |  | S | X | X |  |  | 9.3 | 0.8 | 6.3 | 8.5 | 3.8 | N |  |  | OP | X | 7 | 1958 | Pre-2000 |  |  | Y | Industrial CHP | Customer Sited | Other | 7 | B | BIT | Non-Renewable | 0 | 9.3 | 0 | 1
Operable | 61707 | Ahlstrom-Munksjo |  | 50933 | Rhinelander Mill | WI | Vertical | Oneida | HYD1 | Conventional Hydroelectric | HY |  | S | X | X |  |  | 0.5 | 0.8 | 0.5 | 0.5 | 0.3 | N |  |  | OP | X | 12 | 1917 | Pre-2000 |  |  | N | Industrial CHP | Customer Sited | Other | 7 | X | WAT | Renewable | 0.5 | 0 | 1 | 0
Operable | 61707 | Ahlstrom-Munksjo |  | 50933 | Rhinelander Mill | WI | Vertical | Oneida | HYD2 | Conventional Hydroelectric | HY |  | S | X | X |  |  | 0.5 | 0.8 | 0.5 | 0.5 | 0.3 | N |  |  | OP | X | 12 | 1917 | Pre-2000 |  |  | N | Industrial CHP | Customer Sited | Other | 7 | X | WAT | Renewable | 0.5 | 0 | 1 | 0
Operable | 61707 | Ahlstrom-Munksjo |  | 50933 | Rhinelander Mill | WI | Vertical | Oneida | HYD3 | Conventional Hydroelectric | HY |  | S | X | X |  |  | 1 | 0.8 | 1 | 1 | 0.6 | N |  |  | OP | X | 12 | 1926 | Pre-2000 |  |  | N | Industrial CHP | Customer Sited | Other | 7 | X | WAT | Renewable | 1 | 0 | 1 | 0
Operable | 13008 | Ahlstrom-Munksjo NA Specialty Solutions, LLC |  | 50614 | Mosinee Mill | WI | Vertical | Marathon | GEN1 | Wood/Wood Waste Biomass | ST |  | S | X | X |  |  | 15 | 0.8 | 13 | 13 | 2 | N |  |  | OP | X | 12 | 1976 | Pre-2000 |  |  | Y | Industrial CHP | Customer Sited | Other | 7 | T | BLQ | Renewable | 15 | 0 | 1 | 0 | BIT | WDS | SLW | RFO | NG
Operable | 13008 | Ahlstrom-Munksjo NA Specialty Solutions, LLC |  | 50614 | Mosinee Mill | WI | Vertical | Marathon | HYD1 | Conventional Hydroelectric | HY |  | S | X | X |  |  | 2.2 | 0.8 | 2 | 2 | 1 | N |  |  | OP | X | 8 | 1924 | Pre-2000 |  |  | N | Industrial CHP | Customer Sited | Other | 7 | X | WAT | Renewable | 2.2 | 0 | 1 | 0
Operable | 13008 | Ahlstrom-Munksjo NA Specialty Solutions, LLC |  | 50614 | Mosinee Mill | WI | Vertical | Marathon | HYD2 | Conventional Hydroelectric | HY |  | S | X | X |  |  | 0.6 | 1 | 0.7 | 0.7 | 0.5 | N |  |  | OP | X | 7 | 1916 | Pre-2000 |  |  | N | Industrial CHP | Customer Sited | Other | 7 | X | WAT | Renewable | 0.6 | 0 | 1 | 0
Operable | 13008 | Ahlstrom-Munksjo NA Specialty Solutions, LLC |  | 50614 | Mosinee Mill | WI | Vertical | Marathon | HYD3 | Conventional Hydroelectric | HY |  | S | X | X |  |  | 0.6 | 1 | 0.7 | 0.7 | 0.5 | N |  |  | OP | X | 7 | 1916 | Pre-2000 |  |  | N | Industrial CHP | Customer Sited | Other | 7 | X | WAT | Renewable | 0.6 | 0 | 1 | 0
Operable | 13008 | Ahlstrom-Munksjo NA Specialty Solutions, LLC |  | 50614 | Mosinee Mill | WI | Vertical | Marathon | WEST | Wood/Wood Waste Biomass | ST |  | S | X | X |  |  | 5 | 0.8 | 5 | 5 | 2 | N |  |  | OP | X | 8 | 1951 | Pre-2000 |  |  | Y | Industrial CHP | Customer Sited | Other | 7 | T | BLQ | Renewable | 5 | 0 | 1 | 0 | BIT | WDS | SLW | RFO | NG
Operable | 56619 | Air Force Civil Engineer Center |  | 57253 | MA Military Reservation Wind Project | MA | Restructured | Barnstable | 1 | Onshore Wind Turbine | WT |  | S | X | X |  |  | 1.5 |  | 1.5 | 1.5 | 1 | N |  |  | OP | X | 12 | 2009 | 2009 |  |  | N | IPP Non-CHP | IPP | IPP | 2 | X | WND | Renewable | 1.5 | 0 | 1 | 0
Operable | 56619 | Air Force Civil Engineer Center |  | 57253 | MA Military Reservation Wind Project | MA | Restructured | Barnstable | 2 | Onshore Wind Turbine | WT |  | S | X | X |  |  | 1.5 |  | 1.5 | 1.5 | 1 | N |  |  | OP | X | 11 | 2011 | 2011 |  |  | N | IPP Non-CHP | IPP | IPP | 2 | X | WND | Renewable | 1.5 | 0 | 1 | 0
Operable | 56619 | Air Force Civil Engineer Center |  | 57253 | MA Military Reservation Wind Project | MA | Restructured | Barnstable | 3 | Onshore Wind Turbine | WT |  | S | X | X |  |  | 1.5 |  | 1.5 | 1.5 | 1 | N |  |  | OP | X | 11 | 2011 | 2011 |  |  | N | IPP Non-CHP | IPP | IPP | 2 | X | WND | Renewable | 1.5 | 0 | 1 | 0
Operable | 327 | Air Liquide Large Industries U S LP |  | 10298 | Bayou Cogen Plant | TX | Restructured | Harris | GT1 | Natural Gas Fired Combustion Turbine | GT |  | S | X | X |  |  | 79.6 | 0.8 | 75 | 93 | 65 | N |  |  | OP | X | 5 | 2014 | 2014 |  |  | Y | Industrial CHP | Customer Sited | Other | 7 | T | NG | Non-Renewable | 0 | 79.6 | 0 | 1 | OG
Operable | 327 | Air Liquide Large Industries U S LP |  | 10298 | Bayou Cogen Plant | TX | Restructured | Harris | GT2 | Natural Gas Fired Combustion Turbine | GT |  | S | X | X |  |  | 79.6 | 0.8 | 75 | 93 | 65 | N |  |  | OP | X | 1 | 2016 | 2016 |  |  | Y | Industrial CHP | Customer Sited | Other | 7 | T | NG | Non-Renewable | 0 | 79.6 | 0 | 1 | OG
Operable | 327 | Air Liquide Large Industries U S LP |  | 10298 | Bayou Cogen Plant | TX | Restructured | Harris | GT3 | Natural Gas Fired Combustion Turbine | GT |  | S | X | X |  |  | 79.6 | 0.8 | 75 | 93 | 65 | N |  |  | OP | X | 1 | 2015 | 2015 |  |  | Y | Industrial CHP | Customer Sited | Other | 7 | T | NG | Non-Renewable | 0 | 79.6 | 0 | 1 | OG
Operable | 327 | Air Liquide Large Industries U S LP |  | 10298 | Bayou Cogen Plant | TX | Restructured | Harris | GT4 | Natural Gas Fired Combustion Turbine | GT |  | S | X | X |  |  | 79.6 | 0.8 | 75 | 93 | 65 | N |  |  | OP | X | 1 | 2015 | 2015 |  |  | Y | Industrial CHP | Customer Sited | Other | 7 | T | NG | Non-Renewable | 0 | 79.6 | 0 | 1 | OG
Operable | 327 | Air Liquide Large Industries U S LP |  | 56787 | Geismar Cogen | LA | Vertical | Ascension | GTG | Natural Gas Fired Combustion Turbine | GT |  | S | X | X |  |  | 83.9 | 0.85 | 72.5 | 71.3 | 27 | N |  |  | OP | X | 1 | 2000 | 2000 | 6 | 2030 | Y | Industrial CHP | Customer Sited | Other | 7 | T | NG | Non-Renewable | 0 | 83.9 | 0 | 1
Operable | 991 | Air Products & Chemicals Inc |  | 55557 | Wilmington Hydrogen Plant | CA | Vertical | Los Angeles | T101 | All Other | ST |  | S | X | X |  |  | 31.9 | 0.8 | 28.1 | 27.7 | 0 | N |  |  | OP | X | 3 | 1996 | Pre-2000 |  |  | Y | Industrial CHP | Customer Sited | Other | 7 | B | WH | Other | 0 | 0 | 0 | 0
Operable | 56304 | Air Products LLC |  | 55309 | Air Products Port Arthur | TX | Restructured | Jefferson | GEN 5 | Natural Gas Fired Combustion Turbine | GT |  | S | X | X |  |  | 32.8 | 0.9 | 32.8 | 32.8 | 29 | N |  |  | OP | X | 12 | 2012 | 2012 |  |  | Y | Industrial CHP | Customer Sited | Other | 7 | T | NG | Non-Renewable | 0 | 32.8 | 0 | 1 | OG
Operable | 56304 | Air Products LLC |  | 55309 | Air Products Port Arthur | TX | Restructured | Jefferson | GEN1 | Natural Gas Fired Combustion Turbine | GT |  | S | X | X |  |  | 37.6 | 0.9 | 33.2 | 37.3 | 33 | N |  |  | OP | X | 11 | 2000 | 2000 |  |  | Y | Industrial CHP | Customer Sited | Other | 7 | T | NG | Non-Renewable | 0 | 37.6 | 0 | 1 | OG
Operable | 56304 | Air Products LLC |  | 55309 | Air Products Port Arthur | TX | Restructured | Jefferson | GEN3 | Other Gases | ST | SMR2 | S | X | X |  |  | 20.5 | 0.9 | 20.5 | 20.5 | 18 | N |  |  | OP | X | 11 | 2006 | 2006 |  |  | Y | Industrial CHP | Customer Sited | Other | 7 | B | OG | Non-Renewable | 0 | 20.5 | 0 | 1 | NG
Operable | 56304 | Air Products LLC |  | 55309 | Air Products Port Arthur | TX | Restructured | Jefferson | GEN4 | Other Gases | GT | SMR2 | W | X | X |  |  | 78.2 | 0.9 | 72.4 | 84.2 | 70 | N |  |  | OP | X | 10 | 2006 | 2006 |  |  | Y | Industrial CHP | Customer Sited | Other | 7 | T | OG | Non-Renewable | 0 | 78.2 | 0 | 1 | NG
Operable | 62051 | Airport Solar LLC |  | 62560 | Airport Solar | OR | Vertical | Lake | APS | Solar Photovoltaic | PV |  | S | X | X |  |  | 47.3 |  | 47.3 | 47.3 |  | N |  |  | OP | X | 12 | 2019 | 2019 |  |  | N | IPP Non-CHP | IPP | IPP | 2 | X | SUN | Renewable | 47.3 | 0 | 1 | 0
Operable | 65472 | AJMS, LLC |  | 66406 | AJMS, LLC | ID | Vertical | Lincoln | AJMS | Conventional Hydroelectric | HY |  | S | X | X |  |  | 1.2 | 0.9 | 1.2 | 0.1 | 0.3 | N |  |  | OP | X | 10 | 2015 | 2015 |  |  | N | IPP Non-CHP | IPP | IPP | 2 | X | WAT | Renewable | 1.2 | 0 | 1 | 0
Operable | 60347 | AL Solar A, LLC |  | 60583 | LaFayette Solar Farm | AL | Vertical | Chambers | PV1 | Solar Photovoltaic | PV |  | S | X | X |  |  | 79.2 |  | 79.2 | 79.2 |  | N |  |  | OP | X | 12 | 2017 | 2017 |  |  | N | IPP Non-CHP | IPP | IPP | 2 | X | SUN | Renewable | 79.2 | 0 | 1 | 0
Operable | 40614 | Alabama Municipal Elec Authority |  | 56018 | AMEA Peaking | AL | Vertical | Talladega | 1 | Natural Gas Fired Combustion Turbine | GT |  | S | X | X |  |  | 49.3 | 0.85 | 47.5 | 48.3 | 10 | N |  |  | OP | X | 5 | 2004 | 2004 |  |  | N | Electric Utility | Utility | Municipal | 1 | X | NG | Non-Renewable | 0 | 49.3 | 0 | 1
Operable | 40614 | Alabama Municipal Elec Authority |  | 56018 | AMEA Peaking | AL | Vertical | Talladega | 2 | Natural Gas Fired Combustion Turbine | GT |  | S | X | X |  |  | 49.3 | 0.85 | 47.5 | 48.3 | 10 | N |  |  | OP | X | 5 | 2004 | 2004 |  |  | N | Electric Utility | Utility | Municipal | 1 | X | NG | Non-Renewable | 0 | 49.3 | 0 | 1
Operable | 195 | Alabama Power Co |  | 2 | Bankhead Dam | AL | Vertical | Tuscaloosa | 1 | Conventional Hydroelectric | HY |  | S | X | X |  |  | 53.9 | 0.92 | 53 | 53 | 52 | N |  |  | OP | X | 7 | 1963 | Pre-2000 |  |  | N | Electric Utility | Utility | Investor Owned Utility | 1 | X | WAT | Renewable | 53.9 | 0 | 1 | 0
Operable | 195 | Alabama Power Co |  | 3 | Barry | AL | Vertical | Mobile | 1 | Natural Gas Steam Turbine | ST |  | S | X | X |  |  | 153.1 | 0.85 | 80 | 80 | 55 | N |  |  | OP | X | 2 | 1954 | Pre-2000 |  |  | N | Electric Utility | Utility | Investor Owned Utility | 1 | X | NG | Non-Renewable | 0 | 153.1 | 0 | 1
Operable | 195 | Alabama Power Co |  | 3 | Barry | AL | Vertical | Mobile | 2 | Natural Gas Steam Turbine | ST |  | S | X | X |  |  | 153.1 | 0.85 | 80 | 80 | 55 | N |  |  | OP | X | 7 | 1954 | Pre-2000 |  |  | N | Electric Utility | Utility | Investor Owned Utility | 1 | X | NG | Non-Renewable | 0 | 153.1 | 0 | 1
Operable | 195 | Alabama Power Co |  | 3 | Barry | AL | Vertical | Mobile | 4 | Conventional Steam Coal | ST |  | S | X | X |  |  | 403.7 | 0.85 | 362 | 362 | 200 | N |  |  | OP | X | 12 | 1969 | Pre-2000 |  |  | N | Electric Utility | Utility | Investor Owned Utility | 1 | X | BIT | Non-Renewable | 0 | 403.7 | 0 | 1
Operable | 195 | Alabama Power Co |  | 3 | Barry | AL | Vertical | Mobile | 5 | Conventional Steam Coal | ST |  | S | X | X |  |  | 788.8 | 0.85 | 756.5 | 756.5 | 465 | N |  |  | OP | X | 10 | 1971 | Pre-2000 |  |  | N | Electric Utility | Utility | Investor Owned Utility | 1 | X | BIT | Non-Renewable | 0 | 788.8 | 0 | 1
Operable | 195 | Alabama Power Co |  | 3 | Barry | AL | Vertical | Mobile | A1CT | Natural Gas Fired Combined Cycle | CT | G521 | S | X | N |  |  | 170.1 | 0.85 | 184.4 | 194.5 | 90 | N |  |  | OP | X | 5 | 2000 | 2000 |  |  | N | Electric Utility | Utility | Investor Owned Utility | 1 | X | NG | Non-Renewable | 0 | 170.1 | 0 | 1
Operable | 195 | Alabama Power Co |  | 3 | Barry | AL | Vertical | Mobile | A1CT2 | Natural Gas Fired Combined Cycle | CT | G521 | S | X | N |  |  | 170.1 | 0.85 | 184.4 | 194.5 | 90 | N |  |  | OP | X | 5 | 2000 | 2000 |  |  | N | Electric Utility | Utility | Investor Owned Utility | 1 | X | NG | Non-Renewable | 0 | 170.1 | 0 | 1
Operable | 195 | Alabama Power Co |  | 3 | Barry | AL | Vertical | Mobile | A1ST | Natural Gas Fired Combined Cycle | CA | G521 | S | Y | X |  |  | 195.2 | 0.85 | 200 | 205 | 136 | N |  |  | OP | X | 5 | 2000 | 2000 |  |  | N | Electric Utility | Utility | Investor Owned Utility | 1 | X | NG | Non-Renewable | 0 | 195.2 | 0 | 1
Operable | 195 | Alabama Power Co |  | 3 | Barry | AL | Vertical | Mobile | A2C1 | Natural Gas Fired Combined Cycle | CT | G522 | S | X | N |  |  | 170.1 | 0.85 | 186.2 | 190 | 86 | N |  |  | OP | X | 5 | 2000 | 2000 |  |  | N | Electric Utility | Utility | Investor Owned Utility | 1 | X | NG | Non-Renewable | 0 | 170.1 | 0 | 1
Operable | 195 | Alabama Power Co |  | 3 | Barry | AL | Vertical | Mobile | A2C2 | Natural Gas Fired Combined Cycle | CT | G522 | S | X | N |  |  | 170.1 | 0.85 | 186.2 | 190 | 86 | N |  |  | OP | X | 5 | 2000 | 2000 |  |  | N | Electric Utility | Utility | Investor Owned Utility | 1 | X | NG | Non-Renewable | 0 | 170.1 | 0 | 1
Operable | 195 | Alabama Power Co |  | 3 | Barry | AL | Vertical | Mobile | A2ST | Natural Gas Fired Combined Cycle | CA | G522 | S | Y | X |  |  | 195.2 | 0.85 | 195 | 200 | 128 | N |  |  | OP | X | 5 | 2000 | 2000 |  |  | N | Electric Utility | Utility | Investor Owned Utility | 1 | X | NG | Non-Renewable | 0 | 195.2 | 0 | 1
Operable | 195 | Alabama Power Co |  | 3 | Barry | AL | Vertical | Mobile | A3C1 | Natural Gas Fired Combined Cycle | CT | G523 | S | X | N |  |  | 464 | 0.85 | 385 | 443 |  | N |  |  | OP | X | 11 | 2023 | 2023 |  |  | N | Electric Utility | Utility | Investor Owned Utility | 1 | X | NG | Non-Renewable | 0 | 464 | 0 | 1
Operable | 195 | Alabama Power Co |  | 3 | Barry | AL | Vertical | Mobile | A3ST | Natural Gas Fired Combined Cycle | CA | G523 | S | Y | X |  |  | 310 | 0.85 | 300 | 300 |  | N |  |  | OP | X | 11 | 2023 | 2023 |  |  | N | Electric Utility | Utility | Investor Owned Utility | 1 | X | NG | Non-Renewable | 0 | 310 | 0 | 1
Operable | 195 | Alabama Power Co |  | 4 | Walter Bouldin Dam | AL | Vertical | Elmore | 1 | Conventional Hydroelectric | HY |  | S | X | X |  |  | 75 | 0.857 | 74.7 | 74.7 | 74 | N |  |  | OP | X | 7 | 1967 | Pre-2000 |  |  | N | Electric Utility | Utility | Investor Owned Utility | 1 | X | WAT | Renewable | 75 | 0 | 1 | 0
Operable | 195 | Alabama Power Co |  | 4 | Walter Bouldin Dam | AL | Vertical | Elmore | 2 | Conventional Hydroelectric | HY |  | S | X | X |  |  | 75 | 0.857 | 74.7 | 74.7 | 74 | N |  |  | OP | X | 8 | 1967 | Pre-2000 |  |  | N | Electric Utility | Utility | Investor Owned Utility | 1 | X | WAT | Renewable | 75 | 0 | 1 | 0
Operable | 195 | Alabama Power Co |  | 4 | Walter Bouldin Dam | AL | Vertical | Elmore | 3 | Conventional Hydroelectric | HY |  | S | X | X |  |  | 75 | 0.857 | 74.7 | 74.7 | 74 | N |  |  | OP | X | 8 | 1967 | Pre-2000 |  |  | N | Electric Utility | Utility | Investor Owned Utility | 1 | X | WAT | Renewable | 75 | 0 | 1 | 0
Operable | 195 | Alabama Power Co |  | 10 | Greene County | AL | Vertical | Greene | 1 | Natural Gas Steam Turbine | ST |  | J | X | X |  |  | 299.2 | 0.85 | 257.8 | 257.8 | 110 | N |  |  | OP | X | 6 | 1965 | Pre-2000 |  |  | N | Electric Utility | Utility | Investor Owned Utility | 1 | X | NG | Non-Renewable | 0 | 299.2 | 0 | 1
Operable | 195 | Alabama Power Co |  | 10 | Greene County | AL | Vertical | Greene | 2 | Natural Gas Steam Turbine | ST |  | J | X | X |  |  | 269.2 | 0.85 | 258.3 | 258.3 | 110 | N |  |  | OP | X | 7 | 1966 | Pre-2000 |  |  | N | Electric Utility | Utility | Investor Owned Utility | 1 | X | NG | Non-Renewable | 0 | 269.2 | 0 | 1
Operable | 195 | Alabama Power Co |  | 10 | Greene County | AL | Vertical | Greene | GT10 | Natural Gas Fired Combustion Turbine | GT |  | S | X | X |  |  | 80 | 0.85 | 85 | 101 | 66 | N |  |  | OP | X | 5 | 1996 | Pre-2000 |  |  | N | Electric Utility | Utility | Investor Owned Utility | 1 | X | NG | Non-Renewable | 0 | 80 | 0 | 1 | DFO
Operable | 195 | Alabama Power Co |  | 10 | Greene County | AL | Vertical | Greene | GT2 | Natural Gas Fired Combustion Turbine | GT |  | S | X | X |  |  | 80 | 0.85 | 84 | 100 | 66 | N |  |  | OP | X | 5 | 1996 | Pre-2000 |  |  | N | Electric Utility | Utility | Investor Owned Utility | 1 | X | NG | Non-Renewable | 0 | 80 | 0 | 1 | DFO
Operable | 195 | Alabama Power Co |  | 10 | Greene County | AL | Vertical | Greene | GT3 | Natural Gas Fired Combustion Turbine | GT |  | S | X | X |  |  | 80 | 0.85 | 82 | 98 | 66 | N |  |  | OP | X | 5 | 1995 | Pre-2000 |  |  | N | Electric Utility | Utility | Investor Owned Utility | 1 | X | NG | Non-Renewable | 0 | 80 | 0 | 1 | DFO
Operable | 195 | Alabama Power Co |  | 10 | Greene County | AL | Vertical | Greene | GT4 | Natural Gas Fired Combustion Turbine | GT |  | S | X | X |  |  | 80 | 0.85 | 81 | 97 | 66 | N |  |  | OP | X | 5 | 1995 | Pre-2000 |  |  | N | Electric Utility | Utility | Investor Owned Utility | 1 | X | NG | Non-Renewable | 0 | 80 | 0 | 1 | DFO
Operable | 195 | Alabama Power Co |  | 10 | Greene County | AL | Vertical | Greene | GT5 | Natural Gas Fired Combustion Turbine | GT |  | S | X | X |  |  | 80 | 0.85 | 82 | 98 | 66 | N |  |  | OP | X | 5 | 1995 | Pre-2000 |  |  | N | Electric Utility | Utility | Investor Owned Utility | 1 | X | NG | Non-Renewable | 0 | 80 | 0 | 1 | DFO
Operable | 195 | Alabama Power Co |  | 10 | Greene County | AL | Vertical | Greene | GT6 | Natural Gas Fired Combustion Turbine | GT |  | S | X | X |  |  | 80 | 0.85 | 81 | 97 | 66 | N |  |  | OP | X | 5 | 1995 | Pre-2000 |  |  | N | Electric Utility | Utility | Investor Owned Utility | 1 | X | NG | Non-Renewable | 0 | 80 | 0 | 1 | DFO
Operable | 195 | Alabama Power Co |  | 10 | Greene County | AL | Vertical | Greene | GT7 | Natural Gas Fired Combustion Turbine | GT |  | S | X | X |  |  | 80 | 0.85 | 80 | 96 | 66 | N |  |  | OP | X | 5 | 1995 | Pre-2000 |  |  | N | Electric Utility | Utility | Investor Owned Utility | 1 | X | NG | Non-Renewable | 0 | 80 | 0 | 1 | DFO
Operable | 195 | Alabama Power Co |  | 10 | Greene County | AL | Vertical | Greene | GT8 | Natural Gas Fired Combustion Turbine | GT |  | S | X | X |  |  | 80 | 0.85 | 83 | 99 | 66 | N |  |  | OP | X | 5 | 1996 | Pre-2000 |  |  | N | Electric Utility | Utility | Investor Owned Utility | 1 | X | NG | Non-Renewable | 0 | 80 | 0 | 1 | DFO
Operable | 195 | Alabama Power Co |  | 10 | Greene County | AL | Vertical | Greene | GT9 | Natural Gas Fired Combustion Turbine | GT |  | S | X | X |  |  | 80 | 0.85 | 82 | 98 | 66 | N |  |  | OP | X | 5 | 1996 | Pre-2000 |  |  | N | Electric Utility | Utility | Investor Owned Utility | 1 | X | NG | Non-Renewable | 0 | 80 | 0 | 1 | DFO
Operable | 195 | Alabama Power Co |  | 11 | H Neely Henry Dam | AL | Vertical | Calhoun | 1 | Conventional Hydroelectric | HY |  | S | X | X |  |  | 24.3 | 0.9 | 23.7 | 22.7 | 22.3 | N |  |  | OP | X | 6 | 1966 | Pre-2000 |  |  | N | Electric Utility | Utility | Investor Owned Utility | 1 | X | WAT | Renewable | 24.3 | 0 | 1 | 0
Operable | 195 | Alabama Power Co |  | 11 | H Neely Henry Dam | AL | Vertical | Calhoun | 2 | Conventional Hydroelectric | HY |  | S | X | X |  |  | 24.3 | 0.9 | 23.7 | 22.7 | 22.3 | N |  |  | OP | X | 6 | 1966 | Pre-2000 |  |  | N | Electric Utility | Utility | Investor Owned Utility | 1 | X | WAT | Renewable | 24.3 | 0 | 1 | 0
Operable | 195 | Alabama Power Co |  | 11 | H Neely Henry Dam | AL | Vertical | Calhoun | 3 | Conventional Hydroelectric | HY |  | S | X | X |  |  | 24.3 | 0.9 | 23.7 | 22.7 | 22.4 | N |  |  | OP | X | 6 | 1966 | Pre-2000 |  |  | N | Electric Utility | Utility | Investor Owned Utility | 1 | X | WAT | Renewable | 24.3 | 0 | 1 | 0
Operable | 195 | Alabama Power Co |  | 12 | Holt Dam | AL | Vertical | Tuscaloosa | 1 | Conventional Hydroelectric | HY |  | S | X | X |  |  | 46.9 | 0.89 | 48 | 48 | 45 | N |  |  | OP | X | 8 | 1968 | Pre-2000 |  |  | N | Electric Utility | Utility | Investor Owned Utility | 1 | X | WAT | Renewable | 46.9 | 0 | 1 | 0
Operable | 195 | Alabama Power Co |  | 13 | Jordan Dam | AL | Vertical | Elmore | 1 | Conventional Hydroelectric | HY |  | S | X | X |  |  | 25 | 0.862 | 32.3 | 32.5 | 25 | N |  |  | OP | X | 1 | 1929 | Pre-2000 |  |  | N | Electric Utility | Utility | Investor Owned Utility | 1 | X | WAT | Renewable | 25 | 0 | 1 | 0
Operable | 195 | Alabama Power Co |  | 13 | Jordan Dam | AL | Vertical | Elmore | 2 | Conventional Hydroelectric | HY |  | S | X | X |  |  | 25 | 0.862 | 32.3 | 32.5 | 25 | N |  |  | OP | X | 1 | 1929 | Pre-2000 |  |  | N | Electric Utility | Utility | Investor Owned Utility | 1 | X | WAT | Renewable | 25 | 0 | 1 | 0
Operable | 195 | Alabama Power Co |  | 13 | Jordan Dam | AL | Vertical | Elmore | 3 | Conventional Hydroelectric | HY |  | S | X | X |  |  | 25 | 0.862 | 32.3 | 32.5 | 25 | N |  |  | OP | X | 1 | 1929 | Pre-2000 |  |  | N | Electric Utility | Utility | Investor Owned Utility | 1 | X | WAT | Renewable | 25 | 0 | 1 | 0
Operable | 195 | Alabama Power Co |  | 13 | Jordan Dam | AL | Vertical | Elmore | 4 | Conventional Hydroelectric | HY |  | S | X | X |  |  | 25 | 0.862 | 32.3 | 32.5 | 25 | N |  |  | OP | X | 1 | 1929 | Pre-2000 |  |  | N | Electric Utility | Utility | Investor Owned Utility | 1 | X | WAT | Renewable | 25 | 0 | 1 | 0
Operable | 195 | Alabama Power Co |  | 14 | Logan Martin Dam | AL | Vertical | Talladega | 1 | Conventional Hydroelectric | HY |  | S | X | X |  |  | 42.7 | 0.9 | 43 | 39.7 | 41.6 | N |  |  | OP | X | 8 | 1964 | Pre-2000 |  |  | N | Electric Utility | Utility | Investor Owned Utility | 1 | X | WAT | Renewable | 42.7 | 0 | 1 | 0
Operable | 195 | Alabama Power Co |  | 14 | Logan Martin Dam | AL | Vertical | Talladega | 2 | Conventional Hydroelectric | HY |  | S | X | X |  |  | 42.7 | 0.9 | 43 | 39.7 | 41.6 | N |  |  | OP | X | 8 | 1964 | Pre-2000 |  |  | N | Electric Utility | Utility | Investor Owned Utility | 1 | X | WAT | Renewable | 42.7 | 0 | 1 | 0
Operable | 195 | Alabama Power Co |  | 14 | Logan Martin Dam | AL | Vertical | Talladega | 3 | Conventional Hydroelectric | HY |  | S | X | X |  |  | 42.7 | 0.9 | 43 | 39.7 | 41.8 | N |  |  | OP | X | 8 | 1964 | Pre-2000 |  |  | N | Electric Utility | Utility | Investor Owned Utility | 1 | X | WAT | Renewable | 42.7 | 0 | 1 | 0
Operable | 195 | Alabama Power Co |  | 15 | Lay Dam | AL | Vertical | Chilton | 1 | Conventional Hydroelectric | HY |  | S | X | X |  |  | 29.5 | 0.9 | 30 | 30.3 | 29 | N |  |  | OP | X | 4 | 1968 | Pre-2000 |  |  | N | Electric Utility | Utility | Investor Owned Utility | 1 | X | WAT | Renewable | 29.5 | 0 | 1 | 0
Operable | 195 | Alabama Power Co |  | 15 | Lay Dam | AL | Vertical | Chilton | 2 | Conventional Hydroelectric | HY |  | S | X | X |  |  | 29.5 | 0.9 | 30 | 30.3 | 29 | N |  |  | OP | X | 4 | 1968 | Pre-2000 |  |  | N | Electric Utility | Utility | Investor Owned Utility | 1 | X | WAT | Renewable | 29.5 | 0 | 1 | 0
Operable | 195 | Alabama Power Co |  | 15 | Lay Dam | AL | Vertical | Chilton | 3 | Conventional Hydroelectric | HY |  | S | X | X |  |  | 29.5 | 0.9 | 30 | 30.3 | 29 | N |  |  | OP | X | 12 | 1967 | Pre-2000 |  |  | N | Electric Utility | Utility | Investor Owned Utility | 1 | X | WAT | Renewable | 29.5 | 0 | 1 | 0
Operable | 195 | Alabama Power Co |  | 15 | Lay Dam | AL | Vertical | Chilton | 4 | Conventional Hydroelectric | HY |  | S | X | X |  |  | 29.5 | 0.9 | 30 | 30.3 | 29 | N |  |  | OP | X | 10 | 1967 | Pre-2000 |  |  | N | Electric Utility | Utility | Investor Owned Utility | 1 | X | WAT | Renewable | 29.5 | 0 | 1 | 0
Operable | 195 | Alabama Power Co |  | 15 | Lay Dam | AL | Vertical | Chilton | 5 | Conventional Hydroelectric | HY |  | S | X | X |  |  | 29.5 | 0.9 | 30 | 30.3 | 29 | N |  |  | OP | X | 5 | 1967 | Pre-2000 |  |  | N | Electric Utility | Utility | Investor Owned Utility | 1 | X | WAT | Renewable | 29.5 | 0 | 1 | 0
Operable | 195 | Alabama Power Co |  | 15 | Lay Dam | AL | Vertical | Chilton | 6 | Conventional Hydroelectric | HY |  | S | X | X |  |  | 29.5 | 0.9 | 30 | 30.3 | 29 | N |  |  | OP | X | 2 | 1967 | Pre-2000 |  |  | N | Electric Utility | Utility | Investor Owned Utility | 1 | X | WAT | Renewable | 29.5 | 0 | 1 | 0
Operable | 195 | Alabama Power Co |  | 16 | Martin Dam | AL | Vertical | Elmore | 1 | Conventional Hydroelectric | HY |  | S | X | X |  |  | 50.2 | 0.95 | 41.5 | 39.4 | 40 | N |  |  | OP | X | 1 | 1927 | Pre-2000 |  |  | N | Electric Utility | Utility | Investor Owned Utility | 1 | X | WAT | Renewable | 50.2 | 0 | 1 | 0
Operable | 195 | Alabama Power Co |  | 16 | Martin Dam | AL | Vertical | Elmore | 2 | Conventional Hydroelectric | HY |  | S | X | X |  |  | 50.2 | 0.95 | 41.5 | 39.4 | 40 | N |  |  | OP | X | 1 | 1927 | Pre-2000 |  |  | N | Electric Utility | Utility | Investor Owned Utility | 1 | X | WAT | Renewable | 50.2 | 0 | 1 | 0
Operable | 195 | Alabama Power Co |  | 16 | Martin Dam | AL | Vertical | Elmore | 3 | Conventional Hydroelectric | HY |  | S | X | X |  |  | 50.2 | 0.95 | 41.5 | 39.4 | 40 | N |  |  | OP | X | 1 | 1927 | Pre-2000 |  |  | N | Electric Utility | Utility | Investor Owned Utility | 1 | X | WAT | Renewable | 50.2 | 0 | 1 | 0
Operable | 195 | Alabama Power Co |  | 16 | Martin Dam | AL | Vertical | Elmore | 4 | Conventional Hydroelectric | HY |  | S | X | X |  |  | 60 | 0.95 | 57.6 | 54.7 | 40 | N |  |  | OP | X | 7 | 1952 | Pre-2000 |  |  | N | Electric Utility | Utility | Investor Owned Utility | 1 | X | WAT | Renewable | 60 | 0 | 1 | 0
Operable | 195 | Alabama Power Co |  | 17 | Mitchell Dam | AL | Vertical | Coosa | 4 | Conventional Hydroelectric | HY |  | S | X | X |  |  | 20 | 0.8 | 22.4 | 22.7 | 19 | N |  |  | OP | X | 11 | 1949 | Pre-2000 |  |  | N | Electric Utility | Utility | Investor Owned Utility | 1 | X | WAT | Renewable | 20 | 0 | 1 | 0
Operable | 195 | Alabama Power Co |  | 17 | Mitchell Dam | AL | Vertical | Coosa | 5 | Conventional Hydroelectric | HY |  | S | X | X |  |  | 50 | 0.8 | 46.9 | 47.4 | 46 | N |  |  | OP | X | 4 | 1985 | Pre-2000 |  |  | N | Electric Utility | Utility | Investor Owned Utility | 1 | X | WAT | Renewable | 50 | 0 | 1 | 0
Operable | 195 | Alabama Power Co |  | 17 | Mitchell Dam | AL | Vertical | Coosa | 6 | Conventional Hydroelectric | HY |  | S | X | X |  |  | 50 | 0.8 | 46.9 | 47.4 | 46 | N |  |  | OP | X | 4 | 1985 | Pre-2000 |  |  | N | Electric Utility | Utility | Investor Owned Utility | 1 | X | WAT | Renewable | 50 | 0 | 1 | 0
Operable | 195 | Alabama Power Co |  | 17 | Mitchell Dam | AL | Vertical | Coosa | 7 | Conventional Hydroelectric | HY |  | S | X | X |  |  | 50 | 0.8 | 46.9 | 47.4 | 46 | N |  |  | OP | X | 4 | 1985 | Pre-2000 |  |  | N | Electric Utility | Utility | Investor Owned Utility | 1 | X | WAT | Renewable | 50 | 0 | 1 | 0
Operable | 195 | Alabama Power Co |  | 18 | Lewis Smith Dam | AL | Vertical | Walker | 1 | Conventional Hydroelectric | HY |  | S | X | X |  |  | 90.5 | 0.9 | 89 | 87.5 | 83 | N |  |  | OP | X | 9 | 1961 | Pre-2000 |  |  | N | Electric Utility | Utility | Investor Owned Utility | 1 | X | WAT | Renewable | 90.5 | 0 | 1 | 0
Operable | 195 | Alabama Power Co |  | 18 | Lewis Smith Dam | AL | Vertical | Walker | 2 | Conventional Hydroelectric | HY |  | S | X | X |  |  | 90.5 | 0.9 | 89 | 87.5 | 83 | N |  |  | OP | X | 7 | 1962 | Pre-2000 |  |  | N | Electric Utility | Utility | Investor Owned Utility | 1 | X | WAT | Renewable | 90.5 | 0 | 1 | 0
Operable | 195 | Alabama Power Co |  | 19 | Thurlow Dam | AL | Vertical | Elmore | 1 | Conventional Hydroelectric | HY |  | S | X | X |  |  | 40.5 | 0.95 | 36.2 | 35.3 | 32 | N |  |  | OP | X | 1 | 1931 | Pre-2000 |  |  | N | Electric Utility | Utility | Investor Owned Utility | 1 | X | WAT | Renewable | 40.5 | 0 | 1 | 0
Operable | 195 | Alabama Power Co |  | 19 | Thurlow Dam | AL | Vertical | Elmore | 2 | Conventional Hydroelectric | HY |  | S | X | X |  |  | 40.5 | 0.95 | 36.2 | 35.3 | 32 | N |  |  | OP | X | 1 | 1931 | Pre-2000 |  |  | N | Electric Utility | Utility | Investor Owned Utility | 1 | X | WAT | Renewable | 40.5 | 0 | 1 | 0
Operable | 195 | Alabama Power Co |  | 19 | Thurlow Dam | AL | Vertical | Elmore | 3 | Conventional Hydroelectric | HY |  | S | X | X |  |  | 10 | 0.8 | 7.5 | 7.3 | 7 | N |  |  | OP | X | 1 | 1931 | Pre-2000 |  |  | N | Electric Utility | Utility | Investor Owned Utility | 1 | X | WAT | Renewable | 10 | 0 | 1 | 0
Operable | 195 | Alabama Power Co |  | 20 | Weiss Dam | AL | Vertical | Cherokee | 1 | Conventional Hydroelectric | HY |  | S | X | X |  |  | 29.2 | 0.9 | 27 | 24.3 | 22.3 | N |  |  | OP | X | 7 | 1962 | Pre-2000 |  |  | N | Electric Utility | Utility | Investor Owned Utility | 1 | X | WAT | Renewable | 29.2 | 0 | 1 | 0
Operable | 195 | Alabama Power Co |  | 20 | Weiss Dam | AL | Vertical | Cherokee | 2 | Conventional Hydroelectric | HY |  | S | X | X |  |  | 29.2 | 0.9 | 27 | 24.3 | 22.3 | N |  |  | OP | X | 6 | 1961 | Pre-2000 |  |  | N | Electric Utility | Utility | Investor Owned Utility | 1 | X | WAT | Renewable | 29.2 | 0 | 1 | 0
Operable | 195 | Alabama Power Co |  | 20 | Weiss Dam | AL | Vertical | Cherokee | 3 | Conventional Hydroelectric | HY |  | S | X | X |  |  | 29.2 | 0.9 | 27 | 24.3 | 22.3 | N |  |  | OP | X | 6 | 1961 | Pre-2000 |  |  | N | Electric Utility | Utility | Investor Owned Utility | 1 | X | WAT | Renewable | 29.2 | 0 | 1 | 0
Operable | 195 | Alabama Power Co |  | 21 | Yates Dam | AL | Vertical | Elmore | 1 | Conventional Hydroelectric | HY |  | S | X | X |  |  | 25.5 | 0.901 | 22 | 22.5 | 21 | N |  |  | OP | X | 7 | 1928 | Pre-2000 |  |  | N | Electric Utility | Utility | Investor Owned Utility | 1 | X | WAT | Renewable | 25.5 | 0 | 1 | 0
Operable | 195 | Alabama Power Co |  | 21 | Yates Dam | AL | Vertical | Elmore | 2 | Conventional Hydroelectric | HY |  | S | X | X |  |  | 25 | 0.901 | 22 | 22.5 | 21 | N |  |  | OP | X | 7 | 1928 | Pre-2000 |  |  | N | Electric Utility | Utility | Investor Owned Utility | 1 | X | WAT | Renewable | 25 | 0 | 1 | 0
Operable | 195 | Alabama Power Co |  | 26 | E C Gaston | AL | Vertical | Shelby | 1 | Natural Gas Steam Turbine | ST |  | J | X | X |  |  | 272 | 0.85 | 254 | 254 | 70 | N |  |  | OP | X | 5 | 1960 | Pre-2000 |  |  | N | Electric Utility | Utility | Investor Owned Utility | 1 | X | NG | Non-Renewable | 0 | 272 | 0 | 1 | BIT
Operable | 195 | Alabama Power Co |  | 26 | E C Gaston | AL | Vertical | Shelby | 2 | Natural Gas Steam Turbine | ST |  | J | X | X |  |  | 272 | 0.85 | 256 | 256 | 70 | N |  |  | OP | X | 7 | 1960 | Pre-2000 |  |  | N | Electric Utility | Utility | Investor Owned Utility | 1 | X | NG | Non-Renewable | 0 | 272 | 0 | 1 | BIT
Operable | 195 | Alabama Power Co |  | 26 | E C Gaston | AL | Vertical | Shelby | 3 | Natural Gas Steam Turbine | ST |  | J | X | X |  |  | 272 | 0.85 | 254 | 254 | 70 | N |  |  | OP | X | 6 | 1961 | Pre-2000 |  |  | N | Electric Utility | Utility | Investor Owned Utility | 1 | X | NG | Non-Renewable | 0 | 272 | 0 | 1 | BIT
Operable | 195 | Alabama Power Co |  | 26 | E C Gaston | AL | Vertical | Shelby | 5 | Conventional Steam Coal | ST |  | S | X | X |  |  | 952 | 0.85 | 832 | 832 | 700 | N |  |  | OP | X | 8 | 1974 | Pre-2000 |  |  | N | Electric Utility | Utility | Investor Owned Utility | 1 | X | BIT | Non-Renewable | 0 | 952 | 0 | 1 | NG
Operable | 195 | Alabama Power Co |  | 26 | E C Gaston | AL | Vertical | Shelby | GT4 | Petroleum Liquids | GT |  | J | X | X |  |  | 21.2 | 0.85 | 16 | 20 | 16 | N |  |  | OP | X | 6 | 1970 | Pre-2000 |  |  | N | Electric Utility | Utility | Investor Owned Utility | 1 | X | DFO | Non-Renewable | 0 | 21.2 | 0 | 1
Operable | 195 | Alabama Power Co |  | 26 | E C Gaston | AL | Vertical | Shelby | ST4 | Natural Gas Steam Turbine | ST |  | J | X | X |  |  | 244.8 | 0.85 | 256 | 256 | 70 | N |  |  | OP | X | 6 | 1962 | Pre-2000 |  |  | N | Electric Utility | Utility | Investor Owned Utility | 1 | X | NG | Non-Renewable | 0 | 244.8 | 0 | 1 | BIT
Operable | 195 | Alabama Power Co |  | 6001 | Joseph M Farley | AL | Vertical | Houston | 1 | Nuclear | ST |  | S | X | X |  |  | 888.2 | 0.85 | 895 | 895 | 250 | N |  |  | OP | X | 12 | 1977 | Pre-2000 |  |  | N | Electric Utility | Utility | Investor Owned Utility | 1 | X | NUC | Other | 0 | 0 | 0 | 0
Operable | 195 | Alabama Power Co |  | 6001 | Joseph M Farley | AL | Vertical | Houston | 2 | Nuclear | ST |  | S | X | X |  |  | 888.2 | 0.85 | 896 | 896 | 250 | N |  |  | OP | X | 7 | 1981 | Pre-2000 |  |  | N | Electric Utility | Utility | Investor Owned Utility | 1 | X | NUC | Other | 0 | 0 | 0 | 0
Operable | 195 | Alabama Power Co |  | 6002 | James H Miller Jr | AL | Vertical | Jefferson | 1 | Conventional Steam Coal | ST |  | J | X | X |  |  | 705.5 | 0.85 | 687.8 | 687.8 | 300 | N |  |  | OP | X | 10 | 1978 | Pre-2000 |  |  | N | Electric Utility | Utility | Investor Owned Utility | 1 | X | SUB | Non-Renewable | 0 | 705.5 | 0 | 1
Operable | 195 | Alabama Power Co |  | 6002 | James H Miller Jr | AL | Vertical | Jefferson | 2 | Conventional Steam Coal | ST |  | J | X | X |  |  | 705.5 | 0.85 | 692.7 | 692.7 | 300 | N |  |  | OP | X | 5 | 1985 | Pre-2000 |  |  | N | Electric Utility | Utility | Investor Owned Utility | 1 | X | SUB | Non-Renewable | 0 | 705.5 | 0 | 1
Operable | 195 | Alabama Power Co |  | 6002 | James H Miller Jr | AL | Vertical | Jefferson | 3 | Conventional Steam Coal | ST |  | S | X | X |  |  | 705.5 | 0.85 | 693 | 693 | 300 | N |  |  | OP | X | 5 | 1989 | Pre-2000 |  |  | N | Electric Utility | Utility | Investor Owned Utility | 1 | X | SUB | Non-Renewable | 0 | 705.5 | 0 | 1
Operable | 195 | Alabama Power Co |  | 6002 | James H Miller Jr | AL | Vertical | Jefferson | 4 | Conventional Steam Coal | ST |  | S | X | X |  |  | 705.5 | 0.85 | 704 | 704 | 300 | N |  |  | OP | X | 3 | 1991 | Pre-2000 |  |  | N | Electric Utility | Utility | Investor Owned Utility | 1 | X | SUB | Non-Renewable | 0 | 705.5 | 0 | 1
Operable | 195 | Alabama Power Co |  | 6188 | Harris Dam | AL | Vertical | Randolph | 1 | Conventional Hydroelectric | HY |  | S | X | X |  |  | 67.5 | 0.9 | 66.5 | 61.5 | 61.5 | N |  |  | OP | X | 4 | 1983 | Pre-2000 |  |  | N | Electric Utility | Utility | Investor Owned Utility | 1 | X | WAT | Renewable | 67.5 | 0 | 1 | 0
Operable | 195 | Alabama Power Co |  | 6188 | Harris Dam | AL | Vertical | Randolph | 2 | Conventional Hydroelectric | HY |  | S | X | X |  |  | 67.5 | 0.9 | 66.5 | 61.5 | 61.5 | N |  |  | OP | X | 4 | 1983 | Pre-2000 |  |  | N | Electric Utility | Utility | Investor Owned Utility | 1 | X | WAT | Renewable | 67.5 | 0 | 1 | 0
Operable | 195 | Alabama Power Co |  | 7697 | Washington County Cogeneration Facility | AL | Vertical | Washington | 1 | Natural Gas Fired Combined Cycle | CT | G523 | S | X | N |  |  | 82.6 | 0.85 | 75 | 82 | 75 | N |  |  | OP | X | 2 | 1999 | Pre-2000 |  |  | Y | Electric Utility | Utility | Investor Owned Utility | 1 | T | NG | Non-Renewable | 0 | 82.6 | 0 | 1
Operable | 195 | Alabama Power Co |  | 7697 | Washington County Cogeneration Facility | AL | Vertical | Washington | 2 | Natural Gas Fired Combined Cycle | CA | G523 | S | Y | X |  |  | 39.9 | 0.85 | 25 | 25 | 25 | N |  |  | OP | X | 2 | 1999 | Pre-2000 |  |  | Y | Electric Utility | Utility | Investor Owned Utility | 1 | T | NG | Non-Renewable | 0 | 39.9 | 0 | 1
Operable | 195 | Alabama Power Co |  | 7698 | General Electric Plastic | AL | Vertical | Lowndes | 1 | Natural Gas Fired Combined Cycle | CT | G524 | S | X | N |  |  | 82.2 | 0.85 | 74 | 84 | 50 | N |  |  | OP | X | 7 | 1999 | Pre-2000 |  |  | Y | Electric Utility | Utility | Investor Owned Utility | 1 | T | NG | Non-Renewable | 0 | 82.2 | 0 | 1
Operable | 195 | Alabama Power Co |  | 7698 | General Electric Plastic | AL | Vertical | Lowndes | 2 | Natural Gas Fired Combined Cycle | CA | G524 | S | Y | X |  |  | 14.8 | 0.85 | 10.5 | 10.5 | 2 | N |  |  | OP | X | 7 | 1999 | Pre-2000 |  |  | Y | Electric Utility | Utility | Investor Owned Utility | 1 | T | NG | Non-Renewable | 0 | 14.8 | 0 | 1
Operable | 195 | Alabama Power Co |  | 7721 | Theodore Cogen Facility | AL | Vertical | Mobile | 1 | Natural Gas Fired Combined Cycle | CT | G525 | S | X | N |  |  | 229 | 0.85 | 166.3 | 180.3 | 160 | N |  |  | OP | X | 12 | 2000 | 2000 |  |  | Y | Electric Utility | Utility | Investor Owned Utility | 1 | T | NG | Non-Renewable | 0 | 229 | 0 | 1
Operable | 195 | Alabama Power Co |  | 7721 | Theodore Cogen Facility | AL | Vertical | Mobile | 2 | Natural Gas Fired Combined Cycle | CA | G525 | S | Y | X |  |  | 88.4 | 0.85 | 64.7 | 64.7 | 64.7 | N |  |  | OP | X | 12 | 2000 | 2000 |  |  | Y | Electric Utility | Utility | Investor Owned Utility | 1 | T | NG | Non-Renewable | 0 | 88.4 | 0 | 1
Operable | 195 | Alabama Power Co |  | 55409 | Calhoun Energy Center | AL | Vertical | Calhoun | CAL1 | Natural Gas Fired Combustion Turbine | GT |  | W | X | X |  |  | 187 | 0.85 | 176 | 195 | 85 | Y | 1 | 2023 | OP | X | 1 | 2003 | 2003 |  |  | N | Electric Utility | Utility | Investor Owned Utility | 1 | X | NG | Non-Renewable | 0 | 187 | 0 | 1 | DFO
Operable | 195 | Alabama Power Co |  | 55409 | Calhoun Energy Center | AL | Vertical | Calhoun | CAL2 | Natural Gas Fired Combustion Turbine | GT |  | W | X | X |  |  | 187 | 0.85 | 176 | 195 | 85 | Y | 1 | 2023 | OP | X | 2 | 2003 | 2003 |  |  | N | Electric Utility | Utility | Investor Owned Utility | 1 | X | NG | Non-Renewable | 0 | 187 | 0 | 1 | DFO
Operable | 195 | Alabama Power Co |  | 55409 | Calhoun Energy Center | AL | Vertical | Calhoun | CAL3 | Natural Gas Fired Combustion Turbine | GT |  | W | X | X |  |  | 187 | 0.85 | 176 | 195 | 85 | Y | 1 | 2023 | OP | X | 3 | 2003 | 2003 |  |  | N | Electric Utility | Utility | Investor Owned Utility | 1 | X | NG | Non-Renewable | 0 | 187 | 0 | 1 | DFO
Operable | 195 | Alabama Power Co |  | 55409 | Calhoun Energy Center | AL | Vertical | Calhoun | CAL4 | Natural Gas Fired Combustion Turbine | GT |  | W | X | X |  |  | 187 | 0.85 | 176 | 195 | 85 | Y | 1 | 2023 | OP | X | 4 | 2003 | 2003 |  |  | N | Electric Utility | Utility | Investor Owned Utility | 1 | X | NG | Non-Renewable | 0 | 187 | 0 | 1 | DFO
Operable | 195 | Alabama Power Co |  | 55440 | Central Alabama Generating Station | AL | Vertical | Autauga | CTG1 | Natural Gas Fired Combined Cycle | CT | STG1 | S | X | N |  |  | 179 | 0.9 | 170.4 | 190.1 | 90 | N |  |  | OP | X | 5 | 2003 | 2003 |  |  | N | Electric Utility | Utility | Investor Owned Utility | 1 | X | NG | Non-Renewable | 0 | 179 | 0 | 1 | DFO
Operable | 195 | Alabama Power Co |  | 55440 | Central Alabama Generating Station | AL | Vertical | Autauga | CTG2 | Natural Gas Fired Combined Cycle | CT | STG1 | S | X | N |  |  | 179 | 0.9 | 175.8 | 189.1 | 90 | N |  |  | OP | X | 5 | 2003 | 2003 |  |  | N | Electric Utility | Utility | Investor Owned Utility | 1 | X | NG | Non-Renewable | 0 | 179 | 0 | 1 | DFO
Operable | 195 | Alabama Power Co |  | 55440 | Central Alabama Generating Station | AL | Vertical | Autauga | CTG3 | Natural Gas Fired Combined Cycle | CT | STG1 | S | X | N |  |  | 179 | 0.9 | 171.4 | 189.7 | 90 | N |  |  | OP | X | 5 | 2003 | 2003 |  |  | N | Electric Utility | Utility | Investor Owned Utility | 1 | X | NG | Non-Renewable | 0 | 179 | 0 | 1 | DFO
Operable | 195 | Alabama Power Co |  | 55440 | Central Alabama Generating Station | AL | Vertical | Autauga | ST1 | Natural Gas Fired Combined Cycle | CA | STG1 | S | Y | X |  |  | 390.1 | 0.9 | 399.4 | 401 | 60 | N |  |  | OP | X | 5 | 2003 | 2003 |  |  | N | Electric Utility | Utility | Investor Owned Utility | 1 | X | NG | Non-Renewable | 0 | 390.1 | 0 | 1
Operable | 195 | Alabama Power Co |  | 60679 | Fort Rucker Solar Array | AL | Vertical | Dale | 1 | Solar Photovoltaic | PV |  | S | X | X |  |  | 10.6 |  | 10.6 | 10.6 |  | N |  |  | OP | X | 4 | 2017 | 2017 |  |  | N | Electric Utility | Utility | Investor Owned Utility | 1 | X | SUN | Renewable | 10.6 | 0 | 1 | 0
Operable | 195 | Alabama Power Co |  | 60680 | ANAD Solar Array | AL | Vertical | Calhoun | 1 | Solar Photovoltaic | PV |  | S | X | X |  |  | 7.4 |  | 7.4 | 7.4 |  | N |  |  | OP | X | 7 | 2017 | 2017 |  |  | N | Electric Utility | Utility | Investor Owned Utility | 1 | X | SUN | Renewable | 7.4 | 0 | 1 | 0
Operable | 57356 | Alabama River Cellulose LLC |  | 10216 | Alabama River Pulp | AL | Vertical | Monroe | GEN1 | Wood/Wood Waste Biomass | ST |  | S | X | X |  |  | 48 | 0.9 | 43.5 | 48.5 | 5 | N |  |  | OP | X | 11 | 1978 | Pre-2000 |  |  | Y | Industrial CHP | Customer Sited | Other | 7 | T | BLQ | Renewable | 48 | 0 | 1 | 0 | WDS
Operable | 57356 | Alabama River Cellulose LLC |  | 54429 | Alabama Pine Pulp | AL | Vertical | Monroe | GEN2 | Wood/Wood Waste Biomass | ST |  | S | X | X |  |  | 69 | 0.9 | 68.7 | 70.1 | 5 | N |  |  | OP | X | 11 | 1991 | Pre-2000 |  |  | Y | Industrial CHP | Customer Sited | Other | 7 | T | BLQ | Renewable | 69 | 0 | 1 | 0 | NG | WDS
Operable | 213 | Alaska Electric Light & Power Co. |  | 62 | Annex Creek | AK | Vertical | Juneau | 5 | Conventional Hydroelectric | HY |  | S | X | X |  |  | 1.8 | 0.8 | 1.8 | 1.8 | 0.1 | N |  |  | OP | X | 12 | 1915 | Pre-2000 |  |  | N | Electric Utility | Utility | Investor Owned Utility | 1 | X | WAT | Renewable | 1.8 | 0 | 1 | 0
Operable | 213 | Alaska Electric Light & Power Co. |  | 62 | Annex Creek | AK | Vertical | Juneau | 6 | Conventional Hydroelectric | HY |  | S | X | X |  |  | 2.2 | 0.8 | 1.8 | 1.8 | 0.1 | N |  |  | OP | X | 12 | 1915 | Pre-2000 |  |  | N | Electric Utility | Utility | Investor Owned Utility | 1 | X | WAT | Renewable | 2.2 | 0 | 1 | 0
Operable | 213 | Alaska Electric Light & Power Co. |  | 63 | Gold Creek | AK | Vertical | Juneau | 1 | Conventional Hydroelectric | HY |  | S | X | X |  |  | 0.8 | 0.8 | 0.8 | 0.8 | 0.1 | N |  |  | OP | X | 9 | 1951 | Pre-2000 |  |  | N | Electric Utility | Utility | Investor Owned Utility | 1 | X | WAT | Renewable | 0.8 | 0 | 1 | 0
Operable | 213 | Alaska Electric Light & Power Co. |  | 63 | Gold Creek | AK | Vertical | Juneau | 2 | Conventional Hydroelectric | HY |  | S | X | X |  |  | 0.4 | 0.8 | 0.4 | 0.4 | 0.1 | N |  |  | OP | X | 11 | 1914 | Pre-2000 |  |  | N | Electric Utility | Utility | Investor Owned Utility | 1 | X | WAT | Renewable | 0.4 | 0 | 1 | 0
Operable | 213 | Alaska Electric Light & Power Co. |  | 63 | Gold Creek | AK | Vertical | Juneau | 3 | Conventional Hydroelectric | HY |  | S | X | X |  |  | 0.4 | 0.8 | 0.4 | 0.4 | 0.1 | N |  |  | OP | X | 11 | 1914 | Pre-2000 |  |  | N | Electric Utility | Utility | Investor Owned Utility | 1 | X | WAT | Renewable | 0.4 | 0 | 1 | 0
Operable | 213 | Alaska Electric Light & Power Co. |  | 63 | Gold Creek | AK | Vertical | Juneau | IC1 | Petroleum Liquids | IC |  | S | X | X |  |  | 1.2 | 0.8 | 1.2 | 1.2 | 0.3 | N |  |  | SB | Y | 6 | 1952 | Pre-2000 |  |  | N | Electric Utility | Utility | Investor Owned Utility | 1 | X | DFO | Non-Renewable | 0 | 1.2 | 0 | 1
Operable | 213 | Alaska Electric Light & Power Co. |  | 63 | Gold Creek | AK | Vertical | Juneau | IC2 | Petroleum Liquids | IC |  | S | X | X |  |  | 1.2 | 0.8 | 1.2 | 1.2 | 0.3 | N |  |  | SB | Y | 8 | 1954 | Pre-2000 |  |  | N | Electric Utility | Utility | Investor Owned Utility | 1 | X | DFO | Non-Renewable | 0 | 1.2 | 0 | 1
Operable | 213 | Alaska Electric Light & Power Co. |  | 63 | Gold Creek | AK | Vertical | Juneau | IC3 | Petroleum Liquids | IC |  | S | X | X |  |  | 1.1 | 0.8 | 1.1 | 1.1 | 0.3 | N |  |  | SB | Y | 8 | 1961 | Pre-2000 |  |  | N | Electric Utility | Utility | Investor Owned Utility | 1 | X | DFO | Non-Renewable | 0 | 1.1 | 0 | 1
Operable | 213 | Alaska Electric Light & Power Co. |  | 63 | Gold Creek | AK | Vertical | Juneau | IC4 | Petroleum Liquids | IC |  | S | X | X |  |  | 3.5 | 0.8 | 3.5 | 3.5 | 2 | N |  |  | SB | Y | 9 | 1963 | Pre-2000 |  |  | N | Electric Utility | Utility | Investor Owned Utility | 1 | X | DFO | Non-Renewable | 0 | 3.5 | 0 | 1
Operable | 213 | Alaska Electric Light & Power Co. |  | 63 | Gold Creek | AK | Vertical | Juneau | IC5 | Petroleum Liquids | IC |  | S | X | X |  |  | 1.1 | 0.8 | 1.1 | 1.1 | 0.3 | N |  |  | SB | Y | 10 | 1966 | Pre-2000 |  |  | N | Electric Utility | Utility | Investor Owned Utility | 1 | X | DFO | Non-Renewable | 0 | 1.1 | 0 | 1
Operable | 213 | Alaska Electric Light & Power Co. |  | 64 | Lemon Creek | AK | Vertical | Juneau | 1 | Petroleum Liquids | IC |  | S | X | X |  |  | 2.5 | 0.8 | 2.5 | 2.5 | 0.5 | N |  |  | SB | Y | 8 | 1969 | Pre-2000 |  |  | N | Electric Utility | Utility | Investor Owned Utility | 1 | X | DFO | Non-Renewable | 0 | 2.5 | 0 | 1
Operable | 213 | Alaska Electric Light & Power Co. |  | 64 | Lemon Creek | AK | Vertical | Juneau | 2 | Petroleum Liquids | IC |  | S | X | X |  |  | 2.6 | 0.8 | 2.5 | 2.5 | 0.5 | N |  |  | SB | Y | 9 | 1969 | Pre-2000 |  |  | N | Electric Utility | Utility | Investor Owned Utility | 1 | X | DFO | Non-Renewable | 0 | 2.6 | 0 | 1
Operable | 213 | Alaska Electric Light & Power Co. |  | 64 | Lemon Creek | AK | Vertical | Juneau | 3 | Petroleum Liquids | IC |  | S | X | X |  |  | 2.6 | 0.8 | 2.5 | 2.5 | 0.5 | N |  |  | SB | Y | 9 | 1974 | Pre-2000 |  |  | N | Electric Utility | Utility | Investor Owned Utility | 1 | X | DFO | Non-Renewable | 0 | 2.6 | 0 | 1
Operable | 213 | Alaska Electric Light & Power Co. |  | 64 | Lemon Creek | AK | Vertical | Juneau | 5 | Petroleum Liquids | GT |  | S | X | X |  |  | 18.6 | 0.85 | 17.5 | 17.5 | 4 | N |  |  | SB | Y | 9 | 1980 | Pre-2000 |  |  | N | Electric Utility | Utility | Investor Owned Utility | 1 | X | DFO | Non-Renewable | 0 | 18.6 | 0 | 1
Operable | 213 | Alaska Electric Light & Power Co. |  | 64 | Lemon Creek | AK | Vertical | Juneau | 6 | Petroleum Liquids | GT |  | S | X | X |  |  | 18.6 | 0.85 | 17.5 | 17.5 | 4 | N |  |  | SB | Y | 8 | 1983 | Pre-2000 |  |  | N | Electric Utility | Utility | Investor Owned Utility | 1 | X | DFO | Non-Renewable | 0 | 18.6 | 0 | 1
Operable | 213 | Alaska Electric Light & Power Co. |  | 64 | Lemon Creek | AK | Vertical | Juneau | 7 | Petroleum Liquids | IC |  | S | X | X |  |  | 2.8 | 0.8 | 2.5 | 2.5 | 0.5 | N |  |  | SB | Y | 8 | 1983 | Pre-2000 |  |  | N | Electric Utility | Utility | Investor Owned Utility | 1 | X | DFO | Non-Renewable | 0 | 2.8 | 0 | 1
Operable | 213 | Alaska Electric Light & Power Co. |  | 64 | Lemon Creek | AK | Vertical | Juneau | IC10 | Petroleum Liquids | IC |  | S | X | X |  |  | 2.8 | 0.8 | 2.5 | 2.5 | 0.5 | N |  |  | SB | Y | 9 | 1984 | Pre-2000 |  |  | N | Electric Utility | Utility | Investor Owned Utility | 1 | X | DFO | Non-Renewable | 0 | 2.8 | 0 | 1
Operable | 213 | Alaska Electric Light & Power Co. |  | 64 | Lemon Creek | AK | Vertical | Juneau | IC11 | Petroleum Liquids | IC |  | S | X | X |  |  | 2.8 | 0.8 | 2.5 | 2.5 | 0.5 | N |  |  | SB | Y | 9 | 1984 | Pre-2000 |  |  | N | Electric Utility | Utility | Investor Owned Utility | 1 | X | DFO | Non-Renewable | 0 | 2.8 | 0 | 1
Operable | 213 | Alaska Electric Light & Power Co. |  | 64 | Lemon Creek | AK | Vertical | Juneau | IC12 | Petroleum Liquids | IC |  | S | X | X |  |  | 2.8 | 0.8 | 2.5 | 2.5 | 0.5 | N |  |  | SB | Y | 9 | 1984 | Pre-2000 |  |  | N | Electric Utility | Utility | Investor Owned Utility | 1 | X | DFO | Non-Renewable | 0 | 2.8 | 0 | 1
Operable | 213 | Alaska Electric Light & Power Co. |  | 64 | Lemon Creek | AK | Vertical | Juneau | IC8 | Petroleum Liquids | IC |  | S | X | X |  |  | 2.8 | 0.8 | 2.5 | 2.5 | 0.5 | N |  |  | SB | Y | 8 | 1985 | Pre-2000 |  |  | N | Electric Utility | Utility | Investor Owned Utility | 1 | X | DFO | Non-Renewable | 0 | 2.8 | 0 | 1
Operable | 213 | Alaska Electric Light & Power Co. |  | 64 | Lemon Creek | AK | Vertical | Juneau | IC9 | Petroleum Liquids | IC |  | S | X | X |  |  | 2.8 | 0.8 | 2.5 | 2.5 | 0.5 | N |  |  | SB | Y | 8 | 1985 | Pre-2000 |  |  | N | Electric Utility | Utility | Investor Owned Utility | 1 | X | DFO | Non-Renewable | 0 | 2.8 | 0 | 1
Operable | 213 | Alaska Electric Light & Power Co. |  | 65 | Salmon Creek 1 | AK | Vertical | Juneau | HY7 | Conventional Hydroelectric | HY |  | S | X | X |  |  | 8.5 | 0.8 | 5.2 | 5.2 | 0.5 | N |  |  | OP | X | 12 | 1984 | Pre-2000 |  |  | N | Electric Utility | Utility | Investor Owned Utility | 1 | X | WAT | Renewable | 8.5 | 0 | 1 | 0
Operable | 213 | Alaska Electric Light & Power Co. |  | 78 | Snettisham | AK | Vertical | Juneau | 1 | Conventional Hydroelectric | HY |  | W | X | X |  |  | 23.6 | 0.9 | 23.5 | 23.5 | 2 | N |  |  | OP | X | 11 | 1973 | Pre-2000 |  |  | N | Electric Utility | Utility | Investor Owned Utility | 1 | X | WAT | Renewable | 23.6 | 0 | 1 | 0
Operable | 213 | Alaska Electric Light & Power Co. |  | 78 | Snettisham | AK | Vertical | Juneau | 2 | Conventional Hydroelectric | HY |  | W | X | X |  |  | 23.6 | 0.9 | 23.5 | 23.5 | 2 | N |  |  | OP | X | 11 | 1973 | Pre-2000 |  |  | N | Electric Utility | Utility | Investor Owned Utility | 1 | X | WAT | Renewable | 23.6 | 0 | 1 | 0
Operable | 213 | Alaska Electric Light & Power Co. |  | 78 | Snettisham | AK | Vertical | Juneau | 3 | Conventional Hydroelectric | HY |  | W | X | X |  |  | 31 | 0.9 | 31 | 31 | 3 | N |  |  | OP | X | 12 | 1990 | Pre-2000 |  |  | N | Electric Utility | Utility | Investor Owned Utility | 1 | X | WAT | Renewable | 31 | 0 | 1 | 0
Operable | 213 | Alaska Electric Light & Power Co. |  | 7250 | Auke Bay | AK | Vertical | Juneau | 13 | Petroleum Liquids | GT |  | S | X | X |  |  | 2.8 | 0.8 | 2.8 | 2.8 | 0.5 | N |  |  | SB | Y | 8 | 1993 | Pre-2000 |  |  | N | Electric Utility | Utility | Investor Owned Utility | 1 | X | DFO | Non-Renewable | 0 | 2.8 | 0 | 1
Operable | 213 | Alaska Electric Light & Power Co. |  | 7250 | Auke Bay | AK | Vertical | Juneau | 14 | Petroleum Liquids | GT |  | S | X | X |  |  | 30.9 | 0.85 | 23 | 23 | 9 | N |  |  | SB | Y | 12 | 1994 | Pre-2000 |  |  | N | Electric Utility | Utility | Investor Owned Utility | 1 | X | DFO | Non-Renewable | 0 | 30.9 | 0 | 1
Operable | 213 | Alaska Electric Light & Power Co. |  | 7250 | Auke Bay | AK | Vertical | Juneau | 4 | Petroleum Liquids | IC |  | S | X | X |  |  | 2.5 | 0.8 | 2.5 | 2.5 | 0.5 | N |  |  | SB | Y | 9 | 1980 | Pre-2000 |  |  | N | Electric Utility | Utility | Investor Owned Utility | 1 | X | DFO | Non-Renewable | 0 | 2.5 | 0 | 1
Operable | 213 | Alaska Electric Light & Power Co. |  | 57085 | Lake Dorothy Hydroelectric Project | AK | Vertical | Juneau | 1 | Conventional Hydroelectric | HY |  | S | X | X |  |  | 14.3 | 0.75 | 14.3 | 14.3 | 1 | N |  |  | OP | X | 9 | 2009 | 2009 |  |  | N | Electric Utility | Utility | Investor Owned Utility | 1 | X | WAT | Renewable | 14.3 | 0 | 1 | 0
Operable | 213 | Alaska Electric Light & Power Co. |  | 59793 | Industrial Plant | AK | Vertical | Juneau | 15 | Petroleum Liquids | GT |  | S | X | X |  |  | 41.7 | 0.85 | 23.5 | 23.5 | 2 | N |  |  | OP | X | 11 | 2016 | 2016 |  |  | N | Electric Utility | Utility | Investor Owned Utility | 1 | X | DFO | Non-Renewable | 0 | 41.7 | 0 | 1
Operable | 58488 | Alaska Environmental Power |  | 58511 | Delta Wind Farm | AK | Vertical | Southeast Fairbanks | EWT1 | Onshore Wind Turbine | WT |  | S | X | X |  |  | 0.9 |  | 0.9 | 0.9 | 0 | N |  |  | OP | X | 10 | 2009 | 2009 |  |  | N | IPP Non-CHP | IPP | IPP | 2 | X | WND | Renewable | 0.9 | 0 | 1 | 0
Operable | 58488 | Alaska Environmental Power |  | 58511 | Delta Wind Farm | AK | Vertical | Southeast Fairbanks | EWT2 | Onshore Wind Turbine | WT |  | S | X | X |  |  | 0.9 |  | 0.9 | 0.9 | 0 | N |  |  | OP | X | 9 | 2013 | 2013 |  |  | N | IPP Non-CHP | IPP | IPP | 2 | X | WND | Renewable | 0.9 | 0 | 1 | 0
Operable | 58488 | Alaska Environmental Power |  | 58511 | Delta Wind Farm | AK | Vertical | Southeast Fairbanks | NW1 | Onshore Wind Turbine | WT |  | S | X | X |  |  | 0.1 |  | 0.1 | 0.1 | 0 | N |  |  | OP | X | 9 | 2008 | 2008 |  |  | N | IPP Non-CHP | IPP | IPP | 2 | X | WND | Renewable | 0.1 | 0 | 1 | 0
Operable | 219 | Alaska Power and Telephone Co |  | 66 | Skagway | AK | Vertical | Skagway Hoonah Angoon | 1 | Conventional Hydroelectric | HY |  | S | X | X |  |  | 0.4 | 0.8 | 0.4 | 0.4 | 0 | N |  |  | OP | X | 7 | 1957 | Pre-2000 |  |  | N | Electric Utility | Utility | Investor Owned Utility | 1 | X | WAT | Renewable | 0.4 | 0 | 1 | 0
Operable | 219 | Alaska Power and Telephone Co |  | 66 | Skagway | AK | Vertical | Skagway Hoonah Angoon | 2 | Conventional Hydroelectric | HY |  | S | X | X |  |  | 0.1 | 0.8 | 0.1 | 0.1 | 0 | N |  |  | OP | X | 7 | 1909 | Pre-2000 |  |  | N | Electric Utility | Utility | Investor Owned Utility | 1 | X | WAT | Renewable | 0.1 | 0 | 1 | 0
Operable | 219 | Alaska Power and Telephone Co |  | 66 | Skagway | AK | Vertical | Skagway Hoonah Angoon | 3 | Conventional Hydroelectric | HY |  | S | X | X |  |  | 0.3 | 0.8 | 0.3 | 0.3 | 0 | N |  |  | OP | X | 7 | 1981 | Pre-2000 |  |  | N | Electric Utility | Utility | Investor Owned Utility | 1 | X | WAT | Renewable | 0.3 | 0 | 1 | 0
Operable | 219 | Alaska Power and Telephone Co |  | 66 | Skagway | AK | Vertical | Skagway Hoonah Angoon | 4 | Conventional Hydroelectric | HY |  | S | X | X |  |  | 0.2 | 0.8 | 0.2 | 0.2 | 0 | N |  |  | OP | X | 7 | 1987 | Pre-2000 |  |  | N | Electric Utility | Utility | Investor Owned Utility | 1 | X | WAT | Renewable | 0.2 | 0 | 1 | 0
Operable | 219 | Alaska Power and Telephone Co |  | 66 | Skagway | AK | Vertical | Skagway Hoonah Angoon | 6A | Petroleum Liquids | IC |  | S | X | X |  |  | 0.8 | 0.8 | 0.8 | 0.8 | 0.3 | N |  |  | OP | X | 4 | 1986 | Pre-2000 |  |  | N | Electric Utility | Utility | Investor Owned Utility | 1 | X | DFO | Non-Renewable | 0 | 0.8 | 0 | 1
Operable | 219 | Alaska Power and Telephone Co |  | 66 | Skagway | AK | Vertical | Skagway Hoonah Angoon | 7A | Petroleum Liquids | IC |  | S | X | X |  |  | 1.1 | 0.8 | 1.1 | 1.1 | 0.5 | N |  |  | OP | X | 5 | 1996 | Pre-2000 |  |  | N | Electric Utility | Utility | Investor Owned Utility | 1 | X | DFO | Non-Renewable | 0 | 1.1 | 0 | 1
Operable | 219 | Alaska Power and Telephone Co |  | 66 | Skagway | AK | Vertical | Skagway Hoonah Angoon | 8B | Petroleum Liquids | IC |  | S | X | X |  |  | 0.8 | 0.8 | 1.2 | 1.2 | 0.6 | N |  |  | OP | X | 6 | 2022 | 2022 |  |  | N | Electric Utility | Utility | Investor Owned Utility | 1 | X | DFO | Non-Renewable | 0 | 0.8 | 0 | 1
Operable | 219 | Alaska Power and Telephone Co |  | 66 | Skagway | AK | Vertical | Skagway Hoonah Angoon | 9 | Petroleum Liquids | IC |  | S | X | X |  |  | 1 | 0.8 | 1 | 1 | 0.4 | N |  |  | OP | X | 4 | 2009 | 2009 |  |  | N | Electric Utility | Utility | Investor Owned Utility | 1 | X | DFO | Non-Renewable | 0 | 1 | 0 | 1
Operable | 219 | Alaska Power and Telephone Co |  | 69 | Haines | AK | Vertical | Haines | 10 | Petroleum Liquids | IC |  | S | X | X |  |  | 1.2 | 0.8 | 1.2 | 1.2 | 0.5 | N |  |  | OP | X | 5 | 1991 | Pre-2000 |  |  | N | Electric Utility | Utility | Investor Owned Utility | 1 | X | DFO | Non-Renewable | 0 | 1.2 | 0 | 1
Operable | 219 | Alaska Power and Telephone Co |  | 69 | Haines | AK | Vertical | Haines | 11 | Petroleum Liquids | IC |  | S | X | X |  |  | 1.9 | 0.8 | 1.9 | 1.9 | 0.7 | N |  |  | OP | X | 1 | 2006 | 2006 |  |  | N | Electric Utility | Utility | Investor Owned Utility | 1 | X | DFO | Non-Renewable | 0 | 1.9 | 0 | 1
Operable | 219 | Alaska Power and Telephone Co |  | 69 | Haines | AK | Vertical | Haines | 12 | Petroleum Liquids | IC |  | S | X | X |  |  | 1.5 | 0.8 | 1.5 | 1.5 | 0.6 | N |  |  | OP | X | 1 | 2021 | 2021 |  |  | N | Electric Utility | Utility | Investor Owned Utility | 1 | X | DFO | Non-Renewable | 0 | 1.5 | 0 | 1
Operable | 219 | Alaska Power and Telephone Co |  | 69 | Haines | AK | Vertical | Haines | 5 | Petroleum Liquids | IC |  | S | X | X |  |  | 0.6 | 0.8 | 0.6 | 0.6 | 0.2 | N |  |  | OS | X | 6 | 1968 | Pre-2000 |  |  | N | Electric Utility | Utility | Investor Owned Utility | 1 | X | DFO | Non-Renewable | 0 | 0.6 | 0 | 1
Operable | 219 | Alaska Power and Telephone Co |  | 69 | Haines | AK | Vertical | Haines | 7A | Petroleum Liquids | IC |  | S | X | X |  |  | 2.8 | 0.8 | 2.8 | 2.8 | 1.1 | N |  |  | OP | X | 12 | 1995 | Pre-2000 |  |  | N | Electric Utility | Utility | Investor Owned Utility | 1 | X | DFO | Non-Renewable | 0 | 2.8 | 0 | 1
Operable | 219 | Alaska Power and Telephone Co |  | 69 | Haines | AK | Vertical | Haines | IC8A | Petroleum Liquids | IC |  | S | X | X |  |  | 1.6 | 0.8 | 1.6 | 1.6 | 0.6 | N |  |  | OP | X | 10 | 1996 | Pre-2000 |  |  | N | Electric Utility | Utility | Investor Owned Utility | 1 | X | DFO | Non-Renewable | 0 | 1.6 | 0 | 1
Operable | 219 | Alaska Power and Telephone Co |  | 406 | Tok | AK | Vertical | Southeast Fairbanks | 10 | Petroleum Liquids | IC |  | S | X | X |  |  | 2.5 | 0.8 | 2.5 | 2.5 | 1 | N |  |  | OP | X | 4 | 2023 | 2023 |  |  | N | Electric Utility | Utility | Investor Owned Utility | 1 | X | DFO | Non-Renewable | 0 | 2.5 | 0 | 1
Operable | 219 | Alaska Power and Telephone Co |  | 406 | Tok | AK | Vertical | Southeast Fairbanks | 3A | Petroleum Liquids | IC |  | S | X | X |  |  | 1.3 | 0.8 | 1.3 | 1.3 | 0.5 | N |  |  | OP | X | 11 | 1999 | Pre-2000 |  |  | N | Electric Utility | Utility | Investor Owned Utility | 1 | X | DFO | Non-Renewable | 0 | 1.3 | 0 | 1
Operable | 219 | Alaska Power and Telephone Co |  | 406 | Tok | AK | Vertical | Southeast Fairbanks | 4A | Petroleum Liquids | IC |  | S | X | X |  |  | 1.1 | 0.8 | 1.1 | 1.1 | 0.5 | N |  |  | OP | X | 12 | 1989 | Pre-2000 |  |  | N | Electric Utility | Utility | Investor Owned Utility | 1 | X | DFO | Non-Renewable | 0 | 1.1 | 0 | 1
Operable | 219 | Alaska Power and Telephone Co |  | 406 | Tok | AK | Vertical | Southeast Fairbanks | 5A | Petroleum Liquids | IC |  | S | X | X |  |  | 1.1 | 0.8 | 1.1 | 1.1 | 0.5 | N |  |  | OP | X | 1 | 1996 | Pre-2000 |  |  | N | Electric Utility | Utility | Investor Owned Utility | 1 | X | DFO | Non-Renewable | 0 | 1.1 | 0 | 1
Operable | 219 | Alaska Power and Telephone Co |  | 406 | Tok | AK | Vertical | Southeast Fairbanks | 6 | Petroleum Liquids | IC |  | S | X | X |  |  | 0.5 | 0.8 | 0.5 | 0.5 | 0.2 | N |  |  | OS | X | 12 | 2010 | 2010 |  |  | N | Electric Utility | Utility | Investor Owned Utility | 1 | X | DFO | Non-Renewable | 0 | 0.5 | 0 | 1
Operable | 219 | Alaska Power and Telephone Co |  | 406 | Tok | AK | Vertical | Southeast Fairbanks | 8 | Petroleum Liquids | IC |  | S | X | X |  |  | 0.4 | 0.8 | 0.4 | 0.4 | 0.2 | N |  |  | OP | X | 10 | 1985 | Pre-2000 |  |  | N | Electric Utility | Utility | Investor Owned Utility | 1 | X | DFO | Non-Renewable | 0 | 0.4 | 0 | 1
Operable | 219 | Alaska Power and Telephone Co |  | 406 | Tok | AK | Vertical | Southeast Fairbanks | 9 | Petroleum Liquids | IC |  | S | X | X |  |  | 0.9 | 0.8 | 1 | 1 | 0.4 | N |  |  | OP | X | 10 | 1985 | Pre-2000 |  |  | N | Electric Utility | Utility | Investor Owned Utility | 1 | X | DFO | Non-Renewable | 0 | 0.9 | 0 | 1
Operable | 219 | Alaska Power and Telephone Co |  | 421 | Craig (AK) | AK | Vertical | Prince of Wales Ketchikan | 1 | Petroleum Liquids | IC |  | S | X | X |  |  | 0.6 | 0.8 | 0.6 | 0.6 | 0.3 | N |  |  | OP | X | 9 | 1984 | Pre-2000 |  |  | N | Electric Utility | Utility | Investor Owned Utility | 1 | X | DFO | Non-Renewable | 0 | 0.6 | 0 | 1
Operable | 219 | Alaska Power and Telephone Co |  | 421 | Craig (AK) | AK | Vertical | Prince of Wales Ketchikan | 3B | Petroleum Liquids | IC |  | S | X | X |  |  | 1.8 | 0.8 | 1.8 | 1.8 | 0.7 | N |  |  | OP | X | 8 | 2015 | 2015 |  |  | N | Electric Utility | Utility | Investor Owned Utility | 1 | X | DFO | Non-Renewable | 0 | 1.8 | 0 | 1
Operable | 219 | Alaska Power and Telephone Co |  | 421 | Craig (AK) | AK | Vertical | Prince of Wales Ketchikan | 5 | Petroleum Liquids | IC |  | S | X | X |  |  | 1.1 | 0.8 | 1.1 | 1.1 | 0.5 | N |  |  | OP | X | 9 | 1983 | Pre-2000 |  |  | N | Electric Utility | Utility | Investor Owned Utility | 1 | X | DFO | Non-Renewable | 0 | 1.1 | 0 | 1
Operable | 219 | Alaska Power and Telephone Co |  | 421 | Craig (AK) | AK | Vertical | Prince of Wales Ketchikan | 6 | Petroleum Liquids | IC |  | S | X | X |  |  | 1.1 | 0.8 | 1.1 | 1.1 | 0.5 | N |  |  | OP | X | 10 | 1989 | Pre-2000 |  |  | N | Electric Utility | Utility | Investor Owned Utility | 1 | X | DFO | Non-Renewable | 0 | 1.1 | 0 | 1
Operable | 219 | Alaska Power and Telephone Co |  | 423 | Hydaburg | AK | Vertical | Prince of Wales Ketchikan | 1A | Petroleum Liquids | IC |  | S | X | X |  |  | 0.4 | 0.8 | 0.4 | 0.4 | 0.2 | N |  |  | OP | X | 10 | 1990 | Pre-2000 |  |  | N | Electric Utility | Utility | Investor Owned Utility | 1 | X | DFO | Non-Renewable | 0 | 0.4 | 0 | 1
Operable | 219 | Alaska Power and Telephone Co |  | 423 | Hydaburg | AK | Vertical | Prince of Wales Ketchikan | 3A | Petroleum Liquids | IC |  | S | X | X |  |  | 0.3 | 0.8 | 0.3 | 0.3 | 0.1 | N |  |  | OP | X | 10 | 2001 | 2001 |  |  | N | Electric Utility | Utility | Investor Owned Utility | 1 | X | DFO | Non-Renewable | 0 | 0.3 | 0 | 1
Operable | 219 | Alaska Power and Telephone Co |  | 423 | Hydaburg | AK | Vertical | Prince of Wales Ketchikan | 5 | Petroleum Liquids | IC |  | S | X | X |  |  | 0.3 | 0.8 | 0.3 | 0.3 | 0.1 | N |  |  | OP | X | 9 | 1985 | Pre-2000 |  |  | N | Electric Utility | Utility | Investor Owned Utility | 1 | X | DFO | Non-Renewable | 0 | 0.3 | 0 | 1
Operable | 219 | Alaska Power and Telephone Co |  | 7169 | Northway | AK | Vertical | Southeast Fairbanks | 1A | Petroleum Liquids | IC |  | S | X | X |  |  | 0.5 | 0.8 | 0.3 | 0.3 | 0.1 | N |  |  | OP | X | 12 | 1997 | Pre-2000 |  |  | N | Electric Utility | Utility | Investor Owned Utility | 1 | X | DFO | Non-Renewable | 0 | 0.5 | 0 | 1
Operable | 219 | Alaska Power and Telephone Co |  | 7169 | Northway | AK | Vertical | Southeast Fairbanks | 2A | Petroleum Liquids | IC |  | S | X | X |  |  | 0.2 | 0.8 | 0.2 | 0.2 | 0.1 | N |  |  | OP | X | 12 | 1997 | Pre-2000 |  |  | N | Electric Utility | Utility | Investor Owned Utility | 1 | X | DFO | Non-Renewable | 0 | 0.2 | 0 | 1
Operable | 219 | Alaska Power and Telephone Co |  | 7169 | Northway | AK | Vertical | Southeast Fairbanks | 5 | Petroleum Liquids | IC |  | S | X | X |  |  | 0.4 | 0.8 | 0.4 | 0.4 | 0.2 | N |  |  | OP | X | 9 | 2007 | 2007 |  |  | N | Electric Utility | Utility | Investor Owned Utility | 1 | X | DFO | Non-Renewable | 0 | 0.4 | 0 | 1
Operable | 219 | Alaska Power and Telephone Co |  | 7414 | Thorne Bay Plant | AK | Vertical | Prince of Wales Ketchikan | 2 | Petroleum Liquids | IC |  | S | X | X |  |  | 0.6 | 0.8 | 0.6 | 0.6 | 0.2 | N |  |  | OP | X | 8 | 1993 | Pre-2000 |  |  | N | Electric Utility | Utility | Investor Owned Utility | 1 | X | DFO | Non-Renewable | 0 | 0.6 | 0 | 1
Operable | 219 | Alaska Power and Telephone Co |  | 7414 | Thorne Bay Plant | AK | Vertical | Prince of Wales Ketchikan | 4 | Petroleum Liquids | IC |  | S | X | X |  |  | 0.4 | 0.8 | 0.4 | 0.4 | 0.2 | N |  |  | OP | X | 1 | 1996 | Pre-2000 |  |  | N | Electric Utility | Utility | Investor Owned Utility | 1 | X | DFO | Non-Renewable | 0 | 0.4 | 0 | 1
Operable | 219 | Alaska Power and Telephone Co |  | 7751 | Goat Lake Hydro | AK | Vertical | Skagway Hoonah Angoon | 1 | Conventional Hydroelectric | HY |  | S | X | X |  |  | 4 | 0.8 | 4 | 4 | 1.6 | N |  |  | OP | X | 12 | 1997 | Pre-2000 |  |  | N | Electric Utility | Utility | Investor Owned Utility | 1 | X | WAT | Renewable | 4 | 0 | 1 | 0
Operable | 219 | Alaska Power and Telephone Co |  | 7752 | Black Bear Lake | AK | Vertical | Prince of Wales Ketchikan | 1 | Conventional Hydroelectric | HY |  | S | X | X |  |  | 4.5 | 0.8 | 4.5 | 4.5 | 1.8 | N |  |  | OP | X | 3 | 1995 | Pre-2000 |  |  | N | Electric Utility | Utility | Investor Owned Utility | 1 | X | WAT | Renewable | 4.5 | 0 | 1 | 0
Operable | 219 | Alaska Power and Telephone Co |  | 56146 | False Island | AK | Vertical | Prince of Wales Ketchikan | 1 | Petroleum Liquids | IC |  | S | X | X |  |  | 1.3 | 0.8 | 1.3 | 1.3 | 0.5 | N |  |  | OP | X | 11 | 2003 | 2003 |  |  | N | Electric Utility | Utility | Investor Owned Utility | 1 | X | DFO | Non-Renewable | 0 | 1.3 | 0 | 1
Operable | 219 | Alaska Power and Telephone Co |  | 56146 | False Island | AK | Vertical | Prince of Wales Ketchikan | 4 | Petroleum Liquids | IC |  | S | X | X |  |  | 2.5 | 0.8 | 2.5 | 2.5 | 1 | N |  |  | OP | X | 7 | 2023 | 2023 |  |  | N | Electric Utility | Utility | Investor Owned Utility | 1 | X | DFO | Non-Renewable | 0 | 2.5 | 0 | 1
Operable | 219 | Alaska Power and Telephone Co |  | 56147 | Viking | AK | Vertical | Prince of Wales Ketchikan | 1 | Petroleum Liquids | IC |  | S | X | X |  |  | 1 | 0.8 | 1 | 1 | 0.4 | N |  |  | OS | X | 2 | 2003 | 2003 |  |  | N | Electric Utility | Utility | Investor Owned Utility | 1 | X | DFO | Non-Renewable | 0 | 1 | 0 | 1
Operable | 219 | Alaska Power and Telephone Co |  | 56265 | South Fork | AK | Vertical | Prince of Wales Ketchikan | 1 | Conventional Hydroelectric | HY |  | S | X | X |  |  | 2 | 0.8 | 1.9 | 1.8 | 0.8 | N |  |  | OP | X | 12 | 2005 | 2005 |  |  | N | Electric Utility | Utility | Investor Owned Utility | 1 | X | WAT | Renewable | 2 | 0 | 1 | 0
Operable | 219 | Alaska Power and Telephone Co |  | 56542 | Kasidaya Creek Hydro | AK | Vertical | Skagway Hoonah Angoon | 1 | Conventional Hydroelectric | HY |  | S | X | X |  |  | 3 | 0.8 | 3 | 3 | 1.2 | N |  |  | OP | X | 10 | 2008 | 2008 |  |  | N | Electric Utility | Utility | Investor Owned Utility | 1 | X | WAT | Renewable | 3 | 0 | 1 | 0
Operable | 219 | Alaska Power and Telephone Co |  | 61684 | Klawock Power Generation Station | AK | Vertical | Prince of Wales Ketchikan | 1 | Petroleum Liquids | IC |  | S | X | X |  |  | 2.5 | 0.95 | 2.5 | 2.5 | 0.1 | N |  |  | OP | X | 9 | 2017 | 2017 |  |  | N | Electric Utility | Utility | Investor Owned Utility | 1 | X | DFO | Non-Renewable | 0 | 2.5 | 0 | 1
Operable | 219 | Alaska Power and Telephone Co |  | 61685 | Slana Generating Station | AK | Vertical | Southeast Fairbanks | 1 | Petroleum Liquids | IC |  | S | X | X |  |  | 0.4 | 0.95 | 0.4 | 0.4 | 0.1 | N |  |  | OP | X | 1 | 2016 | 2016 |  |  | N | Electric Utility | Utility | Investor Owned Utility | 1 | X | DFO | Non-Renewable | 0 | 0.4 | 0 | 1
Operable | 219 | Alaska Power and Telephone Co |  | 61685 | Slana Generating Station | AK | Vertical | Southeast Fairbanks | 2 | Petroleum Liquids | IC |  | S | X | X |  |  | 0.4 | 0.95 | 0.4 | 0.4 | 0.1 | N |  |  | OP | X | 1 | 2016 | 2016 |  |  | N | Electric Utility | Utility | Investor Owned Utility | 1 | X | DFO | Non-Renewable | 0 | 0.4 | 0 | 1
Operable | 219 | Alaska Power and Telephone Co |  | 61685 | Slana Generating Station | AK | Vertical | Southeast Fairbanks | 4 | Petroleum Liquids | IC |  | S | X | X |  |  | 0.4 | 0.95 | 0.4 | 0.4 | 0.1 | N |  |  | OP | X | 1 | 2021 | 2021 |  |  | N | Electric Utility | Utility | Investor Owned Utility | 1 | X | DFO | Non-Renewable | 0 | 0.4 | 0 | 1
Operable | 219 | Alaska Power and Telephone Co |  | 65767 | Gustavus | AK | Vertical | Skagway Hoonah Angoon | 1 | Petroleum Liquids | IC |  | S | X | X |  |  | 0.4 | 0.8 | 0.4 | 0.4 | 0.1 | N |  |  | OP | X | 12 | 2008 | 2008 |  |  | N | Electric Utility | Utility | Investor Owned Utility | 1 | X | DFO | Non-Renewable | 0 | 0.4 | 0 | 1
Operable | 219 | Alaska Power and Telephone Co |  | 65767 | Gustavus | AK | Vertical | Skagway Hoonah Angoon | 2 | Petroleum Liquids | IC |  | S | X | X |  |  | 0.4 | 0.8 | 0.4 | 0.4 | 0.1 | N |  |  | OP | X | 12 | 2008 | 2008 |  |  | N | Electric Utility | Utility | Investor Owned Utility | 1 | X | DFO | Non-Renewable | 0 | 0.4 | 0 | 1
Operable | 219 | Alaska Power and Telephone Co |  | 65767 | Gustavus | AK | Vertical | Skagway Hoonah Angoon | 3 | Petroleum Liquids | IC |  | S | X | X |  |  | 0.1 | 0.8 | 0.1 | 0.1 | 0 | N |  |  | OP | X | 12 | 2008 | 2008 |  |  | N | Electric Utility | Utility | Investor Owned Utility | 1 | X | DFO | Non-Renewable | 0 | 0.1 | 0 | 1
Operable | 219 | Alaska Power and Telephone Co |  | 65767 | Gustavus | AK | Vertical | Skagway Hoonah Angoon | 4 | Petroleum Liquids | IC |  | S | X | X |  |  | 0.5 | 0.8 | 0.5 | 0.5 | 0.2 | N |  |  | OP | X | 3 | 2021 | 2021 |  |  | N | Electric Utility | Utility | Investor Owned Utility | 1 | X | DFO | Non-Renewable | 0 | 0.5 | 0 | 1
Operable | 221 | Alaska Village Elec Coop, Inc |  | 6311 | Chevak | AK | Vertical | Bethel | 1A | Petroleum Liquids | IC |  | S | X | X |  |  | 0.5 | 0.9 | 0.5 | 0.5 | 0.1 | N |  |  | OP | X | 10 | 2009 | 2009 |  |  | N | Electric Utility | Utility | Cooperative | 1 | X | DFO | Non-Renewable | 0 | 0.5 | 0 | 1
Operable | 221 | Alaska Village Elec Coop, Inc |  | 6311 | Chevak | AK | Vertical | Bethel | 2A | Petroleum Liquids | IC |  | S | X | X |  |  | 0.5 | 0.9 | 0.5 | 0.5 | 0.1 | N |  |  | OP | X | 10 | 2009 | 2009 |  |  | N | Electric Utility | Utility | Cooperative | 1 | X | DFO | Non-Renewable | 0 | 0.5 | 0 | 1
Operable | 221 | Alaska Village Elec Coop, Inc |  | 6311 | Chevak | AK | Vertical | Bethel | 3A | Petroleum Liquids | IC |  | S | X | X |  |  | 0.8 | 0.9 | 0.8 | 0.8 | 0.1 | N |  |  | OP | X | 10 | 2009 | 2009 |  |  | N | Electric Utility | Utility | Cooperative | 1 | X | DFO | Non-Renewable | 0 | 0.8 | 0 | 1
Operable | 221 | Alaska Village Elec Coop, Inc |  | 6314 | Emmonak | AK | Vertical | Kusilvak | 2A | Petroleum Liquids | IC |  | S | X | X |  |  | 0.5 | 0.9 | 0.5 | 0.5 | 0.1 | N |  |  | OP | X | 10 | 2012 | 2012 |  |  | N | Electric Utility | Utility | Cooperative | 1 | X | DFO | Non-Renewable | 0 | 0.5 | 0 | 1
Operable | 221 | Alaska Village Elec Coop, Inc |  | 6314 | Emmonak | AK | Vertical | Kusilvak | 4a | Petroleum Liquids | IC |  | S | X | X |  |  | 0.5 | 0.9 | 0.5 | 0.5 | 0.1 | N |  |  | OP | X | 4 | 2005 | 2005 |  |  | N | Electric Utility | Utility | Cooperative | 1 | X | DFO | Non-Renewable | 0 | 0.5 | 0 | 1
Operable | 221 | Alaska Village Elec Coop, Inc |  | 6314 | Emmonak | AK | Vertical | Kusilvak | 5B | Petroleum Liquids | IC |  | S | X | X |  |  | 1.3 | 0.9 | 1.3 | 1.3 | 0.3 | N |  |  | OP | X | 6 | 2016 | 2016 |  |  | N | Electric Utility | Utility | Cooperative | 1 | X | DFO | Non-Renewable | 0 | 1.3 | 0 | 1
Operable | 221 | Alaska Village Elec Coop, Inc |  | 6314 | Emmonak | AK | Vertical | Kusilvak | 6 | Petroleum Liquids | IC |  | S | X | X |  |  | 0.9 | 0.9 | 0.9 | 0.9 | 0.2 | N |  |  | OP | X | 4 | 1995 | Pre-2000 |  |  | N | Electric Utility | Utility | Cooperative | 1 | X | DFO | Non-Renewable | 0 | 0.9 | 0 | 1
Operable | 221 | Alaska Village Elec Coop, Inc |  | 6319 | Hooper Bay | AK | Vertical | Bethel | 3B | Petroleum Liquids | IC |  | S | X | X |  |  | 0.4 | 0.9 | 0.4 | 0.4 | 0.1 | N |  |  | OP | X | 4 | 2018 | 2018 |  |  | N | Electric Utility | Utility | Cooperative | 1 | X | DFO | Non-Renewable | 0 | 0.4 | 0 | 1
Operable | 221 | Alaska Village Elec Coop, Inc |  | 6319 | Hooper Bay | AK | Vertical | Bethel | 4B | Petroleum Liquids | IC |  | S | X | X |  |  | 0.5 | 0.9 | 0.5 | 0.5 | 0.1 | N |  |  | OP | X | 7 | 2013 | 2013 |  |  | N | Electric Utility | Utility | Cooperative | 1 | X | DFO | Non-Renewable | 0 | 0.5 | 0 | 1
Operable | 221 | Alaska Village Elec Coop, Inc |  | 6319 | Hooper Bay | AK | Vertical | Bethel | 5A | Petroleum Liquids | IC |  | S | X | X |  |  | 0.8 | 0.9 | 0.8 | 0.8 | 0.2 | N |  |  | OP | X | 6 | 2016 | 2016 |  |  | N | Electric Utility | Utility | Cooperative | 1 | X | DFO | Non-Renewable | 0 | 0.8 | 0 | 1
Operable | 221 | Alaska Village Elec Coop, Inc |  | 6319 | Hooper Bay | AK | Vertical | Bethel | 6 | Petroleum Liquids | IC |  | S | X | X |  |  | 0.5 | 0.9 | 0.5 | 0.5 | 0.2 | N |  |  | OP | X | 10 | 1997 | Pre-2000 |  |  | N | Electric Utility | Utility | Cooperative | 1 | X | DFO | Non-Renewable | 0 | 0.5 | 0 | 1
Operable | 221 | Alaska Village Elec Coop, Inc |  | 6323 | Kiana | AK | Vertical | Northwest Arctic | 1B | Petroleum Liquids | IC |  | S | X | X |  |  | 0.3 | 0.9 | 0.3 | 0.3 | 0.1 | N |  |  | OP | X | 9 | 2001 | 2001 |  |  | N | Electric Utility | Utility | Cooperative | 1 | X | DFO | Non-Renewable | 0 | 0.3 | 0 | 1
Operable | 221 | Alaska Village Elec Coop, Inc |  | 6323 | Kiana | AK | Vertical | Northwest Arctic | 3B | Petroleum Liquids | IC |  | S | X | X |  |  | 0.4 | 0.9 | 0.4 | 0.4 | 0.1 | N |  |  | OP | X | 8 | 2019 | 2019 |  |  | N | Electric Utility | Utility | Cooperative | 1 | X | DFO | Non-Renewable | 0 | 0.4 | 0 | 1
Operable | 221 | Alaska Village Elec Coop, Inc |  | 6323 | Kiana | AK | Vertical | Northwest Arctic | 4 | Petroleum Liquids | IC |  | S | X | X |  |  | 0.5 | 0.9 | 0.5 | 0.5 | 0.1 | N |  |  | OP | X | 7 | 1984 | Pre-2000 |  |  | N | Electric Utility | Utility | Cooperative | 1 | X | DFO | Non-Renewable | 0 | 0.5 | 0 | 1
Operable | 221 | Alaska Village Elec Coop, Inc |  | 6329 | Mountain Village | AK | Vertical | Bethel | 1 | Petroleum Liquids | IC |  | S | X | X |  |  | 0.3 | 0.9 | 0.3 | 0.3 | 0.1 | N |  |  | OP | X | 4 | 1984 | Pre-2000 |  |  | N | Electric Utility | Utility | Cooperative | 1 | X | DFO | Non-Renewable | 0 | 0.3 | 0 | 1
Operable | 221 | Alaska Village Elec Coop, Inc |  | 6329 | Mountain Village | AK | Vertical | Bethel | 4A | Petroleum Liquids | IC |  | S | X | X |  |  | 0.8 | 0.9 | 0.8 | 0.8 | 0.2 | N |  |  | OP | X | 12 | 2015 | 2015 |  |  | N | Electric Utility | Utility | Cooperative | 1 | X | DFO | Non-Renewable | 0 | 0.8 | 0 | 1
Operable | 221 | Alaska Village Elec Coop, Inc |  | 6329 | Mountain Village | AK | Vertical | Bethel | 5A | Petroleum Liquids | IC |  | S | X | X |  |  | 0.7 | 0.9 | 0.7 | 0.7 | 0.2 | N |  |  | OP | X | 12 | 2010 | 2010 |  |  | N | Electric Utility | Utility | Cooperative | 1 | X | DFO | Non-Renewable | 0 | 0.7 | 0 | 1
Operable | 221 | Alaska Village Elec Coop, Inc |  | 6330 | Noorvik | AK | Vertical | Northwest Arctic | 1A | Petroleum Liquids | IC |  | S | X | X |  |  | 0.3 | 0.9 | 0.3 | 0.3 | 0.1 | N |  |  | OP | X | 9 | 1997 | Pre-2000 |  |  | N | Electric Utility | Utility | Cooperative | 1 | X | DFO | Non-Renewable | 0 | 0.3 | 0 | 1
Operable | 221 | Alaska Village Elec Coop, Inc |  | 6330 | Noorvik | AK | Vertical | Northwest Arctic | 2B | Petroleum Liquids | IC |  | S | X | X |  |  | 0.5 | 0.9 | 0.5 | 0.5 | 0.1 | N |  |  | OP | X | 7 | 2017 | 2017 |  |  | N | Electric Utility | Utility | Cooperative | 1 | X | DFO | Non-Renewable | 0 | 0.5 | 0 | 1
Operable | 221 | Alaska Village Elec Coop, Inc |  | 6330 | Noorvik | AK | Vertical | Northwest Arctic | 3A | Petroleum Liquids | IC |  | S | X | X |  |  | 0.7 | 0.9 | 0.7 | 0.7 | 0.2 | N |  |  | OP | X | 12 | 2003 | 2003 |  |  | N | Electric Utility | Utility | Cooperative | 1 | X | DFO | Non-Renewable | 0 | 0.7 | 0 | 1
Operable | 221 | Alaska Village Elec Coop, Inc |  | 6333 | Nunapitchuk | AK | Vertical | Bethel | 1A | Petroleum Liquids | IC |  | S | X | X |  |  | 0.5 | 0.9 | 0.5 | 0.5 | 0.1 | N |  |  | SB | Y | 7 | 2006 | 2006 |  |  | N | Electric Utility | Utility | Cooperative | 1 | X | DFO | Non-Renewable | 0 | 0.5 | 0 | 1
Operable | 221 | Alaska Village Elec Coop, Inc |  | 6338 | St Marys IC | AK | Vertical | Bethel | 1C | Petroleum Liquids | IC |  | S | X | X |  |  | 0.5 | 0.9 | 0.5 | 0.5 | 0.1 | N |  |  | OP | X | 10 | 2022 | 2022 |  |  | Y | Electric Utility | Utility | Cooperative | 1 | T | DFO | Non-Renewable | 0 | 0.5 | 0 | 1
Operable | 221 | Alaska Village Elec Coop, Inc |  | 6338 | St Marys IC | AK | Vertical | Bethel | 2A | Petroleum Liquids | IC |  | S | X | X |  |  | 0.5 | 0.9 | 0.5 | 0.5 | 0.1 | N |  |  | OP | X | 10 | 2022 | 2022 |  |  | Y | Electric Utility | Utility | Cooperative | 1 | T | DFO | Non-Renewable | 0 | 0.5 | 0 | 1
Operable | 221 | Alaska Village Elec Coop, Inc |  | 6338 | St Marys IC | AK | Vertical | Bethel | 3A | Petroleum Liquids | IC |  | S | X | X |  |  | 1.8 | 0.8 | 1.8 | 1.8 | 0.2 | N |  |  | OP | X | 10 | 2022 | 2022 |  |  | Y | Electric Utility | Utility | Cooperative | 1 | T | DFO | Non-Renewable | 0 | 1.8 | 0 | 1
Operable | 221 | Alaska Village Elec Coop, Inc |  | 6338 | St Marys IC | AK | Vertical | Bethel | 4 | Petroleum Liquids | IC |  | S | X | X |  |  | 1.8 | 0.8 | 1.8 | 1.8 | 0.2 | N |  |  | OP | X | 10 | 2022 | 2022 |  |  | Y | Electric Utility | Utility | Cooperative | 1 | T | DFO | Non-Renewable | 0 | 1.8 | 0 | 1
Operable | 221 | Alaska Village Elec Coop, Inc |  | 6341 | Selawik | AK | Vertical | Northwest Arctic | 1B | Petroleum Liquids | IC |  | S | X | X |  |  | 0.8 | 0.9 | 0.8 | 0.8 | 0.2 | N |  |  | OP | X | 12 | 2020 | 2020 |  |  | N | Electric Utility | Utility | Cooperative | 1 | X | DFO | Non-Renewable | 0 | 0.8 | 0 | 1
Operable | 221 | Alaska Village Elec Coop, Inc |  | 6341 | Selawik | AK | Vertical | Northwest Arctic | 2B | Petroleum Liquids | IC |  | S | X | X |  |  | 0.5 | 0.9 | 0.5 | 0.5 | 0.1 | N |  |  | OP | X | 8 | 2013 | 2013 |  |  | N | Electric Utility | Utility | Cooperative | 1 | X | DFO | Non-Renewable | 0 | 0.5 | 0 | 1
Operable | 221 | Alaska Village Elec Coop, Inc |  | 6341 | Selawik | AK | Vertical | Northwest Arctic | 3B | Petroleum Liquids | IC |  | S | X | X |  |  | 0.9 | 0.9 | 0.5 | 0.5 | 0.2 | N |  |  | OP | X | 4 | 2014 | 2014 |  |  | N | Electric Utility | Utility | Cooperative | 1 | X | DFO | Non-Renewable | 0 | 0.9 | 0 | 1
Operable | 221 | Alaska Village Elec Coop, Inc |  | 6345 | Shishmaref | AK | Vertical | Nome | 1 | Petroleum Liquids | IC |  | S | X | X |  |  | 0.3 | 0.9 | 0.3 | 0.3 | 0.1 | N |  |  | OP | X | 6 | 2004 | 2004 |  |  | N | Electric Utility | Utility | Cooperative | 1 | X | DFO | Non-Renewable | 0 | 0.3 | 0 | 1
Operable | 221 | Alaska Village Elec Coop, Inc |  | 6345 | Shishmaref | AK | Vertical | Nome | 2 | Petroleum Liquids | IC |  | S | X | X |  |  | 0.3 | 0.9 | 0.3 | 0.3 | 0.1 | N |  |  | OP | X | 12 | 1976 | Pre-2000 |  |  | N | Electric Utility | Utility | Cooperative | 1 | X | DFO | Non-Renewable | 0 | 0.3 | 0 | 1
Operable | 221 | Alaska Village Elec Coop, Inc |  | 6345 | Shishmaref | AK | Vertical | Nome | 3A | Petroleum Liquids | IC |  | S | X | X |  |  | 0.4 | 0.9 | 0.4 | 0.4 | 0.1 | N |  |  | OP | X | 4 | 2002 | 2002 |  |  | N | Electric Utility | Utility | Cooperative | 1 | X | DFO | Non-Renewable | 0 | 0.4 | 0 | 1
Operable | 221 | Alaska Village Elec Coop, Inc |  | 6345 | Shishmaref | AK | Vertical | Nome | 4A | Petroleum Liquids | IC |  | S | X | X |  |  | 0.5 | 0.9 | 0.5 | 0.5 | 0.1 | N |  |  | OP | X | 7 | 2006 | 2006 |  |  | N | Electric Utility | Utility | Cooperative | 1 | X | DFO | Non-Renewable | 0 | 0.5 | 0 | 1
Operable | 221 | Alaska Village Elec Coop, Inc |  | 6348 | Togiak | AK | Vertical | Dillingham | 1 | Petroleum Liquids | IC |  | S | X | X |  |  | 0.6 | 0.9 | 0.6 | 0.6 | 0.1 | N |  |  | OP | X | 4 | 2019 | 2019 |  |  | N | Electric Utility | Utility | Cooperative | 1 | X | DFO | Non-Renewable | 0 | 0.6 | 0 | 1
Operable | 221 | Alaska Village Elec Coop, Inc |  | 6348 | Togiak | AK | Vertical | Dillingham | 2B | Petroleum Liquids | IC |  | S | X | X |  |  | 0.6 | 0.9 | 0.6 | 0.6 | 0.1 | N |  |  | OP | X | 4 | 2019 | 2019 |  |  | N | Electric Utility | Utility | Cooperative | 1 | X | DFO | Non-Renewable | 0 | 0.6 | 0 | 1
Operable | 221 | Alaska Village Elec Coop, Inc |  | 6348 | Togiak | AK | Vertical | Dillingham | 3 | Petroleum Liquids | IC |  | S | X | X |  |  | 1.1 | 0.9 | 1.1 | 1.1 | 0.2 | N |  |  | OP | X | 4 | 2019 | 2019 |  |  | N | Electric Utility | Utility | Cooperative | 1 | X | DFO | Non-Renewable | 0 | 1.1 | 0 | 1
Operable | 221 | Alaska Village Elec Coop, Inc |  | 6348 | Togiak | AK | Vertical | Dillingham | 4C | Petroleum Liquids | IC |  | S | X | X |  |  | 0.5 | 0.9 | 0.5 | 0.5 | 0.1 | N |  |  | OP | X | 4 | 2019 | 2019 |  |  | N | Electric Utility | Utility | Cooperative | 1 | X | DFO | Non-Renewable | 0 | 0.5 | 0 | 1
Operable | 221 | Alaska Village Elec Coop, Inc |  | 6566 | Bethel | AK | Vertical | Bethel | 1 | Petroleum Liquids | IC |  | S | X | X |  |  | 2.1 | 0.85 | 2.1 | 2.1 | 1.4 | N |  |  | OP | X | 11 | 1976 | Pre-2000 |  |  | N | Electric Utility | Utility | Cooperative | 1 | X | DFO | Non-Renewable | 0 | 2.1 | 0 | 1
Operable | 221 | Alaska Village Elec Coop, Inc |  | 6566 | Bethel | AK | Vertical | Bethel | 2 | Petroleum Liquids | IC |  | S | X | X |  |  | 2.1 | 0.85 | 2.1 | 2.1 | 1.4 | N |  |  | OP | X | 11 | 1976 | Pre-2000 |  |  | N | Electric Utility | Utility | Cooperative | 1 | X | DFO | Non-Renewable | 0 | 2.1 | 0 | 1
Operable | 221 | Alaska Village Elec Coop, Inc |  | 6566 | Bethel | AK | Vertical | Bethel | 3 | Petroleum Liquids | IC |  | S | X | X |  |  | 2.1 | 0.85 | 2.1 | 2.1 | 1.4 | N |  |  | OP | X | 11 | 1976 | Pre-2000 |  |  | N | Electric Utility | Utility | Cooperative | 1 | X | DFO | Non-Renewable | 0 | 2.1 | 0 | 1
Operable | 221 | Alaska Village Elec Coop, Inc |  | 6566 | Bethel | AK | Vertical | Bethel | 4 | Petroleum Liquids | IC |  | S | X | X |  |  | 2.1 | 0.85 | 2.1 | 2.1 | 1.4 | N |  |  | OP | X | 11 | 1976 | Pre-2000 |  |  | N | Electric Utility | Utility | Cooperative | 1 | X | DFO | Non-Renewable | 0 | 2.1 | 0 | 1
Operable | 221 | Alaska Village Elec Coop, Inc |  | 6566 | Bethel | AK | Vertical | Bethel | 6 | Petroleum Liquids | IC |  | S | X | X |  |  | 2.1 | 0.85 | 2.1 | 2.1 | 1.4 | N |  |  | OS | X | 4 | 1989 | Pre-2000 | 5 | 2024 | N | Electric Utility | Utility | Cooperative | 1 | X | DFO | Non-Renewable | 0 | 2.1 | 0 | 1
Operable | 221 | Alaska Village Elec Coop, Inc |  | 6566 | Bethel | AK | Vertical | Bethel | 7 | Petroleum Liquids | IC |  | S | X | X |  |  | 2.1 | 0.85 | 2.1 | 2.1 | 1.4 | N |  |  | OP | X | 12 | 1992 | Pre-2000 |  |  | N | Electric Utility | Utility | Cooperative | 1 | X | DFO | Non-Renewable | 0 | 2.1 | 0 | 1
Operable | 221 | Alaska Village Elec Coop, Inc |  | 6637 | Yakutat | AK | Vertical | Yakutat | 2B | Petroleum Liquids | IC |  | S | X | X |  |  | 0.8 | 0.8 | 0.8 | 0.8 | 0 | N |  |  | OP | X | 6 | 1999 | Pre-2000 |  |  | N | Electric Utility | Utility | Cooperative | 1 | X | DFO | Non-Renewable | 0 | 0.8 | 0 | 1
Operable | 221 | Alaska Village Elec Coop, Inc |  | 6637 | Yakutat | AK | Vertical | Yakutat | 3A | Petroleum Liquids | IC |  | S | X | X |  |  | 0.6 | 0.8 | 0.6 | 0.6 | 0 | N |  |  | OP | X | 6 | 1999 | Pre-2000 |  |  | N | Electric Utility | Utility | Cooperative | 1 | X | DFO | Non-Renewable | 0 | 0.6 | 0 | 1
Operable | 221 | Alaska Village Elec Coop, Inc |  | 6637 | Yakutat | AK | Vertical | Yakutat | 6 | Petroleum Liquids | IC |  | S | X | X |  |  | 1.2 | 0.8 | 1.2 | 1.2 | 0 | N |  |  | OP | X | 9 | 2007 | 2007 |  |  | N | Electric Utility | Utility | Cooperative | 1 | X | DFO | Non-Renewable | 0 | 1.2 | 0 | 1
Operable | 221 | Alaska Village Elec Coop, Inc |  | 6637 | Yakutat | AK | Vertical | Yakutat | 7 | Petroleum Liquids | IC |  | S | X | X |  |  | 1.2 | 0.8 | 1.2 | 1.2 | 0 | N |  |  | OP | X | 7 | 2012 | 2012 |  |  | N | Electric Utility | Utility | Cooperative | 1 | X | DFO | Non-Renewable | 0 | 1.2 | 0 | 1
Operable | 221 | Alaska Village Elec Coop, Inc |  | 57051 | Noatak | AK | Vertical | Northwest Arctic | 4A | Petroleum Liquids | IC |  | S | X | X |  |  | 0.5 | 0.9 | 0.5 | 0.5 | 0.1 | N |  |  | OP | X | 6 | 2022 | 2022 |  |  | N | Electric Utility | Utility | Cooperative | 1 | X | DFO | Non-Renewable | 0 | 0.5 | 0 | 1
Operable | 221 | Alaska Village Elec Coop, Inc |  | 57051 | Noatak | AK | Vertical | Northwest Arctic | 5A | Petroleum Liquids | IC |  | S | X | X |  |  | 0.5 | 0.9 | 0.5 | 0.5 | 0.1 | N |  |  | OP | X | 6 | 2015 | 2015 |  |  | Y | Electric Utility | Utility | Cooperative | 1 | T | DFO | Non-Renewable | 0 | 0.5 | 0 | 1
Operable | 221 | Alaska Village Elec Coop, Inc |  | 57051 | Noatak | AK | Vertical | Northwest Arctic | UNIT2 | Petroleum Liquids | IC |  | S | X | X |  |  | 0.3 | 0.9 | 0.3 | 0.3 | 0.1 | N |  |  | OP | X | 12 | 2008 | 2008 |  |  | Y | Electric Utility | Utility | Cooperative | 1 | T | DFO | Non-Renewable | 0 | 0.3 | 0 | 1
Operable | 221 | Alaska Village Elec Coop, Inc |  | 57052 | Savoonga | AK | Vertical | Nome | 2A | Petroleum Liquids | IC |  | S | X | X |  |  | 0.5 | 0.9 | 0.5 | 0.5 | 0.1 | N |  |  | OP | X | 5 | 2019 | 2019 |  |  | N | Electric Utility | Utility | Cooperative | 1 | X | DFO | Non-Renewable | 0 | 0.5 | 0 | 1
Operable | 221 | Alaska Village Elec Coop, Inc |  | 57052 | Savoonga | AK | Vertical | Nome | UNIT1 | Petroleum Liquids | IC |  | S | X | X |  |  | 0.4 | 0.9 | 0.4 | 0.4 | 0.1 | N |  |  | OP | X | 7 | 2008 | 2008 |  |  | Y | Electric Utility | Utility | Cooperative | 1 | T | DFO | Non-Renewable | 0 | 0.4 | 0 | 1
Operable | 221 | Alaska Village Elec Coop, Inc |  | 57052 | Savoonga | AK | Vertical | Nome | UNIT3 | Petroleum Liquids | IC |  | S | X | X |  |  | 0.8 | 0.9 | 0.8 | 0.8 | 0.2 | N |  |  | OP | X | 7 | 2008 | 2008 |  |  | Y | Electric Utility | Utility | Cooperative | 1 | T | DFO | Non-Renewable | 0 | 0.8 | 0 | 1
Operable | 221 | Alaska Village Elec Coop, Inc |  | 57053 | Alakanuk | AK | Vertical | Kusilvak | UNIT4 | Petroleum Liquids | IC |  | S | X | X |  |  | 0.8 | 0.9 | 0.8 | 0.8 | 0.2 | N |  |  | SB | Y | 8 | 2013 | 2013 |  |  | Y | Electric Utility | Utility | Cooperative | 1 | T | DFO | Non-Renewable | 0 | 0.8 | 0 | 1
Operable | 221 | Alaska Village Elec Coop, Inc |  | 57054 | Upper Kalskag | AK | Vertical | Bethel | UNIT1 | Petroleum Liquids | IC |  | S | X | X |  |  | 0.2 | 0.9 | 0.2 | 0.2 | 0.1 | N |  |  | OP | X | 12 | 2004 | 2004 |  |  | Y | Electric Utility | Utility | Cooperative | 1 | T | DFO | Non-Renewable | 0 | 0.2 | 0 | 1
Operable | 221 | Alaska Village Elec Coop, Inc |  | 57054 | Upper Kalskag | AK | Vertical | Bethel | UNIT2 | Petroleum Liquids | IC |  | S | X | X |  |  | 0.4 | 0.9 | 0.4 | 0.4 | 0.1 | N |  |  | OP | X | 12 | 2004 | 2004 |  |  | Y | Electric Utility | Utility | Cooperative | 1 | T | DFO | Non-Renewable | 0 | 0.4 | 0 | 1
Operable | 221 | Alaska Village Elec Coop, Inc |  | 57054 | Upper Kalskag | AK | Vertical | Bethel | UNIT3 | Petroleum Liquids | IC |  | S | X | X |  |  | 0.5 | 0.9 | 0.5 | 0.5 | 0.1 | N |  |  | OP | X | 12 | 2004 | 2004 |  |  | Y | Electric Utility | Utility | Cooperative | 1 | T | DFO | Non-Renewable | 0 | 0.5 | 0 | 1
Operable | 221 | Alaska Village Elec Coop, Inc |  | 57055 | Stebbins | AK | Vertical | Nome | 1 | Petroleum Liquids | IC |  | S | X | X |  |  | 0.5 | 0.9 | 0.5 | 0.5 | 0.1 | N |  |  | OP | X | 3 | 2014 | 2014 |  |  | N | Electric Utility | Utility | Cooperative | 1 | X | DFO | Non-Renewable | 0 | 0.5 | 0 | 1
Operable | 221 | Alaska Village Elec Coop, Inc |  | 57055 | Stebbins | AK | Vertical | Nome | 2 | Petroleum Liquids | IC |  | S | X | X |  |  | 0.5 | 0.9 | 0.5 | 0.5 | 0.1 | N |  |  | OP | X | 3 | 2014 | 2014 |  |  | N | Electric Utility | Utility | Cooperative | 1 | X | DFO | Non-Renewable | 0 | 0.5 | 0 | 1
Operable | 221 | Alaska Village Elec Coop, Inc |  | 57055 | Stebbins | AK | Vertical | Nome | 3 | Petroleum Liquids | IC |  | S | X | X |  |  | 0.5 | 0.9 | 0.5 | 0.5 | 0.1 | N |  |  | OP | X | 3 | 2014 | 2014 |  |  | N | Electric Utility | Utility | Cooperative | 1 | X | DFO | Non-Renewable | 0 | 0.5 | 0 | 1
Operable | 221 | Alaska Village Elec Coop, Inc |  | 57055 | Stebbins | AK | Vertical | Nome | 4 | Petroleum Liquids | IC |  | S | X | X |  |  | 0.5 | 0.9 | 0.5 | 0.5 | 0.1 | N |  |  | OP | X | 3 | 2014 | 2014 |  |  | N | Electric Utility | Utility | Cooperative | 1 | X | DFO | Non-Renewable | 0 | 0.5 | 0 | 1
Operable | 221 | Alaska Village Elec Coop, Inc |  | 57056 | Scammon Bay | AK | Vertical | Kusilvak | UNIT1 | Petroleum Liquids | IC |  | S | X | X |  |  | 0.4 | 0.9 | 0.4 | 0.4 | 0.1 | N |  |  | OP | X | 5 | 2004 | 2004 |  |  | Y | Electric Utility | Utility | Cooperative | 1 | T | DFO | Non-Renewable | 0 | 0.4 | 0 | 1
Operable | 221 | Alaska Village Elec Coop, Inc |  | 57056 | Scammon Bay | AK | Vertical | Kusilvak | UNIT2 | Petroleum Liquids | IC |  | S | X | X |  |  | 0.4 | 0.9 | 0.4 | 0.4 | 0.1 | N |  |  | OP | X | 9 | 2001 | 2001 |  |  | Y | Electric Utility | Utility | Cooperative | 1 | T | DFO | Non-Renewable | 0 | 0.4 | 0 | 1
Operable | 221 | Alaska Village Elec Coop, Inc |  | 57056 | Scammon Bay | AK | Vertical | Kusilvak | UNIT3 | Petroleum Liquids | IC |  | S | X | X |  |  | 0.5 | 0.9 | 0.5 | 0.5 | 0.1 | N |  |  | OP | X | 1 | 2007 | 2007 |  |  | Y | Electric Utility | Utility | Cooperative | 1 | T | DFO | Non-Renewable | 0 | 0.5 | 0 | 1
Operable | 221 | Alaska Village Elec Coop, Inc |  | 57057 | Quinhagak | AK | Vertical | Bethel | 1B | Petroleum Liquids | IC |  | S | X | X |  |  | 0.5 | 0.9 | 0.5 | 0.5 | 0.1 | N |  |  | OP | X | 6 | 2023 | 2023 |  |  | N | Electric Utility | Utility | Cooperative | 1 | X | DFO | Non-Renewable | 0 | 0.5 | 0 | 1
Operable | 221 | Alaska Village Elec Coop, Inc |  | 57057 | Quinhagak | AK | Vertical | Bethel | 3A | Petroleum Liquids | IC |  | S | X | X |  |  | 0.5 | 0.9 | 0.5 | 0.5 | 0.1 | N |  |  | OP | X | 8 | 2019 | 2019 |  |  | N | Electric Utility | Utility | Cooperative | 1 | X | DFO | Non-Renewable | 0 | 0.5 | 0 | 1
Operable | 221 | Alaska Village Elec Coop, Inc |  | 57057 | Quinhagak | AK | Vertical | Bethel | UNIT2 | Petroleum Liquids | IC |  | S | X | X |  |  | 0.3 | 0.9 | 0.3 | 0.3 | 0.1 | N |  |  | OP | X | 3 | 2002 | 2002 |  |  | Y | Electric Utility | Utility | Cooperative | 1 | T | DFO | Non-Renewable | 0 | 0.3 | 0 | 1
Operable | 221 | Alaska Village Elec Coop, Inc |  | 57058 | Pilot Station | AK | Vertical | Kusilvak | 1 | Petroleum Liquids | IC |  | S | X | X |  |  | 0.5 | 0.9 | 0.5 | 0.5 | 0.1 | N |  |  | OP | X | 4 | 2018 | 2018 |  |  | N | Electric Utility | Utility | Cooperative | 1 | X | DFO | Non-Renewable | 0 | 0.5 | 0 | 1
Operable | 221 | Alaska Village Elec Coop, Inc |  | 57058 | Pilot Station | AK | Vertical | Kusilvak | 3A | Petroleum Liquids | IC |  | S | X | X |  |  | 0.3 | 0.9 | 0.3 | 0.3 | 0.1 | N |  |  | OP | X | 7 | 2022 | 2022 |  |  | N | Electric Utility | Utility | Cooperative | 1 | X | DFO | Non-Renewable | 0 | 0.3 | 0 | 1
Operable | 221 | Alaska Village Elec Coop, Inc |  | 57058 | Pilot Station | AK | Vertical | Kusilvak | UNIT2 | Petroleum Liquids | IC |  | S | X | X |  |  | 0.5 | 0.9 | 0.5 | 0.5 | 0.1 | N |  |  | OP | X | 1 | 2005 | 2005 |  |  | Y | Electric Utility | Utility | Cooperative | 1 | T | DFO | Non-Renewable | 0 | 0.5 | 0 | 1
Operable | 221 | Alaska Village Elec Coop, Inc |  | 57059 | Koyuk | AK | Vertical | Nome | UNIT1 | Petroleum Liquids | IC |  | S | X | X |  |  | 0.2 | 0.9 | 0.2 | 0.2 | 0.1 | N |  |  | OP | X | 2 | 2005 | 2005 |  |  | Y | Electric Utility | Utility | Cooperative | 1 | T | DFO | Non-Renewable | 0 | 0.2 | 0 | 1
Operable | 221 | Alaska Village Elec Coop, Inc |  | 57059 | Koyuk | AK | Vertical | Nome | UNIT2 | Petroleum Liquids | IC |  | S | X | X |  |  | 0.4 | 0.9 | 0.4 | 0.4 | 0.1 | N |  |  | OP | X | 2 | 2005 | 2005 |  |  | Y | Electric Utility | Utility | Cooperative | 1 | T | DFO | Non-Renewable | 0 | 0.4 | 0 | 1
Operable | 221 | Alaska Village Elec Coop, Inc |  | 57059 | Koyuk | AK | Vertical | Nome | UNIT3 | Petroleum Liquids | IC |  | S | X | X |  |  | 0.5 | 0.9 | 0.5 | 0.5 | 0.1 | N |  |  | OP | X | 2 | 2005 | 2005 |  |  | Y | Electric Utility | Utility | Cooperative | 1 | T | DFO | Non-Renewable | 0 | 0.5 | 0 | 1
Operable | 221 | Alaska Village Elec Coop, Inc |  | 57060 | Elim | AK | Vertical | Nome | 3A | Petroleum Liquids | IC |  | S | X | X |  |  | 0.5 | 0.9 | 0.5 | 0.5 | 0.1 | N |  |  | OP | X | 6 | 2019 | 2019 |  |  | N | Electric Utility | Utility | Cooperative | 1 | X | DFO | Non-Renewable | 0 | 0.5 | 0 | 1
Operable | 221 | Alaska Village Elec Coop, Inc |  | 57060 | Elim | AK | Vertical | Nome | UNIT1 | Petroleum Liquids | IC |  | S | X | X |  |  | 0.2 | 0.9 | 0.2 | 0.2 | 0.1 | N |  |  | OP | X | 6 | 2003 | 2003 |  |  | Y | Electric Utility | Utility | Cooperative | 1 | T | DFO | Non-Renewable | 0 | 0.2 | 0 | 1
Operable | 221 | Alaska Village Elec Coop, Inc |  | 57060 | Elim | AK | Vertical | Nome | UNIT2 | Petroleum Liquids | IC |  | S | X | X |  |  | 0.4 | 0.9 | 0.4 | 0.4 | 0.1 | N |  |  | OP | X | 6 | 2003 | 2003 |  |  | Y | Electric Utility | Utility | Cooperative | 1 | T | DFO | Non-Renewable | 0 | 0.4 | 0 | 1
Operable | 221 | Alaska Village Elec Coop, Inc |  | 57061 | St. Michael | AK | Vertical | Nome | 4 | Petroleum Liquids | IC |  | S | X | X |  |  | 0.7 | 0.9 | 0.7 | 0.7 | 0.2 | N |  |  | SB | Y | 5 | 2015 | 2015 |  |  | Y | Electric Utility | Utility | Cooperative | 1 | T | DFO | Non-Renewable | 0 | 0.7 | 0 | 1
Operable | 221 | Alaska Village Elec Coop, Inc |  | 57062 | Gambell | AK | Vertical | Nome | 1B | Petroleum Liquids | IC |  | S | X | X |  |  | 0.5 | 0.9 | 0.5 | 0.5 | 0.1 | N |  |  | OP | X | 8 | 2022 | 2022 |  |  | N | Electric Utility | Utility | Cooperative | 1 | X | DFO | Non-Renewable | 0 | 0.5 | 0 | 1
Operable | 221 | Alaska Village Elec Coop, Inc |  | 57062 | Gambell | AK | Vertical | Nome | UNIT2 | Petroleum Liquids | IC |  | S | X | X |  |  | 0.5 | 0.9 | 0.5 | 0.5 | 0.1 | N |  |  | OP | X | 9 | 2006 | 2006 |  |  | Y | Electric Utility | Utility | Cooperative | 1 | T | DFO | Non-Renewable | 0 | 0.5 | 0 | 1
Operable | 221 | Alaska Village Elec Coop, Inc |  | 57062 | Gambell | AK | Vertical | Nome | UNIT3 | Petroleum Liquids | IC |  | S | X | X |  |  | 0.8 | 0.9 | 0.8 | 0.8 | 0.2 | N |  |  | OP | X | 9 | 2006 | 2006 |  |  | Y | Electric Utility | Utility | Cooperative | 1 | T | DFO | Non-Renewable | 0 | 0.8 | 0 | 1
Operable | 221 | Alaska Village Elec Coop, Inc |  | 57063 | Shungnak | AK | Vertical | Northwest Arctic | UNIT1 | Petroleum Liquids | IC |  | S | X | X |  |  | 0.2 | 0.9 | 0.2 | 0.2 | 0.1 | N |  |  | OP | X | 3 | 1991 | Pre-2000 |  |  | Y | Electric Utility | Utility | Cooperative | 1 | T | DFO | Non-Renewable | 0 | 0.2 | 0 | 1
Operable | 221 | Alaska Village Elec Coop, Inc |  | 57063 | Shungnak | AK | Vertical | Northwest Arctic | UNIT2 | Petroleum Liquids | IC |  | S | X | X |  |  | 0.3 | 0.9 | 0.3 | 0.3 | 0.1 | N |  |  | OP | X | 11 | 1984 | Pre-2000 |  |  | Y | Electric Utility | Utility | Cooperative | 1 | T | DFO | Non-Renewable | 0 | 0.3 | 0 | 1
Operable | 221 | Alaska Village Elec Coop, Inc |  | 57063 | Shungnak | AK | Vertical | Northwest Arctic | UNIT3 | Petroleum Liquids | IC |  | S | X | X |  |  | 0.3 | 0.9 | 0.3 | 0.3 | 0.1 | N |  |  | OP | X | 8 | 1998 | Pre-2000 |  |  | Y | Electric Utility | Utility | Cooperative | 1 | T | DFO | Non-Renewable | 0 | 0.3 | 0 | 1
Operable | 221 | Alaska Village Elec Coop, Inc |  | 57063 | Shungnak | AK | Vertical | Northwest Arctic | UNIT4 | Petroleum Liquids | IC |  | S | X | X |  |  | 0.4 | 0.9 | 0.4 | 0.4 | 0.1 | N |  |  | OP | X | 3 | 1991 | Pre-2000 |  |  | Y | Electric Utility | Utility | Cooperative | 1 | T | DFO | Non-Renewable | 0 | 0.4 | 0 | 1
Operable | 221 | Alaska Village Elec Coop, Inc |  | 57064 | Kotlik | AK | Vertical | Kusilvak | UNIT1 | Petroleum Liquids | IC |  | S | X | X |  |  | 0.3 | 0.9 | 0.3 | 0.3 | 0.1 | N |  |  | OP | X | 9 | 2007 | 2007 |  |  | Y | Electric Utility | Utility | Cooperative | 1 | T | DFO | Non-Renewable | 0 | 0.3 | 0 | 1
Operable | 221 | Alaska Village Elec Coop, Inc |  | 57064 | Kotlik | AK | Vertical | Kusilvak | UNIT2 | Petroleum Liquids | IC |  | S | X | X |  |  | 0.3 | 0.9 | 0.3 | 0.3 | 0.1 | N |  |  | OP | X | 9 | 2007 | 2007 |  |  | Y | Electric Utility | Utility | Cooperative | 1 | T | DFO | Non-Renewable | 0 | 0.3 | 0 | 1
Operable | 221 | Alaska Village Elec Coop, Inc |  | 57064 | Kotlik | AK | Vertical | Kusilvak | UNIT3 | Petroleum Liquids | IC |  | S | X | X |  |  | 0.4 | 0.9 | 0.5 | 0.5 | 0.1 | N |  |  | OP | X | 9 | 2007 | 2007 |  |  | Y | Electric Utility | Utility | Cooperative | 1 | T | DFO | Non-Renewable | 0 | 0.4 | 0 | 1
Operable | 221 | Alaska Village Elec Coop, Inc |  | 57064 | Kotlik | AK | Vertical | Kusilvak | UNIT4 | Petroleum Liquids | IC |  | S | X | X |  |  | 0.4 | 0.9 | 0.5 | 0.5 | 0.1 | N |  |  | OP | X | 9 | 2007 | 2007 |  |  | Y | Electric Utility | Utility | Cooperative | 1 | T | DFO | Non-Renewable | 0 | 0.4 | 0 | 1
Operable | 221 | Alaska Village Elec Coop, Inc |  | 57065 | Kivalina | AK | Vertical | Northwest Arctic | 4A | Petroleum Liquids | IC |  | S | X | X |  |  | 0.4 | 0.9 | 0.4 | 0.4 | 0.1 | N |  |  | OP | X | 12 | 2023 | 2023 |  |  | N | Electric Utility | Utility | Cooperative | 1 | X | DFO | Non-Renewable | 0 | 0.4 | 0 | 1
Operable | 221 | Alaska Village Elec Coop, Inc |  | 57065 | Kivalina | AK | Vertical | Northwest Arctic | UNIT1 | Petroleum Liquids | IC |  | S | X | X |  |  | 0.2 | 0.9 | 0.2 | 0.2 | 0.1 | N |  |  | OP | X | 4 | 1996 | Pre-2000 |  |  | Y | Electric Utility | Utility | Cooperative | 1 | T | DFO | Non-Renewable | 0 | 0.2 | 0 | 1
Operable | 221 | Alaska Village Elec Coop, Inc |  | 57065 | Kivalina | AK | Vertical | Northwest Arctic | UNIT2 | Petroleum Liquids | IC |  | S | X | X |  |  | 0.3 | 0.9 | 0.3 | 0.3 | 0.1 | N |  |  | OP | X | 10 | 1977 | Pre-2000 |  |  | Y | Electric Utility | Utility | Cooperative | 1 | T | DFO | Non-Renewable | 0 | 0.3 | 0 | 1
Operable | 221 | Alaska Village Elec Coop, Inc |  | 57065 | Kivalina | AK | Vertical | Northwest Arctic | UNIT3 | Petroleum Liquids | IC |  | S | X | X |  |  | 0.2 | 0.9 | 0.2 | 0.2 | 0.1 | N |  |  | OP | X | 5 | 1990 | Pre-2000 |  |  | Y | Electric Utility | Utility | Cooperative | 1 | T | DFO | Non-Renewable | 0 | 0.2 | 0 | 1
Operable | 221 | Alaska Village Elec Coop, Inc |  | 57066 | Kasigluk | AK | Vertical | Bethel | 1 | Petroleum Liquids | IC |  | S | X | X |  |  | 0.8 | 0.9 | 0.8 | 0.8 | 0.2 | N |  |  | OP | X | 12 | 2017 | 2017 |  |  | N | Electric Utility | Utility | Cooperative | 1 | X | DFO | Non-Renewable | 0 | 0.8 | 0 | 1
Operable | 221 | Alaska Village Elec Coop, Inc |  | 57066 | Kasigluk | AK | Vertical | Bethel | 5A | Petroleum Liquids | IC |  | S | X | X |  |  | 0.7 | 0.9 | 0.7 | 0.7 | 0.2 | N |  |  | OP | X | 8 | 2004 | 2004 |  |  | Y | Electric Utility | Utility | Cooperative | 1 | T | DFO | Non-Renewable | 0 | 0.7 | 0 | 1
Operable | 221 | Alaska Village Elec Coop, Inc |  | 57066 | Kasigluk | AK | Vertical | Bethel | UNIT2 | Petroleum Liquids | IC |  | S | X | X |  |  | 0.5 | 0.9 | 0.5 | 0.5 | 0.1 | N |  |  | OP | X | 2 | 2006 | 2006 |  |  | Y | Electric Utility | Utility | Cooperative | 1 | T | DFO | Non-Renewable | 0 | 0.5 | 0 | 1
Operable | 221 | Alaska Village Elec Coop, Inc |  | 57067 | Toksook Bay | AK | Vertical | Bethel | 1A | Petroleum Liquids | IC |  | S | X | X |  |  | 0.8 | 0.9 | 0.8 | 0.8 | 0.2 | N |  |  | OP | X | 10 | 2019 | 2019 |  |  | N | Electric Utility | Utility | Cooperative | 1 | X | DFO | Non-Renewable | 0 | 0.8 | 0 | 1
Operable | 221 | Alaska Village Elec Coop, Inc |  | 57067 | Toksook Bay | AK | Vertical | Bethel | UNIT2 | Petroleum Liquids | IC |  | S | X | X |  |  | 0.5 | 0.9 | 0.5 | 0.5 | 0.1 | N |  |  | OP | X | 8 | 2005 | 2005 |  |  | Y | Electric Utility | Utility | Cooperative | 1 | T | DFO | Non-Renewable | 0 | 0.5 | 0 | 1
Operable | 221 | Alaska Village Elec Coop, Inc |  | 57067 | Toksook Bay | AK | Vertical | Bethel | UNIT3 | Petroleum Liquids | IC |  | S | X | X |  |  | 0.8 | 0.9 | 0.8 | 0.8 | 0.2 | N |  |  | OP | X | 8 | 2005 | 2005 |  |  | Y | Electric Utility | Utility | Cooperative | 1 | T | DFO | Non-Renewable | 0 | 0.8 | 0 | 1
Operable | 221 | Alaska Village Elec Coop, Inc |  | 60243 | Ambler | AK | Vertical | Northwest Arctic | 1A | Petroleum Liquids | IC |  | S | X | X |  |  | 0.4 | 0.9 | 0.4 | 0.4 | 0.1 | N |  |  | OP | X | 8 | 2020 | 2020 |  |  | N | Electric Utility | Utility | Cooperative | 1 | X | DFO | Non-Renewable | 0 | 0.4 | 0 | 1
Operable | 221 | Alaska Village Elec Coop, Inc |  | 60243 | Ambler | AK | Vertical | Northwest Arctic | 2 | Petroleum Liquids | IC |  | S | X | X |  |  | 0.3 | 0.9 | 0.3 | 0.3 | 0.1 | N |  |  | OP | X | 8 | 1993 | Pre-2000 |  |  | N | Electric Utility | Utility | Cooperative | 1 | X | DFO | Non-Renewable | 0 | 0.3 | 0 | 1
Operable | 221 | Alaska Village Elec Coop, Inc |  | 60243 | Ambler | AK | Vertical | Northwest Arctic | 3 | Petroleum Liquids | IC |  | S | X | X |  |  | 0.4 | 0.9 | 0.4 | 0.4 | 0.1 | N |  |  | OP | X | 12 | 1990 | Pre-2000 |  |  | N | Electric Utility | Utility | Cooperative | 1 | X | DFO | Non-Renewable | 0 | 0.4 | 0 | 1
Operable | 221 | Alaska Village Elec Coop, Inc |  | 60244 | Marshall | AK | Vertical | Kusilvak | 1 | Petroleum Liquids | IC |  | S | X | X |  |  | 0.5 | 0.9 | 0.5 | 0.5 | 0.1 | N |  |  | OP | X | 10 | 2010 | 2010 |  |  | N | Electric Utility | Utility | Cooperative | 1 | X | DFO | Non-Renewable | 0 | 0.5 | 0 | 1
Operable | 221 | Alaska Village Elec Coop, Inc |  | 60244 | Marshall | AK | Vertical | Kusilvak | 2 | Petroleum Liquids | IC |  | S | X | X |  |  | 0.4 | 0.9 | 0.4 | 0.4 | 0.1 | N |  |  | OP | X | 12 | 2005 | 2005 |  |  | N | Electric Utility | Utility | Cooperative | 1 | X | DFO | Non-Renewable | 0 | 0.4 | 0 | 1
Operable | 221 | Alaska Village Elec Coop, Inc |  | 60244 | Marshall | AK | Vertical | Kusilvak | 3 | Petroleum Liquids | IC |  | S | X | X |  |  | 0.2 | 0.9 | 0.2 | 0.2 | 0.1 | N |  |  | OP | X | 6 | 1994 | Pre-2000 |  |  | N | Electric Utility | Utility | Cooperative | 1 | X | DFO | Non-Renewable | 0 | 0.2 | 0 | 1
Operable | 221 | Alaska Village Elec Coop, Inc |  | 60245 | New Stuyahok | AK | Vertical | Dillingham | 1 | Petroleum Liquids | IC |  | S | X | X |  |  | 0.4 | 0.9 | 0.4 | 0.4 | 0.1 | N |  |  | OP | X | 9 | 2010 | 2010 |  |  | N | Electric Utility | Utility | Cooperative | 1 | X | DFO | Non-Renewable | 0 | 0.4 | 0 | 1
Operable | 221 | Alaska Village Elec Coop, Inc |  | 60245 | New Stuyahok | AK | Vertical | Dillingham | 2A | Petroleum Liquids | IC |  | S | X | X |  |  | 0.4 | 0.9 | 0.4 | 0.4 | 0.1 | N |  |  | OP | X | 12 | 2023 | 2023 |  |  | N | Electric Utility | Utility | Cooperative | 1 | X | DFO | Non-Renewable | 0 | 0.4 | 0 | 1
Operable | 221 | Alaska Village Elec Coop, Inc |  | 60245 | New Stuyahok | AK | Vertical | Dillingham | 3A | Petroleum Liquids | IC |  | S | X | X |  |  | 0.5 | 0.9 | 0.5 | 0.5 | 0.1 | N |  |  | OP | X | 12 | 2020 | 2020 |  |  | N | Electric Utility | Utility | Cooperative | 1 | X | DFO | Non-Renewable | 0 | 0.5 | 0 | 1
Operable | 221 | Alaska Village Elec Coop, Inc |  | 60260 | Brevig Mission | AK | Vertical | Nome | 1 | Petroleum Liquids | IC |  | S | X | X |  |  | 0.2 | 0.9 | 0.2 | 0.2 | 0.1 | N |  |  | OP | X | 6 | 2010 | 2010 |  |  | N | Electric Utility | Utility | Cooperative | 1 | X | DFO | Non-Renewable | 0 | 0.2 | 0 | 1
Operable | 221 | Alaska Village Elec Coop, Inc |  | 60260 | Brevig Mission | AK | Vertical | Nome | 2 | Petroleum Liquids | IC |  | S | X | X |  |  | 0.4 | 0.9 | 0.4 | 0.4 | 0.1 | N |  |  | OP | X | 6 | 2010 | 2010 |  |  | N | Electric Utility | Utility | Cooperative | 1 | X | DFO | Non-Renewable | 0 | 0.4 | 0 | 1
Operable | 221 | Alaska Village Elec Coop, Inc |  | 60260 | Brevig Mission | AK | Vertical | Nome | 3A | Petroleum Liquids | IC |  | S | X | X |  |  | 0.4 | 0.9 | 0.4 | 0.4 | 0.1 | N |  |  | OP | X | 1 | 2018 | 2018 |  |  | N | Electric Utility | Utility | Cooperative | 1 | X | DFO | Non-Renewable | 0 | 0.4 | 0 | 1
Operable | 58756 | Albany Engineering Corporation |  | 10467 | Fourth Branch Hydroelectric Facility | NY | Restructured | Saratoga | 1 | Conventional Hydroelectric | HY |  | S | X | X |  |  | 3.3 | 0.95 | 3.3 | 3.3 | 0.1 | N |  |  | OP | X | 12 | 1987 | Pre-2000 |  |  | N | IPP Non-CHP | IPP | IPP | 2 | X | WAT | Renewable | 3.3 | 0 | 1 | 0
Operable | 58756 | Albany Engineering Corporation |  | 58873 | Stuyvesant Falls | NY | Restructured | Columbia | UNIT1 | Conventional Hydroelectric | HY |  | S | X | X |  |  | 3 | 0.8 | 2 | 3 | 0.3 | N |  |  | OP | X | 12 | 2012 | 2012 |  |  | N | IPP Non-CHP | IPP | IPP | 2 | X | WAT | Renewable | 3 | 0 | 1 | 0
Operable | 58756 | Albany Engineering Corporation |  | 58873 | Stuyvesant Falls | NY | Restructured | Columbia | UNIT2 | Conventional Hydroelectric | HY |  | S | X | X |  |  | 3 | 0.8 | 2 | 3 | 0.3 | N |  |  | OP | X | 12 | 2012 | 2012 |  |  | N | IPP Non-CHP | IPP | IPP | 2 | X | WAT | Renewable | 3 | 0 | 1 | 0
Operable | 58756 | Albany Engineering Corporation |  | 61207 | Green Island Hydroelectric Station | NY | Restructured | Albany | UNIT1 | Conventional Hydroelectric | HY |  | S | X | X |  |  | 1.5 | 1 | 1.5 | 1.5 | 0.5 | N |  |  | OP | X | 11 | 1922 | Pre-2000 |  |  | N | IPP Non-CHP | IPP | IPP | 2 | X | WAT | Renewable | 1.5 | 0 | 1 | 0
Operable | 58756 | Albany Engineering Corporation |  | 61207 | Green Island Hydroelectric Station | NY | Restructured | Albany | UNIT2 | Conventional Hydroelectric | HY |  | S | X | X |  |  | 1.5 | 1 | 1.5 | 1.5 | 0.5 | N |  |  | OP | X | 11 | 1922 | Pre-2000 |  |  | N | IPP Non-CHP | IPP | IPP | 2 | X | WAT | Renewable | 1.5 | 0 | 1 | 0
Operable | 58756 | Albany Engineering Corporation |  | 61207 | Green Island Hydroelectric Station | NY | Restructured | Albany | UNIT3 | Conventional Hydroelectric | HY |  | S | X | X |  |  | 1.5 | 1 | 1.5 | 1.5 | 0.5 | N |  |  | OP | X | 11 | 1922 | Pre-2000 |  |  | N | IPP Non-CHP | IPP | IPP | 2 | X | WAT | Renewable | 1.5 | 0 | 1 | 0
Operable | 58756 | Albany Engineering Corporation |  | 61207 | Green Island Hydroelectric Station | NY | Restructured | Albany | UNIT4 | Conventional Hydroelectric | HY |  | S | X | X |  |  | 1.5 | 1 | 1.5 | 1.5 | 0.5 | N |  |  | OP | X | 11 | 1922 | Pre-2000 |  |  | N | IPP Non-CHP | IPP | IPP | 2 | X | WAT | Renewable | 1.5 | 0 | 1 | 0
Operable | 60130 | Albany Green Energy, LLC |  | 60340 | Albany Green Energy | GA | Vertical | Dougherty | 1 | Wood/Wood Waste Biomass | ST |  | S | X | X |  |  | 54.5 | 0.85 | 49.5 | 49.5 | 25 | N |  |  | OP | X | 7 | 2017 | 2017 |  |  | Y | IPP CHP | IPP | IPP | 3 | T | WDS | Renewable | 54.5 | 0 | 1 | 0 | NG | OBS
Operable | 59219 | Albany Medical Center |  | 59453 | Albany Medical Ctr Cogen Plant | NY | Restructured | Albany | GTG1A | Natural Gas Fired Combustion Turbine | GT |  | S | X | X |  |  | 4.3 | 0.8 | 4 | 4.4 | 4 | N |  |  | OP | X | 6 | 2020 | 2020 |  |  | Y | Commercial CHP | Customer Sited | Other | 5 | T | NG | Non-Renewable | 0 | 4.3 | 0 | 1
Operable | 63794 | Albemarle Beach Solar, LLC |  | 64169 | Albemarle Beach Solar | NC | Vertical | Washington | BEACH | Solar Photovoltaic | PV |  | S | X | X |  |  | 130.2 | 1 | 80 | 80 |  | Y | 12 | 2023 | OP | X | 12 | 2020 | 2020 |  |  | N | IPP Non-CHP | IPP | IPP | 2 | X | SUN | Renewable | 130.2 | 0 | 1 | 0
Operable | 61936 | Albert Einstein College of Medicine |  | 62398 | Albert Einstein College of Medicine | NY | Restructured | Bronx | CM058 | Petroleum Liquids | IC |  | S | X | X |  |  | 0.2 | 0.8 | 0.2 | 0.2 | 0.1 | N |  |  | SB | N | 1 | 2022 | 2022 |  |  | N | Commercial Non-CHP | Customer Sited | Other | 4 | X | DFO | Non-Renewable | 0 | 0.2 | 0 | 1
Operable | 61936 | Albert Einstein College of Medicine |  | 62398 | Albert Einstein College of Medicine | NY | Restructured | Bronx | CM454 | Petroleum Liquids | IC |  | S | X | X |  |  | 0.5 | 0.8 | 0.5 | 0.5 | 0.2 | N |  |  | SB | N | 1 | 2012 | 2012 |  |  | N | Commercial Non-CHP | Customer Sited | Other | 4 | X | DFO | Non-Renewable | 0 | 0.5 | 0 | 1
Operable | 61936 | Albert Einstein College of Medicine |  | 62398 | Albert Einstein College of Medicine | NY | Restructured | Bronx | CP035 | Petroleum Liquids | IC |  | S | X | X |  |  | 1 | 0.8 | 1 | 1 | 0.3 | N |  |  | SB | N | 1 | 2002 | 2002 |  |  | N | Commercial Non-CHP | Customer Sited | Other | 4 | X | DFO | Non-Renewable | 0 | 1 | 0 | 1
Operable | 61936 | Albert Einstein College of Medicine |  | 62398 | Albert Einstein College of Medicine | NY | Restructured | Bronx | CP643 | Petroleum Liquids | IC |  | S | X | X |  |  | 0.2 | 0.8 | 0.2 | 0.2 | 0.1 | N |  |  | SB | N | 1 | 2002 | 2002 |  |  | N | Commercial Non-CHP | Customer Sited | Other | 4 | X | DFO | Non-Renewable | 0 | 0.2 | 0 | 1
Operable | 61936 | Albert Einstein College of Medicine |  | 62398 | Albert Einstein College of Medicine | NY | Restructured | Bronx | CP703 | Petroleum Liquids | IC |  | S | X | X |  |  | 0.5 | 0.8 | 0.5 | 0.5 | 0.1 | N |  |  | SB | N | 1 | 2001 | 2001 |  |  | N | Commercial Non-CHP | Customer Sited | Other | 4 | X | DFO | Non-Renewable | 0 | 0.5 | 0 | 1
Operable | 61936 | Albert Einstein College of Medicine |  | 62398 | Albert Einstein College of Medicine | NY | Restructured | Bronx | CP810 | Petroleum Liquids | IC |  | S | X | X |  |  | 0.7 | 0.8 | 0.7 | 0.7 | 0.2 | N |  |  | SB | N | 1 | 2002 | 2002 |  |  | N | Commercial Non-CHP | Customer Sited | Other | 4 | X | DFO | Non-Renewable | 0 | 0.7 | 0 | 1
Operable | 61936 | Albert Einstein College of Medicine |  | 62398 | Albert Einstein College of Medicine | NY | Restructured | Bronx | CP919 | Petroleum Liquids | IC |  | S | X | X |  |  | 0.1 | 0.8 | 0.1 | 0.1 | 0.1 | N |  |  | SB | N | 1 | 2002 | 2002 |  |  | N | Commercial Non-CHP | Customer Sited | Other | 4 | X | DFO | Non-Renewable | 0 | 0.1 | 0 | 1
Operable | 61936 | Albert Einstein College of Medicine |  | 62398 | Albert Einstein College of Medicine | NY | Restructured | Bronx | CP922 | Petroleum Liquids | IC |  | S | X | X |  |  | 0.5 | 0.8 | 0.5 | 0.5 | 0.1 | N |  |  | SB | N | 1 | 2008 | 2008 |  |  | N | Commercial Non-CHP | Customer Sited | Other | 4 | X | DFO | Non-Renewable | 0 | 0.5 | 0 | 1
Operable | 61936 | Albert Einstein College of Medicine |  | 62398 | Albert Einstein College of Medicine | NY | Restructured | Bronx | CP925 | Petroleum Liquids | IC |  | S | X | X |  |  | 0.9 | 0.8 | 0.9 | 0.9 | 0.3 | N |  |  | SB | N | 1 | 2002 | 2002 |  |  | N | Commercial Non-CHP | Customer Sited | Other | 4 | X | DFO | Non-Renewable | 0 | 0.9 | 0 | 1
Operable | 61936 | Albert Einstein College of Medicine |  | 62398 | Albert Einstein College of Medicine | NY | Restructured | Bronx | CP961 | Petroleum Liquids | IC |  | S | X | X |  |  | 1.8 | 0.8 | 1.8 | 1.8 | 0.3 | N |  |  | SB | N | 1 | 2008 | 2008 |  |  | N | Commercial Non-CHP | Customer Sited | Other | 4 | X | DFO | Non-Renewable | 0 | 1.8 | 0 | 1
Operable | 61936 | Albert Einstein College of Medicine |  | 62398 | Albert Einstein College of Medicine | NY | Restructured | Bronx | CP962 | Petroleum Liquids | IC |  | S | X | X |  |  | 1.8 | 0.8 | 1.8 | 1.8 | 0.3 | N |  |  | SB | N | 1 | 2008 | 2008 |  |  | N | Commercial Non-CHP | Customer Sited | Other | 4 | X | DFO | Non-Renewable | 0 | 1.8 | 0 | 1
Operable | 61936 | Albert Einstein College of Medicine |  | 62398 | Albert Einstein College of Medicine | NY | Restructured | Bronx | WK259 | Natural Gas Internal Combustion Engine | IC |  | S | X | X |  |  | 0.2 | 0.8 | 0.2 | 0.2 | 0.1 | N |  |  | SB | N | 1 | 2002 | 2002 |  |  | N | Commercial Non-CHP | Customer Sited | Other | 4 | X | NG | Non-Renewable | 0 | 0.2 | 0 | 1
Operable | 59674 | Albertson Solar LLC |  | 59901 | Albertson Solar LLC | NC | Vertical | Duplin | ALBRT | Solar Photovoltaic | PV |  | W | X | X |  |  | 5 |  | 5 | 5 |  | N |  |  | OP | X | 7 | 2015 | 2015 |  |  | N | IPP Non-CHP | IPP | IPP | 2 | X | SUN | Renewable | 5 | 0 | 1 | 0
Operable | 241 | Albertville Municipal Utilities Board |  | 7924 | Albertville | AL | Vertical | Marshall | DG1 | Petroleum Liquids | IC |  | S | X | X |  |  | 1 | 0.8 | 0.9 | 0.9 | 0.3 | N |  |  | OP | X | 2 | 2000 | 2000 |  |  | N | Electric Utility | Utility | Municipal | 1 | X | DFO | Non-Renewable | 0 | 1 | 0 | 1
Operable | 241 | Albertville Municipal Utilities Board |  | 7924 | Albertville | AL | Vertical | Marshall | DG2 | Petroleum Liquids | IC |  | S | X | X |  |  | 1 | 0.8 | 0.9 | 0.9 | 0.3 | N |  |  | OP | X | 2 | 2000 | 2000 |  |  | N | Electric Utility | Utility | Municipal | 1 | X | DFO | Non-Renewable | 0 | 1 | 0 | 1
Operable | 241 | Albertville Municipal Utilities Board |  | 7924 | Albertville | AL | Vertical | Marshall | DG3 | Petroleum Liquids | IC |  | S | X | X |  |  | 1 | 0.8 | 0.9 | 0.9 | 0.3 | N |  |  | OP | X | 2 | 2000 | 2000 |  |  | N | Electric Utility | Utility | Municipal | 1 | X | DFO | Non-Renewable | 0 | 1 | 0 | 1
Operable | 241 | Albertville Municipal Utilities Board |  | 7924 | Albertville | AL | Vertical | Marshall | DG4 | Petroleum Liquids | IC |  | S | X | X |  |  | 1 | 0.8 | 0.9 | 0.9 | 0.3 | N |  |  | OP | X | 2 | 2000 | 2000 |  |  | N | Electric Utility | Utility | Municipal | 1 | X | DFO | Non-Renewable | 0 | 1 | 0 | 1
Operable | 194 | Albuquerque City of |  | 10339 | Southside Water Reclamation Plant | NM | Vertical | Bernalillo | GEN1 | Natural Gas Internal Combustion Engine | IC |  | S | X | X |  |  | 2.2 | 0.8 | 2.1 | 2.2 | 0 | N |  |  | OP | X | 11 | 2002 | 2002 |  |  | Y | IPP CHP | IPP | IPP | 3 | T | NG | Non-Renewable | 0 | 2.2 | 0 | 1 | OBG
Operable | 194 | Albuquerque City of |  | 10339 | Southside Water Reclamation Plant | NM | Vertical | Bernalillo | GEN2 | Other Waste Biomass | IC |  | S | X | X |  |  | 2.2 | 0.8 | 2.1 | 2.2 | 0 | N |  |  | OP | X | 11 | 2002 | 2002 |  |  | Y | IPP CHP | IPP | IPP | 3 | T | OBG | Renewable | 2.2 | 0 | 1 | 0 | NG
Operable | 194 | Albuquerque City of |  | 10339 | Southside Water Reclamation Plant | NM | Vertical | Bernalillo | GEN3 | Other Waste Biomass | IC |  | S | X | X |  |  | 1.1 | 0.8 | 1.1 | 1.1 | 0 | N |  |  | OP | X | 2 | 1987 | Pre-2000 |  |  | Y | IPP CHP | IPP | IPP | 3 | T | OBG | Renewable | 1.1 | 0 | 1 | 0 | NG
Operable | 194 | Albuquerque City of |  | 10339 | Southside Water Reclamation Plant | NM | Vertical | Bernalillo | GEN4 | Natural Gas Internal Combustion Engine | IC |  | S | X | X |  |  | 1.1 | 0.8 | 1.1 | 1.1 | 0 | N |  |  | OP | X | 2 | 1987 | Pre-2000 |  |  | Y | IPP CHP | IPP | IPP | 3 | T | NG | Non-Renewable | 0 | 1.1 | 0 | 1 | OBG
Operable | 65024 | Alden Road Harvard Solar 1, LLC |  | 65774 | Alden Road Harvard Solar 1 | IL | Restructured | McHenry | 18031 | Solar Photovoltaic | PV |  | S | X | X |  |  | 2 |  | 2 | 1.8 |  | N |  |  | OP | X | 12 | 2020 | 2020 |  |  | N | IPP Non-CHP | IPP | IPP | 2 | X | SUN | Renewable | 2 | 0 | 1 | 0
Operable | 14597 | Algonquin Northern Maine |  | 1516 | Squa Pan Hydro Station | ME | Restructured | Aroostook | SP1 | Conventional Hydroelectric | HY |  | S | X | X |  |  | 1.5 | 0.8 | 1.4 | 1.4 | 1 | N |  |  | SB | Y | 12 | 1941 | Pre-2000 |  |  | N | IPP Non-CHP | IPP | IPP | 2 | X | WAT | Renewable | 1.5 | 0 | 1 | 0
Operable | 59050 | Algonquin Power Co |  | 57284 | Minonk Wind Farm | IL | Restructured | Woodford | 1 | Onshore Wind Turbine | WT |  | S | X | X |  |  | 200 |  | 192.3 | 192.3 | 40 | N |  |  | OP | X | 11 | 2012 | 2012 |  |  | N | IPP Non-CHP | IPP | IPP | 2 | X | WND | Renewable | 200 | 0 | 1 | 0
Operable | 59050 | Algonquin Power Co |  | 57285 | Sandy Ridge Wind Farm | PA | Restructured | Blair | 1 | Onshore Wind Turbine | WT |  | S | X | X |  |  | 50 |  | 48.2 | 48.2 | 40 | N |  |  | OP | X | 2 | 2012 | 2012 |  |  | N | IPP Non-CHP | IPP | IPP | 2 | X | WND | Renewable | 50 | 0 | 1 | 0
Operable | 59050 | Algonquin Power Co |  | 57964 | Shady Oaks Wind Farm | IL | Restructured | Lee | 1 | Onshore Wind Turbine | WT |  | S | X | X |  |  | 109.5 |  | 109.5 | 109.5 | 40 | N |  |  | OP | X | 5 | 2012 | 2012 |  |  | N | IPP Non-CHP | IPP | IPP | 2 | X | WND | Renewable | 109.5 | 0 | 1 | 0
Operable | 59050 | Algonquin Power Co |  | 57981 | Senate Wind LLC | TX | Restructured | Jack | GEN1 | Onshore Wind Turbine | WT |  | S | X | X |  |  | 150 |  | 150 | 150 | 40 | N |  |  | OP | X | 12 | 2012 | 2012 |  |  | N | IPP Non-CHP | IPP | IPP | 2 | X | WND | Renewable | 150 | 0 | 1 | 0
Operable | 59050 | Algonquin Power Co |  | 58657 | Odell Wind Farm | MN | Vertical | Cottonwood | 1 | Onshore Wind Turbine | WT |  | S | X | X |  |  | 200 |  | 200 | 200 | 3 | N |  |  | OP | X | 7 | 2016 | 2016 |  |  | N | IPP Non-CHP | IPP | IPP | 2 | X | WND | Renewable | 200 | 0 | 1 | 0
Operable | 59050 | Algonquin Power Co |  | 59412 | Algonquin SKIC20 Solar LLC | CA | Vertical | Kern | SKI20 | Solar Photovoltaic | PV |  | S | X | X |  |  | 20 |  | 20 | 20 |  | N |  |  | OP | X | 5 | 2015 | 2015 |  |  | N | IPP Non-CHP | IPP | IPP | 2 | X | SUN | Renewable | 20 | 0 | 1 | 0
Operable | 59050 | Algonquin Power Co |  | 60242 | Algonquin SKIC 10 Solar, LLC | CA | Vertical | Kern | SKI10 | Solar Photovoltaic | PV |  | S | X | X |  |  | 10 |  | 10 | 10 |  | N |  |  | OP | X | 1 | 2017 | 2017 |  |  | N | IPP Non-CHP | IPP | IPP | 2 | X | SUN | Renewable | 10 | 0 | 1 | 0
Operable | 59050 | Algonquin Power Co |  | 62853 | Maverick Creek Wind | TX | Restructured | Concho | MVRCK | Onshore Wind Turbine | WT |  | S | X | X |  |  | 491.6 |  | 491.6 | 491.6 | 1 | N |  |  | OP | X | 3 | 2022 | 2022 |  |  | N | IPP Non-CHP | IPP | IPP | 2 | X | WND | Renewable | 491.6 | 0 | 1 | 0
Operable | 59050 | Algonquin Power Co |  | 65741 | Sandy Ridge Wind 2, LLC | PA | Restructured | Blair | SRW2 | Onshore Wind Turbine | WT |  | S | X | X |  |  | 87.6 |  | 87.6 | 87.6 | 0 | N |  |  | OP | X | 9 | 2023 | 2023 |  |  | N | IPP Non-CHP | IPP | IPP | 2 | X | WND | Renewable | 87.6 | 0 | 1 | 0
Operable | 56905 | Algonquin Power Sanger LLC |  | 57564 | Algonquin Power Sanger LLC | CA | Vertical | Fresno | CTG | Natural Gas Fired Combined Cycle | CT | CC1 | S | X | N |  |  | 49 | 0.85 | 49 | 49 | 15 | N |  |  | OP | X | 12 | 2007 | 2007 |  |  | N | IPP Non-CHP | IPP | IPP | 2 | X | NG | Non-Renewable | 0 | 49 | 0 | 1
Operable | 56905 | Algonquin Power Sanger LLC |  | 57564 | Algonquin Power Sanger LLC | CA | Vertical | Fresno | STG2 | Natural Gas Fired Combined Cycle | CA | CC1 | S | N | X |  |  | 12.5 | 0.85 | 12.5 | 12.5 | 3 | N |  |  | OP | X | 5 | 2012 | 2012 |  |  | N | IPP Non-CHP | IPP | IPP | 2 | X | NG | Non-Renewable | 0 | 12.5 | 0 | 1
Operable | 291 | Algonquin Windsor Locks LLC |  | 10567 | Algonquin Windsor Locks | CT | Restructured | Hartford | GTG | Natural Gas Fired Combined Cycle | CT | CC1 | S | X | N | 392 | 392 | 40 | 0.85 | 35 | 45 | 20 | N |  |  | OP | X | 1 | 1990 | Pre-2000 |  |  | Y | IPP CHP | IPP | IPP | 3 | T | NG | Non-Renewable | 0 | 40 | 0 | 1 | DFO
Operable | 291 | Algonquin Windsor Locks LLC |  | 10567 | Algonquin Windsor Locks | CT | Restructured | Hartford | GTG2 | Natural Gas Fired Combined Cycle | CT | CC1 | S | X | N | 392 | 392 | 15 | 0.85 | 13 | 15 | 9 | N |  |  | OP | X | 7 | 2012 | 2012 |  |  | Y | IPP CHP | IPP | IPP | 3 | T | NG | Non-Renewable | 0 | 15 | 0 | 1
Operable | 291 | Algonquin Windsor Locks LLC |  | 10567 | Algonquin Windsor Locks | CT | Restructured | Hartford | STG | Natural Gas Fired Combined Cycle | CA | CC1 | S | N | X | 392 | 392 | 16 | 0.85 | 16 | 16 | 1 | N |  |  | OP | X | 1 | 1990 | Pre-2000 |  |  | Y | IPP CHP | IPP | IPP | 3 | T | NG | Non-Renewable | 0 | 16 | 0 | 1
Operable | 66362 | All World Machinery Supply, Inc. |  | 67760 | All World Solar Facility | IL | Restructured | Winnebago | AWM | Solar Photovoltaic | PV |  | S | X | X |  |  | 1.5 |  | 1.5 | 1.3 |  | N |  |  | OP | X | 11 | 2023 | 2023 |  |  | N | Industrial Non-CHP | Customer Sited | Other | 6 | X | SUN | Renewable | 1.5 | 0 | 1 | 0
Operable | 58651 | Allegany Generating Station, LLC |  | 7784 | Allegany Cogen | NY | Restructured | Allegany | 1 | Natural Gas Fired Combined Cycle | CT | CC01 | S | X | N | 23514 | 23514 | 42 | 0.9 | 40 | 40 | 27 | N |  |  | OP | X | 6 | 1994 | Pre-2000 |  |  | N | IPP Non-CHP | IPP | IPP | 2 | X | NG | Non-Renewable | 0 | 42 | 0 | 1
Operable | 58651 | Allegany Generating Station, LLC |  | 7784 | Allegany Cogen | NY | Restructured | Allegany | 2 | Natural Gas Fired Combined Cycle | CA | CC01 | S | Y | X | 23514 | 23514 | 25 | 0.9 | 20 | 20 | 10 | N |  |  | OP | X | 6 | 1994 | Pre-2000 |  |  | N | IPP Non-CHP | IPP | IPP | 2 | X | NG | Non-Renewable | 0 | 25 | 0 | 1
Operable | 332 | Allegheny Electric Coop Inc |  | 7128 | William F Matson Generating Station | PA | Restructured | Huntingdon | 1 | Conventional Hydroelectric | HY |  | S | X | X |  |  | 7 | 0.9 | 2.4 | 7 | 2.4 | N |  |  | OP | X | 6 | 1988 | Pre-2000 |  |  | N | Electric Utility | Utility | Cooperative | 1 | X | WAT | Renewable | 7 | 0 | 1 | 0
Operable | 332 | Allegheny Electric Coop Inc |  | 7128 | William F Matson Generating Station | PA | Restructured | Huntingdon | 2 | Conventional Hydroelectric | HY |  | S | X | X |  |  | 14.7 | 0.9 | 6 | 14.7 | 6 | N |  |  | OP | X | 6 | 1988 | Pre-2000 |  |  | N | Electric Utility | Utility | Cooperative | 1 | X | WAT | Renewable | 14.7 | 0 | 1 | 0
Operable | 56813 | Allegheny Hydro LP |  | 50897 | Allegheny Hydro No 8 | PA | Restructured | Armstrong | GEN1 | Conventional Hydroelectric | HY |  | S | X | X |  |  | 6.8 | 0.9 | 6.8 | 6.8 | 1 | N |  |  | OP | X | 12 | 1990 | Pre-2000 |  |  | N | IPP Non-CHP | IPP | IPP | 2 | X | WAT | Renewable | 6.8 | 0 | 1 | 0
Operable | 56813 | Allegheny Hydro LP |  | 50897 | Allegheny Hydro No 8 | PA | Restructured | Armstrong | GEN2 | Conventional Hydroelectric | HY |  | S | X | X |  |  | 6.8 | 0.9 | 6.8 | 6.8 | 1 | N |  |  | OP | X | 12 | 1990 | Pre-2000 |  |  | N | IPP Non-CHP | IPP | IPP | 2 | X | WAT | Renewable | 6.8 | 0 | 1 | 0
Operable | 56813 | Allegheny Hydro LP |  | 50898 | Allegheny Hydro No 9 | PA | Restructured | Armstrong | GEN1 | Conventional Hydroelectric | HY |  | S | X | X |  |  | 8.9 | 0.9 | 8.9 | 8.9 | 1 | N |  |  | OP | X | 12 | 1990 | Pre-2000 |  |  | N | IPP Non-CHP | IPP | IPP | 2 | X | WAT | Renewable | 8.9 | 0 | 1 | 0
Operable | 56813 | Allegheny Hydro LP |  | 50898 | Allegheny Hydro No 9 | PA | Restructured | Armstrong | GEN2 | Conventional Hydroelectric | HY |  | S | X | X |  |  | 8.9 | 0.9 | 8.9 | 8.9 | 1 | N |  |  | OP | X | 12 | 1990 | Pre-2000 |  |  | N | IPP Non-CHP | IPP | IPP | 2 | X | WAT | Renewable | 8.9 | 0 | 1 | 0
Operable | 63513 | Allendale Biomass LLC |  | 58706 | Allendale Biomass | SC | Vertical | Allendale | GEN1 | Wood/Wood Waste Biomass | ST |  | S | X | X |  |  | 22.5 | 0.85 | 19.2 | 19.2 | 4 | N |  |  | OP | X | 11 | 2013 | 2013 |  |  | N | IPP Non-CHP | IPP | IPP | 2 | X | WDS | Renewable | 22.5 | 0 | 1 | 0
Operable | 59496 | ALLETE Clean Energy |  | 54793 | Storm Lake 1 | IA | Vertical | Buena Vista | 2 | Onshore Wind Turbine | WT |  | S | X | X | MISO | MISO | 0.7 |  | 0.7 | 0.7 | 0.7 | N |  |  | OP | X | 6 | 1999 | Pre-2000 |  |  | N | IPP Non-CHP | IPP | IPP | 2 | X | WND | Renewable | 0.7 | 0 | 1 | 0
Operable | 59496 | ALLETE Clean Energy |  | 54793 | Storm Lake 1 | IA | Vertical | Buena Vista | 3 | Onshore Wind Turbine | WT |  | S | X | X |  |  | 0.7 |  | 0.7 | 0.7 | 0.7 | N |  |  | OP | X | 6 | 1999 | Pre-2000 |  |  | N | IPP Non-CHP | IPP | IPP | 2 | X | WND | Renewable | 0.7 | 0 | 1 | 0
Operable | 59496 | ALLETE Clean Energy |  | 54793 | Storm Lake 1 | IA | Vertical | Buena Vista | EXIS | Onshore Wind Turbine | WT |  | S | X | X |  |  | 112.5 |  | 104.3 | 104.3 | 1 | N |  |  | OP | X | 5 | 1999 | Pre-2000 |  |  | N | IPP Non-CHP | IPP | IPP | 2 | X | WND | Renewable | 112.5 | 0 | 1 | 0
Operable | 59496 | ALLETE Clean Energy |  | 55208 | Lake Benton I | MN | Vertical | Lincoln | EXIS | Onshore Wind Turbine | WT |  | S | X | X |  |  | 107.2 |  | 103.5 | 103.5 | 1 | N |  |  | OP | X | 2 | 1998 | Pre-2000 |  |  | N | IPP Non-CHP | IPP | IPP | 2 | X | WND | Renewable | 107.2 | 0 | 1 | 0
Operable | 59496 | ALLETE Clean Energy |  | 55287 | Storm Lake II | IA | Vertical | Buena Vista | EXIS | Onshore Wind Turbine | WT |  | S | X | X |  |  | 80.2 |  | 76.5 | 76.5 | 1 | N |  |  | OP | X | 4 | 1999 | Pre-2000 |  |  | N | IPP Non-CHP | IPP | IPP | 2 | X | WND | Renewable | 80.2 | 0 | 1 | 0
Operable | 59496 | ALLETE Clean Energy |  | 55739 | Condon Windpower LLC | OR | Vertical | Gilliam | GEN1 | Onshore Wind Turbine | WT |  | S | X | X |  |  | 24.6 |  | 24.6 | 24.6 | 1 | N |  |  | OP | X | 12 | 2001 | 2001 |  |  | N | IPP Non-CHP | IPP | IPP | 2 | X | WND | Renewable | 24.6 | 0 | 1 | 0
Operable | 59496 | ALLETE Clean Energy |  | 55739 | Condon Windpower LLC | OR | Vertical | Gilliam | GEN2 | Onshore Wind Turbine | WT |  | S | X | X |  |  | 25.2 |  | 25.2 | 25.2 | 1 | N |  |  | OP | X | 5 | 2002 | 2002 |  |  | N | IPP Non-CHP | IPP | IPP | 2 | X | WND | Renewable | 25.2 | 0 | 1 | 0
Operable | 59496 | ALLETE Clean Energy |  | 57044 | Armenia Mountain Wind Farm | PA | Restructured | Tioga | 1 | Onshore Wind Turbine | WT |  | S | X | X |  |  | 100.5 |  | 100.5 | 100.5 | 1 | N |  |  | OP | X | 12 | 2009 | 2009 |  |  | N | IPP Non-CHP | IPP | IPP | 2 | X | WND | Renewable | 100.5 | 0 | 1 | 0
Operable | 59496 | ALLETE Clean Energy |  | 62938 | Glen Ullin Energy Center | ND | Vertical | Morton | 39001 | Onshore Wind Turbine | WT |  | W | X | X |  |  | 106.7 |  | 106.7 | 106.7 | 1 | N |  |  | OP | X | 12 | 2019 | 2019 |  |  | N | IPP Non-CHP | IPP | IPP | 2 | X | WND | Renewable | 106.7 | 0 | 1 | 0
Operable | 59496 | ALLETE Clean Energy |  | 62939 | South Peak Wind | MT | Vertical | Judith Basin | 41001 | Onshore Wind Turbine | WT |  | W | X | X |  |  | 80 |  | 80 | 80 | 1 | N |  |  | OP | X | 4 | 2020 | 2020 |  |  | N | IPP Non-CHP | IPP | IPP | 2 | X | WND | Renewable | 80 | 0 | 1 | 0
Operable | 59496 | ALLETE Clean Energy |  | 63327 | Diamond Spring, LLC | OK | Vertical | Johnston | 46001 | Onshore Wind Turbine | WT |  | S | X | X |  |  | 303.5 |  | 303.5 | 303.5 | 1 | N |  |  | OP | X | 12 | 2020 | 2020 |  |  | N | IPP Non-CHP | IPP | IPP | 2 | X | WND | Renewable | 303.5 | 0 | 1 | 0
Operable | 59496 | ALLETE Clean Energy |  | 63431 | Cisco | MN | Vertical | Jackson | 32001 | Onshore Wind Turbine | WT |  | S | X | X |  |  | 8.4 |  | 8.4 | 8.4 | 1 | N |  |  | OP | X | 2 | 2008 | 2008 |  |  | N | IPP Non-CHP | IPP | IPP | 2 | X | WND | Renewable | 8.4 | 0 | 1 | 0
Operable | 59496 | ALLETE Clean Energy |  | 63432 | Lincoln Heights I | MN | Vertical | Lincoln | 32002 | Onshore Wind Turbine | WT |  | S | X | X |  |  | 5.2 |  | 5.2 | 5.2 | 1 | N |  |  | OP | X | 5 | 2006 | 2006 |  |  | N | IPP Non-CHP | IPP | IPP | 2 | X | WND | Renewable | 5.2 | 0 | 1 | 0
Operable | 59496 | ALLETE Clean Energy |  | 63433 | Lincoln Heights II | MN | Vertical | Lincoln | 32003 | Onshore Wind Turbine | WT |  | S | X | X |  |  | 3.9 |  | 3.9 | 3.9 | 1 | N |  |  | OP | X | 5 | 2006 | 2006 |  |  | N | IPP Non-CHP | IPP | IPP | 2 | X | WND | Renewable | 3.9 | 0 | 1 | 0
Operable | 59496 | ALLETE Clean Energy |  | 64047 | Caddo Wind | OK | Vertical | Caddo | 46002 | Onshore Wind Turbine | WT |  | S | X | X |  |  | 303.2 |  | 303.2 | 303.2 | 1 | N |  |  | OP | X | 1 | 2022 | 2022 |  |  | N | IPP Non-CHP | IPP | IPP | 2 | X | WND | Renewable | 303.2 | 0 | 1 | 0
Operable | 12647 | ALLETE, Inc. |  | 378 | Prairie River | MN | Vertical | Itasca | 1 | Conventional Hydroelectric | HY |  | S | X | X |  |  | 0.7 | 0.8 | 0.5 | 0.5 | 0.1 | N |  |  | OP | X | 4 | 1920 | Pre-2000 |  |  | N | Electric Utility | Utility | Investor Owned Utility | 1 | X | WAT | Renewable | 0.7 | 0 | 1 | 0
Operable | 12647 | ALLETE, Inc. |  | 378 | Prairie River | MN | Vertical | Itasca | 2 | Conventional Hydroelectric | HY |  | S | X | X |  |  | 0.3 | 0.8 | 0.2 | 0.2 | 0.1 | N |  |  | OP | X | 4 | 1920 | Pre-2000 |  |  | N | Electric Utility | Utility | Investor Owned Utility | 1 | X | WAT | Renewable | 0.3 | 0 | 1 | 0
Operable | 12647 | ALLETE, Inc. |  | 1891 | Syl Laskin | MN | Vertical | St Louis | 1 | Natural Gas Steam Turbine | ST |  | S | X | X | MP.LASKIN1 | MP.LASKIN1 | 58 | 0.85 | 49 | 49 | 17 | N |  |  | OP | X | 6 | 1953 | Pre-2000 |  |  | N | Electric Utility | Utility | Investor Owned Utility | 1 | X | NG | Non-Renewable | 0 | 58 | 0 | 1
Operable | 12647 | ALLETE, Inc. |  | 1891 | Syl Laskin | MN | Vertical | St Louis | 2 | Natural Gas Steam Turbine | ST |  | S | X | X | MP.LASKIN2 | MP.LASKIN2 | 58 | 0.85 | 49 | 49 | 17 | N |  |  | OP | X | 9 | 1953 | Pre-2000 |  |  | N | Electric Utility | Utility | Investor Owned Utility | 1 | X | NG | Non-Renewable | 0 | 58 | 0 | 1
Operable | 12647 | ALLETE, Inc. |  | 1892 | Blanchard | MN | Vertical | Morrison | 1 | Conventional Hydroelectric | HY |  | S | X | X | MP.BLNCHR123 | MP.BLNCHR123 | 6 | 0.8 | 5.4 | 5.4 | 0.8 | N |  |  | OP | X | 2 | 1925 | Pre-2000 |  |  | N | Electric Utility | Utility | Investor Owned Utility | 1 | X | WAT | Renewable | 6 | 0 | 1 | 0
Operable | 12647 | ALLETE, Inc. |  | 1892 | Blanchard | MN | Vertical | Morrison | 2 | Conventional Hydroelectric | HY |  | S | X | X | MP.BLNCHR123 | MP.BLNCHR123 | 6 | 0.8 | 5.4 | 5.4 | 0.8 | N |  |  | OP | X | 2 | 1925 | Pre-2000 |  |  | N | Electric Utility | Utility | Investor Owned Utility | 1 | X | WAT | Renewable | 6 | 0 | 1 | 0
Operable | 12647 | ALLETE, Inc. |  | 1892 | Blanchard | MN | Vertical | Morrison | 3 | Conventional Hydroelectric | HY |  | S | X | X | MP.BLNCHR123 | MP.BLNCHR123 | 6 | 1 | 5.4 | 5.4 | 0.8 | N |  |  | OP | X | 8 | 1988 | Pre-2000 |  |  | N | Electric Utility | Utility | Investor Owned Utility | 1 | X | WAT | Renewable | 6 | 0 | 1 | 0
Operable | 12647 | ALLETE, Inc. |  | 1893 | Clay Boswell | MN | Vertical | Itasca | 3 | Conventional Steam Coal | ST |  | S | X | X | MP.BOS233 | MP.BOS233 | 364.5 | 0.9 | 352 | 352 | 75 | N |  |  | OP | X | 5 | 1973 | Pre-2000 |  |  | N | Electric Utility | Utility | Investor Owned Utility | 1 | X | SUB | Non-Renewable | 0 | 364.5 | 0 | 1 | NG | RC
Operable | 12647 | ALLETE, Inc. |  | 1893 | Clay Boswell | MN | Vertical | Itasca | 4 | Conventional Steam Coal | ST |  | J | X | X | MP.MP_BOS4 | MP.MP_BOS4 | 558 | 0.9 | 585 | 585 | 185 | N |  |  | OP | X | 5 | 1980 | Pre-2000 |  |  | N | Electric Utility | Utility | Investor Owned Utility | 1 | X | SUB | Non-Renewable | 0 | 558 | 0 | 1 | NG | RC
Operable | 12647 | ALLETE, Inc. |  | 1893 | Clay Boswell | MN | Vertical | Itasca | D4 | Petroleum Liquids | IC |  | J | X | X |  |  | 0.8 | 0.8 | 0.8 | 0.8 | 0.8 | N |  |  | SB | Y | 4 | 1980 | Pre-2000 |  |  | N | Electric Utility | Utility | Investor Owned Utility | 1 | X | DFO | Non-Renewable | 0 | 0.8 | 0 | 1
Operable | 12647 | ALLETE, Inc. |  | 1894 | Fond Du Lac | MN | Vertical | St Louis | 1 | Conventional Hydroelectric | HY |  | S | X | X | MP.FONDLA1 | MP.FONDLA1 | 12 | 0.8 | 13.1 | 13.1 | 0.5 | N |  |  | OP | X | 1 | 1924 | Pre-2000 |  |  | N | Electric Utility | Utility | Investor Owned Utility | 1 | X | WAT | Renewable | 12 | 0 | 1 | 0
Operable | 12647 | ALLETE, Inc. |  | 1895 | Knife Falls | MN | Vertical | Carlton | 1 | Conventional Hydroelectric | HY |  | S | X | X |  |  | 0.8 | 0.8 | 0.8 | 0.8 | 0.1 | N |  |  | OP | X | 1 | 1922 | Pre-2000 |  |  | N | Electric Utility | Utility | Investor Owned Utility | 1 | X | WAT | Renewable | 0.8 | 0 | 1 | 0
Operable | 12647 | ALLETE, Inc. |  | 1895 | Knife Falls | MN | Vertical | Carlton | 2 | Conventional Hydroelectric | HY |  | S | X | X |  |  | 0.8 | 0.8 | 0.8 | 0.8 | 0.1 | N |  |  | OP | X | 1 | 1922 | Pre-2000 |  |  | N | Electric Utility | Utility | Investor Owned Utility | 1 | X | WAT | Renewable | 0.8 | 0 | 1 | 0
Operable | 12647 | ALLETE, Inc. |  | 1895 | Knife Falls | MN | Vertical | Carlton | 3 | Conventional Hydroelectric | HY |  | S | X | X |  |  | 0.8 | 0.8 | 0.7 | 0.7 | 0.1 | N |  |  | OP | X | 1 | 1922 | Pre-2000 |  |  | N | Electric Utility | Utility | Investor Owned Utility | 1 | X | WAT | Renewable | 0.8 | 0 | 1 | 0
Operable | 12647 | ALLETE, Inc. |  | 1896 | Little Falls (MN) | MN | Vertical | Morrison | 1 | Conventional Hydroelectric | HY |  | S | X | X |  |  | 0.8 | 0.8 | 0.9 | 0.9 | 0.1 | N |  |  | OP | X | 1 | 1919 | Pre-2000 |  |  | N | Electric Utility | Utility | Investor Owned Utility | 1 | X | WAT | Renewable | 0.8 | 0 | 1 | 0
Operable | 12647 | ALLETE, Inc. |  | 1896 | Little Falls (MN) | MN | Vertical | Morrison | 2 | Conventional Hydroelectric | HY |  | S | X | X |  |  | 0.8 | 0.8 | 0.9 | 0.9 | 0.1 | N |  |  | OP | X | 1 | 1919 | Pre-2000 |  |  | N | Electric Utility | Utility | Investor Owned Utility | 1 | X | WAT | Renewable | 0.8 | 0 | 1 | 0
Operable | 12647 | ALLETE, Inc. |  | 1896 | Little Falls (MN) | MN | Vertical | Morrison | 3 | Conventional Hydroelectric | HY |  | S | X | X |  |  | 1 | 0.8 | 1 | 1 | 0.3 | N |  |  | OP | X | 1 | 1920 | Pre-2000 |  |  | N | Electric Utility | Utility | Investor Owned Utility | 1 | X | WAT | Renewable | 1 | 0 | 1 | 0
Operable | 12647 | ALLETE, Inc. |  | 1896 | Little Falls (MN) | MN | Vertical | Morrison | 4 | Conventional Hydroelectric | HY |  | S | X | X |  |  | 1.2 | 0.8 | 1.3 | 1.3 | 0.5 | N |  |  | OP | X | 11 | 1979 | Pre-2000 |  |  | N | Electric Utility | Utility | Investor Owned Utility | 1 | X | WAT | Renewable | 1.2 | 0 | 1 | 0
Operable | 12647 | ALLETE, Inc. |  | 1896 | Little Falls (MN) | MN | Vertical | Morrison | 5 | Conventional Hydroelectric | HY |  | S | X | X |  |  | 0.4 | 0.8 | 0.5 | 0.5 | 0.1 | N |  |  | OP | X | 1 | 1906 | Pre-2000 |  |  | N | Electric Utility | Utility | Investor Owned Utility | 1 | X | WAT | Renewable | 0.4 | 0 | 1 | 0
Operable | 12647 | ALLETE, Inc. |  | 1896 | Little Falls (MN) | MN | Vertical | Morrison | 6 | Conventional Hydroelectric | HY |  | S | X | X |  |  | 0.4 | 0.8 | 0.5 | 0.5 | 0.1 | N |  |  | OP | X | 1 | 1906 | Pre-2000 |  |  | N | Electric Utility | Utility | Investor Owned Utility | 1 | X | WAT | Renewable | 0.4 | 0 | 1 | 0
Operable | 12647 | ALLETE, Inc. |  | 1897 | M L Hibbard | MN | Vertical | St Louis | 3 | Wood/Wood Waste Biomass | ST |  | S | X | X | MP.HIBBAR3 | MP.HIBBAR3 | 35.3 | 0.85 | 30 | 30 | 10 | N |  |  | OP | X | 6 | 1949 | Pre-2000 |  |  | Y | Commercial CHP | Utility | Investor Owned Utility | 5 | T | WDS | Renewable | 35.3 | 0 | 1 | 0 | SUB | NG
Operable | 12647 | ALLETE, Inc. |  | 1897 | M L Hibbard | MN | Vertical | St Louis | 4 | Wood/Wood Waste Biomass | ST |  | S | X | X | MP.HIBBAR4 | MP.HIBBAR4 | 37.5 | 0.85 | 30 | 30 | 10 | N |  |  | OP | X | 6 | 1951 | Pre-2000 |  |  | Y | Commercial CHP | Utility | Investor Owned Utility | 5 | T | WDS | Renewable | 37.5 | 0 | 1 | 0 | SUB | NG
Operable | 12647 | ALLETE, Inc. |  | 1898 | Pillager | MN | Vertical | Cass | 1 | Conventional Hydroelectric | HY |  | S | X | X |  |  | 0.8 | 0.8 | 0.9 | 0.9 | 0.1 | N |  |  | OP | X | 1 | 1917 | Pre-2000 |  |  | N | Electric Utility | Utility | Investor Owned Utility | 1 | X | WAT | Renewable | 0.8 | 0 | 1 | 0
Operable | 12647 | ALLETE, Inc. |  | 1898 | Pillager | MN | Vertical | Cass | 2 | Conventional Hydroelectric | HY |  | S | X | X |  |  | 0.8 | 0.8 | 0.8 | 0.8 | 0.1 | N |  |  | OS | X | 1 | 1917 | Pre-2000 |  |  | N | Electric Utility | Utility | Investor Owned Utility | 1 | X | WAT | Renewable | 0.8 | 0 | 1 | 0
Operable | 12647 | ALLETE, Inc. |  | 1899 | Scanlon | MN | Vertical | Carlton | 1 | Conventional Hydroelectric | HY |  | S | X | X |  |  | 0.4 | 0.8 | 0.4 | 0.4 | 0.1 | N |  |  | OP | X | 1 | 1923 | Pre-2000 |  |  | N | Electric Utility | Utility | Investor Owned Utility | 1 | X | WAT | Renewable | 0.4 | 0 | 1 | 0
Operable | 12647 | ALLETE, Inc. |  | 1899 | Scanlon | MN | Vertical | Carlton | 2 | Conventional Hydroelectric | HY |  | S | X | X |  |  | 0.4 | 0.8 | 0.4 | 0.4 | 0.1 | N |  |  | OS | X | 1 | 1923 | Pre-2000 |  |  | N | Electric Utility | Utility | Investor Owned Utility | 1 | X | WAT | Renewable | 0.4 | 0 | 1 | 0
Operable | 12647 | ALLETE, Inc. |  | 1899 | Scanlon | MN | Vertical | Carlton | 3 | Conventional Hydroelectric | HY |  | S | X | X |  |  | 0.4 | 0.8 | 0.4 | 0.4 | 0.1 | N |  |  | OP | X | 1 | 1923 | Pre-2000 |  |  | N | Electric Utility | Utility | Investor Owned Utility | 1 | X | WAT | Renewable | 0.4 | 0 | 1 | 0
Operable | 12647 | ALLETE, Inc. |  | 1899 | Scanlon | MN | Vertical | Carlton | 4 | Conventional Hydroelectric | HY |  | S | X | X |  |  | 0.4 | 0.8 | 0.4 | 0.4 | 0.1 | N |  |  | OP | X | 1 | 1923 | Pre-2000 |  |  | N | Electric Utility | Utility | Investor Owned Utility | 1 | X | WAT | Renewable | 0.4 | 0 | 1 | 0
Operable | 12647 | ALLETE, Inc. |  | 1900 | Sylvan | MN | Vertical | Cass | 1 | Conventional Hydroelectric | HY |  | S | X | X | MP.LASKIN1 | MP.LASKIN1 | 0.6 | 1 | 0.6 | 0.6 | 0.1 | N |  |  | OP | X | 1 | 1913 | Pre-2000 |  |  | N | Electric Utility | Utility | Investor Owned Utility | 1 | X | WAT | Renewable | 0.6 | 0 | 1 | 0
Operable | 12647 | ALLETE, Inc. |  | 1900 | Sylvan | MN | Vertical | Cass | 2 | Conventional Hydroelectric | HY |  | S | X | X | MP.LASKIN2 | MP.LASKIN2 | 0.6 | 1 | 0.6 | 0.6 | 0.1 | N |  |  | OP | X | 1 | 1913 | Pre-2000 |  |  | N | Electric Utility | Utility | Investor Owned Utility | 1 | X | WAT | Renewable | 0.6 | 0 | 1 | 0
Operable | 12647 | ALLETE, Inc. |  | 1900 | Sylvan | MN | Vertical | Cass | 3 | Conventional Hydroelectric | HY |  | S | X | X |  |  | 0.6 | 0.8 | 0.6 | 0.6 | 0.1 | N |  |  | OP | X | 1 | 1915 | Pre-2000 |  |  | N | Electric Utility | Utility | Investor Owned Utility | 1 | X | WAT | Renewable | 0.6 | 0 | 1 | 0
Operable | 12647 | ALLETE, Inc. |  | 1901 | Thomson | MN | Vertical | Carlton | 1 | Conventional Hydroelectric | HY |  | S | X | X | MP.THOMSON | MP.THOMSON | 13 | 0.8 | 12.5 | 12.5 | 0.5 | N |  |  | OP | X | 1 | 1907 | Pre-2000 |  |  | N | Electric Utility | Utility | Investor Owned Utility | 1 | X | WAT | Renewable | 13 | 0 | 1 | 0
Operable | 12647 | ALLETE, Inc. |  | 1901 | Thomson | MN | Vertical | Carlton | 2 | Conventional Hydroelectric | HY |  | S | X | X |  |  | 13 | 0.8 | 12.5 | 12.5 | 0.5 | N |  |  | OP | X | 1 | 1907 | Pre-2000 |  |  | N | Electric Utility | Utility | Investor Owned Utility | 1 | X | WAT | Renewable | 13 | 0 | 1 | 0
Operable | 12647 | ALLETE, Inc. |  | 1901 | Thomson | MN | Vertical | Carlton | 3 | Conventional Hydroelectric | HY |  | S | X | X |  |  | 13 | 0.8 | 12.5 | 12.5 | 0.5 | N |  |  | OP | X | 1 | 1907 | Pre-2000 |  |  | N | Electric Utility | Utility | Investor Owned Utility | 1 | X | WAT | Renewable | 13 | 0 | 1 | 0
Operable | 12647 | ALLETE, Inc. |  | 1901 | Thomson | MN | Vertical | Carlton | 4 | Conventional Hydroelectric | HY |  | S | X | X |  |  | 10.8 | 0.8 | 12.1 | 12.1 | 0.5 | N |  |  | OP | X | 1 | 1914 | Pre-2000 |  |  | N | Electric Utility | Utility | Investor Owned Utility | 1 | X | WAT | Renewable | 10.8 | 0 | 1 | 0
Operable | 12647 | ALLETE, Inc. |  | 1901 | Thomson | MN | Vertical | Carlton | 5 | Conventional Hydroelectric | HY |  | S | X | X |  |  | 10.8 | 0.8 | 11.9 | 11.9 | 0.5 | N |  |  | OP | X | 1 | 1919 | Pre-2000 |  |  | N | Electric Utility | Utility | Investor Owned Utility | 1 | X | WAT | Renewable | 10.8 | 0 | 1 | 0
Operable | 12647 | ALLETE, Inc. |  | 1901 | Thomson | MN | Vertical | Carlton | 6 | Conventional Hydroelectric | HY |  | S | X | X |  |  | 12 | 0.8 | 14.7 | 14.7 | 0.5 | N |  |  | OP | X | 1 | 1949 | Pre-2000 |  |  | N | Electric Utility | Utility | Investor Owned Utility | 1 | X | WAT | Renewable | 12 | 0 | 1 | 0
Operable | 12647 | ALLETE, Inc. |  | 1902 | Winton | MN | Vertical | Lake | 2 | Conventional Hydroelectric | HY |  | S | X | X |  |  | 2 | 0.8 | 2.1 | 2.1 | 0.3 | N |  |  | OP | X | 8 | 1923 | Pre-2000 |  |  | N | Electric Utility | Utility | Investor Owned Utility | 1 | X | WAT | Renewable | 2 | 0 | 1 | 0
Operable | 12647 | ALLETE, Inc. |  | 1902 | Winton | MN | Vertical | Lake | 3 | Conventional Hydroelectric | HY |  | S | X | X |  |  | 2 | 0.8 | 2 | 2 | 0.3 | N |  |  | OP | X | 9 | 1923 | Pre-2000 |  |  | N | Electric Utility | Utility | Investor Owned Utility | 1 | X | WAT | Renewable | 2 | 0 | 1 | 0
Operable | 12647 | ALLETE, Inc. |  | 10686 | Rapids Energy Center | MN | Vertical | Itasca | 6 | Natural Gas Steam Turbine | ST |  | S | X | X |  |  | 12.5 | 0.8 | 13.1 | 13.1 | 4 | N |  |  | OP | X | 1 | 1969 | Pre-2000 |  |  | Y | Electric Utility | Utility | Investor Owned Utility | 1 | T | NG | Non-Renewable | 0 | 12.5 | 0 | 1
Operable | 12647 | ALLETE, Inc. |  | 10686 | Rapids Energy Center | MN | Vertical | Itasca | 7 | Natural Gas Steam Turbine | ST |  | S | X | X |  |  | 14 | 0.85 | 9.5 | 9.5 | 6 | N |  |  | OP | X | 1 | 1980 | Pre-2000 |  |  | Y | Electric Utility | Utility | Investor Owned Utility | 1 | T | NG | Non-Renewable | 0 | 14 | 0 | 1
Operable | 12647 | ALLETE, Inc. |  | 10686 | Rapids Energy Center | MN | Vertical | Itasca | HYD | Conventional Hydroelectric | HY |  | S | X | X |  |  | 1.9 | 0.8 | 0.8 | 0.8 | 0.2 | N |  |  | OP | X | 1 | 1943 | Pre-2000 |  |  | N | Electric Utility | Utility | Investor Owned Utility | 1 | X | WAT | Renewable | 1.9 | 0 | 1 | 0
Operable | 12647 | ALLETE, Inc. |  | 56630 | Taconite Ridge 1 Wind Energy Center | MN | Vertical | St Louis | 1 | Onshore Wind Turbine | WT |  | S | X | X | MP.TACRIDGE1 | MP.TACRIDGE1 | 25 |  | 25 | 25 | 0.3 | N |  |  | OP | X | 5 | 2008 | 2008 |  |  | N | Electric Utility | Utility | Investor Owned Utility | 1 | X | WND | Renewable | 25 | 0 | 1 | 0
Operable | 12647 | ALLETE, Inc. |  | 57038 | Bison I Wind Energy Center | ND | Vertical | Morton | PHS1 | Onshore Wind Turbine | WT |  | S | X | X | MP.BISON1 | MP.BISON1 | 36.8 |  | 36.8 | 36.8 | 0.3 | N |  |  | OP | X | 12 | 2010 | 2010 |  |  | N | Electric Utility | Utility | Investor Owned Utility | 1 | X | WND | Renewable | 36.8 | 0 | 1 | 0
Operable | 12647 | ALLETE, Inc. |  | 57038 | Bison I Wind Energy Center | ND | Vertical | Morton | PHS2 | Onshore Wind Turbine | WT |  | S | X | X | MP.BISON1 | MP.BISON1 | 45 |  | 45 | 45 | 0.3 | N |  |  | OP | X | 1 | 2012 | 2012 |  |  | N | Electric Utility | Utility | Investor Owned Utility | 1 | X | WND | Renewable | 45 | 0 | 1 | 0
Operable | 12647 | ALLETE, Inc. |  | 57800 | Bison 2 Wind Energy Center | ND | Vertical | Morton | BISO2 | Onshore Wind Turbine | WT |  | S | X | X | MP.BISON1 | MP.BISON1 | 105 |  | 105 | 105 | 0.4 | N |  |  | OP | X | 12 | 2012 | 2012 |  |  | N | Electric Utility | Utility | Investor Owned Utility | 1 | X | WND | Renewable | 105 | 0 | 1 | 0
Operable | 12647 | ALLETE, Inc. |  | 57801 | Bison 3 Wind Energy Center | ND | Vertical | Morton | BISO3 | Onshore Wind Turbine | WT |  | S | X | X | MP.BISON1 | MP.BISON1 | 105 |  | 105 | 105 | 0.4 | N |  |  | OP | X | 12 | 2012 | 2012 |  |  | N | Electric Utility | Utility | Investor Owned Utility | 1 | X | WND | Renewable | 105 | 0 | 1 | 0
Operable | 12647 | ALLETE, Inc. |  | 58872 | Bison 4 Wind Energy Center | ND | Vertical | Morton | BISO4 | Onshore Wind Turbine | WT |  | S | X | X | MP.BISON1 MP.BISON5 |  | 205 |  | 201.8 | 201.8 | 0.6 | N |  |  | OP | X | 1 | 2015 | 2015 |  |  | N | Electric Utility | Utility | Investor Owned Utility | 1 | X | WND | Renewable | 205 | 0 | 1 | 0
Operable | 12647 | ALLETE, Inc. |  | 66683 | Sylvan Solar | MN | Vertical | Cass | SYV | Solar Photovoltaic | PV |  | W | X | X |  |  | 15.2 |  | 15.2 | 15.2 |  | N |  |  | OP | X | 7 | 2023 | 2023 |  |  | N | Electric Utility | Utility | Investor Owned Utility | 1 | X | SUN | Renewable | 15.2 | 0 | 1 | 0
Operable | 12647 | ALLETE, Inc. |  | 66742 | Laskin Solar | MN | Vertical | St Louis | LAK | Solar Photovoltaic | PV |  | W | X | X |  |  | 5.6 |  | 5.6 | 5.6 |  | N |  |  | OP | X | 12 | 2022 | 2022 |  |  | N | Electric Utility | Utility | Investor Owned Utility | 1 | X | SUN | Renewable | 5.6 | 0 | 1 | 0
Operable | 12647 | ALLETE, Inc. |  | 66743 | Jean Duluth Solar | MN | Vertical | St Louis | DUL | Solar Photovoltaic | PV |  | W | X | X |  |  | 1.6 |  | 1.6 | 1.6 |  | N |  |  | OP | X | 12 | 2022 | 2022 |  |  | N | Electric Utility | Utility | Investor Owned Utility | 1 | X | SUN | Renewable | 1.6 | 0 | 1 | 0
Operable | 64045 | Alliance HP Virginia Drive LLC |  | 57640 | 500 Virginia Solar | PA | Restructured | Montgomery | 1 | Solar Photovoltaic | PV |  | S | X | X |  |  | 1 |  | 1 | 1 |  | N |  |  | OP | X | 7 | 2011 | 2011 |  |  | N | IPP Non-CHP | IPP | IPP | 2 | X | SUN | Renewable | 1 | 0 | 1 | 0
Operable | 56142 | Alliance NYGT, LLC |  | 2628 | Hillburn | NY | Restructured | Rockland | GEN1 | Natural Gas Fired Combustion Turbine | GT |  | S | X | X | Nyiso | Nyiso | 46.5 | 0.9 | 33.1 | 43.8 | 5 | N |  |  | OP | X | 7 | 1972 | Pre-2000 |  |  | N | IPP Non-CHP | IPP | IPP | 2 | X | NG | Non-Renewable | 0 | 46.5 | 0 | 1 | KER
Operable | 56142 | Alliance NYGT, LLC |  | 2632 | Shoemaker | NY | Restructured | Orange | SHOE | Natural Gas Fired Combustion Turbine | GT |  | S | X | X | NYISO | NYISO | 41.9 | 0.9 | 33 | 40 | 5 | N |  |  | OP | X | 7 | 1972 | Pre-2000 |  |  | N | IPP Non-CHP | IPP | IPP | 2 | X | NG | Non-Renewable | 0 | 41.9 | 0 | 1 | KER
Operable | 64722 | Allie L.L.C. |  | 65381 | Allie L.L.C. | MN | Vertical | Renville | PAPE | Solar Photovoltaic | PV |  | S | X | X |  |  | 1 | 1 | 1 | 1 | 1 | N |  |  | OP | X | 8 | 2022 | 2022 |  |  | N | IPP Non-CHP | IPP | IPP | 2 | X | SUN | Renewable | 1 | 0 | 1 | 0
Operable | 63494 | Allora Solar, LLC |  | 63808 | Allora Solar, LLC | SC | Vertical | Lexington | PGR30 | Solar Photovoltaic | PV |  | S | X | X |  |  | 75 | 0.95 | 75 | 75 |  | N |  |  | OP | X | 1 | 2023 | 2023 |  |  | N | IPP Non-CHP | IPP | IPP | 2 | X | SUN | Renewable | 75 | 0 | 1 | 0
Operable | 58686 | Alpaca Energy LLC |  | 58813 | Alpaca | PA | Restructured | Bradford | 1 | Natural Gas Internal Combustion Engine | IC |  | S | X | X | 1356162740 | 1356162740 | 7 | 0.8 | 6.8 | 6.8 | 3 | N |  |  | OP | X | 4 | 2017 | 2017 |  |  | N | IPP Non-CHP | IPP | IPP | 2 | X | NG | Non-Renewable | 0 | 7 | 0 | 1
Operable | 58686 | Alpaca Energy LLC |  | 58813 | Alpaca | PA | Restructured | Bradford | 2 | Natural Gas Internal Combustion Engine | IC |  | S | X | X | 1356162740 | 1356162740 | 7 | 0.8 | 6.8 | 6.8 | 3 | N |  |  | OP | X | 4 | 2017 | 2017 |  |  | N | IPP Non-CHP | IPP | IPP | 2 | X | NG | Non-Renewable | 0 | 7 | 0 | 1
Operable | 58686 | Alpaca Energy LLC |  | 58813 | Alpaca | PA | Restructured | Bradford | 3 | Natural Gas Internal Combustion Engine | IC |  | S | X | X | 1356162740 | 1356162740 | 7 | 0.8 | 6.8 | 6.8 | 3 | N |  |  | OP | X | 4 | 2017 | 2017 |  |  | N | IPP Non-CHP | IPP | IPP | 2 | X | NG | Non-Renewable | 0 | 7 | 0 | 1
Operable | 61617 | Alpha Value Solar, LLC |  | 62054 | Alpha Value Solar | NC | Vertical | Perquimans | AVS01 | Solar Photovoltaic | PV |  | S | X | X |  |  | 5 |  | 5 | 5 |  | N |  |  | OP | X | 12 | 2019 | 2019 |  |  | N | IPP Non-CHP | IPP | IPP | 2 | X | SUN | Renewable | 5 | 0 | 1 | 0
Operable | 65118 | AlphaStruxure Service Co LP |  | 65945 | Brookville Smart Bus Depot Microgrid | MD | Restructured | Montgomery | BESS | Batteries | BA |  | W | X | X |  |  | 1.5 |  | 1.5 | 1.5 | 0 | N |  |  | OP | X | 11 | 2022 | 2022 |  |  | N | Commercial Non-CHP | Customer Sited | Other | 4 | X | MWH | Other | 0 | 0 | 0 | 0
Operable | 65118 | AlphaStruxure Service Co LP |  | 65945 | Brookville Smart Bus Depot Microgrid | MD | Restructured | Montgomery | GEN2 | Natural Gas Internal Combustion Engine | IC |  | W | X | X |  |  | 0.6 | 1 | 0.6 | 0.6 | 0.3 | N |  |  | SB | Y | 9 | 2023 | 2023 |  |  | N | Commercial Non-CHP | Customer Sited | Other | 4 | X | NG | Non-Renewable | 0 | 0.6 | 0 | 1
Operable | 65118 | AlphaStruxure Service Co LP |  | 65945 | Brookville Smart Bus Depot Microgrid | MD | Restructured | Montgomery | GEN3 | Natural Gas Internal Combustion Engine | IC |  | W | X | X |  |  | 0.6 | 1 | 0.6 | 0.6 | 0.3 | N |  |  | SB | Y | 9 | 2023 | 2023 |  |  | N | Commercial Non-CHP | Customer Sited | Other | 4 | X | NG | Non-Renewable | 0 | 0.6 | 0 | 1
Operable | 65118 | AlphaStruxure Service Co LP |  | 65945 | Brookville Smart Bus Depot Microgrid | MD | Restructured | Montgomery | GENS | Natural Gas Internal Combustion Engine | IC |  | W | X | X |  |  | 0.6 | 1 | 0.6 | 0.6 | 0.3 | N |  |  | OP | X | 3 | 2023 | 2023 |  |  | N | Commercial Non-CHP | Customer Sited | Other | 4 | X | NG | Non-Renewable | 0 | 0.6 | 0 | 1
Operable | 65118 | AlphaStruxure Service Co LP |  | 65945 | Brookville Smart Bus Depot Microgrid | MD | Restructured | Montgomery | PV | Solar Photovoltaic | PV |  | W | X | X |  |  | 1.7 |  | 1.7 | 1.7 |  | N |  |  | OP | X | 10 | 2022 | 2022 |  |  | N | Commercial Non-CHP | Customer Sited | Other | 4 | X | SUN | Renewable | 1.7 | 0 | 1 | 0
Operable | 64617 | Alpine Solar |  | 57295 | Alpine Solar | CA | Vertical | Los Angeles | 1 | Solar Photovoltaic | PV |  | S | X | X |  |  | 66 |  | 66 | 66 |  | N |  |  | OP | X | 2 | 2013 | 2013 |  |  | N | IPP Non-CHP | IPP | IPP | 2 | X | SUN | Renewable | 66 | 0 | 1 | 0
Operable | 60572 | AlsoEnergy |  | 60918 | Verwey-Hanford Dairy Digester #1 | CA | Vertical | Kings | 3 | Other Waste Biomass | IC |  | S | X | X |  |  | 1 | 1 | 1 | 1 | 0.1 | N |  |  | OP | X | 10 | 2016 | 2016 |  |  | N | Industrial Non-CHP | Customer Sited | Other | 6 | X | OBG | Renewable | 1 | 0 | 1 | 0
Operable | 63722 | Alta Farms II Wind Project, LLC |  | 64088 | Alta Farms II Wind Project, LLC | IL | Restructured | DeWitt | WT2 | Onshore Wind Turbine | WT |  | S | X | X |  |  | 200.5 |  | 200.5 | 200.5 | 0.1 | N |  |  | OP | X | 5 | 2023 | 2023 |  |  | N | IPP Non-CHP | IPP | IPP | 2 | X | WND | Renewable | 200.5 | 0 | 1 | 0
Operable | 64618 | Alta Wind Energy Center I |  | 57282 | Alta Wind Energy Center I | CA | Vertical | Kern | AW01 | Onshore Wind Turbine | WT |  | W | X | X |  |  | 150 |  | 150 | 150 | 0 | N |  |  | OP | X | 1 | 2011 | 2011 |  |  | N | IPP Non-CHP | IPP | IPP | 2 | X | WND | Renewable | 150 | 0 | 1 | 0
Operable | 64620 | Alta Wind Energy Center II |  | 57291 | Alta Wind Energy Center II | CA | Vertical | Kern | AW02 | Onshore Wind Turbine | WT |  | W | X | X |  |  | 150 |  | 150 | 150 | 0 | N |  |  | OP | X | 1 | 2011 | 2011 |  |  | N | IPP Non-CHP | IPP | IPP | 2 | X | WND | Renewable | 150 | 0 | 1 | 0
Operable | 64621 | Alta Wind Energy Center III |  | 57292 | Alta Wind Energy Center III | CA | Vertical | Kern | AW03 | Onshore Wind Turbine | WT |  | W | X | X |  |  | 150 |  | 150 | 150 | 0 | N |  |  | OP | X | 2 | 2011 | 2011 |  |  | N | IPP Non-CHP | IPP | IPP | 2 | X | WND | Renewable | 150 | 0 | 1 | 0
Operable | 64622 | Alta Wind Energy Center IV |  | 57293 | Alta Wind Energy Center IV | CA | Vertical | Kern | AW04 | Onshore Wind Turbine | WT |  | W | X | X |  |  | 102 |  | 102 | 102 | 0 | N |  |  | OP | X | 4 | 2011 | 2011 |  |  | N | IPP Non-CHP | IPP | IPP | 2 | X | WND | Renewable | 102 | 0 | 1 | 0
Operable | 64623 | Alta Wind Energy Center V |  | 57294 | Alta Wind Energy Center V | CA | Vertical | Kern | AW05 | Onshore Wind Turbine | WT |  | W | X | X |  |  | 168 |  | 168 | 168 | 0 | N |  |  | OP | X | 4 | 2011 | 2011 |  |  | N | IPP Non-CHP | IPP | IPP | 2 | X | WND | Renewable | 168 | 0 | 1 | 0
Operable | 58379 | Alta Wind X, LLC |  | 58394 | Alta Wind X | CA | Vertical | Kern | AW10 | Onshore Wind Turbine | WT |  | W | X | X |  |  | 138 |  | 138 | 138 | 0 | N |  |  | OP | X | 1 | 2014 | 2014 |  |  | N | IPP Non-CHP | IPP | IPP | 2 | X | WND | Renewable | 138 | 0 | 1 | 0
Operable | 58380 | Alta Wind XI, LLC |  | 58395 | Alta Wind XI | CA | Vertical | Kern | AW11 | Onshore Wind Turbine | WT |  | W | X | X |  |  | 90 |  | 90 | 90 | 0 | N |  |  | OP | X | 1 | 2014 | 2014 |  |  | N | IPP Non-CHP | IPP | IPP | 2 | X | WND | Renewable | 90 | 0 | 1 | 0
Operable | 58453 | AltaGas Blythe Operations Inc |  | 55295 | Blythe Energy Inc | CA | Vertical | Riverside | CT1 | Natural Gas Fired Combined Cycle | CT | CC1 | S | X | N | Buck BL_2_PL1X3-APND | Buck BL_2_PL1X3-APND | 182 | 1 | 156.5 | 160.5 | 70 | N |  |  | OP | X | 12 | 2003 | 2003 |  |  | N | IPP Non-CHP | IPP | IPP | 2 | X | NG | Non-Renewable | 0 | 182 | 0 | 1
Operable | 58453 | AltaGas Blythe Operations Inc |  | 55295 | Blythe Energy Inc | CA | Vertical | Riverside | CT2 | Natural Gas Fired Combined Cycle | CT | CC1 | S | X | N | Buck BL_2_PL1X3-APND | Buck BL_2_PL1X3-APND | 182 | 1 | 156.5 | 160.5 | 70 | N |  |  | OP | X | 12 | 2003 | 2003 |  |  | N | IPP Non-CHP | IPP | IPP | 2 | X | NG | Non-Renewable | 0 | 182 | 0 | 1
Operable | 58453 | AltaGas Blythe Operations Inc |  | 55295 | Blythe Energy Inc | CA | Vertical | Riverside | ST1 | Natural Gas Fired Combined Cycle | CA | CC1 | S | Y | X | Buck BL_2_PL1X3-APND | Buck BL_2_PL1X3-APND | 227 | 1 | 201 | 204 | 50 | N |  |  | OP | X | 12 | 2003 | 2003 |  |  | N | IPP Non-CHP | IPP | IPP | 2 | X | NG | Non-Renewable | 0 | 227 | 0 | 1
Operable | 60134 | AltaGas Ripon Energy Inc. |  | 50299 | AltaGas Ripon Energy Inc. | CA | Vertical | San Joaquin | GEN1 | Natural Gas Fired Combustion Turbine | GT |  | S | X | X | POD_SMPRIP_1_SMPSOM-APND | POD_SMPRIP_1_SMPSOM-APND | 49.5 | 0.85 | 46.1 | 46.1 | 30 | N |  |  | OP | X | 4 | 1988 | Pre-2000 |  |  | N | IPP Non-CHP | IPP | IPP | 2 | X | NG | Non-Renewable | 0 | 49.5 | 0 | 1
Operable | 63055 | Altamonte Mall |  | 63254 | Altamonte Mall | FL | Vertical | Seminole | ALT | Solar Photovoltaic | PV |  | W | X | X |  |  | 1.5 | 1 | 1.5 | 1.5 |  | N |  |  | OP | X | 5 | 2016 | 2016 |  |  | N | Commercial Non-CHP | Customer Sited | Other | 4 | X | SUN | Renewable | 1.5 | 0 | 1 | 0
Operable | 63666 | Altavista Solar, LLC |  | 64019 | Altavista Solar | VA | Vertical | Campbell | ATLA | Solar Photovoltaic | PV |  | S | X | X |  |  | 80 |  | 80 | 80 |  | N |  |  | OP | X | 6 | 2021 | 2021 |  |  | N | IPP Non-CHP | IPP | IPP | 2 | X | SUN | Renewable | 80 | 0 | 1 | 0
Operable | 61969 | Altorfer Inc. |  | 62451 | Rantoul Solar | IL | Restructured | Champaign | RANTL | Solar Photovoltaic | PV |  | S | X | X |  |  | 2 |  | 2 | 2 |  | N |  |  | OP | X | 12 | 2016 | 2016 |  |  | N | IPP Non-CHP | IPP | IPP | 2 | X | SUN | Renewable | 2 | 0 | 1 | 0
Operable | 60281 | Altus Power America Management, LLC |  | 57438 | Solar Park Gainesville, LLC | FL | Vertical | Alachua | 1 | Solar Photovoltaic | PV |  | S | X | X |  |  | 1.6 |  | 1.6 | 1.6 |  | N |  |  | OP | X | 7 | 2011 | 2011 |  |  | N | IPP Non-CHP | IPP | IPP | 2 | X | SUN | Renewable | 1.6 | 0 | 1 | 0
Operable | 60281 | Altus Power America Management, LLC |  | 57697 | Aerojet I | CA | Vertical | Sacramento | 1 | Solar Photovoltaic | PV |  | S | X | X |  |  | 3 |  | 3 | 3 |  | N |  |  | OP | X | 12 | 2009 | 2009 |  |  | N | IPP Non-CHP | IPP | IPP | 2 | X | SUN | Renewable | 3 | 0 | 1 | 0
Operable | 60281 | Altus Power America Management, LLC |  | 57698 | Aerojet II | CA | Vertical | Sacramento | 1 | Solar Photovoltaic | PV |  | S | X | X |  |  | 2.2 |  | 2.2 | 2.2 |  | N |  |  | OP | X | 6 | 2010 | 2010 |  |  | N | IPP Non-CHP | IPP | IPP | 2 | X | SUN | Renewable | 2.2 | 0 | 1 | 0
Operable | 60281 | Altus Power America Management, LLC |  | 58034 | Nickel 1 Solar Facility | CA | Vertical | Kern | 1 | Solar Photovoltaic | PV |  | S | X | X |  |  | 1.5 |  | 1.5 | 1.5 |  | N |  |  | OP | X | 11 | 2012 | 2012 |  |  | N | IPP Non-CHP | IPP | IPP | 2 | X | SUN | Renewable | 1.5 | 0 | 1 | 0
Operable | 60281 | Altus Power America Management, LLC |  | 58091 | Keystone Solar | PA | Restructured | Lancaster | KSTN | Solar Photovoltaic | PV |  | S | X | X |  |  | 5 |  | 5 | 5 |  | N |  |  | OP | X | 9 | 2012 | 2012 |  |  | N | IPP Non-CHP | IPP | IPP | 2 | X | SUN | Renewable | 5 | 0 | 1 | 0
Operable | 60281 | Altus Power America Management, LLC |  | 58097 | Green Meadows | MA | Restructured | Barnstable | 1 | Solar Photovoltaic | PV |  | S | X | X |  |  | 3.5 |  | 3.5 | 3.5 |  | N |  |  | OP | X | 5 | 2014 | 2014 |  |  | N | IPP Non-CHP | IPP | IPP | 2 | X | SUN | Renewable | 3.5 | 0 | 1 | 0
Operable | 60281 | Altus Power America Management, LLC |  | 58259 | Kalaeloa Solar Two | HI | Vertical | Honolulu | KAS2 | Solar Photovoltaic | PV |  | S | X | X |  |  | 5 |  | 5 | 5 |  | N |  |  | OP | X | 12 | 2012 | 2012 |  |  | N | IPP Non-CHP | IPP | IPP | 2 | X | SUN | Renewable | 5 | 0 | 1 | 0
Operable | 60281 | Altus Power America Management, LLC |  | 58304 | Kingsburg Solar | CA | Vertical | Tulare | 1 | Solar Photovoltaic | PV |  | S | X | X |  |  | 1.5 |  | 1.5 | 1.5 |  | N |  |  | OP | X | 12 | 2013 | 2013 |  |  | N | IPP Non-CHP | IPP | IPP | 2 | X | SUN | Renewable | 1.5 | 0 | 1 | 0
Operable | 60281 | Altus Power America Management, LLC |  | 58304 | Kingsburg Solar | CA | Vertical | Tulare | 2 | Solar Photovoltaic | PV |  | S | X | X |  |  | 1.5 |  | 1.5 | 1.5 |  | N |  |  | OP | X | 12 | 2013 | 2013 |  |  | N | IPP Non-CHP | IPP | IPP | 2 | X | SUN | Renewable | 1.5 | 0 | 1 | 0
Operable | 60281 | Altus Power America Management, LLC |  | 58304 | Kingsburg Solar | CA | Vertical | Tulare | 3 | Solar Photovoltaic | PV |  | S | X | X |  |  | 0.7 |  | 0.7 | 0.7 |  | N |  |  | OP | X | 12 | 2013 | 2013 |  |  | N | IPP Non-CHP | IPP | IPP | 2 | X | SUN | Renewable | 0.7 | 0 | 1 | 0
Operable | 60281 | Altus Power America Management, LLC |  | 58306 | Exeter Solar | CA | Vertical | Tulare | 1 | Solar Photovoltaic | PV |  | S | X | X |  |  | 1 |  | 1 | 1 |  | N |  |  | OP | X | 2 | 2014 | 2014 |  |  | N | IPP Non-CHP | IPP | IPP | 2 | X | SUN | Renewable | 1 | 0 | 1 | 0
Operable | 60281 | Altus Power America Management, LLC |  | 58306 | Exeter Solar | CA | Vertical | Tulare | 2 | Solar Photovoltaic | PV |  | S | X | X |  |  | 1 |  | 1 | 1 |  | N |  |  | OP | X | 2 | 2014 | 2014 |  |  | N | IPP Non-CHP | IPP | IPP | 2 | X | SUN | Renewable | 1 | 0 | 1 | 0
Operable | 60281 | Altus Power America Management, LLC |  | 58306 | Exeter Solar | CA | Vertical | Tulare | 3 | Solar Photovoltaic | PV |  | S | X | X |  |  | 1.5 |  | 1.5 | 1.5 |  | N |  |  | OP | X | 2 | 2014 | 2014 |  |  | N | IPP Non-CHP | IPP | IPP | 2 | X | SUN | Renewable | 1.5 | 0 | 1 | 0
Operable | 60281 | Altus Power America Management, LLC |  | 58307 | Ivanhoe Solar | CA | Vertical | Tulare | 1 | Solar Photovoltaic | PV |  | S | X | X |  |  | 1.5 |  | 1.5 | 1.5 |  | N |  |  | OP | X | 1 | 2014 | 2014 |  |  | N | IPP Non-CHP | IPP | IPP | 2 | X | SUN | Renewable | 1.5 | 0 | 1 | 0
Operable | 60281 | Altus Power America Management, LLC |  | 58307 | Ivanhoe Solar | CA | Vertical | Tulare | 2 | Solar Photovoltaic | PV |  | S | X | X |  |  | 0.5 |  | 0.5 | 0.5 |  | N |  |  | OP | X | 1 | 2014 | 2014 |  |  | N | IPP Non-CHP | IPP | IPP | 2 | X | SUN | Renewable | 0.5 | 0 | 1 | 0
Operable | 60281 | Altus Power America Management, LLC |  | 58307 | Ivanhoe Solar | CA | Vertical | Tulare | 3 | Solar Photovoltaic | PV |  | S | X | X |  |  | 1.5 |  | 1.5 | 1.5 |  | N |  |  | OP | X | 1 | 2014 | 2014 |  |  | N | IPP Non-CHP | IPP | IPP | 2 | X | SUN | Renewable | 1.5 | 0 | 1 | 0
Operable | 60281 | Altus Power America Management, LLC |  | 58308 | Lindsay Solar | CA | Vertical | Tulare | 1 | Solar Photovoltaic | PV |  | S | X | X |  |  | 1.5 |  | 1.5 | 1.5 |  | N |  |  | OP | X | 1 | 2014 | 2014 |  |  | N | IPP Non-CHP | IPP | IPP | 2 | X | SUN | Renewable | 1.5 | 0 | 1 | 0
Operable | 60281 | Altus Power America Management, LLC |  | 58308 | Lindsay Solar | CA | Vertical | Tulare | 3 | Solar Photovoltaic | PV |  | S | X | X |  |  | 1.5 |  | 1.5 | 1.5 |  | N |  |  | OP | X | 1 | 2014 | 2014 |  |  | N | IPP Non-CHP | IPP | IPP | 2 | X | SUN | Renewable | 1.5 | 0 | 1 | 0
Operable | 60281 | Altus Power America Management, LLC |  | 58308 | Lindsay Solar | CA | Vertical | Tulare | 4 | Solar Photovoltaic | PV |  | S | X | X |  |  | 1 |  | 1 | 1 |  | N |  |  | OP | X | 1 | 2014 | 2014 |  |  | N | IPP Non-CHP | IPP | IPP | 2 | X | SUN | Renewable | 1 | 0 | 1 | 0
Operable | 60281 | Altus Power America Management, LLC |  | 58309 | Porterville Solar | CA | Vertical | Tulare | 1 | Solar Photovoltaic | PV |  | S | X | X |  |  | 1 |  | 1 | 1 |  | N |  |  | OP | X | 1 | 2014 | 2014 |  |  | N | IPP Non-CHP | IPP | IPP | 2 | X | SUN | Renewable | 1 | 0 | 1 | 0
Operable | 60281 | Altus Power America Management, LLC |  | 58309 | Porterville Solar | CA | Vertical | Tulare | 2 | Solar Photovoltaic | PV |  | S | X | X |  |  | 1 |  | 1 | 1 |  | N |  |  | OP | X | 1 | 2014 | 2014 |  |  | N | IPP Non-CHP | IPP | IPP | 2 | X | SUN | Renewable | 1 | 0 | 1 | 0
Operable | 60281 | Altus Power America Management, LLC |  | 58309 | Porterville Solar | CA | Vertical | Tulare | 5 | Solar Photovoltaic | PV |  | S | X | X |  |  | 1.5 |  | 1.5 | 1.5 |  | N |  |  | OP | X | 1 | 2014 | 2014 |  |  | N | IPP Non-CHP | IPP | IPP | 2 | X | SUN | Renewable | 1.5 | 0 | 1 | 0
Operable | 60281 | Altus Power America Management, LLC |  | 58370 | Gridley Main | CA | Vertical | Butte | GEN1 | Solar Photovoltaic | PV |  | S | X | X |  |  | 1 |  | 1 | 1 |  | N |  |  | OP | X | 3 | 2013 | 2013 |  |  | N | IPP Non-CHP | IPP | IPP | 2 | X | SUN | Renewable | 1 | 0 | 1 | 0
Operable | 60281 | Altus Power America Management, LLC |  | 58371 | Gridley Main Two | CA | Vertical | Butte | GEN1 | Solar Photovoltaic | PV |  | S | X | X |  |  | 2.5 |  | 2.5 | 2.5 |  | N |  |  | OP | X | 4 | 2013 | 2013 |  |  | N | IPP Non-CHP | IPP | IPP | 2 | X | SUN | Renewable | 2.5 | 0 | 1 | 0
Operable | 60281 | Altus Power America Management, LLC |  | 58479 | SEV NM Phase 2 | NM | Vertical | Chaves | NMP2 | Solar Photovoltaic | PV |  | S | X | X |  |  | 2 |  | 1.4 | 1.1 |  | N |  |  | OP | X | 6 | 2013 | 2013 |  |  | N | IPP Non-CHP | IPP | IPP | 2 | X | SUN | Renewable | 2 | 0 | 1 | 0
Operable | 60281 | Altus Power America Management, LLC |  | 58506 | Chuckawalla Solar | CA | Vertical | Riverside | 937 | Solar Photovoltaic | PV |  | S | X | X |  |  | 4 |  | 4 | 4 |  | N |  |  | OP | X | 6 | 2012 | 2012 |  |  | N | IPP Non-CHP | IPP | IPP | 2 | X | SUN | Renewable | 4 | 0 | 1 | 0
Operable | 60281 | Altus Power America Management, LLC |  | 58512 | Cornerstone Power Vineland I LLC | NJ | Restructured | Cumberland | PV1 | Solar Photovoltaic | PV |  | S | X | X |  |  | 3.1 |  | 3.1 | 3.1 |  | N |  |  | OP | X | 2 | 2012 | 2012 |  |  | N | IPP Non-CHP | IPP | IPP | 2 | X | SUN | Renewable | 3.1 | 0 | 1 | 0
Operable | 60281 | Altus Power America Management, LLC |  | 58513 | Ironwood Solar LLC | CA | Vertical | Riverside | 937 | Solar Photovoltaic | PV |  | S | X | X |  |  | 4 |  | 4 | 4 |  | N |  |  | OP | X | 4 | 2012 | 2012 |  |  | N | IPP Non-CHP | IPP | IPP | 2 | X | SUN | Renewable | 4 | 0 | 1 | 0
Operable | 60281 | Altus Power America Management, LLC |  | 58576 | GSE NM1 | NM | Vertical | Chaves | NMP1 | Solar Photovoltaic | PV |  | S | X | X |  |  | 2.3 |  | 1.7 | 1.3 |  | N |  |  | OP | X | 5 | 2011 | 2011 |  |  | N | IPP Non-CHP | IPP | IPP | 2 | X | SUN | Renewable | 2.3 | 0 | 1 | 0
Operable | 60281 | Altus Power America Management, LLC |  | 58583 | Forbes Street Solar | RI | Restructured | Providence | FSS1 | Solar Photovoltaic | PV |  | S | X | X |  |  | 3 |  | 3 | 3 |  | N |  |  | OP | X | 12 | 2013 | 2013 |  |  | N | IPP Non-CHP | IPP | IPP | 2 | X | SUN | Renewable | 3 | 0 | 1 | 0
Operable | 60281 | Altus Power America Management, LLC |  | 58659 | Aloha Solar Energy Fund 1 PK1 | HI | Vertical | Honolulu | PK-1 | Solar Photovoltaic | PV |  | S | X | X | N/A | N/A | 5 |  | 5 | 5 |  | N |  |  | OP | X | 3 | 2017 | 2017 |  |  | N | IPP Non-CHP | IPP | IPP | 2 | X | SUN | Renewable | 5 | 0 | 1 | 0
Operable | 60281 | Altus Power America Management, LLC |  | 58676 | Pearl City Peninsula Solar Park | HI | Vertical | Honolulu | PCPPV | Solar Photovoltaic | PV |  | S | X | X |  |  | 1 |  | 1 | 1 |  | N |  |  | OP | X | 11 | 2012 | 2012 |  |  | N | IPP Non-CHP | IPP | IPP | 2 | X | SUN | Renewable | 1 | 0 | 1 | 0
Operable | 60281 | Altus Power America Management, LLC |  | 58684 | Kapolei Solar Energy Park | HI | Vertical | Honolulu | KSEPV | Solar Photovoltaic | PV |  | S | X | X |  |  | 1 |  | 1 | 1 |  | N |  |  | OP | X | 2 | 2012 | 2012 |  |  | N | IPP Non-CHP | IPP | IPP | 2 | X | SUN | Renewable | 1 | 0 | 1 | 0
Operable | 60281 | Altus Power America Management, LLC |  | 58702 | Axio Green LLC | MA | Restructured | Franklin | 1 | Solar Photovoltaic | PV |  | S | X | X |  |  | 2 |  | 2 | 2 |  | N |  |  | OP | X | 6 | 2012 | 2012 |  |  | N | IPP Non-CHP | IPP | IPP | 2 | X | SUN | Renewable | 2 | 0 | 1 | 0
Operable | 60281 | Altus Power America Management, LLC |  | 58793 | JMB Mcguire-Dix-Lakehurst Solar Project | NJ | Restructured | Burlington | UCIV | Solar Photovoltaic | PV |  | S | X | X |  |  | 11.4 |  | 11.4 | 11.4 |  | N |  |  | OP | X | 10 | 2013 | 2013 |  |  | N | IPP Non-CHP | IPP | IPP | 2 | X | SUN | Renewable | 11.4 | 0 | 1 | 0
Operable | 60281 | Altus Power America Management, LLC |  | 58949 | Cloverdale Solar I | CA | Vertical | Sonoma | TBD | Solar Photovoltaic | PV |  | S | X | X |  |  | 1.5 |  | 1.5 | 1.5 |  | N |  |  | OP | X | 6 | 2014 | 2014 |  |  | N | IPP Non-CHP | IPP | IPP | 2 | X | SUN | Renewable | 1.5 | 0 | 1 | 0
Operable | 60281 | Altus Power America Management, LLC |  | 59018 | East Chicago | IN | Vertical | Lake | 1 | Solar Photovoltaic | PV |  | S | X | X |  |  | 2 |  | 2 | 2 |  | N |  |  | OP | X | 3 | 2013 | 2013 |  |  | N | IPP Non-CHP | IPP | IPP | 2 | X | SUN | Renewable | 2 | 0 | 1 | 0
Operable | 60281 | Altus Power America Management, LLC |  | 59019 | Griffith | IN | Vertical | Lake | 1 | Solar Photovoltaic | PV |  | S | X | X |  |  | 2 |  | 2 | 2 |  | N |  |  | OP | X | 3 | 2013 | 2013 |  |  | N | IPP Non-CHP | IPP | IPP | 2 | X | SUN | Renewable | 2 | 0 | 1 | 0
Operable | 60281 | Altus Power America Management, LLC |  | 59043 | West Davisville Solar | RI | Restructured | Washington | PV1 | Solar Photovoltaic | PV |  | S | X | X |  |  | 2 |  | 2 | 2 |  | N |  |  | OP | X | 12 | 2013 | 2013 |  |  | N | IPP Non-CHP | IPP | IPP | 2 | X | SUN | Renewable | 2 | 0 | 1 | 0
Operable | 60281 | Altus Power America Management, LLC |  | 59358 | Devens | MA | Restructured | Middlesex | MA2 | Solar Photovoltaic | PV |  | S | X | X |  |  | 3 |  | 2 | 1 |  | N |  |  | OP | X | 6 | 2014 | 2014 |  |  | N | IPP Non-CHP | IPP | IPP | 2 | X | SUN | Renewable | 3 | 0 | 1 | 0
Operable | 60281 | Altus Power America Management, LLC |  | 59365 | 24 Applegate Solar LLC | NJ | Restructured | Mercer | PV1 | Solar Photovoltaic | PV |  | S | X | X |  |  | 2.6 |  | 2.6 | 2.6 |  | N |  |  | OP | X | 6 | 2014 | 2014 |  |  | N | IPP Non-CHP | IPP | IPP | 2 | X | SUN | Renewable | 2.6 | 0 | 1 | 0
Operable | 60281 | Altus Power America Management, LLC |  | 59404 | Searchlight Solar | NV | Vertical | Clark | 1 | Solar Photovoltaic | PV |  | S | X | X |  |  | 17.5 |  | 17.5 | 17.5 |  | N |  |  | OP | X | 12 | 2014 | 2014 |  |  | N | IPP Non-CHP | IPP | IPP | 2 | X | SUN | Renewable | 17.5 | 0 | 1 | 0
Operable | 60281 | Altus Power America Management, LLC |  | 59463 | Ayers Village Solar | MA | Restructured | Essex | 1 | Solar Photovoltaic | PV |  | S | X | X |  |  | 2 |  | 2 | 2 |  | N |  |  | OP | X | 6 | 2014 | 2014 |  |  | N | IPP Non-CHP | IPP | IPP | 2 | X | SUN | Renewable | 2 | 0 | 1 | 0
Operable | 60281 | Altus Power America Management, LLC |  | 59464 | Monson Solar | MA | Restructured | Hampden | 2 | Solar Photovoltaic | PV |  | S | X | X |  |  | 3 |  | 3 | 3 |  | N |  |  | OP | X | 7 | 2014 | 2014 |  |  | N | IPP Non-CHP | IPP | IPP | 2 | X | SUN | Renewable | 3 | 0 | 1 | 0
Operable | 60281 | Altus Power America Management, LLC |  | 59465 | Sullivan Solar | MA | Restructured | Bristol | 1 | Solar Photovoltaic | PV |  | S | X | X |  |  | 1.5 |  | 1.5 | 1.5 |  | N |  |  | OP | X | 8 | 2014 | 2014 |  |  | N | IPP Non-CHP | IPP | IPP | 2 | X | SUN | Renewable | 1.5 | 0 | 1 | 0
Operable | 60281 | Altus Power America Management, LLC |  | 59466 | Winchendon Solar | MA | Restructured | Worcester | 3 | Solar Photovoltaic | PV |  | S | X | X |  |  | 1.9 |  | 1.9 | 1.9 |  | N |  |  | OP | X | 4 | 2014 | 2014 |  |  | N | IPP Non-CHP | IPP | IPP | 2 | X | SUN | Renewable | 1.9 | 0 | 1 | 0
Operable | 60281 | Altus Power America Management, LLC |  | 59539 | Park Meridian #1 | CA | Vertical | Riverside | 1 | Solar Photovoltaic | PV |  | S | X | X |  |  | 1.5 |  | 1.5 | 1.5 |  | N |  |  | OP | X | 3 | 2015 | 2015 |  |  | N | IPP Non-CHP | IPP | IPP | 2 | X | SUN | Renewable | 1.5 | 0 | 1 | 0
Operable | 60281 | Altus Power America Management, LLC |  | 59540 | Rancho Cucamonga Dist #1 | CA | Vertical | San Bernardino | 2 | Solar Photovoltaic | PV |  | S | X | X |  |  | 1.8 |  | 1.8 | 1.8 |  | N |  |  | OP | X | 4 | 2015 | 2015 |  |  | N | IPP Non-CHP | IPP | IPP | 2 | X | SUN | Renewable | 1.8 | 0 | 1 | 0
Operable | 60281 | Altus Power America Management, LLC |  | 59541 | Terra Francesco | CA | Vertical | San Bernardino | 3 | Solar Photovoltaic | PV |  | S | X | X |  |  | 1.5 |  | 1.5 | 1.5 |  | N |  |  | OP | X | 3 | 2015 | 2015 |  |  | N | IPP Non-CHP | IPP | IPP | 2 | X | SUN | Renewable | 1.5 | 0 | 1 | 0
Operable | 60281 | Altus Power America Management, LLC |  | 59687 | Sun Harvest Solar NDP1 | CA | Vertical | Merced | NDP1 | Solar Photovoltaic | PV |  | S | X | X |  |  | 1.5 |  | 1.5 | 1.5 |  | N |  |  | OP | X | 5 | 2015 | 2015 |  |  | N | IPP Non-CHP | IPP | IPP | 2 | X | SUN | Renewable | 1.5 | 0 | 1 | 0
Operable | 60281 | Altus Power America Management, LLC |  | 59719 | Charlotte Solar LLC VT | VT | Vertical | Chittenden | CS001 | Solar Photovoltaic | PV |  | S | X | X |  |  | 2 |  | 2 | 2 |  | N |  |  | OP | X | 7 | 2014 | 2014 |  |  | N | IPP Non-CHP | IPP | IPP | 2 | X | SUN | Renewable | 2 | 0 | 1 | 0
Operable | 60281 | Altus Power America Management, LLC |  | 59755 | Chester Power Partners | VT | Vertical | Windsor | PVS1 | Solar Photovoltaic | PV |  | S | X | X |  |  | 2.2 |  | 2.2 | 2.2 |  | N |  |  | OP | X | 11 | 2014 | 2014 |  |  | N | IPP Non-CHP | IPP | IPP | 2 | X | SUN | Renewable | 2.2 | 0 | 1 | 0
Operable | 60281 | Altus Power America Management, LLC |  | 59775 | Adams Farm Solar | MA | Restructured | Worcester | ADAMS | Solar Photovoltaic | PV |  | S | X | X |  |  | 3 |  | 3 | 3 |  | N |  |  | OP | X | 10 | 2013 | 2013 |  |  | N | IPP Non-CHP | IPP | IPP | 2 | X | SUN | Renewable | 3 | 0 | 1 | 0
Operable | 60281 | Altus Power America Management, LLC |  | 59795 | Ahoskie | NC | Vertical | Hertford | FLS1 | Solar Photovoltaic | PV |  | S | X | X |  |  | 5 |  | 5 | 5 |  | N |  |  | OP | X | 1 | 2018 | 2018 |  |  | N | IPP Non-CHP | IPP | IPP | 2 | X | SUN | Renewable | 5 | 0 | 1 | 0
Operable | 60281 | Altus Power America Management, LLC |  | 59820 | Hunt Farm Solar | MA | Restructured | Franklin | HUNTF | Solar Photovoltaic | PV |  | S | X | X |  |  | 3 |  | 3 | 3 |  | N |  |  | OP | X | 9 | 2013 | 2013 |  |  | N | IPP Non-CHP | IPP | IPP | 2 | X | SUN | Renewable | 3 | 0 | 1 | 0
Operable | 60281 | Altus Power America Management, LLC |  | 59821 | 205 Sturbridge A | MA | Restructured | Hampden | STURA | Solar Photovoltaic | PV |  | S | X | X |  |  | 3 |  | 3 | 3 |  | N |  |  | OP | X | 6 | 2014 | 2014 |  |  | N | IPP Non-CHP | IPP | IPP | 2 | X | SUN | Renewable | 3 | 0 | 1 | 0
Operable | 60281 | Altus Power America Management, LLC |  | 59822 | 201 Sturbridge B | MA | Restructured | Hampden | STURB | Solar Photovoltaic | PV |  | S | X | X |  |  | 2 |  | 2 | 2 |  | N |  |  | OP | X | 6 | 2014 | 2014 |  |  | N | IPP Non-CHP | IPP | IPP | 2 | X | SUN | Renewable | 2 | 0 | 1 | 0
Operable | 60281 | Altus Power America Management, LLC |  | 59921 | Lillington Solar | NC | Vertical | Harnett | 5MWPV | Solar Photovoltaic | PV |  | S | X | X |  |  | 5 |  | 5 | 5 |  | N |  |  | OP | X | 10 | 2017 | 2017 |  |  | N | IPP Non-CHP | IPP | IPP | 2 | X | SUN | Renewable | 5 | 0 | 1 | 0
Operable | 60281 | Altus Power America Management, LLC |  | 60144 | Baltimore Church Solar, LLC | NC | Vertical | Robeson | FLS1 | Solar Photovoltaic | PV |  | S | X | X |  |  | 5.4 |  | 5.4 | 5.4 |  | N |  |  | OP | X | 10 | 2017 | 2017 |  |  | N | IPP Non-CHP | IPP | IPP | 2 | X | SUN | Renewable | 5.4 | 0 | 1 | 0
Operable | 60281 | Altus Power America Management, LLC |  | 60179 | Daystar Solar | NC | Vertical | Jones | PV1 | Solar Photovoltaic | PV |  | S | X | X |  |  | 5 |  | 5 | 5 |  | N |  |  | OP | X | 9 | 2017 | 2017 |  |  | N | IPP Non-CHP | IPP | IPP | 2 | X | SUN | Renewable | 5 | 0 | 1 | 0
Operable | 60281 | Altus Power America Management, LLC |  | 60492 | Rail Trail | MA | Restructured | Berkshire | PV1 | Solar Photovoltaic | PV |  | S | X | X |  |  | 2 |  | 2 | 2 |  | N |  |  | OP | X | 5 | 2016 | 2016 |  |  | N | IPP Non-CHP | IPP | IPP | 2 | X | SUN | Renewable | 2 | 0 | 1 | 0
Operable | 60281 | Altus Power America Management, LLC |  | 60493 | Rising Paper | MA | Restructured | Berkshire | 1 | Solar Photovoltaic | PV |  | S | X | X |  |  | 2.5 |  | 2.5 | 2.5 |  | N |  |  | OP | X | 5 | 2016 | 2016 |  |  | N | IPP Non-CHP | IPP | IPP | 2 | X | SUN | Renewable | 2.5 | 0 | 1 | 0
Operable | 60281 | Altus Power America Management, LLC |  | 60494 | Hampden | MA | Restructured | Hampden | 1 | Solar Photovoltaic | PV |  | S | X | X |  |  | 3.2 |  | 3.2 | 3.2 |  | N |  |  | OP | X | 7 | 2015 | 2015 |  |  | N | IPP Non-CHP | IPP | IPP | 2 | X | SUN | Renewable | 3.2 | 0 | 1 | 0
Operable | 60281 | Altus Power America Management, LLC |  | 60495 | Little Bay | RI | Restructured | Providence | 1 | Solar Photovoltaic | PV |  | S | X | X |  |  | 1.3 |  | 1.3 | 1.3 |  | N |  |  | OP | X | 3 | 2014 | 2014 |  |  | N | IPP Non-CHP | IPP | IPP | 2 | X | SUN | Renewable | 1.3 | 0 | 1 | 0
Operable | 60281 | Altus Power America Management, LLC |  | 60496 | MEBA | MD | Restructured | Talbot | 1 | Solar Photovoltaic | PV |  | S | X | X |  |  | 1.5 |  | 1.5 | 1.5 |  | N |  |  | OP | X | 11 | 2014 | 2014 |  |  | N | IPP Non-CHP | IPP | IPP | 2 | X | SUN | Renewable | 1.5 | 0 | 1 | 0
Operable | 60281 | Altus Power America Management, LLC |  | 60498 | Shirley Water | MA | Restructured | Middlesex | 1 | Solar Photovoltaic | PV |  | S | X | X |  |  | 2 |  | 2 | 2 |  | N |  |  | OP | X | 8 | 2016 | 2016 |  |  | N | IPP Non-CHP | IPP | IPP | 2 | X | SUN | Renewable | 2 | 0 | 1 | 0
Operable | 60281 | Altus Power America Management, LLC |  | 60653 | Belchertown | MA | Restructured | Hampshire | PV1 | Solar Photovoltaic | PV |  | S | X | X |  |  | 1 |  | 1 | 1 |  | N |  |  | OP | X | 12 | 2015 | 2015 |  |  | N | IPP Non-CHP | IPP | IPP | 2 | X | SUN | Renewable | 1 | 0 | 1 | 0
Operable | 60281 | Altus Power America Management, LLC |  | 60753 | Shirley Landfill | MA | Restructured | Middlesex | PV1 | Solar Photovoltaic | PV |  | S | X | X |  |  | 1 |  | 1 | 1 |  | N |  |  | OP | X | 5 | 2017 | 2017 |  |  | N | IPP Non-CHP | IPP | IPP | 2 | X | SUN | Renewable | 1 | 0 | 1 | 0
Operable | 60281 | Altus Power America Management, LLC |  | 60754 | DDR Shoppers World | MA | Restructured | Middlesex | PV1 | Solar Photovoltaic | PV |  | S | X | X |  |  | 1.3 |  | 1.3 | 1.3 |  | N |  |  | OP | X | 11 | 2017 | 2017 |  |  | N | IPP Non-CHP | IPP | IPP | 2 | X | SUN | Renewable | 1.3 | 0 | 1 | 0
Operable | 60281 | Altus Power America Management, LLC |  | 60755 | Spartan | NJ | Restructured | Burlington | PV1 | Solar Photovoltaic | PV |  | S | X | X |  |  | 8.3 |  | 8.3 | 8.3 |  | N |  |  | OP | X | 3 | 2017 | 2017 |  |  | N | IPP Non-CHP | IPP | IPP | 2 | X | SUN | Renewable | 8.3 | 0 | 1 | 0
Operable | 60281 | Altus Power America Management, LLC |  | 60756 | Meadow Solar | MA | Restructured | Suffolk | PV1 | Solar Photovoltaic | PV |  | S | X | X |  |  | 3 |  | 3 | 3 |  | N |  |  | OP | X | 12 | 2016 | 2016 |  |  | N | IPP Non-CHP | IPP | IPP | 2 | X | SUN | Renewable | 3 | 0 | 1 | 0
Operable | 60281 | Altus Power America Management, LLC |  | 60757 | Cedarville CSG | MA | Restructured | Plymouth | PV1 | Solar Photovoltaic | PV |  | S | X | X |  |  | 0.5 |  | 0.5 | 0.5 |  | N |  |  | OP | X | 7 | 2017 | 2017 |  |  | N | IPP Non-CHP | IPP | IPP | 2 | X | SUN | Renewable | 0.5 | 0 | 1 | 0
Operable | 60281 | Altus Power America Management, LLC |  | 60757 | Cedarville CSG | MA | Restructured | Plymouth | PV2 | Solar Photovoltaic | PV |  | S | X | X |  |  | 1 |  | 1 | 1 |  | N |  |  | OP | X | 7 | 2017 | 2017 |  |  | N | IPP Non-CHP | IPP | IPP | 2 | X | SUN | Renewable | 1 | 0 | 1 | 0
Operable | 60281 | Altus Power America Management, LLC |  | 60757 | Cedarville CSG | MA | Restructured | Plymouth | PV3 | Solar Photovoltaic | PV |  | S | X | X |  |  | 1 |  | 1 | 1 |  | N |  |  | OP | X | 7 | 2017 | 2017 |  |  | N | IPP Non-CHP | IPP | IPP | 2 | X | SUN | Renewable | 1 | 0 | 1 | 0
Operable | 60281 | Altus Power America Management, LLC |  | 60805 | Beaver Run | NJ | Restructured | Sussex | BRUN1 | Solar Photovoltaic | PV |  | J | X | X | FRANKLIN34.5KVBVRRUNSP | FRANKLIN34.5KVBVRRUNSP | 7.4 |  | 7.4 | 7.4 |  | N |  |  | OP | X | 9 | 2015 | 2015 |  |  | N | IPP Non-CHP | IPP | IPP | 2 | X | SUN | Renewable | 7.4 | 0 | 1 | 0
Operable | 60281 | Altus Power America Management, LLC |  | 60858 | 126 Grove Solar LLC | MA | Restructured | Norfolk | PV1 | Solar Photovoltaic | PV |  | S | X | X |  |  | 2 |  | 2 | 2 |  | N |  |  | OP | X | 6 | 2012 | 2012 |  |  | N | IPP Non-CHP | IPP | IPP | 2 | X | SUN | Renewable | 2 | 0 | 1 | 0
Operable | 60281 | Altus Power America Management, LLC |  | 60914 | Westmont 300B | CA | Vertical | Los Angeles | W5328 | Solar Photovoltaic | PV |  | S | X | X |  |  | 3 |  | 2.3 | 1.5 |  | N |  |  | OP | X | 12 | 2016 | 2016 |  |  | N | IPP Non-CHP | IPP | IPP | 2 | X | SUN | Renewable | 3 | 0 | 1 | 0
Operable | 60281 | Altus Power America Management, LLC |  | 60990 | Florence Solar W3-080, LLC | NJ | Restructured | Burlington | PV1 | Solar Photovoltaic | PV |  | S | X | X |  |  | 7.9 |  | 7.9 | 7.9 |  | N |  |  | OP | X | 12 | 2016 | 2016 |  |  | N | IPP Non-CHP | IPP | IPP | 2 | X | SUN | Renewable | 7.9 | 0 | 1 | 0
Operable | 60281 | Altus Power America Management, LLC |  | 60994 | French's Landfill PV | NJ | Restructured | Ocean | GEN1 | Solar Photovoltaic | PV |  | S | X | X |  |  | 5.1 |  | 5 | 5 |  | N |  |  | OP | X | 10 | 2014 | 2014 |  |  | N | Commercial Non-CHP | Customer Sited | Other | 4 | X | SUN | Renewable | 5.1 | 0 | 1 | 0
Operable | 60281 | Altus Power America Management, LLC |  | 61194 | Barker Solar, LLC | NC | Vertical | Robeson | BARK | Solar Photovoltaic | PV |  | S | X | X |  |  | 5 |  | 5 | 5 |  | N |  |  | OP | X | 12 | 2017 | 2017 |  |  | N | IPP Non-CHP | IPP | IPP | 2 | X | SUN | Renewable | 5 | 0 | 1 | 0
Operable | 60281 | Altus Power America Management, LLC |  | 61195 | 231 Dixon 74 Solar I, LLC | NC | Vertical | Cleveland | DIXON | Solar Photovoltaic | PV |  | S | X | X |  |  | 2 |  | 2 | 2 |  | N |  |  | OP | X | 8 | 2017 | 2017 |  |  | N | IPP Non-CHP | IPP | IPP | 2 | X | SUN | Renewable | 2 | 0 | 1 | 0
Operable | 60281 | Altus Power America Management, LLC |  | 61196 | Mill Pond Solar Farm, LLC | NC | Vertical | Columbus | MILLL | Solar Photovoltaic | PV |  | S | X | X |  |  | 5 |  | 5 | 5 |  | N |  |  | OP | X | 10 | 2017 | 2017 |  |  | N | IPP Non-CHP | IPP | IPP | 2 | X | SUN | Renewable | 5 | 0 | 1 | 0
Operable | 60281 | Altus Power America Management, LLC |  | 61218 | Broadridge Solar, LLC | NC | Vertical | Robeson | BROAD | Solar Photovoltaic | PV |  | S | X | X |  |  | 5 |  | 5 | 5 |  | N |  |  | OP | X | 12 | 2017 | 2017 |  |  | N | IPP Non-CHP | IPP | IPP | 2 | X | SUN | Renewable | 5 | 0 | 1 | 0
Operable | 60281 | Altus Power America Management, LLC |  | 61219 | Kelly Solar, LLC | NC | Vertical | Vance | KELLY | Solar Photovoltaic | PV |  | S | X | X |  |  | 5 |  | 5 | 5 |  | N |  |  | OP | X | 7 | 2018 | 2018 |  |  | N | IPP Non-CHP | IPP | IPP | 2 | X | SUN | Renewable | 5 | 0 | 1 | 0
Operable | 60281 | Altus Power America Management, LLC |  | 61249 | Westmont 300A | CA | Vertical | Los Angeles | W5531 | Solar Photovoltaic | PV |  | S | X | X |  |  | 2.9 |  | 2.9 | 2.9 |  | N |  |  | OP | X | 3 | 2017 | 2017 |  |  | N | IPP Non-CHP | IPP | IPP | 2 | X | SUN | Renewable | 2.9 | 0 | 1 | 0
Operable | 60281 | Altus Power America Management, LLC |  | 61250 | USPS PV | CA | Vertical | Los Angeles | USPS1 | Solar Photovoltaic | PV |  | S | X | X |  |  | 7.4 |  | 7.4 | 7.4 |  | N |  |  | OP | X | 7 | 2017 | 2017 |  |  | N | Electric Utility | Utility | IPP | 1 | X | SUN | Renewable | 7.4 | 0 | 1 | 0
Operable | 60281 | Altus Power America Management, LLC |  | 61348 | Westmont 400A | CA | Vertical | Los Angeles | W5691 | Solar Photovoltaic | PV |  | W | X | X |  |  | 2.3 |  | 2.3 | 2.3 |  | N |  |  | OP | X | 7 | 2017 | 2017 |  |  | N | IPP Non-CHP | IPP | IPP | 2 | X | SUN | Renewable | 2.3 | 0 | 1 | 0
Operable | 60281 | Altus Power America Management, LLC |  | 61349 | Westmont 400B | CA | Vertical | Los Angeles | W5694 | Solar Photovoltaic | PV |  | S | X | X |  |  | 2.2 |  | 2.2 | 2.2 |  | N |  |  | OP | X | 7 | 2017 | 2017 |  |  | N | IPP Non-CHP | IPP | IPP | 2 | X | SUN | Renewable | 2.2 | 0 | 1 | 0
Operable | 60281 | Altus Power America Management, LLC |  | 61418 | Valencia 1 Solar CA | CA | Vertical | Imperial | VAL1 | Solar Photovoltaic | PV |  | W | X | X |  |  | 3 |  | 3 | 3 |  | N |  |  | OP | X | 9 | 2017 | 2017 |  |  | N | IPP Non-CHP | IPP | IPP | 2 | X | SUN | Renewable | 3 | 0 | 1 | 0
Operable | 60281 | Altus Power America Management, LLC |  | 61429 | Big George PV CSG | MA | Restructured | Plymouth | 12344 | Solar Photovoltaic | PV |  | S | X | X |  |  | 1 |  | 1 | 1 |  | N |  |  | OP | X | 9 | 2018 | 2018 |  |  | N | IPP Non-CHP | IPP | IPP | 2 | X | SUN | Renewable | 1 | 0 | 1 | 0
Operable | 60281 | Altus Power America Management, LLC |  | 61593 | Westmont 301 | CA | Vertical | Los Angeles | W5791 | Solar Photovoltaic | PV |  | S | X | X |  |  | 1.8 |  | 1.8 | 0.8 |  | N |  |  | OP | X | 11 | 2017 | 2017 |  |  | N | Commercial Non-CHP | Customer Sited | Other | 4 | X | SUN | Renewable | 1.8 | 0 | 1 | 0
Operable | 60281 | Altus Power America Management, LLC |  | 61594 | Westmont 401 | CA | Vertical | Los Angeles | W5792 | Solar Photovoltaic | PV |  | W | X | X |  |  | 2.9 |  | 2 | 1.3 |  | N |  |  | OP | X | 11 | 2017 | 2017 |  |  | N | Commercial Non-CHP | Customer Sited | Other | 4 | X | SUN | Renewable | 2.9 | 0 | 1 | 0
Operable | 60281 | Altus Power America Management, LLC |  | 61626 | Dundas Solar Holdings LLC CSG | MN | Vertical | Rice | DU | Solar Photovoltaic | PV |  | S | X | X |  |  | 5 |  | 5 | 5 |  | N |  |  | OP | X | 3 | 2018 | 2018 |  |  | N | IPP Non-CHP | IPP | IPP | 2 | X | SUN | Renewable | 5 | 0 | 1 | 0
Operable | 60281 | Altus Power America Management, LLC |  | 61627 | Waterville CSG Solar Holdings LLC | MN | Vertical | Le Sueur | WA | Solar Photovoltaic | PV |  | S | X | X |  |  | 5 | 1 | 5 | 5 |  | N |  |  | OP | X | 3 | 2018 | 2018 |  |  | N | IPP Non-CHP | IPP | IPP | 2 | X | SUN | Renewable | 5 | 0 | 1 | 0
Operable | 60281 | Altus Power America Management, LLC |  | 61731 | Solten Plainville 6000, LLC | MA | Restructured | Norfolk | PLAIN | Solar Photovoltaic | PV |  | S | X | X |  |  | 4.9 |  | 4.9 | 4.9 |  | N |  |  | OP | X | 8 | 2017 | 2017 |  |  | N | IPP Non-CHP | IPP | IPP | 2 | X | SUN | Renewable | 4.9 | 0 | 1 | 0
Operable | 60281 | Altus Power America Management, LLC |  | 61732 | Randolph | MA | Restructured | Norfolk | RAND | Solar Photovoltaic | PV |  | S | X | X |  |  | 3.8 |  | 3.8 | 3.8 |  | N |  |  | OP | X | 11 | 2017 | 2017 |  |  | N | IPP Non-CHP | IPP | IPP | 2 | X | SUN | Renewable | 3.8 | 0 | 1 | 0
Operable | 60281 | Altus Power America Management, LLC |  | 61864 | Dix Solar, L.L.C | NJ | Restructured | Burlington | DIXSL | Solar Photovoltaic | PV |  | S | X | X |  |  | 13 |  | 13 | 13 |  | N |  |  | OP | X | 6 | 2017 | 2017 |  |  | N | IPP Non-CHP | IPP | IPP | 2 | X | SUN | Renewable | 13 | 0 | 1 | 0
Operable | 60281 | Altus Power America Management, LLC |  | 61936 | Abbot Solar | SC | Vertical | Clarendon | 2 | Solar Photovoltaic | PV |  | S | X | X |  |  | 2 |  | 2 | 2 |  | N |  |  | OP | X | 12 | 2018 | 2018 |  |  | N | IPP Non-CHP | IPP | IPP | 2 | X | SUN | Renewable | 2 | 0 | 1 | 0
Operable | 60281 | Altus Power America Management, LLC |  | 61937 | Ace Solar | SC | Vertical | Anderson | 18 | Solar Photovoltaic | PV |  | S | X | X |  |  | 1 |  | 1 | 1 |  | N |  |  | OP | X | 3 | 2020 | 2020 |  |  | N | IPP Non-CHP | IPP | IPP | 2 | X | SUN | Renewable | 1 | 0 | 1 | 0
Operable | 60281 | Altus Power America Management, LLC |  | 61939 | Blacktip Solar | SC | Vertical | Florence | 5 | Solar Photovoltaic | PV |  | S | X | X |  |  | 2 |  | 2 | 2 |  | N |  |  | OP | X | 12 | 2018 | 2018 |  |  | N | IPP Non-CHP | IPP | IPP | 2 | X | SUN | Renewable | 2 | 0 | 1 | 0
Operable | 60281 | Altus Power America Management, LLC |  | 61940 | Bloom Solar | SC | Vertical | Clarendon | 6 | Solar Photovoltaic | PV |  | S | X | X |  |  | 2 |  | 2 | 2 |  | N |  |  | OP | X | 2 | 2019 | 2019 |  |  | N | IPP Non-CHP | IPP | IPP | 2 | X | SUN | Renewable | 2 | 0 | 1 | 0
Operable | 60281 | Altus Power America Management, LLC |  | 61941 | Bond Solar | SC | Vertical | Clarendon | 7 | Solar Photovoltaic | PV |  | S | X | X |  |  | 2 | 1 | 2 | 2 |  | N |  |  | OP | X | 12 | 2018 | 2018 |  |  | N | IPP Non-CHP | IPP | IPP | 2 | X | SUN | Renewable | 2 | 0 | 1 | 0
Operable | 60281 | Altus Power America Management, LLC |  | 61942 | Gary Solar | SC | Vertical | Lee | 8 | Solar Photovoltaic | PV |  | S | X | X |  |  | 2 | 1 | 2 | 2 |  | N |  |  | OP | X | 12 | 2018 | 2018 |  |  | N | IPP Non-CHP | IPP | IPP | 2 | X | SUN | Renewable | 2 | 0 | 1 | 0
Operable | 60281 | Altus Power America Management, LLC |  | 61943 | Goldenrod Solar | SC | Vertical | Florence | 9 | Solar Photovoltaic | PV |  | S | X | X |  |  | 2 | 1 | 2 | 2 |  | N |  |  | OP | X | 3 | 2019 | 2019 |  |  | N | IPP Non-CHP | IPP | IPP | 2 | X | SUN | Renewable | 2 | 0 | 1 | 0
Operable | 60281 | Altus Power America Management, LLC |  | 61944 | Jessamine Solar | SC | Vertical | Marion | 10 | Solar Photovoltaic | PV |  | S | X | X |  |  | 1.9 | 1 | 1.9 | 1.9 |  | N |  |  | OP | X | 4 | 2019 | 2019 |  |  | N | IPP Non-CHP | IPP | IPP | 2 | X | SUN | Renewable | 1.9 | 0 | 1 | 0
Operable | 60281 | Altus Power America Management, LLC |  | 61945 | Pelzer Solar I | SC | Vertical | Anderson | 19 | Solar Photovoltaic | PV |  | S | X | X |  |  | 1 |  | 1 | 1 |  | N |  |  | OP | X | 1 | 2019 | 2019 |  |  | N | IPP Non-CHP | IPP | IPP | 2 | X | SUN | Renewable | 1 | 0 | 1 | 0
Operable | 60281 | Altus Power America Management, LLC |  | 61946 | Redwing Solar | SC | Vertical | Darlington | 11 | Solar Photovoltaic | PV |  | S | X | X |  |  | 2 |  | 2 | 2 |  | N |  |  | OP | X | 2 | 2019 | 2019 |  |  | N | Industrial Non-CHP | Customer Sited | Other | 6 | X | SUN | Renewable | 2 | 0 | 1 | 0
Operable | 60281 | Altus Power America Management, LLC |  | 61947 | River Solar | SC | Vertical | Lee | 12 | Solar Photovoltaic | PV |  | S | X | X |  |  | 2 |  | 2 | 2 |  | N |  |  | OP | X | 12 | 2018 | 2018 |  |  | N | IPP Non-CHP | IPP | IPP | 2 | X | SUN | Renewable | 2 | 0 | 1 | 0
Operable | 60281 | Altus Power America Management, LLC |  | 61948 | Sapphire Solar | SC | Vertical | Florence | 17 | Solar Photovoltaic | PV |  | S | X | X |  |  | 2 |  | 2 | 2 |  | N |  |  | OP | X | 12 | 2018 | 2018 |  |  | N | IPP Non-CHP | IPP | IPP | 2 | X | SUN | Renewable | 2 | 0 | 1 | 0
Operable | 60281 | Altus Power America Management, LLC |  | 61949 | South Solar | SC | Vertical | Florence | 13 | Solar Photovoltaic | PV |  | S | X | X |  |  | 2 |  | 2 | 2 |  | N |  |  | OP | X | 12 | 2018 | 2018 |  |  | N | IPP Non-CHP | IPP | IPP | 2 | X | SUN | Renewable | 2 | 0 | 1 | 0
Operable | 60281 | Altus Power America Management, LLC |  | 61950 | Vincent Solar | SC | Vertical | Lee | 14 | Solar Photovoltaic | PV |  | S | X | X |  |  | 2 |  | 2 | 2 |  | N |  |  | OP | X | 2 | 2019 | 2019 |  |  | N | IPP Non-CHP | IPP | IPP | 2 | X | SUN | Renewable | 2 | 0 | 1 | 0
Operable | 60281 | Altus Power America Management, LLC |  | 61951 | Watauga Solar | SC | Vertical | Darlington | 15 | Solar Photovoltaic | PV |  | S | X | X |  |  | 2 |  | 2 | 2 |  | N |  |  | OP | X | 3 | 2019 | 2019 |  |  | N | IPP Non-CHP | IPP | IPP | 2 | X | SUN | Renewable | 2 | 0 | 1 | 0
Operable | 60281 | Altus Power America Management, LLC |  | 61952 | Whitt Solar | SC | Vertical | Anderson | 20 | Solar Photovoltaic | PV |  | S | X | X |  |  | 2 |  | 2 | 2 |  | N |  |  | OP | X | 1 | 2019 | 2019 |  |  | N | IPP Non-CHP | IPP | IPP | 2 | X | SUN | Renewable | 2 | 0 | 1 | 0
Operable | 60281 | Altus Power America Management, LLC |  | 61953 | Willis Solar | SC | Vertical | Florence | 16 | Solar Photovoltaic | PV |  | S | X | X |  |  | 2 |  | 2 | 2 |  | N |  |  | OP | X | 12 | 2018 | 2018 |  |  | N | IPP Non-CHP | IPP | IPP | 2 | X | SUN | Renewable | 2 | 0 | 1 | 0
Operable | 60281 | Altus Power America Management, LLC |  | 61971 | Corcoran CSG | MN | Vertical | Hennepin | 201 | Solar Photovoltaic | PV |  | S | X | X |  |  | 1 |  | 1 | 1 |  | N |  |  | OP | X | 1 | 2019 | 2019 |  |  | N | IPP Non-CHP | IPP | IPP | 2 | X | SUN | Renewable | 1 | 0 | 1 | 0
Operable | 60281 | Altus Power America Management, LLC |  | 61971 | Corcoran CSG | MN | Vertical | Hennepin | 202 | Solar Photovoltaic | PV |  | S | X | X |  |  | 1 |  | 1 | 1 |  | N |  |  | OP | X | 1 | 2019 | 2019 |  |  | N | IPP Non-CHP | IPP | IPP | 2 | X | SUN | Renewable | 1 | 0 | 1 | 0
Operable | 60281 | Altus Power America Management, LLC |  | 61971 | Corcoran CSG | MN | Vertical | Hennepin | 203 | Solar Photovoltaic | PV |  | S | X | X |  |  | 1 |  | 1 | 1 |  | N |  |  | OP | X | 1 | 2019 | 2019 |  |  | N | IPP Non-CHP | IPP | IPP | 2 | X | SUN | Renewable | 1 | 0 | 1 | 0
Operable | 60281 | Altus Power America Management, LLC |  | 61971 | Corcoran CSG | MN | Vertical | Hennepin | 204 | Solar Photovoltaic | PV |  | S | X | X |  |  | 1 |  | 1 | 1 |  | N |  |  | OP | X | 1 | 2019 | 2019 |  |  | N | IPP Non-CHP | IPP | IPP | 2 | X | SUN | Renewable | 1 | 0 | 1 | 0
Operable | 60281 | Altus Power America Management, LLC |  | 61971 | Corcoran CSG | MN | Vertical | Hennepin | 205 | Solar Photovoltaic | PV |  | S | X | X |  |  | 1 |  | 1 | 1 |  | N |  |  | OP | X | 1 | 2019 | 2019 |  |  | N | IPP Non-CHP | IPP | IPP | 2 | X | SUN | Renewable | 1 | 0 | 1 | 0
Operable | 60281 | Altus Power America Management, LLC |  | 62157 | Breesport Road Community Solar Farm | NY | Restructured | Chemung | 235 | Solar Photovoltaic | PV |  | S | X | X |  |  | 2 |  | 2 | 2 |  | N |  |  | OP | X | 10 | 2019 | 2019 |  |  | N | IPP Non-CHP | IPP | IPP | 2 | X | SUN | Renewable | 2 | 0 | 1 | 0
Operable | 60281 | Altus Power America Management, LLC |  | 62197 | East Bridgewater Solar | MA | Restructured | Plymouth | EBRID | Solar Photovoltaic | PV |  | S | X | X |  |  | 2.3 |  | 2.3 | 2.3 |  | N |  |  | OP | X | 11 | 2017 | 2017 |  |  | N | IPP Non-CHP | IPP | IPP | 2 | X | SUN | Renewable | 2.3 | 0 | 1 | 0
Operable | 60281 | Altus Power America Management, LLC |  | 62321 | Cedar Falls Solar Farm | IA | Vertical | Black Hawk | 1 | Solar Photovoltaic | PV |  | S | X | X |  |  | 1.5 |  | 1.5 | 1.5 |  | N |  |  | OP | X | 4 | 2016 | 2016 |  |  | N | IPP Non-CHP | IPP | IPP | 2 | X | SUN | Renewable | 1.5 | 0 | 1 | 0
Operable | 60281 | Altus Power America Management, LLC |  | 62327 | Synergen Panorama, LLC CSG | MD | Restructured | Prince Georges | SP | Solar Photovoltaic | PV |  | S | X | X |  |  | 5 |  | 5 | 5 |  | N |  |  | OP | X | 7 | 2019 | 2019 |  |  | N | IPP Non-CHP | IPP | IPP | 2 | X | SUN | Renewable | 5 | 0 | 1 | 0
Operable | 60281 | Altus Power America Management, LLC |  | 62389 | Pasto Solar | NY | Restructured | Tioga | PASTO | Solar Photovoltaic | PV |  | S | X | X |  |  | 16 |  | 16 | 16 |  | N |  |  | OP | X | 10 | 2019 | 2019 |  |  | N | IPP Non-CHP | IPP | IPP | 2 | X | SUN | Renewable | 16 | 0 | 1 | 0
Operable | 60281 | Altus Power America Management, LLC |  | 62412 | Daum Solar | NY | Restructured | Yates | DAUM | Solar Photovoltaic | PV |  | S | X | X |  |  | 4 |  | 4 | 4 |  | N |  |  | OP | X | 1 | 2020 | 2020 |  |  | N | IPP Non-CHP | IPP | IPP | 2 | X | SUN | Renewable | 4 | 0 | 1 | 0
Operable | 60281 | Altus Power America Management, LLC |  | 62413 | Ellis Solar | NY | Restructured | Tompkins | ELLIS | Solar Photovoltaic | PV |  | S | X | X |  |  | 18 |  | 18 | 18 |  | N |  |  | OP | X | 12 | 2019 | 2019 |  |  | N | IPP Non-CHP | IPP | IPP | 2 | X | SUN | Renewable | 18 | 0 | 1 | 0
Operable | 60281 | Altus Power America Management, LLC |  | 62487 | Flowers Solar LLC | NC | Vertical | Johnston | FLOW | Solar Photovoltaic | PV |  | S | X | X |  |  | 4.3 |  | 4.3 | 4.3 |  | N |  |  | OP | X | 2 | 2019 | 2019 |  |  | N | IPP Non-CHP | IPP | IPP | 2 | X | SUN | Renewable | 4.3 | 0 | 1 | 0
Operable | 60281 | Altus Power America Management, LLC |  | 62530 | Boas Rd #1 Community Solar Farm | NY | Restructured | Clinton | 496 | Solar Photovoltaic | PV |  | S | X | X |  |  | 2 |  | 2 | 2 |  | N |  |  | OP | X | 8 | 2019 | 2019 |  |  | N | IPP Non-CHP | IPP | IPP | 2 | X | SUN | Renewable | 2 | 0 | 1 | 0
Operable | 60281 | Altus Power America Management, LLC |  | 62531 | Boas Rd #2 Community Solar Farm | NY | Restructured | Clinton | 1010 | Solar Photovoltaic | PV |  | S | X | X |  |  | 2 |  | 2 | 2 |  | N |  |  | OP | X | 8 | 2019 | 2019 |  |  | N | IPP Non-CHP | IPP | IPP | 2 | X | SUN | Renewable | 2 | 0 | 1 | 0
Operable | 60281 | Altus Power America Management, LLC |  | 62532 | Boas Rd #3 Community Solar Farm | NY | Restructured | Clinton | 1011 | Solar Photovoltaic | PV |  | S | X | X |  |  | 2 |  | 2 | 2 |  | N |  |  | OP | X | 8 | 2019 | 2019 |  |  | N | IPP Non-CHP | IPP | IPP | 2 | X | SUN | Renewable | 2 | 0 | 1 | 0
Operable | 60281 | Altus Power America Management, LLC |  | 62611 | PFMG Solar Grossmont Helix LLC | CA | Vertical | San Diego | HELIX | Solar Photovoltaic | PV |  | S | X | X |  |  | 1.2 |  | 1.2 | 1.2 |  | N |  |  | OP | X | 5 | 2018 | 2018 |  |  | N | IPP Non-CHP | IPP | IPP | 2 | X | SUN | Renewable | 1.2 | 0 | 1 | 0
Operable | 60281 | Altus Power America Management, LLC |  | 62696 | FastSun 2 CSG | MN | Vertical | Dakota | FS2 | Solar Photovoltaic | PV |  | S | X | X |  |  | 1 |  | 1 | 1 |  | N |  |  | OP | X | 6 | 2020 | 2020 |  |  | N | IPP Non-CHP | IPP | IPP | 2 | X | SUN | Renewable | 1 | 0 | 1 | 0
Operable | 60281 | Altus Power America Management, LLC |  | 62706 | Helen Solar CSG | MN | Vertical | McLeod | SC | Solar Photovoltaic | PV |  | S | X | X |  |  | 4 |  | 4 | 4 |  | N |  |  | OP | X | 7 | 2020 | 2020 |  |  | N | IPP Non-CHP | IPP | IPP | 2 | X | SUN | Renewable | 4 | 0 | 1 | 0
Operable | 60281 | Altus Power America Management, LLC |  | 62707 | Walcott Solar CSG | MN | Vertical | Rice | SC | Solar Photovoltaic | PV |  | S | X | X |  |  | 4 |  | 4 | 4 |  | N |  |  | OP | X | 7 | 2020 | 2020 |  |  | N | IPP Non-CHP | IPP | IPP | 2 | X | SUN | Renewable | 4 | 0 | 1 | 0
Operable | 60281 | Altus Power America Management, LLC |  | 62708 | Northfield Solar CSG | MN | Vertical | Rice | SC | Solar Photovoltaic | PV |  | S | X | X |  |  | 5 |  | 5 | 5 |  | N |  |  | OP | X | 7 | 2020 | 2020 |  |  | N | IPP Non-CHP | IPP | IPP | 2 | X | SUN | Renewable | 5 | 0 | 1 | 0
Operable | 60281 | Altus Power America Management, LLC |  | 62709 | Warsaw Solar CSG | MN | Vertical | Rice | SC | Solar Photovoltaic | PV |  | S | X | X |  |  | 2 |  | 2 | 2 |  | N |  |  | OP | X | 7 | 2020 | 2020 |  |  | N | IPP Non-CHP | IPP | IPP | 2 | X | SUN | Renewable | 2 | 0 | 1 | 0
Operable | 60281 | Altus Power America Management, LLC |  | 62759 | Greenville CSG | NY | Restructured | Orange | GV | Solar Photovoltaic | PV |  | S | X | X |  |  | 2 | 1 | 2 | 2 |  | N |  |  | OP | X | 8 | 2019 | 2019 |  |  | N | IPP Non-CHP | IPP | IPP | 2 | X | SUN | Renewable | 2 | 0 | 1 | 0
Operable | 60281 | Altus Power America Management, LLC |  | 62760 | Hopkinton CSG | MA | Restructured | Middlesex | WT | Solar Photovoltaic | PV |  | S | X | X |  |  | 2 | 1 | 2 | 2 |  | N |  |  | OP | X | 4 | 2019 | 2019 |  |  | N | IPP Non-CHP | IPP | IPP | 2 | X | SUN | Renewable | 2 | 0 | 1 | 0
Operable | 60281 | Altus Power America Management, LLC |  | 62761 | Chester CSG | NY | Restructured | Orange | CH | Solar Photovoltaic | PV |  | S | X | X |  |  | 2 |  | 2 | 2 |  | N |  |  | OP | X | 7 | 2019 | 2019 |  |  | N | IPP Non-CHP | IPP | IPP | 2 | X | SUN | Renewable | 2 | 0 | 1 | 0
Operable | 60281 | Altus Power America Management, LLC |  | 62763 | Carver CSG | MA | Restructured | Plymouth | CR | Solar Photovoltaic | PV |  | S | X | X |  |  | 2 |  | 2 | 2 |  | N |  |  | OP | X | 5 | 2019 | 2019 |  |  | N | IPP Non-CHP | IPP | IPP | 2 | X | SUN | Renewable | 2 | 0 | 1 | 0
Operable | 60281 | Altus Power America Management, LLC |  | 62764 | Westtown CSG | NY | Restructured | Orange | WT | Solar Photovoltaic | PV |  | S | X | X |  |  | 2 | 1 | 2 | 2 |  | N |  |  | OP | X | 5 | 2019 | 2019 |  |  | N | IPP Non-CHP | IPP | IPP | 2 | X | SUN | Renewable | 2 | 0 | 1 | 0
Operable | 60281 | Altus Power America Management, LLC |  | 62831 | Hickory Grove #1 | NY | Restructured | Chemung | 25 | Solar Photovoltaic | PV |  | S | X | X |  |  | 2 |  | 2 | 2 |  | N |  |  | OP | X | 12 | 2020 | 2020 |  |  | N | IPP Non-CHP | IPP | IPP | 2 | X | SUN | Renewable | 2 | 0 | 1 | 0
Operable | 60281 | Altus Power America Management, LLC |  | 62832 | Hickory Grove #2 | NY | Restructured | Chemung | 309 | Solar Photovoltaic | PV |  | S | X | X |  |  | 1.7 |  | 1.7 | 1.7 |  | N |  |  | OP | X | 12 | 2020 | 2020 |  |  | N | IPP Non-CHP | IPP | IPP | 2 | X | SUN | Renewable | 1.7 | 0 | 1 | 0
Operable | 60281 | Altus Power America Management, LLC |  | 62834 | Podunk Road CSG | NY | Restructured | Tompkins | 871 | Solar Photovoltaic | PV |  | S | X | X |  |  | 2.2 |  | 2.2 | 2.2 | 2 | N |  |  | OP | X | 2 | 2019 | 2019 |  |  | N | IPP Non-CHP | IPP | IPP | 2 | X | SUN | Renewable | 2.2 | 0 | 1 | 0
Operable | 60281 | Altus Power America Management, LLC |  | 62860 | Chambers Road Solar | NY | Restructured | Chemung | 263 | Solar Photovoltaic | PV |  | S | X | X |  |  | 4 |  | 4 | 4 |  | N |  |  | OP | X | 12 | 2020 | 2020 |  |  | N | IPP Non-CHP | IPP | IPP | 2 | X | SUN | Renewable | 4 | 0 | 1 | 0
Operable | 60281 | Altus Power America Management, LLC |  | 62903 | NorthPark Solar | NJ | Restructured | Monmouth | NPSP1 | Solar Photovoltaic | PV |  | S | X | X |  |  | 6.1 |  | 6.1 | 6.1 |  | N |  |  | OP | X | 2 | 2016 | 2016 |  |  | N | IPP Non-CHP | IPP | IPP | 2 | X | SUN | Renewable | 6.1 | 0 | 1 | 0
Operable | 60281 | Altus Power America Management, LLC |  | 62903 | NorthPark Solar | NJ | Restructured | Monmouth | NPSP2 | Solar Photovoltaic | PV |  | S | X | X |  |  | 4.5 |  | 4.5 | 4.5 |  | N |  |  | OP | X | 2 | 2016 | 2016 |  |  | N | IPP Non-CHP | IPP | IPP | 2 | X | SUN | Renewable | 4.5 | 0 | 1 | 0
Operable | 60281 | Altus Power America Management, LLC |  | 62904 | Milhurst Solar | NJ | Restructured | Monmouth | NPSMH | Solar Photovoltaic | PV |  | S | X | X |  |  | 1.3 |  | 1.3 | 1.3 |  | N |  |  | OP | X | 12 | 2015 | 2015 |  |  | N | IPP Non-CHP | IPP | IPP | 2 | X | SUN | Renewable | 1.3 | 0 | 1 | 0
Operable | 60281 | Altus Power America Management, LLC |  | 62905 | Day Four Solar LLC | NJ | Restructured | Burlington | DAY04 | Solar Photovoltaic | PV |  | S | X | X |  |  | 4.5 |  | 4.5 | 4.5 |  | N |  |  | OP | X | 10 | 2016 | 2016 |  |  | N | IPP Non-CHP | IPP | IPP | 2 | X | SUN | Renewable | 4.5 | 0 | 1 | 0
Operable | 60281 | Altus Power America Management, LLC |  | 62906 | Augusta Solar Farm | NJ | Restructured | Sussex | AUGSF | Solar Photovoltaic | PV |  | S | X | X |  |  | 2.9 |  | 2.9 | 2.9 |  | N |  |  | OP | X | 5 | 2016 | 2016 |  |  | N | IPP Non-CHP | IPP | IPP | 2 | X | SUN | Renewable | 2.9 | 0 | 1 | 0
Operable | 60281 | Altus Power America Management, LLC |  | 63033 | FastSun 19 CSG | MN | Vertical | Dakota | FS19 | Solar Photovoltaic | PV |  | S | X | X |  |  | 1 |  | 1 | 1 |  | N |  |  | OP | X | 6 | 2020 | 2020 |  |  | N | IPP Non-CHP | IPP | IPP | 2 | X | SUN | Renewable | 1 | 0 | 1 | 0
Operable | 60281 | Altus Power America Management, LLC |  | 63034 | FastSun 18 CSG | MN | Vertical | Winona | FS18 | Solar Photovoltaic | PV |  | S | X | X |  |  | 1 |  | 1 | 1 |  | N |  |  | OP | X | 1 | 2020 | 2020 |  |  | N | IPP Non-CHP | IPP | IPP | 2 | X | SUN | Renewable | 1 | 0 | 1 | 0
Operable | 60281 | Altus Power America Management, LLC |  | 63035 | FastSun 13 CSG | MN | Vertical | Douglas | FS13 | Solar Photovoltaic | PV |  | S | X | X |  |  | 1 |  | 1 | 1 |  | N |  |  | OP | X | 12 | 2019 | 2019 |  |  | N | IPP Non-CHP | IPP | IPP | 2 | X | SUN | Renewable | 1 | 0 | 1 | 0
Operable | 60281 | Altus Power America Management, LLC |  | 63036 | FastSun 14 CSG | MN | Vertical | Blue Earth | FS14 | Solar Photovoltaic | PV |  | S | X | X |  |  | 1 |  | 1 | 1 |  | N |  |  | OP | X | 12 | 2019 | 2019 |  |  | N | IPP Non-CHP | IPP | IPP | 2 | X | SUN | Renewable | 1 | 0 | 1 | 0
Operable | 60281 | Altus Power America Management, LLC |  | 63037 | FastSun 11 CSG | MN | Vertical | Goodhue | FS11 | Solar Photovoltaic | PV |  | S | X | X |  |  | 1 |  | 1 | 1 |  | N |  |  | OP | X | 3 | 2020 | 2020 |  |  | N | IPP Non-CHP | IPP | IPP | 2 | X | SUN | Renewable | 1 | 0 | 1 | 0
Operable | 60281 | Altus Power America Management, LLC |  | 63038 | FastSun 10 CSG | MN | Vertical | Goodhue | FS10 | Solar Photovoltaic | PV |  | S | X | X |  |  | 1 |  | 1 | 1 |  | N |  |  | OP | X | 3 | 2020 | 2020 |  |  | N | IPP Non-CHP | IPP | IPP | 2 | X | SUN | Renewable | 1 | 0 | 1 | 0
Operable | 60281 | Altus Power America Management, LLC |  | 63039 | FastSun 8 CSG | MN | Vertical | Nicollet | FS8 | Solar Photovoltaic | PV |  | S | X | X |  |  | 1 |  | 1 | 1 |  | N |  |  | OP | X | 12 | 2019 | 2019 |  |  | N | IPP Non-CHP | IPP | IPP | 2 | X | SUN | Renewable | 1 | 0 | 1 | 0
Operable | 60281 | Altus Power America Management, LLC |  | 63040 | FastSun 9 CSG | MN | Vertical | Goodhue | FS9 | Solar Photovoltaic | PV |  | S | X | X |  |  | 1 |  | 1 | 1 |  | N |  |  | OP | X | 3 | 2020 | 2020 |  |  | N | IPP Non-CHP | IPP | IPP | 2 | X | SUN | Renewable | 1 | 0 | 1 | 0
Operable | 60281 | Altus Power America Management, LLC |  | 63042 | FastSun 3 CSG | MN | Vertical | Stearns | FS3 | Solar Photovoltaic | PV |  | S | X | X |  |  | 1 |  | 1 | 1 |  | N |  |  | OP | X | 12 | 2019 | 2019 |  |  | N | IPP Non-CHP | IPP | IPP | 2 | X | SUN | Renewable | 1 | 0 | 1 | 0
Operable | 60281 | Altus Power America Management, LLC |  | 63043 | FastSun 7 CSG | MN | Vertical | McLeod | FS7 | Solar Photovoltaic | PV |  | S | X | X |  |  | 1 |  | 1 | 1 |  | N |  |  | OP | X | 12 | 2019 | 2019 |  |  | N | IPP Non-CHP | IPP | IPP | 2 | X | SUN | Renewable | 1 | 0 | 1 | 0
Operable | 60281 | Altus Power America Management, LLC |  | 63045 | FastSun 5 CSG | MN | Vertical | Winona | FS5 | Solar Photovoltaic | PV |  | S | X | X |  |  | 1 |  | 1 | 1 |  | N |  |  | OP | X | 1 | 2020 | 2020 |  |  | N | IPP Non-CHP | IPP | IPP | 2 | X | SUN | Renewable | 1 | 0 | 1 | 0
Operable | 60281 | Altus Power America Management, LLC |  | 63046 | FastSun 1 CSG | MN | Vertical | Meeker | FS1 | Solar Photovoltaic | PV |  | S | X | X |  |  | 1 |  | 1 | 1 |  | N |  |  | OP | X | 12 | 2019 | 2019 |  |  | N | IPP Non-CHP | IPP | IPP | 2 | X | SUN | Renewable | 1 | 0 | 1 | 0
Operable | 60281 | Altus Power America Management, LLC |  | 63260 | AC Power | NJ | Restructured | Burlington | ACP | Solar Photovoltaic | PV |  | S | X | X |  |  | 1.3 |  | 1.3 | 1.3 |  | N |  |  | OP | X | 7 | 2019 | 2019 |  |  | N | IPP Non-CHP | IPP | IPP | 2 | X | SUN | Renewable | 1.3 | 0 | 1 | 0
Operable | 60281 | Altus Power America Management, LLC |  | 63576 | FastSun 4 CSG | MN | Vertical | Washington | FS4 | Solar Photovoltaic | PV |  | S | X | X |  |  | 1 |  | 1 | 1 |  | N |  |  | OP | X | 6 | 2021 | 2021 |  |  | N | IPP Non-CHP | IPP | IPP | 2 | X | SUN | Renewable | 1 | 0 | 1 | 0
Operable | 60281 | Altus Power America Management, LLC |  | 63577 | FastSun 21 CSG | MN | Vertical | Sherburne | FS21 | Solar Photovoltaic | PV |  | S | X | X |  |  | 1 |  | 1 | 1 |  | N |  |  | OP | X | 6 | 2021 | 2021 |  |  | N | IPP Non-CHP | IPP | IPP | 2 | X | SUN | Renewable | 1 | 0 | 1 | 0
Operable | 60281 | Altus Power America Management, LLC |  | 63966 | FastSun12 CSG | MN | Vertical | Rice | FS12 | Solar Photovoltaic | PV |  | S | X | X |  |  | 1 | 0.95 | 1 | 1 |  | N |  |  | OP | X | 7 | 2021 | 2021 |  |  | N | IPP Non-CHP | IPP | IPP | 2 | X | SUN | Renewable | 1 | 0 | 1 | 0
Operable | 60281 | Altus Power America Management, LLC |  | 64226 | Curry Solar | GA | Vertical | Tattnall | CURRY | Solar Photovoltaic | PV |  | S | X | X |  |  | 1.1 |  | 1.1 | 1.1 |  | N |  |  | OP | X | 6 | 2015 | 2015 |  |  | N | IPP Non-CHP | IPP | IPP | 2 | X | SUN | Renewable | 1.1 | 0 | 1 | 0
Operable | 60281 | Altus Power America Management, LLC |  | 64418 | Big Bear | CA | Vertical | Los Angeles | BB000 | Solar Photovoltaic | PV |  | S | X | X |  |  | 5.5 | 1 | 5.5 | 5.5 |  | N |  |  | OP | X | 12 | 2020 | 2020 |  |  | N | IPP Non-CHP | IPP | IPP | 2 | X | SUN | Renewable | 5.5 | 0 | 1 | 0
Operable | 60281 | Altus Power America Management, LLC |  | 64836 | Catalina Express | CA | Vertical | Los Angeles | CATAL | Solar Photovoltaic | PV |  | S | X | X |  |  | 1 |  | 1 | 1 |  | N |  |  | OP | X | 12 | 2020 | 2020 |  |  | N | IPP Non-CHP | IPP | IPP | 2 | X | SUN | Renewable | 1 | 0 | 1 | 0
Operable | 60281 | Altus Power America Management, LLC |  | 64837 | Marina South | CA | Vertical | Los Angeles | MARIN | Solar Photovoltaic | PV |  | S | X | X |  |  | 1 |  | 1 | 1 |  | N |  |  | OP | X | 12 | 2020 | 2020 |  |  | N | IPP Non-CHP | IPP | IPP | 2 | X | SUN | Renewable | 1 | 0 | 1 | 0
Operable | 60281 | Altus Power America Management, LLC |  | 64846 | Prairie | CA | Vertical | Los Angeles | PR000 | Solar Photovoltaic | PV |  | S | X | X |  |  | 1.8 |  | 1.8 | 1.8 |  | N |  |  | OP | X | 4 | 2021 | 2021 |  |  | N | IPP Non-CHP | IPP | IPP | 2 | X | SUN | Renewable | 1.8 | 0 | 1 | 0
Operable | 61683 | Amadeus Wind LLC |  | 62142 | Amadeus Wind Farm | TX | Restructured | Fisher | AM-TX | Onshore Wind Turbine | WT |  | S | X | X |  |  | 250 |  | 250 | 250 | 1 | N |  |  | OP | X | 12 | 2020 | 2020 |  |  | N | IPP Non-CHP | IPP | IPP | 2 | X | WND | Renewable | 250 | 0 | 1 | 0
Operable | 24206 | Amalgamated Sugar Co-Nampa |  | 54690 | Amalgamated Sugar LLC Nampa | ID | Vertical | Canyon | 2250 | Natural Gas Steam Turbine | ST |  | S | X | X |  |  | 2.2 | 0.9 | 2.2 | 2.2 | 1 | N |  |  | OP | X | 10 | 1948 | Pre-2000 |  |  | Y | Industrial CHP | Customer Sited | Other | 7 | T | NG | Non-Renewable | 0 | 2.2 | 0 | 1
Operable | 24206 | Amalgamated Sugar Co-Nampa |  | 54690 | Amalgamated Sugar LLC Nampa | ID | Vertical | Canyon | 6500 | Natural Gas Steam Turbine | ST |  | S | X | X |  |  | 6 | 0.9 | 6 | 6 | 3 | N |  |  | OP | X | 10 | 1968 | Pre-2000 |  |  | Y | Industrial CHP | Customer Sited | Other | 7 | T | NG | Non-Renewable | 0 | 6 | 0 | 1 | BIT
Operable | 471 | Amana Society Service Co |  | 61850 | Amana Society Service Company | IA | Vertical | Iowa | IC1 | Petroleum Liquids | IC |  | S | X | X | AMIL.AMAEAMAN | AMIL.AMAEAMAN | 1.8 | 0.8 | 1.8 | 1.8 | 0.5 | N |  |  | SB | Y | 5 | 2001 | 2001 |  |  | N | IPP Non-CHP | Utility | Investor Owned Utility | 2 | X | DFO | Non-Renewable | 0 | 1.8 | 0 | 1
Operable | 471 | Amana Society Service Co |  | 61850 | Amana Society Service Company | IA | Vertical | Iowa | IC10 | Petroleum Liquids | IC |  | S | X | X | AMIL.AMAEAMAN | AMIL.AMAEAMAN | 1.8 | 0.8 | 1.8 | 1.8 | 0.5 | N |  |  | SB | Y | 5 | 2001 | 2001 |  |  | N | IPP Non-CHP | Utility | Investor Owned Utility | 2 | X | DFO | Non-Renewable | 0 | 1.8 | 0 | 1
Operable | 471 | Amana Society Service Co |  | 61850 | Amana Society Service Company | IA | Vertical | Iowa | IC11 | Petroleum Liquids | IC |  | S | X | X | AMIL.AMAEAMAN | AMIL.AMAEAMAN | 1.8 | 0.8 | 1.8 | 1.8 | 0.5 | N |  |  | SB | Y | 5 | 2001 | 2001 |  |  | N | IPP Non-CHP | Utility | Investor Owned Utility | 2 | X | DFO | Non-Renewable | 0 | 1.8 | 0 | 1
Operable | 471 | Amana Society Service Co |  | 61850 | Amana Society Service Company | IA | Vertical | Iowa | IC12 | Petroleum Liquids | IC |  | S | X | X |  | AMIL.AMAEAMAN | 1.8 | 0.8 | 1.8 | 1.8 | 0.5 | N |  |  | SB | Y | 5 | 2001 | 2001 |  |  | N | IPP Non-CHP | Utility | Investor Owned Utility | 2 | X | DFO | Non-Renewable | 0 | 1.8 | 0 | 1
Operable | 471 | Amana Society Service Co |  | 61850 | Amana Society Service Company | IA | Vertical | Iowa | IC2 | Petroleum Liquids | IC |  | S | X | X |  |  | 1.8 | 0.8 | 1.8 | 1.8 | 0.5 | N |  |  | SB | Y | 5 | 2001 | 2001 |  |  | N | IPP Non-CHP | Utility | Investor Owned Utility | 2 | X | DFO | Non-Renewable | 0 | 1.8 | 0 | 1
Operable | 471 | Amana Society Service Co |  | 61850 | Amana Society Service Company | IA | Vertical | Iowa | IC3 | Petroleum Liquids | IC |  | S | X | X |  |  | 1.8 | 0.8 | 1.8 | 1.8 | 0.5 | N |  |  | SB | Y | 5 | 2001 | 2001 |  |  | N | IPP Non-CHP | Utility | Investor Owned Utility | 2 | X | DFO | Non-Renewable | 0 | 1.8 | 0 | 1
Operable | 471 | Amana Society Service Co |  | 61850 | Amana Society Service Company | IA | Vertical | Iowa | IC4 | Petroleum Liquids | IC |  | S | X | X |  |  | 1.8 | 0.8 | 1.8 | 1.8 | 0.5 | N |  |  | SB | Y | 5 | 2001 | 2001 |  |  | N | IPP Non-CHP | Utility | Investor Owned Utility | 2 | X | DFO | Non-Renewable | 0 | 1.8 | 0 | 1
Operable | 471 | Amana Society Service Co |  | 61850 | Amana Society Service Company | IA | Vertical | Iowa | IC5 | Petroleum Liquids | IC |  | S | X | X |  |  | 1.8 | 0.8 | 1.8 | 1.8 | 0.5 | N |  |  | SB | Y | 5 | 2001 | 2001 |  |  | N | IPP Non-CHP | Utility | Investor Owned Utility | 2 | X | DFO | Non-Renewable | 0 | 1.8 | 0 | 1
Operable | 471 | Amana Society Service Co |  | 61850 | Amana Society Service Company | IA | Vertical | Iowa | IC6 | Petroleum Liquids | IC |  | S | X | X |  |  | 1.8 | 0.8 | 1.8 | 1.8 | 0.5 | N |  |  | SB | Y | 5 | 2001 | 2001 |  |  | N | IPP Non-CHP | Utility | Investor Owned Utility | 2 | X | DFO | Non-Renewable | 0 | 1.8 | 0 | 1
Operable | 471 | Amana Society Service Co |  | 61850 | Amana Society Service Company | IA | Vertical | Iowa | IC7 | Petroleum Liquids | IC |  | S | X | X | AMIL.AMAEAMAN | AMIL.AMAEAMAN | 1.8 | 0.8 | 1.8 | 1.8 | 0.5 | N |  |  | SB | Y | 5 | 2001 | 2001 |  |  | N | IPP Non-CHP | Utility | Investor Owned Utility | 2 | X | DFO | Non-Renewable | 0 | 1.8 | 0 | 1
Operable | 471 | Amana Society Service Co |  | 61850 | Amana Society Service Company | IA | Vertical | Iowa | IC8 | Petroleum Liquids | IC |  | S | X | X |  |  | 1.8 | 0.8 | 1.8 | 1.8 | 0.5 | N |  |  | SB | Y | 5 | 2001 | 2001 |  |  | N | IPP Non-CHP | Utility | Investor Owned Utility | 2 | X | DFO | Non-Renewable | 0 | 1.8 | 0 | 1
Operable | 471 | Amana Society Service Co |  | 61850 | Amana Society Service Company | IA | Vertical | Iowa | IC9 | Petroleum Liquids | IC |  | S | X | X |  |  | 1.8 | 0.8 | 1.8 | 1.8 | 0.5 | N |  |  | SB | Y | 5 | 2001 | 2001 |  |  | N | IPP Non-CHP | Utility | Investor Owned Utility | 2 | X | DFO | Non-Renewable | 0 | 1.8 | 0 | 1
Operable | 472 | Amedee Gethrm Venture I LP |  | 50964 | Amedee Geothermal Venture I | CA | Vertical | Lassen | IND | Geothermal | ST |  | S | X | X |  |  | 1.5 | 1 | 1.1 | 0.7 | 0.1 | N |  |  | OP | X | 8 | 1988 | Pre-2000 |  |  | N | IPP Non-CHP | IPP | IPP | 2 | X | GEO | Renewable | 1.5 | 0 | 1 | 0
Operable | 472 | Amedee Gethrm Venture I LP |  | 50964 | Amedee Geothermal Venture I | CA | Vertical | Lassen | SYN | Geothermal | ST |  | S | X | X |  |  | 1.5 | 1 | 1.1 | 0.7 | 0.1 | N |  |  | OP | X | 8 | 1988 | Pre-2000 |  |  | N | IPP Non-CHP | IPP | IPP | 2 | X | GEO | Renewable | 1.5 | 0 | 1 | 0
Operable | 61576 | Ameren Illinois |  | 61990 | TAC-Distributed Energy Resource Hybrid | IL | Restructured | Champaign | BA | Batteries | BA |  | W | X | X | AMIL.AEM.IL | AMIL.AEM.IL | 0.3 |  | 0.3 | 0.3 | 0 | N |  |  | OP | X | 5 | 2017 | 2017 |  |  | N | Electric Utility | Utility | Investor Owned Utility | 1 | X | MWH | Other | 0 | 0 | 0 | 0
Operable | 61576 | Ameren Illinois |  | 61990 | TAC-Distributed Energy Resource Hybrid | IL | Restructured | Champaign | NG | Natural Gas Internal Combustion Engine | IC |  | W | X | X | AMIL.AEM.IL | AMIL.AEM.IL | 1 | 1 | 1 | 1 | 0.6 | N |  |  | SB | Y | 5 | 2017 | 2017 |  |  | N | Electric Utility | Utility | Investor Owned Utility | 1 | X | NG | Non-Renewable | 0 | 1 | 0 | 1
Operable | 61576 | Ameren Illinois |  | 61990 | TAC-Distributed Energy Resource Hybrid | IL | Restructured | Champaign | SOLAR | Solar Photovoltaic | PV |  | W | X | X | AMIL.AEM.IL | AMIL.AEM.IL | 0.1 |  | 0.1 | 0.1 |  | N |  |  | OP | X | 3 | 2017 | 2017 |  |  | N | Electric Utility | Utility | Investor Owned Utility | 1 | X | SUN | Renewable | 0.1 | 0 | 1 | 0
Operable | 61576 | Ameren Illinois |  | 61990 | TAC-Distributed Energy Resource Hybrid | IL | Restructured | Champaign | WIND | Onshore Wind Turbine | WT |  | W | X | X | AMIL.AEM.IL | AMIL.AEM.IL | 0.1 |  | 0.1 | 0.1 | 0 | N |  |  | OP | X | 3 | 2017 | 2017 |  |  | N | Electric Utility | Utility | Investor Owned Utility | 1 | X | WND | Renewable | 0.1 | 0 | 1 | 0
Operable | 56476 | Ameresco |  | 57138 | Savannah River Site Biomass Cogen | SC | Vertical | Aiken | 1 | Wood/Wood Waste Biomass | ST |  | W | X | X |  |  | 20.8 | 0.85 | 19 | 17 | 3 | N |  |  | OP | X | 1 | 2012 | 2012 |  |  | Y | IPP CHP | IPP | IPP | 3 | T | WDS | Renewable | 20.8 | 0 | 1 | 0 | TDF | DFO
Operable | 57079 | Ameresco Butte County LLC |  | 57771 | Ameresco Butte County | CA | Vertical | Butte | 1 | Landfill Gas | IC |  | S | X | X |  |  | 2.3 | 1 | 2 | 2 | 0.5 | N |  |  | OP | X | 2 | 2013 | 2013 |  |  | N | IPP Non-CHP | IPP | IPP | 2 | X | LFG | Renewable | 2.3 | 0 | 1 | 0
Operable | 60692 | Ameresco BWC Wading River LLC |  | 61069 | BWC Wading River One, Two, Three CSG | MA | Restructured | Worcester | 62381 | Solar Photovoltaic | PV |  | S | X | X |  |  | 3 |  | 3 | 3 |  | N |  |  | OP | X | 11 | 2017 | 2017 |  |  | N | IPP Non-CHP | IPP | IPP | 2 | X | SUN | Renewable | 3 | 0 | 1 | 0
Operable | 54812 | AMERESCO Chicopee Energy LLC |  | 56426 | Ameresco Chicopee Energy | MA | Restructured | Hampden | UNIT4 | Landfill Gas | IC |  | S | X | X |  |  | 2.1 | 1 | 2 | 2 | 1 | N |  |  | OP | X | 3 | 2010 | 2010 |  |  | N | IPP Non-CHP | IPP | IPP | 2 | X | LFG | Renewable | 2.1 | 0 | 1 | 0
Operable | 54812 | AMERESCO Chicopee Energy LLC |  | 56426 | Ameresco Chicopee Energy | MA | Restructured | Hampden | Unit1 | Landfill Gas | IC |  | S | X | X |  |  | 1.9 | 1 | 1.9 | 1.9 | 1 | N |  |  | OP | X | 2 | 2004 | 2004 |  |  | N | IPP Non-CHP | IPP | IPP | 2 | X | LFG | Renewable | 1.9 | 0 | 1 | 0
Operable | 54812 | AMERESCO Chicopee Energy LLC |  | 56426 | Ameresco Chicopee Energy | MA | Restructured | Hampden | Unit2 | Landfill Gas | IC |  | S | X | X |  |  | 1.9 | 1 | 1.9 | 1.9 | 1 | N |  |  | OP | X | 2 | 2004 | 2004 |  |  | N | IPP Non-CHP | IPP | IPP | 2 | X | LFG | Renewable | 1.9 | 0 | 1 | 0
Operable | 54812 | AMERESCO Chicopee Energy LLC |  | 56426 | Ameresco Chicopee Energy | MA | Restructured | Hampden | Unit3 | Landfill Gas | IC |  | S | X | X |  |  | 1.9 | 1 | 1.9 | 1.9 | 1 | N |  |  | OP | X | 2 | 2004 | 2004 |  |  | N | IPP Non-CHP | IPP | IPP | 2 | X | LFG | Renewable | 1.9 | 0 | 1 | 0
Operable | 56104 | AMERESCO Chiquita Canyon LLC |  | 56898 | Ameresco Chiquita Canyon | CA | Vertical | Los Angeles | 1 | Landfill Gas | GT |  | S | X | X |  |  | 4.6 | 1 | 4 | 4 | 1 | N |  |  | OP | X | 11 | 2010 | 2010 |  |  | N | IPP Non-CHP | IPP | IPP | 2 | X | LFG | Renewable | 4.6 | 0 | 1 | 0
Operable | 56104 | AMERESCO Chiquita Canyon LLC |  | 56898 | Ameresco Chiquita Canyon | CA | Vertical | Los Angeles | 2 | Landfill Gas | GT |  | S | X | X |  |  | 4.6 | 1 | 4 | 4 | 1 | N |  |  | OP | X | 11 | 2010 | 2010 |  |  | N | IPP Non-CHP | IPP | IPP | 2 | X | LFG | Renewable | 4.6 | 0 | 1 | 0
Operable | 58811 | Ameresco Dallas LLC |  | 58946 | Ameresco Dallas LLC | TX | Restructured | Dallas | ENG1 | Landfill Gas | IC |  | S | X | X |  |  | 1.4 | 1 | 1.4 | 1.4 | 0.7 | N |  |  | OP | X | 2 | 2011 | 2011 |  |  | N | IPP Non-CHP | IPP | IPP | 2 | X | LFG | Renewable | 1.4 | 0 | 1 | 0
Operable | 58811 | Ameresco Dallas LLC |  | 58946 | Ameresco Dallas LLC | TX | Restructured | Dallas | ENG2 | Landfill Gas | IC |  | S | X | X |  |  | 1.4 | 1 | 1.4 | 1.4 | 0.7 | N |  |  | OP | X | 2 | 2011 | 2011 |  |  | N | IPP Non-CHP | IPP | IPP | 2 | X | LFG | Renewable | 1.4 | 0 | 1 | 0
Operable | 58811 | Ameresco Dallas LLC |  | 58946 | Ameresco Dallas LLC | TX | Restructured | Dallas | ENG3 | Landfill Gas | IC |  | S | X | X |  |  | 1.4 | 1 | 1.4 | 1.4 | 0.7 | N |  |  | OP | X | 2 | 2011 | 2011 |  |  | N | IPP Non-CHP | IPP | IPP | 2 | X | LFG | Renewable | 1.4 | 0 | 1 | 0
Operable | 54816 | AMERESCO Delaware Central |  | 56430 | Ameresco Delaware Central | DE | Restructured | Kent | 1C | Landfill Gas | IC |  | S | X | X |  |  | 1 | 1 | 1 | 1 | 0.6 | N |  |  | OP | X | 12 | 2006 | 2006 |  |  | N | IPP Non-CHP | IPP | IPP | 2 | X | LFG | Renewable | 1 | 0 | 1 | 0
Operable | 54816 | AMERESCO Delaware Central |  | 56430 | Ameresco Delaware Central | DE | Restructured | Kent | 2C | Landfill Gas | IC |  | S | X | X |  |  | 1 | 1 | 1 | 1 | 0.6 | N |  |  | OP | X | 12 | 2006 | 2006 |  |  | N | IPP Non-CHP | IPP | IPP | 2 | X | LFG | Renewable | 1 | 0 | 1 | 0
Operable | 54816 | AMERESCO Delaware Central |  | 56430 | Ameresco Delaware Central | DE | Restructured | Kent | 3C | Landfill Gas | IC |  | S | X | X |  |  | 1 | 1 | 1 | 1 | 0.6 | N |  |  | OP | X | 12 | 2006 | 2006 |  |  | N | IPP Non-CHP | IPP | IPP | 2 | X | LFG | Renewable | 1 | 0 | 1 | 0
Operable | 54816 | AMERESCO Delaware Central |  | 56430 | Ameresco Delaware Central | DE | Restructured | Kent | 4C | Landfill Gas | IC |  | S | X | X |  |  | 1 | 1 | 1 | 1 | 0.6 | N |  |  | OP | X | 3 | 2014 | 2014 |  |  | N | IPP Non-CHP | IPP | IPP | 2 | X | LFG | Renewable | 1 | 0 | 1 | 0
Operable | 54816 | AMERESCO Delaware Central |  | 56430 | Ameresco Delaware Central | DE | Restructured | Kent | 5C | Landfill Gas | IC |  | S | X | X |  |  | 1 | 1 | 1 | 1 | 0.6 | N |  |  | OP | X | 3 | 2014 | 2014 |  |  | N | IPP Non-CHP | IPP | IPP | 2 | X | LFG | Renewable | 1 | 0 | 1 | 0
Operable | 54815 | AMERESCO Delaware South |  | 56429 | Ameresco Delaware South | DE | Restructured | Sussex | 1 | Landfill Gas | IC |  | S | X | X |  |  | 1 | 1 | 1 | 1 | 0.6 | N |  |  | OP | X | 12 | 2006 | 2006 |  |  | N | IPP Non-CHP | IPP | IPP | 2 | X | LFG | Renewable | 1 | 0 | 1 | 0
Operable | 54815 | AMERESCO Delaware South |  | 56429 | Ameresco Delaware South | DE | Restructured | Sussex | 2 | Landfill Gas | IC |  | S | X | X |  |  | 1 | 1 | 1 | 1 | 0.6 | N |  |  | OP | X | 12 | 2006 | 2006 |  |  | N | IPP Non-CHP | IPP | IPP | 2 | X | LFG | Renewable | 1 | 0 | 1 | 0
Operable | 54815 | AMERESCO Delaware South |  | 56429 | Ameresco Delaware South | DE | Restructured | Sussex | 3 | Landfill Gas | IC |  | S | X | X |  |  | 1 | 1 | 1 | 1 | 0.6 | N |  |  | OP | X | 12 | 2006 | 2006 |  |  | N | IPP Non-CHP | IPP | IPP | 2 | X | LFG | Renewable | 1 | 0 | 1 | 0
Operable | 54815 | AMERESCO Delaware South |  | 56429 | Ameresco Delaware South | DE | Restructured | Sussex | 4 | Landfill Gas | IC |  | S | X | X |  |  | 1 | 1 | 1 | 1 | 0.6 | N |  |  | OP | X | 12 | 2006 | 2006 |  |  | N | IPP Non-CHP | IPP | IPP | 2 | X | LFG | Renewable | 1 | 0 | 1 | 0
Operable | 54815 | AMERESCO Delaware South |  | 56429 | Ameresco Delaware South | DE | Restructured | Sussex | 5 | Landfill Gas | IC |  | S | X | X |  |  | 1 | 1 | 1 | 1 | 0.6 | N |  |  | OP | X | 5 | 2010 | 2010 |  |  | N | IPP Non-CHP | IPP | IPP | 2 | X | LFG | Renewable | 1 | 0 | 1 | 0
Operable | 60146 | Ameresco Federal Solutions |  | 60349 | Hill AFB LFG Facility, Bldg #737 | UT | Vertical | Davis | LFGG1 | Landfill Gas | IC |  | W | X | X |  |  | 0.6 | 0.8 | 0.6 | 0.6 | 0.4 | N |  |  | OP | X | 1 | 2005 | 2005 |  |  | N | Commercial Non-CHP | Customer Sited | Other | 4 | X | LFG | Renewable | 0.6 | 0 | 1 | 0
Operable | 60146 | Ameresco Federal Solutions |  | 60349 | Hill AFB LFG Facility, Bldg #737 | UT | Vertical | Davis | LFGG2 | Landfill Gas | IC |  | W | X | X |  |  | 0.7 | 0.8 | 0.7 | 0.7 | 0.6 | N |  |  | OP | X | 1 | 2005 | 2005 |  |  | N | Commercial Non-CHP | Customer Sited | Other | 4 | X | LFG | Renewable | 0.7 | 0 | 1 | 0
Operable | 60146 | Ameresco Federal Solutions |  | 60349 | Hill AFB LFG Facility, Bldg #737 | UT | Vertical | Davis | LFGG3 | Landfill Gas | IC |  | W | X | X |  |  | 1 | 1 | 0.9 | 1 | 0.8 | N |  |  | OP | X | 5 | 2008 | 2008 |  |  | N | Commercial Non-CHP | Customer Sited | Other | 4 | X | LFG | Renewable | 1 | 0 | 1 | 0
Operable | 60146 | Ameresco Federal Solutions |  | 61887 | Fort Bliss (DEA EPIC) | TX | Restructured | El Paso | DEPIC | Solar Photovoltaic | PV |  | S | X | X |  |  | 2 |  | 2 | 2 |  | N |  |  | OP | X | 7 | 2018 | 2018 |  |  | N | IPP Non-CHP | IPP | IPP | 2 | X | SUN | Renewable | 2 | 0 | 1 | 0
Operable | 60146 | Ameresco Federal Solutions |  | 61956 | MCRD Parris Island PV Hybrid | SC | Vertical | Beaufort | BAKUP | Petroleum Liquids | IC |  | W | X | X |  |  | 2.5 | 0.8 | 2.5 | 2.5 | 0.7 | N |  |  | OP | X | 6 | 2019 | 2019 |  |  | N | IPP Non-CHP | IPP | IPP | 2 | X | DFO | Non-Renewable | 0 | 2.5 | 0 | 1
Operable | 60146 | Ameresco Federal Solutions |  | 61956 | MCRD Parris Island PV Hybrid | SC | Vertical | Beaufort | BKST2 | Petroleum Liquids | IC |  | W | X | X |  |  | 0.5 | 0.8 | 0.5 | 0.5 | 0.1 | N |  |  | OP | X | 6 | 2019 | 2019 |  |  | N | IPP Non-CHP | IPP | IPP | 2 | X | DFO | Non-Renewable | 0 | 0.5 | 0 | 1
Operable | 60146 | Ameresco Federal Solutions |  | 61956 | MCRD Parris Island PV Hybrid | SC | Vertical | Beaufort | BLKST | Petroleum Liquids | IC |  | W | X | X |  |  | 0.5 | 0.8 | 0.5 | 0.5 | 0.1 | N |  |  | OP | X | 6 | 2019 | 2019 |  |  | N | IPP Non-CHP | IPP | IPP | 2 | X | DFO | Non-Renewable | 0 | 0.5 | 0 | 1
Operable | 60146 | Ameresco Federal Solutions |  | 61956 | MCRD Parris Island PV Hybrid | SC | Vertical | Beaufort | CARPT | Solar Photovoltaic | PV |  | W | X | X |  |  | 1.6 |  | 1.6 | 1.6 |  | N |  |  | OP | X | 10 | 2018 | 2018 |  |  | N | IPP Non-CHP | IPP | IPP | 2 | X | SUN | Renewable | 1.6 | 0 | 1 | 0
Operable | 60146 | Ameresco Federal Solutions |  | 61956 | MCRD Parris Island PV Hybrid | SC | Vertical | Beaufort | CHPP | Natural Gas Fired Combustion Turbine | GT |  | W | X | X |  |  | 3.5 | 1 | 3.5 | 3.5 | 2.8 | N |  |  | OP | X | 6 | 2019 | 2019 |  |  | N | IPP Non-CHP | IPP | IPP | 2 | X | NG | Non-Renewable | 0 | 3.5 | 0 | 1
Operable | 60146 | Ameresco Federal Solutions |  | 61956 | MCRD Parris Island PV Hybrid | SC | Vertical | Beaufort | GRDMT | Solar Photovoltaic | PV |  | W | X | X |  |  | 4.4 |  | 4.4 | 4.4 |  | N |  |  | OP | X | 9 | 2018 | 2018 |  |  | N | IPP Non-CHP | IPP | IPP | 2 | X | SUN | Renewable | 4.4 | 0 | 1 | 0
Operable | 60146 | Ameresco Federal Solutions |  | 61956 | MCRD Parris Island PV Hybrid | SC | Vertical | Beaufort | TBESS | Batteries | BA |  | W | X | X |  |  | 4 |  | 4 | 4 | 4 | N |  |  | OP | X | 12 | 2018 | 2018 |  |  | N | IPP Non-CHP | IPP | IPP | 2 | X | MWH | Other | 0 | 0 | 0 | 0
Operable | 60146 | Ameresco Federal Solutions |  | 62948 | NASA Wallops Flight Facility Solar | VA | Vertical | Accomack | CRPT5 | Solar Photovoltaic | PV |  | W | X | X |  |  | 0.1 |  | 0.1 | 0.1 |  | N |  |  | OP | X | 3 | 2020 | 2020 |  |  | N | IPP Non-CHP | IPP | IPP | 2 | X | SUN | Renewable | 0.1 | 0 | 1 | 0
Operable | 60146 | Ameresco Federal Solutions |  | 62948 | NASA Wallops Flight Facility Solar | VA | Vertical | Accomack | CRPT6 | Solar Photovoltaic | PV |  | W | X | X |  |  | 0.1 |  | 0.1 | 0.1 |  | N |  |  | OP | X | 3 | 2020 | 2020 |  |  | N | IPP Non-CHP | IPP | IPP | 2 | X | SUN | Renewable | 0.1 | 0 | 1 | 0
Operable | 60146 | Ameresco Federal Solutions |  | 62948 | NASA Wallops Flight Facility Solar | VA | Vertical | Accomack | CRPT7 | Solar Photovoltaic | PV |  | W | X | X |  |  | 0.1 |  | 0.1 | 0.1 |  | N |  |  | OP | X | 3 | 2020 | 2020 |  |  | N | IPP Non-CHP | IPP | IPP | 2 | X | SUN | Renewable | 0.1 | 0 | 1 | 0
Operable | 60146 | Ameresco Federal Solutions |  | 62948 | NASA Wallops Flight Facility Solar | VA | Vertical | Accomack | TRCK1 | Solar Photovoltaic | PV |  | W | X | X |  |  | 4 |  | 4 | 4 |  | N |  |  | OP | X | 3 | 2020 | 2020 |  |  | N | IPP Non-CHP | IPP | IPP | 2 | X | SUN | Renewable | 4 | 0 | 1 | 0
Operable | 60146 | Ameresco Federal Solutions |  | 64050 | Fort Bragg - Camp Mackall PV BESS System | NC | Vertical | Richmond | CMABS | Batteries | BA |  | W | X | X |  |  | 2 |  | 2 | 2 |  | N |  |  | OP | X | 2 | 2023 | 2023 |  |  | N | IPP Non-CHP | IPP | IPP | 2 | X | MWH | Other | 0 | 0 | 0 | 0
Operable | 60146 | Ameresco Federal Solutions |  | 64050 | Fort Bragg - Camp Mackall PV BESS System | NC | Vertical | Richmond | CMAPV | Solar Photovoltaic | PV |  | W | X | X |  |  | 1 |  | 1 | 1 |  | N |  |  | OP | X | 2 | 2023 | 2023 |  |  | N | IPP Non-CHP | IPP | IPP | 2 | X | SUN | Renewable | 1 | 0 | 1 | 0
Operable | 58433 | Ameresco Forward, LLC |  | 58437 | Ameresco Forward | CA | Vertical | San Joaquin | ENG1 | Landfill Gas | IC |  | S | X | X |  |  | 2.2 | 1 | 2.1 | 2.1 | 0.5 | N |  |  | OP | X | 2 | 2014 | 2014 |  |  | N | IPP Non-CHP | IPP | IPP | 2 | X | LFG | Renewable | 2.2 | 0 | 1 | 0
Operable | 58433 | Ameresco Forward, LLC |  | 58437 | Ameresco Forward | CA | Vertical | San Joaquin | ENG2 | Landfill Gas | IC |  | S | X | X |  |  | 2.2 | 1 | 2.1 | 2.1 | 0.5 | N |  |  | OP | X | 2 | 2014 | 2014 |  |  | N | IPP Non-CHP | IPP | IPP | 2 | X | LFG | Renewable | 2.2 | 0 | 1 | 0
Operable | 60541 | Ameresco Glendale Road Solar PV LLC |  | 60908 | Northampton Landfill Solar PV | MA | Restructured | Hampshire | 62380 | Solar Photovoltaic | PV |  | S | X | X |  |  | 2.4 |  | 2.4 | 2.4 |  | N |  |  | OP | X | 11 | 2017 | 2017 |  |  | N | IPP Non-CHP | IPP | IPP | 2 | X | SUN | Renewable | 2.4 | 0 | 1 | 0
Operable | 65395 | Ameresco HCE Solar LLC |  | 66271 | Ameresco HCE Solar LLC | CO | Vertical | Garfield | HCEBA | Batteries | BA |  | S | X | X |  |  | 5.8 |  | 5.8 | 5.8 |  | N |  |  | OP | X | 8 | 2023 | 2023 |  |  | N | IPP Non-CHP | IPP | IPP | 2 | X | MWH | Other | 0 | 0 | 0 | 0
Operable | 65395 | Ameresco HCE Solar LLC |  | 66271 | Ameresco HCE Solar LLC | CO | Vertical | Garfield | HCEPV | Solar Photovoltaic | PV |  | S | X | X |  |  | 4.5 |  | 4.5 | 4.5 |  | N |  |  | OP | X | 8 | 2023 | 2023 |  |  | N | IPP Non-CHP | IPP | IPP | 2 | X | SUN | Renewable | 4.5 | 0 | 1 | 0
Operable | 54813 | AMERESCO Janesville LLC |  | 56427 | Ameresco Janesville | WI | Vertical | Rock | Unit1 | Landfill Gas | IC |  | S | X | X |  |  | 1 | 0.9 | 1 | 1 | 0.5 | N |  |  | OP | X | 10 | 2004 | 2004 |  |  | N | IPP Non-CHP | IPP | IPP | 2 | X | LFG | Renewable | 1 | 0 | 1 | 0
Operable | 54813 | AMERESCO Janesville LLC |  | 56427 | Ameresco Janesville | WI | Vertical | Rock | Unit2 | Landfill Gas | IC |  | S | X | X |  |  | 1 | 0.9 | 1 | 1 | 0.5 | N |  |  | OP | X | 10 | 2004 | 2004 |  |  | N | IPP Non-CHP | IPP | IPP | 2 | X | LFG | Renewable | 1 | 0 | 1 | 0
Operable | 54813 | AMERESCO Janesville LLC |  | 56427 | Ameresco Janesville | WI | Vertical | Rock | Unit3 | Landfill Gas | IC |  | S | X | X |  |  | 1 | 0.9 | 1 | 1 | 0.5 | N |  |  | OP | X | 10 | 2004 | 2004 |  |  | N | IPP Non-CHP | IPP | IPP | 2 | X | LFG | Renewable | 1 | 0 | 1 | 0
Operable | 56102 | AMERESCO Jefferson City LLC |  | 56896 | Ameresco Jefferson City | MO | Vertical | Cole | 1 | Landfill Gas | IC |  | S | X | X |  |  | 1 | 1 | 0.9 | 0.9 | 0.5 | N |  |  | OP | X | 3 | 2009 | 2009 |  |  | N | IPP Non-CHP | IPP | IPP | 2 | X | LFG | Renewable | 1 | 0 | 1 | 0
Operable | 56102 | AMERESCO Jefferson City LLC |  | 56896 | Ameresco Jefferson City | MO | Vertical | Cole | 2 | Landfill Gas | IC |  | S | X | X |  |  | 1 | 1 | 0.9 | 0.9 | 0.5 | N |  |  | OP | X | 3 | 2009 | 2009 |  |  | N | IPP Non-CHP | IPP | IPP | 2 | X | LFG | Renewable | 1 | 0 | 1 | 0
Operable | 56102 | AMERESCO Jefferson City LLC |  | 56896 | Ameresco Jefferson City | MO | Vertical | Cole | 3 | Landfill Gas | IC |  | S | X | X |  |  | 1 | 1 | 0.9 | 0.9 | 0.5 | N |  |  | OP | X | 3 | 2009 | 2009 |  |  | N | IPP Non-CHP | IPP | IPP | 2 | X | LFG | Renewable | 1 | 0 | 1 | 0
Operable | 58382 | Ameresco Johnson Canyon LLC |  | 58397 | Ameresco Johnson Canyon | CA | Vertical | Monterey | ENG1 | Landfill Gas | IC |  | S | X | X |  |  | 1.4 | 1 | 1.4 | 1.4 | 0.7 | N |  |  | OP | X | 5 | 2013 | 2013 |  |  | N | IPP Non-CHP | IPP | IPP | 2 | X | LFG | Renewable | 1.4 | 0 | 1 | 0
Operable | 56103 | AMERESCO Keller Canyon LLC |  | 56897 | Ameresco Keller Canyon | CA | Vertical | Contra Costa | 1 | Landfill Gas | IC |  | S | X | X |  |  | 1.9 | 1 | 1.8 | 1.8 | 0.9 | N |  |  | OP | X | 7 | 2009 | 2009 |  |  | N | IPP Non-CHP | IPP | IPP | 2 | X | LFG | Renewable | 1.9 | 0 | 1 | 0
Operable | 56103 | AMERESCO Keller Canyon LLC |  | 56897 | Ameresco Keller Canyon | CA | Vertical | Contra Costa | 2 | Landfill Gas | IC |  | S | X | X |  |  | 1.9 | 1 | 1.8 | 1.8 | 0.9 | N |  |  | OP | X | 7 | 2009 | 2009 |  |  | N | IPP Non-CHP | IPP | IPP | 2 | X | LFG | Renewable | 1.9 | 0 | 1 | 0
Operable | 56101 | AMERESCO Ox Mountain Energy LLC |  | 56895 | Ameresco Ox Mountain | CA | Vertical | San Mateo | 1 | Landfill Gas | IC |  | S | X | X |  |  | 1.9 | 1 | 1.8 | 1.8 | 0.9 | N |  |  | OP | X | 12 | 2008 | 2008 |  |  | N | IPP Non-CHP | IPP | IPP | 2 | X | LFG | Renewable | 1.9 | 0 | 1 | 0
Operable | 56101 | AMERESCO Ox Mountain Energy LLC |  | 56895 | Ameresco Ox Mountain | CA | Vertical | San Mateo | 2 | Landfill Gas | IC |  | S | X | X |  |  | 1.9 | 1 | 1.8 | 1.8 | 0.9 | N |  |  | OP | X | 12 | 2008 | 2008 |  |  | N | IPP Non-CHP | IPP | IPP | 2 | X | LFG | Renewable | 1.9 | 0 | 1 | 0
Operable | 56101 | AMERESCO Ox Mountain Energy LLC |  | 56895 | Ameresco Ox Mountain | CA | Vertical | San Mateo | 3 | Landfill Gas | IC |  | S | X | X |  |  | 1.9 | 1 | 1.8 | 1.8 | 0.9 | N |  |  | OP | X | 12 | 2008 | 2008 |  |  | N | IPP Non-CHP | IPP | IPP | 2 | X | LFG | Renewable | 1.9 | 0 | 1 | 0
Operable | 56101 | AMERESCO Ox Mountain Energy LLC |  | 56895 | Ameresco Ox Mountain | CA | Vertical | San Mateo | 4 | Landfill Gas | IC |  | S | X | X |  |  | 1.9 | 1 | 1.8 | 1.8 | 0.9 | N |  |  | OP | X | 12 | 2008 | 2008 |  |  | N | IPP Non-CHP | IPP | IPP | 2 | X | LFG | Renewable | 1.9 | 0 | 1 | 0
Operable | 56101 | AMERESCO Ox Mountain Energy LLC |  | 56895 | Ameresco Ox Mountain | CA | Vertical | San Mateo | 5 | Landfill Gas | IC |  | S | X | X |  |  | 1.9 | 1 | 1.8 | 1.8 | 0.9 | N |  |  | OP | X | 12 | 2008 | 2008 |  |  | N | IPP Non-CHP | IPP | IPP | 2 | X | LFG | Renewable | 1.9 | 0 | 1 | 0
Operable | 56101 | AMERESCO Ox Mountain Energy LLC |  | 56895 | Ameresco Ox Mountain | CA | Vertical | San Mateo | 6 | Landfill Gas | IC |  | S | X | X |  |  | 1.9 | 1 | 1.8 | 1.8 | 0.9 | N |  |  | OP | X | 12 | 2008 | 2008 |  |  | N | IPP Non-CHP | IPP | IPP | 2 | X | LFG | Renewable | 1.9 | 0 | 1 | 0
Operable | 64485 | Ameresco San Joaquin Solar LLC |  | 65089 | Foothill Sanitary Landfill - Solar Array | CA | Vertical | San Joaquin | 5452 | Solar Photovoltaic | PV | 1 | S | X | X |  |  | 3.6 |  | 3.5 | 2.4 |  | N |  |  | OP | X | 1 | 2021 | 2021 |  |  | N | IPP Non-CHP | IPP | IPP | 2 | X | SUN | Renewable | 3.6 | 0 | 1 | 0
Operable | 58432 | Ameresco San Joaquin, LLC |  | 58436 | Ameresco San Joaquin | CA | Vertical | San Joaquin | ENG1 | Landfill Gas | IC |  | S | X | X |  |  | 2.2 | 1 | 2.1 | 2.1 | 0.5 | N |  |  | OP | X | 4 | 2014 | 2014 |  |  | N | IPP Non-CHP | IPP | IPP | 2 | X | LFG | Renewable | 2.2 | 0 | 1 | 0
Operable | 58432 | Ameresco San Joaquin, LLC |  | 58436 | Ameresco San Joaquin | CA | Vertical | San Joaquin | ENG2 | Landfill Gas | IC |  | S | X | X |  |  | 2.2 | 1 | 2.1 | 2.1 | 0.5 | N |  |  | OP | X | 4 | 2014 | 2014 |  |  | N | IPP Non-CHP | IPP | IPP | 2 | X | LFG | Renewable | 2.2 | 0 | 1 | 0
Operable | 54814 | AMERESCO Santa Cruz Energy LLC |  | 56428 | Ameresco Santa Cruz Energy | CA | Vertical | Santa Cruz | Unit1 | Landfill Gas | IC |  | S | X | X |  |  | 1 | 1 | 1 | 1 | 0.5 | N |  |  | OP | X | 1 | 2006 | 2006 |  |  | N | IPP Non-CHP | IPP | IPP | 2 | X | LFG | Renewable | 1 | 0 | 1 | 0
Operable | 54814 | AMERESCO Santa Cruz Energy LLC |  | 56428 | Ameresco Santa Cruz Energy | CA | Vertical | Santa Cruz | Unit2 | Landfill Gas | IC |  | S | X | X |  |  | 1 | 1 | 1 | 1 | 0.5 | N |  |  | OP | X | 1 | 2006 | 2006 |  |  | N | IPP Non-CHP | IPP | IPP | 2 | X | LFG | Renewable | 1 | 0 | 1 | 0
Operable | 54814 | AMERESCO Santa Cruz Energy LLC |  | 56428 | Ameresco Santa Cruz Energy | CA | Vertical | Santa Cruz | Unit3 | Landfill Gas | IC |  | S | X | X |  |  | 1 | 1 | 1 | 1 | 0.5 | N |  |  | OP | X | 1 | 2006 | 2006 |  |  | N | IPP Non-CHP | IPP | IPP | 2 | X | LFG | Renewable | 1 | 0 | 1 | 0
Operable | 58300 | Ameresco Select Inc |  | 58327 | Bradley Energy Center | CT | Restructured | Hartford | UNIT1 | Natural Gas Internal Combustion Engine | IC |  | W | X | X |  |  | 1.5 | 0.8 | 1.5 | 1.5 | 0.6 | N |  |  | OP | X | 11 | 2002 | 2002 |  |  | Y | Commercial CHP | Customer Sited | Other | 5 | T | NG | Non-Renewable | 0 | 1.5 | 0 | 1
Operable | 58300 | Ameresco Select Inc |  | 58327 | Bradley Energy Center | CT | Restructured | Hartford | UNIT2 | Natural Gas Internal Combustion Engine | IC |  | W | X | X |  |  | 1.2 | 0.8 | 1.2 | 1.2 | 0.5 | N |  |  | OP | X | 11 | 2002 | 2002 |  |  | Y | Commercial CHP | Customer Sited | Other | 5 | T | NG | Non-Renewable | 0 | 1.2 | 0 | 1
Operable | 58300 | Ameresco Select Inc |  | 58327 | Bradley Energy Center | CT | Restructured | Hartford | UNIT3 | Natural Gas Internal Combustion Engine | IC |  | W | X | X |  |  | 1.2 | 0.8 | 1.2 | 1.2 | 0.5 | N |  |  | OP | X | 11 | 2002 | 2002 |  |  | Y | Commercial CHP | Customer Sited | Other | 5 | T | NG | Non-Renewable | 0 | 1.2 | 0 | 1
Operable | 58300 | Ameresco Select Inc |  | 58327 | Bradley Energy Center | CT | Restructured | Hartford | UNIT4 | Natural Gas Internal Combustion Engine | IC |  | W | X | X |  |  | 1.9 | 0.8 | 1.9 | 1.9 | 0.9 | N |  |  | OP | X | 8 | 2010 | 2010 |  |  | Y | Commercial CHP | Customer Sited | Other | 5 | T | NG | Non-Renewable | 0 | 1.9 | 0 | 1
Operable | 56100 | AMERESCO Stafford LLC |  | 56894 | Ameresco Stafford | VA | Vertical | Stafford | 1 | Landfill Gas | IC |  | S | X | X |  |  | 1.1 | 1 | 1 | 1 | 0.5 | N |  |  | OP | X | 5 | 2009 | 2009 |  |  | N | IPP Non-CHP | IPP | IPP | 2 | X | LFG | Renewable | 1.1 | 0 | 1 | 0
Operable | 56100 | AMERESCO Stafford LLC |  | 56894 | Ameresco Stafford | VA | Vertical | Stafford | 2 | Landfill Gas | IC |  | S | X | X |  |  | 1.1 | 1 | 1 | 1 | 0.5 | N |  |  | OP | X | 5 | 2009 | 2009 |  |  | N | IPP Non-CHP | IPP | IPP | 2 | X | LFG | Renewable | 1.1 | 0 | 1 | 0
Operable | 58431 | Ameresco Vasco Road, LLC |  | 58435 | Ameresco Vasco Road | CA | Vertical | Alameda | ENG1 | Landfill Gas | IC |  | S | X | X |  |  | 2.2 | 1 | 2.1 | 2.1 | 0.5 | N |  |  | OP | X | 2 | 2014 | 2014 |  |  | N | IPP Non-CHP | IPP | IPP | 2 | X | LFG | Renewable | 2.2 | 0 | 1 | 0
Operable | 58431 | Ameresco Vasco Road, LLC |  | 58435 | Ameresco Vasco Road | CA | Vertical | Alameda | ENG2 | Landfill Gas | IC |  | S | X | X |  |  | 2.2 | 1 | 2.1 | 2.1 | 0.5 | N |  |  | OP | X | 2 | 2014 | 2014 |  |  | N | IPP Non-CHP | IPP | IPP | 2 | X | LFG | Renewable | 2.2 | 0 | 1 | 0
Operable | 61147 | Ameresco, Inc - Braintree |  | 61538 | Braintree Landfill Solar | MA | Restructured | Norfolk | BRAIN | Solar Photovoltaic | PV |  | S | X | X |  |  | 1 |  | 1 | 1 |  | N |  |  | OP | X | 12 | 2014 | 2014 |  |  | N | IPP Non-CHP | IPP | IPP | 2 | X | SUN | Renewable | 1 | 0 | 1 | 0
Operable | 61148 | Ameresco, Inc - GELD |  | 61539 | GELD Solar Farm | MA | Restructured | Middlesex | GELD | Solar Photovoltaic | PV |  | S | X | X |  |  | 2.3 |  | 2.3 | 2.3 |  | N |  |  | OP | X | 6 | 2016 | 2016 |  |  | N | IPP Non-CHP | IPP | IPP | 2 | X | SUN | Renewable | 2.3 | 0 | 1 | 0
Operable | 61146 | Ameresco, Inc - Weston |  | 61537 | Weston Landfill Solar | MA | Restructured | Middlesex | WESTO | Solar Photovoltaic | PV |  | S | X | X |  |  | 1.8 |  | 1.8 | 1.8 |  | N |  |  | OP | X | 3 | 2016 | 2016 |  |  | N | IPP Non-CHP | IPP | IPP | 2 | X | SUN | Renewable | 1.8 | 0 | 1 | 0
Operable | 563 | American Bituminous Power LP |  | 10151 | Grant Town Power Plant | WV | Vertical | Marion | GEN1 | Conventional Steam Coal | ST |  | S | X | X | 5021728 | 5021728 | 95.7 | 1 | 80 | 80 | 32 | N |  |  | OP | X | 7 | 1992 | Pre-2000 |  |  | N | IPP Non-CHP | IPP | IPP | 2 | X | WC | Non-Renewable | 0 | 95.7 | 0 | 1 | NG | BIT | TDF | PC
Operable | 491 | American Crystal Sugar Co |  | 54210 | American Crystal Sugar Hillsboro | ND | Vertical | Traill | G1 | Conventional Steam Coal | ST |  | S | X | X |  |  | 13.3 | 0.8 | 13.3 | 13.3 | 0.5 | N |  |  | OP | X | 9 | 1990 | Pre-2000 |  |  | Y | Industrial CHP | Customer Sited | Other | 7 | T | SUB | Non-Renewable | 0 | 13.3 | 0 | 1
Operable | 491 | American Crystal Sugar Co |  | 54211 | American Crystal Sugar Moorhead | MN | Vertical | Clay | G1 | Conventional Steam Coal | ST |  | S | X | X |  |  | 3 | 0.8 | 3 | 3 | 0.5 | N |  |  | OP | X | 9 | 1948 | Pre-2000 |  |  | Y | Industrial CHP | Customer Sited | Other | 7 | T | SUB | Non-Renewable | 0 | 3 | 0 | 1
Operable | 491 | American Crystal Sugar Co |  | 54211 | American Crystal Sugar Moorhead | MN | Vertical | Clay | G2 | Conventional Steam Coal | ST |  | S | X | X |  |  | 2 | 0.8 | 2 | 2 | 0.5 | N |  |  | OP | X | 9 | 1961 | Pre-2000 |  |  | Y | Industrial CHP | Customer Sited | Other | 7 | T | SUB | Non-Renewable | 0 | 2 | 0 | 1
Operable | 491 | American Crystal Sugar Co |  | 54212 | American Crystal Sugar Crookston | MN | Vertical | Polk | G1 | Conventional Steam Coal | ST |  | S | X | X |  |  | 3.5 | 0.8 | 3.5 | 3.5 | 0.5 | N |  |  | OP | X | 9 | 1954 | Pre-2000 |  |  | Y | Industrial CHP | Customer Sited | Other | 7 | T | SUB | Non-Renewable | 0 | 3.5 | 0 | 1
Operable | 491 | American Crystal Sugar Co |  | 54212 | American Crystal Sugar Crookston | MN | Vertical | Polk | G2 | Conventional Steam Coal | ST |  | S | X | X |  |  | 3 | 0.8 | 3 | 3 | 0.5 | N |  |  | OP | X | 9 | 1975 | Pre-2000 |  |  | Y | Industrial CHP | Customer Sited | Other | 7 | T | SUB | Non-Renewable | 0 | 3 | 0 | 1
Operable | 491 | American Crystal Sugar Co |  | 54213 | American Crystal Sugar Drayton | ND | Vertical | Pembina | G1 | Conventional Steam Coal | ST |  | S | X | X |  |  | 6 | 0.8 | 6 | 6 | 0.5 | N |  |  | OP | X | 9 | 1965 | Pre-2000 |  |  | Y | Industrial CHP | Customer Sited | Other | 7 | T | SUB | Non-Renewable | 0 | 6 | 0 | 1
Operable | 491 | American Crystal Sugar Co |  | 54214 | American Crystal Sugar East Grand Forks | MN | Vertical | Polk | G1 | Conventional Steam Coal | ST |  | S | X | X |  |  | 2.5 | 0.8 | 2.5 | 2.5 | 0.5 | N |  |  | OP | X | 9 | 1990 | Pre-2000 |  |  | Y | Industrial CHP | Customer Sited | Other | 7 | T | SUB | Non-Renewable | 0 | 2.5 | 0 | 1
Operable | 491 | American Crystal Sugar Co |  | 54214 | American Crystal Sugar East Grand Forks | MN | Vertical | Polk | G2 | Conventional Steam Coal | ST |  | S | X | X |  |  | 5 | 0.8 | 5 | 5 | 0.5 | N |  |  | OP | X | 9 | 1990 | Pre-2000 |  |  | Y | Industrial CHP | Customer Sited | Other | 7 | T | SUB | Non-Renewable | 0 | 5 | 0 | 1
Operable | 59758 | American Falls Solar II, LLC |  | 60012 | American Falls Solar II | ID | Vertical | Power | IPAF2 | Solar Photovoltaic | PV |  | S | X | X |  |  | 20 |  | 20 | 20 |  | N |  |  | OP | X | 3 | 2017 | 2017 |  |  | N | IPP Non-CHP | IPP | IPP | 2 | X | SUN | Renewable | 20 | 0 | 1 | 0
Operable | 59757 | American Falls Solar LLC |  | 60011 | American Falls Solar | ID | Vertical | Power | IPAF | Solar Photovoltaic | PV |  | S | X | X |  |  | 20 |  | 20 | 20 |  | N |  |  | OP | X | 3 | 2017 | 2017 |  |  | N | IPP Non-CHP | IPP | IPP | 2 | X | SUN | Renewable | 20 | 0 | 1 | 0
Operable | 503 | American Hydro Power Company |  | 10152 | Warrior Ridge Hydro | PA | Restructured | Huntingdon | L-1 | Conventional Hydroelectric | HY |  | S | X | X |  |  | 0.7 | 1 | 0.7 | 0.7 | 0.2 | N |  |  | OP | X | 12 | 1985 | Pre-2000 |  |  | N | IPP Non-CHP | IPP | IPP | 2 | X | WAT | Renewable | 0.7 | 0 | 1 | 0
Operable | 503 | American Hydro Power Company |  | 10152 | Warrior Ridge Hydro | PA | Restructured | Huntingdon | L-2 | Conventional Hydroelectric | HY |  | S | X | X |  |  | 0.7 | 1 | 0.7 | 0.7 | 0.2 | N |  |  | OP | X | 12 | 1985 | Pre-2000 |  |  | N | IPP Non-CHP | IPP | IPP | 2 | X | WAT | Renewable | 0.7 | 0 | 1 | 0
Operable | 503 | American Hydro Power Company |  | 10152 | Warrior Ridge Hydro | PA | Restructured | Huntingdon | L-4 | Conventional Hydroelectric | HY |  | S | X | X |  |  | 0.7 | 1 | 0.7 | 0.7 | 0.2 | N |  |  | OP | X | 12 | 1985 | Pre-2000 |  |  | N | IPP Non-CHP | IPP | IPP | 2 | X | WAT | Renewable | 0.7 | 0 | 1 | 0
Operable | 503 | American Hydro Power Company |  | 10152 | Warrior Ridge Hydro | PA | Restructured | Huntingdon | L-5 | Conventional Hydroelectric | HY |  | S | X | X |  |  | 0.7 | 1 | 0.7 | 0.7 | 0.2 | N |  |  | OP | X | 12 | 1985 | Pre-2000 |  |  | N | IPP Non-CHP | IPP | IPP | 2 | X | WAT | Renewable | 0.7 | 0 | 1 | 0
Operable | 40577 | American Mun Power-Ohio, Inc |  | 7594 | Belleville Dam | WV | Vertical | Wood | 1 | Conventional Hydroelectric | HY |  | J | X | X | BELLEV12 | BELLEV12 | 21 | 0.9 | 21 | 21 | 3 | N |  |  | OP | X | 6 | 1999 | Pre-2000 |  |  | N | Electric Utility | Utility | Municipal | 1 | X | WAT | Renewable | 21 | 0 | 1 | 0
Operable | 40577 | American Mun Power-Ohio, Inc |  | 7594 | Belleville Dam | WV | Vertical | Wood | 2 | Conventional Hydroelectric | HY |  | J | X | X | BELLEV12 | BELLEV12 | 21 | 0.9 | 21 | 21 | 3 | N |  |  | OP | X | 6 | 1999 | Pre-2000 |  |  | N | Electric Utility | Utility | Municipal | 1 | X | WAT | Renewable | 21 | 0 | 1 | 0
Operable | 40577 | American Mun Power-Ohio, Inc |  | 7603 | Prospect Municipal | OH | Restructured | Marion | 1 | Petroleum Liquids | IC |  | S | X | X |  |  | 1.8 | 0.8 | 1.8 | 1.8 | 1.8 | N |  |  | SB | Y | 2 | 1998 | Pre-2000 |  |  | N | Electric Utility | Utility | Municipal | 1 | X | DFO | Non-Renewable | 0 | 1.8 | 0 | 1
Operable | 40577 | American Mun Power-Ohio, Inc |  | 7774 | Cleveland Peaking | OH | Restructured | Cuyahoga | 1 | Petroleum Liquids | IC |  | S | X | X |  |  | 1.8 | 0.8 | 1.8 | 1.8 | 1.8 | N |  |  | OP | X | 7 | 2000 | 2000 |  |  | N | Electric Utility | Utility | Municipal | 1 | X | DFO | Non-Renewable | 0 | 1.8 | 0 | 1
Operable | 40577 | American Mun Power-Ohio, Inc |  | 7774 | Cleveland Peaking | OH | Restructured | Cuyahoga | 2 | Petroleum Liquids | IC |  | S | X | X |  |  | 1.8 | 0.8 | 1.8 | 1.8 | 1.8 | N |  |  | OP | X | 7 | 2000 | 2000 |  |  | N | Electric Utility | Utility | Municipal | 1 | X | DFO | Non-Renewable | 0 | 1.8 | 0 | 1
Operable | 40577 | American Mun Power-Ohio, Inc |  | 7774 | Cleveland Peaking | OH | Restructured | Cuyahoga | 3 | Petroleum Liquids | IC |  | S | X | X |  |  | 1.8 | 0.8 | 1.8 | 1.8 | 1.8 | N |  |  | OP | X | 7 | 2000 | 2000 |  |  | N | Electric Utility | Utility | Municipal | 1 | X | DFO | Non-Renewable | 0 | 1.8 | 0 | 1
Operable | 40577 | American Mun Power-Ohio, Inc |  | 7774 | Cleveland Peaking | OH | Restructured | Cuyahoga | 4 | Petroleum Liquids | IC |  | S | X | X |  |  | 1.8 | 0.8 | 1.8 | 1.8 | 1.8 | N |  |  | OP | X | 7 | 2000 | 2000 |  |  | N | Electric Utility | Utility | Municipal | 1 | X | DFO | Non-Renewable | 0 | 1.8 | 0 | 1
Operable | 40577 | American Mun Power-Ohio, Inc |  | 7774 | Cleveland Peaking | OH | Restructured | Cuyahoga | 5 | Petroleum Liquids | IC |  | S | X | X |  |  | 1.8 | 0.8 | 1.8 | 1.8 | 1.8 | N |  |  | OP | X | 7 | 2000 | 2000 |  |  | N | Electric Utility | Utility | Municipal | 1 | X | DFO | Non-Renewable | 0 | 1.8 | 0 | 1
Operable | 40577 | American Mun Power-Ohio, Inc |  | 7774 | Cleveland Peaking | OH | Restructured | Cuyahoga | 6 | Petroleum Liquids | IC |  | S | X | X |  |  | 1.8 | 0.8 | 1.8 | 1.8 | 1.8 | N |  |  | OP | X | 7 | 2000 | 2000 |  |  | N | Electric Utility | Utility | Municipal | 1 | X | DFO | Non-Renewable | 0 | 1.8 | 0 | 1
Operable | 40577 | American Mun Power-Ohio, Inc |  | 7775 | Versailles Peaking | OH | Restructured | Darke | 1 | Petroleum Liquids | IC |  | J | X | X |  |  | 1.8 | 0.8 | 1.8 | 1.8 | 1.8 | N |  |  | OP | X | 6 | 1999 | Pre-2000 |  |  | N | Electric Utility | Utility | Municipal | 1 | X | DFO | Non-Renewable | 0 | 1.8 | 0 | 1
Operable | 40577 | American Mun Power-Ohio, Inc |  | 7775 | Versailles Peaking | OH | Restructured | Darke | 2 | Petroleum Liquids | IC |  | J | X | X |  |  | 1.8 | 0.8 | 1.8 | 1.8 | 1.8 | N |  |  | OP | X | 6 | 1999 | Pre-2000 |  |  | N | Electric Utility | Utility | Municipal | 1 | X | DFO | Non-Renewable | 0 | 1.8 | 0 | 1
Operable | 40577 | American Mun Power-Ohio, Inc |  | 7775 | Versailles Peaking | OH | Restructured | Darke | 3 | Petroleum Liquids | IC |  | J | X | X |  |  | 1.8 | 0.8 | 1.8 | 1.8 | 1.8 | N |  |  | OP | X | 6 | 1999 | Pre-2000 |  |  | N | Electric Utility | Utility | Municipal | 1 | X | DFO | Non-Renewable | 0 | 1.8 | 0 | 1
Operable | 40577 | American Mun Power-Ohio, Inc |  | 7776 | Napoleon Peaking | OH | Restructured | Henry | 4 | Petroleum Liquids | IC |  | J | X | X |  |  | 1.8 | 0.8 | 1.8 | 1.8 | 1.8 | N |  |  | OP | X | 7 | 1999 | Pre-2000 |  |  | N | Electric Utility | Utility | Municipal | 1 | X | DFO | Non-Renewable | 0 | 1.8 | 0 | 1
Operable | 40577 | American Mun Power-Ohio, Inc |  | 7776 | Napoleon Peaking | OH | Restructured | Henry | 5 | Petroleum Liquids | IC |  | J | X | X |  |  | 1.8 | 0.8 | 1.8 | 1.8 | 1.8 | N |  |  | OP | X | 7 | 1999 | Pre-2000 |  |  | N | Electric Utility | Utility | Municipal | 1 | X | DFO | Non-Renewable | 0 | 1.8 | 0 | 1
Operable | 40577 | American Mun Power-Ohio, Inc |  | 7776 | Napoleon Peaking | OH | Restructured | Henry | 6 | Petroleum Liquids | IC |  | J | X | X |  |  | 1.8 | 0.8 | 1.8 | 1.8 | 1.8 | N |  |  | OP | X | 7 | 1999 | Pre-2000 |  |  | N | Electric Utility | Utility | Municipal | 1 | X | DFO | Non-Renewable | 0 | 1.8 | 0 | 1
Operable | 40577 | American Mun Power-Ohio, Inc |  | 7777 | Dover Peaking | OH | Restructured | Tuscarawas | 1 | Petroleum Liquids | IC |  | J | X | X |  |  | 1.8 | 0.8 | 1.8 | 1.8 | 1.8 | N |  |  | OP | X | 7 | 1999 | Pre-2000 |  |  | N | Electric Utility | Utility | Municipal | 1 | X | DFO | Non-Renewable | 0 | 1.8 | 0 | 1
Operable | 40577 | American Mun Power-Ohio, Inc |  | 7777 | Dover Peaking | OH | Restructured | Tuscarawas | 2 | Petroleum Liquids | IC |  | J | X | X |  |  | 1.8 | 0.8 | 1.8 | 1.8 | 1.8 | N |  |  | OP | X | 7 | 1999 | Pre-2000 |  |  | N | Electric Utility | Utility | Municipal | 1 | X | DFO | Non-Renewable | 0 | 1.8 | 0 | 1
Operable | 40577 | American Mun Power-Ohio, Inc |  | 7777 | Dover Peaking | OH | Restructured | Tuscarawas | 3 | Petroleum Liquids | IC |  | J | X | X |  |  | 1.8 | 0.8 | 1.8 | 1.8 | 1.8 | N |  |  | OP | X | 7 | 1999 | Pre-2000 |  |  | N | Electric Utility | Utility | Municipal | 1 | X | DFO | Non-Renewable | 0 | 1.8 | 0 | 1
Operable | 40577 | American Mun Power-Ohio, Inc |  | 7777 | Dover Peaking | OH | Restructured | Tuscarawas | 4 | Petroleum Liquids | IC |  | J | X | X |  |  | 1.8 | 0.8 | 1.8 | 1.8 | 1.8 | N |  |  | OP | X | 7 | 1999 | Pre-2000 |  |  | N | Electric Utility | Utility | Municipal | 1 | X | DFO | Non-Renewable | 0 | 1.8 | 0 | 1
Operable | 40577 | American Mun Power-Ohio, Inc |  | 7777 | Dover Peaking | OH | Restructured | Tuscarawas | 5 | Petroleum Liquids | IC |  | J | X | X |  |  | 1.8 | 0.8 | 1.8 | 1.8 | 1.8 | N |  |  | OP | X | 7 | 1999 | Pre-2000 |  |  | N | Electric Utility | Utility | Municipal | 1 | X | DFO | Non-Renewable | 0 | 1.8 | 0 | 1
Operable | 40577 | American Mun Power-Ohio, Inc |  | 7777 | Dover Peaking | OH | Restructured | Tuscarawas | 6 | Petroleum Liquids | IC |  | J | X | X |  |  | 1.8 | 0.8 | 1.8 | 1.8 | 1.8 | N |  |  | OP | X | 7 | 1999 | Pre-2000 |  |  | N | Electric Utility | Utility | Municipal | 1 | X | DFO | Non-Renewable | 0 | 1.8 | 0 | 1
Operable | 40577 | American Mun Power-Ohio, Inc |  | 7778 | Orrville Peaking | OH | Restructured | Wayne | 1 | Petroleum Liquids | IC |  | S | X | X |  |  | 1.8 | 0.8 | 1.8 | 1.8 | 1.8 | N |  |  | OP | X | 7 | 1999 | Pre-2000 |  |  | N | Electric Utility | Utility | Municipal | 1 | X | DFO | Non-Renewable | 0 | 1.8 | 0 | 1
Operable | 40577 | American Mun Power-Ohio, Inc |  | 7778 | Orrville Peaking | OH | Restructured | Wayne | 2 | Petroleum Liquids | IC |  | S | X | X |  |  | 1.8 | 0.8 | 1.8 | 1.8 | 1.8 | N |  |  | OP | X | 7 | 1999 | Pre-2000 |  |  | N | Electric Utility | Utility | Municipal | 1 | X | DFO | Non-Renewable | 0 | 1.8 | 0 | 1
Operable | 40577 | American Mun Power-Ohio, Inc |  | 7778 | Orrville Peaking | OH | Restructured | Wayne | 3 | Petroleum Liquids | IC |  | S | X | X |  |  | 1.8 | 0.8 | 1.8 | 1.8 | 1.8 | N |  |  | OP | X | 7 | 1999 | Pre-2000 |  |  | N | Electric Utility | Utility | Municipal | 1 | X | DFO | Non-Renewable | 0 | 1.8 | 0 | 1
Operable | 40577 | American Mun Power-Ohio, Inc |  | 7779 | Bryan Peaking | OH | Restructured | Williams | 1 | Petroleum Liquids | IC |  | S | X | X |  |  | 1.8 | 0.8 | 1.8 | 1.8 | 1.8 | N |  |  | OP | X | 7 | 1999 | Pre-2000 |  |  | N | Electric Utility | Utility | Municipal | 1 | X | DFO | Non-Renewable | 0 | 1.8 | 0 | 1
Operable | 40577 | American Mun Power-Ohio, Inc |  | 7779 | Bryan Peaking | OH | Restructured | Williams | 2 | Petroleum Liquids | IC |  | S | X | X |  |  | 1.8 | 0.8 | 1.8 | 1.8 | 1.8 | N |  |  | OP | X | 7 | 1999 | Pre-2000 |  |  | N | Electric Utility | Utility | Municipal | 1 | X | DFO | Non-Renewable | 0 | 1.8 | 0 | 1
Operable | 40577 | American Mun Power-Ohio, Inc |  | 7779 | Bryan Peaking | OH | Restructured | Williams | 3 | Petroleum Liquids | IC |  | S | X | X |  |  | 1.8 | 0.8 | 1.8 | 1.8 | 1.8 | N |  |  | OP | X | 7 | 1999 | Pre-2000 |  |  | N | Electric Utility | Utility | Municipal | 1 | X | DFO | Non-Renewable | 0 | 1.8 | 0 | 1
Operable | 40577 | American Mun Power-Ohio, Inc |  | 7779 | Bryan Peaking | OH | Restructured | Williams | 4 | Petroleum Liquids | IC |  | S | X | X |  |  | 1.8 | 0.8 | 1.8 | 1.8 | 1.8 | N |  |  | OP | X | 7 | 1999 | Pre-2000 |  |  | N | Electric Utility | Utility | Municipal | 1 | X | DFO | Non-Renewable | 0 | 1.8 | 0 | 1
Operable | 40577 | American Mun Power-Ohio, Inc |  | 7779 | Bryan Peaking | OH | Restructured | Williams | 5 | Petroleum Liquids | IC |  | S | X | X |  |  | 1.8 | 0.8 | 1.8 | 1.8 | 1.8 | N |  |  | OP | X | 7 | 1999 | Pre-2000 |  |  | N | Electric Utility | Utility | Municipal | 1 | X | DFO | Non-Renewable | 0 | 1.8 | 0 | 1
Operable | 40577 | American Mun Power-Ohio, Inc |  | 7779 | Bryan Peaking | OH | Restructured | Williams | 6 | Petroleum Liquids | IC |  | S | X | X |  |  | 1.8 | 0.8 | 1.8 | 1.8 | 1.8 | N |  |  | OP | X | 7 | 1999 | Pre-2000 |  |  | N | Electric Utility | Utility | Municipal | 1 | X | DFO | Non-Renewable | 0 | 1.8 | 0 | 1
Operable | 40577 | American Mun Power-Ohio, Inc |  | 7780 | Jackson Cntr Peaking | OH | Restructured | Shelby | 1 | Petroleum Liquids | IC |  | J | X | X |  |  | 1.8 | 0.8 | 1.8 | 1.8 | 1.8 | N |  |  | OP | X | 6 | 1999 | Pre-2000 |  |  | N | Electric Utility | Utility | Municipal | 1 | X | DFO | Non-Renewable | 0 | 1.8 | 0 | 1
Operable | 40577 | American Mun Power-Ohio, Inc |  | 7782 | Hamilton Peaking | OH | Restructured | Butler | 1 | Natural Gas Fired Combustion Turbine | GT |  | S | X | X |  |  | 32 | 0.85 | 29 | 32 | 29 | N |  |  | OP | X | 6 | 2000 | 2000 |  |  | N | Electric Utility | Utility | Municipal | 1 | X | NG | Non-Renewable | 0 | 32 | 0 | 1
Operable | 40577 | American Mun Power-Ohio, Inc |  | 7783 | Bowling Green Peaking | OH | Restructured | Wood | 1 | Natural Gas Fired Combustion Turbine | GT |  | S | X | X |  |  | 32 | 0.85 | 29 | 32 | 29 | N |  |  | OP | X | 6 | 2000 | 2000 |  |  | N | Electric Utility | Utility | Municipal | 1 | X | NG | Non-Renewable | 0 | 32 | 0 | 1
Operable | 40577 | American Mun Power-Ohio, Inc |  | 7791 | Montpelier | OH | Restructured | Williams | 1 | Petroleum Liquids | IC |  | J | X | X |  |  | 1.8 | 0.8 | 1.8 | 1.8 | 1.8 | N |  |  | OP | X | 7 | 2000 | 2000 |  |  | N | Electric Utility | Utility | Municipal | 1 | X | DFO | Non-Renewable | 0 | 1.8 | 0 | 1
Operable | 40577 | American Mun Power-Ohio, Inc |  | 7791 | Montpelier | OH | Restructured | Williams | 2 | Petroleum Liquids | IC |  | J | X | X |  |  | 1.8 | 0.8 | 1.8 | 1.8 | 1.8 | N |  |  | OP | X | 7 | 2000 | 2000 |  |  | N | Electric Utility | Utility | Municipal | 1 | X | DFO | Non-Renewable | 0 | 1.8 | 0 | 1
Operable | 40577 | American Mun Power-Ohio, Inc |  | 7791 | Montpelier | OH | Restructured | Williams | 3 | Petroleum Liquids | IC |  | J | X | X |  |  | 1.8 | 0.8 | 1.8 | 1.8 | 1.8 | N |  |  | OP | X | 7 | 2000 | 2000 |  |  | N | Electric Utility | Utility | Municipal | 1 | X | DFO | Non-Renewable | 0 | 1.8 | 0 | 1
Operable | 40577 | American Mun Power-Ohio, Inc |  | 7791 | Montpelier | OH | Restructured | Williams | 4 | Petroleum Liquids | IC |  | J | X | X |  |  | 1.8 | 0.8 | 1.8 | 1.8 | 1.8 | N |  |  | OP | X | 7 | 2000 | 2000 |  |  | N | Electric Utility | Utility | Municipal | 1 | X | DFO | Non-Renewable | 0 | 1.8 | 0 | 1
Operable | 40577 | American Mun Power-Ohio, Inc |  | 7791 | Montpelier | OH | Restructured | Williams | 5 | Petroleum Liquids | IC |  | J | X | X |  |  | 1.8 | 0.8 | 1.8 | 1.8 | 1.8 | N |  |  | OP | X | 7 | 2000 | 2000 |  |  | N | Electric Utility | Utility | Municipal | 1 | X | DFO | Non-Renewable | 0 | 1.8 | 0 | 1
Operable | 40577 | American Mun Power-Ohio, Inc |  | 7791 | Montpelier | OH | Restructured | Williams | 6 | Petroleum Liquids | IC |  | J | X | X |  |  | 1.8 | 0.8 | 1.8 | 1.8 | 1.8 | N |  |  | OP | X | 7 | 2000 | 2000 |  |  | N | Electric Utility | Utility | Municipal | 1 | X | DFO | Non-Renewable | 0 | 1.8 | 0 | 1
Operable | 40577 | American Mun Power-Ohio, Inc |  | 7827 | Shelby North | OH | Restructured | Richland | 1 | Petroleum Liquids | IC |  | S | X | X |  |  | 1.8 | 0.8 | 1.8 | 1.8 | 1.8 | N |  |  | OP | X | 6 | 2000 | 2000 |  |  | N | Electric Utility | Utility | Municipal | 1 | X | DFO | Non-Renewable | 0 | 1.8 | 0 | 1
Operable | 40577 | American Mun Power-Ohio, Inc |  | 7874 | Edgerton | OH | Restructured | Williams | 1 | Petroleum Liquids | IC |  | J | X | X |  |  | 1.8 | 0.8 | 1.8 | 1.8 | 1.8 | N |  |  | OP | X | 8 | 2000 | 2000 |  |  | N | Electric Utility | Utility | Municipal | 1 | X | DFO | Non-Renewable | 0 | 1.8 | 0 | 1
Operable | 40577 | American Mun Power-Ohio, Inc |  | 7874 | Edgerton | OH | Restructured | Williams | 2 | Petroleum Liquids | IC |  | J | X | X |  |  | 1.8 | 0.8 | 1.8 | 1.8 | 1.8 | N |  |  | OP | X | 8 | 2000 | 2000 |  |  | N | Electric Utility | Utility | Municipal | 1 | X | DFO | Non-Renewable | 0 | 1.8 | 0 | 1
Operable | 40577 | American Mun Power-Ohio, Inc |  | 7878 | Wellington | OH | Restructured | Lorain | 1 | Petroleum Liquids | IC |  | S | X | X |  |  | 1 | 0.8 | 1 | 1 | 1 | N |  |  | SB | Y | 2 | 1998 | Pre-2000 |  |  | N | Electric Utility | Utility | Municipal | 1 | X | DFO | Non-Renewable | 0 | 1 | 0 | 1
Operable | 40577 | American Mun Power-Ohio, Inc |  | 7918 | Galion | OH | Restructured | Crawford | 1 | Petroleum Liquids | IC |  | J | X | X |  |  | 1.8 | 0.8 | 1.8 | 1.8 | 1.8 | N |  |  | OP | X | 7 | 2001 | 2001 |  |  | N | Electric Utility | Utility | Municipal | 1 | X | DFO | Non-Renewable | 0 | 1.8 | 0 | 1
Operable | 40577 | American Mun Power-Ohio, Inc |  | 7918 | Galion | OH | Restructured | Crawford | 2 | Petroleum Liquids | IC |  | J | X | X |  |  | 1.8 | 0.8 | 1.8 | 1.8 | 1.8 | N |  |  | OP | X | 7 | 2001 | 2001 |  |  | N | Electric Utility | Utility | Municipal | 1 | X | DFO | Non-Renewable | 0 | 1.8 | 0 | 1
Operable | 40577 | American Mun Power-Ohio, Inc |  | 7918 | Galion | OH | Restructured | Crawford | 3 | Petroleum Liquids | IC |  | J | X | X |  |  | 1.8 | 0.8 | 1.8 | 1.8 | 1.8 | N |  |  | OP | X | 7 | 2001 | 2001 |  |  | N | Electric Utility | Utility | Municipal | 1 | X | DFO | Non-Renewable | 0 | 1.8 | 0 | 1
Operable | 40577 | American Mun Power-Ohio, Inc |  | 7919 | Seville | OH | Restructured | Medina | 1 | Petroleum Liquids | IC |  | J | X | X |  |  | 1.8 | 0.8 | 1.8 | 1.8 | 1.8 | N |  |  | OP | X | 6 | 2001 | 2001 |  |  | N | Electric Utility | Utility | Municipal | 1 | X | DFO | Non-Renewable | 0 | 1.8 | 0 | 1
Operable | 40577 | American Mun Power-Ohio, Inc |  | 7919 | Seville | OH | Restructured | Medina | 2 | Petroleum Liquids | IC |  | J | X | X |  |  | 1.8 | 0.8 | 1.8 | 1.8 | 1.8 | N |  |  | OP | X | 6 | 2001 | 2001 |  |  | N | Electric Utility | Utility | Municipal | 1 | X | DFO | Non-Renewable | 0 | 1.8 | 0 | 1
Operable | 40577 | American Mun Power-Ohio, Inc |  | 7919 | Seville | OH | Restructured | Medina | 3 | Petroleum Liquids | IC |  | J | X | X |  |  | 1.8 | 0.8 | 1.8 | 1.8 | 1.8 | N |  |  | OP | X | 6 | 2001 | 2001 |  |  | N | Electric Utility | Utility | Municipal | 1 | X | DFO | Non-Renewable | 0 | 1.8 | 0 | 1
Operable | 40577 | American Mun Power-Ohio, Inc |  | 55262 | Bowling Green Generating Station | OH | Restructured | Wood | CT1 | Natural Gas Fired Combustion Turbine | GT |  | S | X | X |  |  | 33 | 0.85 | 26 | 33 | 26 | N |  |  | OP | X | 6 | 2000 | 2000 |  |  | N | Electric Utility | Utility | Municipal | 1 | X | NG | Non-Renewable | 0 | 33 | 0 | 1
Operable | 40577 | American Mun Power-Ohio, Inc |  | 55262 | Bowling Green Generating Station | OH | Restructured | Wood | CT2 | Natural Gas Fired Combustion Turbine | GT |  | S | X | X |  |  | 16.5 | 0.85 | 12 | 16.5 | 12 | N |  |  | OP | X | 6 | 2000 | 2000 |  |  | N | Electric Utility | Utility | Municipal | 1 | X | NG | Non-Renewable | 0 | 16.5 | 0 | 1
Operable | 40577 | American Mun Power-Ohio, Inc |  | 55263 | Galion Generating Station | OH | Restructured | Crawford | CT1 | Natural Gas Fired Combustion Turbine | GT |  | S | X | X |  |  | 33 | 0.85 | 26 | 33 | 26 | N |  |  | OP | X | 6 | 2000 | 2000 |  |  | N | Electric Utility | Utility | Municipal | 1 | X | NG | Non-Renewable | 0 | 33 | 0 | 1
Operable | 40577 | American Mun Power-Ohio, Inc |  | 55263 | Galion Generating Station | OH | Restructured | Crawford | CT2 | Natural Gas Fired Combustion Turbine | GT |  | S | X | X |  |  | 16.5 | 0.85 | 12 | 16.5 | 12 | N |  |  | OP | X | 6 | 2000 | 2000 |  |  | N | Electric Utility | Utility | Municipal | 1 | X | NG | Non-Renewable | 0 | 16.5 | 0 | 1
Operable | 40577 | American Mun Power-Ohio, Inc |  | 55264 | Napoleon Peaking Station | OH | Restructured | Henry | CT1 | Natural Gas Fired Combustion Turbine | GT |  | S | X | X |  |  | 33 | 0.85 | 26 | 33 | 26 | N |  |  | OP | X | 6 | 2000 | 2000 |  |  | N | Electric Utility | Utility | Municipal | 1 | X | NG | Non-Renewable | 0 | 33 | 0 | 1
Operable | 40577 | American Mun Power-Ohio, Inc |  | 55264 | Napoleon Peaking Station | OH | Restructured | Henry | CT2 | Natural Gas Fired Combustion Turbine | GT |  | S | X | X |  |  | 16.5 | 0.85 | 12 | 16.5 | 12 | N |  |  | OP | X | 6 | 2000 | 2000 |  |  | N | Electric Utility | Utility | Municipal | 1 | X | NG | Non-Renewable | 0 | 16.5 | 0 | 1
Operable | 40577 | American Mun Power-Ohio, Inc |  | 55701 | Fremont Energy Center | OH | Restructured | Sandusky | CA01 | Natural Gas Fired Combined Cycle | CA | CC1 | S | Y | X | FREMONTE | FREMONTE | 358.7 | 0.85 | 345.1 | 345.1 | 127 | N |  |  | OP | X | 1 | 2012 | 2012 |  |  | N | Electric Utility | Utility | Municipal | 1 | X | NG | Non-Renewable | 0 | 358.7 | 0 | 1
Operable | 40577 | American Mun Power-Ohio, Inc |  | 55701 | Fremont Energy Center | OH | Restructured | Sandusky | CT01 | Natural Gas Fired Combined Cycle | CT | CC1 | S | X | N | FREMONTE | FREMONTE | 190.4 | 0.85 | 170 | 170 | 95 | N |  |  | OP | X | 1 | 2012 | 2012 |  |  | N | Electric Utility | Utility | Municipal | 1 | X | NG | Non-Renewable | 0 | 190.4 | 0 | 1
Operable | 40577 | American Mun Power-Ohio, Inc |  | 55701 | Fremont Energy Center | OH | Restructured | Sandusky | CT02 | Natural Gas Fired Combined Cycle | CT | CC1 | S | X | N | FREMONTE | FREMONTE | 190.4 | 0.85 | 170 | 170 | 95 | N |  |  | OP | X | 1 | 2012 | 2012 |  |  | N | Electric Utility | Utility | Municipal | 1 | X | NG | Non-Renewable | 0 | 190.4 | 0 | 1
Operable | 40577 | American Mun Power-Ohio, Inc |  | 56226 | Bowling Green Wind | OH | Restructured | Wood | 1 | Onshore Wind Turbine | WT |  | W | X | X |  |  | 1.8 |  | 1.8 | 1.8 | 1.8 | N |  |  | OP | X | 12 | 2004 | 2004 |  |  | N | Electric Utility | Utility | Municipal | 1 | X | WND | Renewable | 1.8 | 0 | 1 | 0
Operable | 40577 | American Mun Power-Ohio, Inc |  | 56226 | Bowling Green Wind | OH | Restructured | Wood | 2 | Onshore Wind Turbine | WT |  | W | X | X |  |  | 1.8 |  | 1.8 | 1.8 | 1.8 | N |  |  | OP | X | 11 | 2003 | 2003 |  |  | N | Electric Utility | Utility | Municipal | 1 | X | WND | Renewable | 1.8 | 0 | 1 | 0
Operable | 40577 | American Mun Power-Ohio, Inc |  | 56226 | Bowling Green Wind | OH | Restructured | Wood | 3 | Onshore Wind Turbine | WT |  | W | X | X |  |  | 1.8 |  | 1.8 | 1.8 | 1.8 | N |  |  | OP | X | 11 | 2003 | 2003 |  |  | N | Electric Utility | Utility | Municipal | 1 | X | WND | Renewable | 1.8 | 0 | 1 | 0
Operable | 40577 | American Mun Power-Ohio, Inc |  | 56226 | Bowling Green Wind | OH | Restructured | Wood | 4 | Onshore Wind Turbine | WT |  | W | X | X |  |  | 1.8 |  | 1.8 | 1.8 | 1.8 | N |  |  | OP | X | 11 | 2004 | 2004 |  |  | N | Electric Utility | Utility | Municipal | 1 | X | WND | Renewable | 1.8 | 0 | 1 | 0
Operable | 40577 | American Mun Power-Ohio, Inc |  | 57399 | Cannelton Hydroelectric Plant | KY | Vertical | Hancock | CG1 | Conventional Hydroelectric | HY |  | S | X | X |  |  | 29.3 | 0.9 | 29.3 | 29.3 | 1 | N |  |  | OP | X | 1 | 2016 | 2016 |  |  | N | Electric Utility | Utility | Municipal | 1 | X | WAT | Renewable | 29.3 | 0 | 1 | 0
Operable | 40577 | American Mun Power-Ohio, Inc |  | 57399 | Cannelton Hydroelectric Plant | KY | Vertical | Hancock | CG2 | Conventional Hydroelectric | HY |  | S | X | X |  |  | 29.3 | 0.9 | 29.3 | 29.3 | 1 | N |  |  | OP | X | 3 | 2016 | 2016 |  |  | N | Electric Utility | Utility | Municipal | 1 | X | WAT | Renewable | 29.3 | 0 | 1 | 0
Operable | 40577 | American Mun Power-Ohio, Inc |  | 57399 | Cannelton Hydroelectric Plant | KY | Vertical | Hancock | CG3 | Conventional Hydroelectric | HY |  | S | X | X |  |  | 29.3 | 0.9 | 29.3 | 29.3 | 1 | N |  |  | OP | X | 6 | 2016 | 2016 |  |  | N | Electric Utility | Utility | Municipal | 1 | X | WAT | Renewable | 29.3 | 0 | 1 | 0
Operable | 40577 | American Mun Power-Ohio, Inc |  | 57400 | Smithland Hydroelectric Plant | KY | Vertical | Livingston | SG1 | Conventional Hydroelectric | HY |  | S | X | X |  |  | 25.3 | 0.9 | 25.3 | 25.3 | 1 | N |  |  | OP | X | 7 | 2017 | 2017 |  |  | N | Electric Utility | Utility | Municipal | 1 | X | WAT | Renewable | 25.3 | 0 | 1 | 0
Operable | 40577 | American Mun Power-Ohio, Inc |  | 57400 | Smithland Hydroelectric Plant | KY | Vertical | Livingston | SG2 | Conventional Hydroelectric | HY |  | S | X | X |  |  | 25.3 | 0.9 | 25.3 | 25.3 | 1 | N |  |  | OP | X | 7 | 2017 | 2017 |  |  | N | Electric Utility | Utility | Municipal | 1 | X | WAT | Renewable | 25.3 | 0 | 1 | 0
Operable | 40577 | American Mun Power-Ohio, Inc |  | 57400 | Smithland Hydroelectric Plant | KY | Vertical | Livingston | SG3 | Conventional Hydroelectric | HY |  | S | X | X |  |  | 25.3 | 0.9 | 25.3 | 25.3 | 1 | N |  |  | OP | X | 8 | 2017 | 2017 |  |  | N | Electric Utility | Utility | Municipal | 1 | X | WAT | Renewable | 25.3 | 0 | 1 | 0
Operable | 40577 | American Mun Power-Ohio, Inc |  | 57401 | Willow Island Hydroelectric Plant | WV | Vertical | Pleasants | WIG1 | Conventional Hydroelectric | HY |  | S | X | X |  |  | 22 | 0.9 | 22 | 22 | 1 | N |  |  | OP | X | 1 | 2016 | 2016 |  |  | N | Electric Utility | Utility | Municipal | 1 | X | WAT | Renewable | 22 | 0 | 1 | 0
Operable | 40577 | American Mun Power-Ohio, Inc |  | 57401 | Willow Island Hydroelectric Plant | WV | Vertical | Pleasants | WIG2 | Conventional Hydroelectric | HY |  | S | X | X |  |  | 22 | 0.9 | 22 | 22 | 1 | N |  |  | OP | X | 2 | 2016 | 2016 |  |  | N | Electric Utility | Utility | Municipal | 1 | X | WAT | Renewable | 22 | 0 | 1 | 0
Operable | 40577 | American Mun Power-Ohio, Inc |  | 58082 | AMP Napoleon Solar Facility | OH | Restructured | Henry | NSF1 | Solar Photovoltaic | PV |  | S | X | X |  |  | 3.5 |  | 3.5 | 3.5 |  | N |  |  | OP | X | 9 | 2012 | 2012 |  |  | N | Electric Utility | Utility | Municipal | 1 | X | SUN | Renewable | 3.5 | 0 | 1 | 0
Operable | 40577 | American Mun Power-Ohio, Inc |  | 66434 | Monroeville RTO BTM | OH | Restructured | Huron | PB1 | Petroleum Liquids | IC |  | S | X | X |  |  | 2.7 | 0.8 | 2.7 | 2.7 | 2.7 | N |  |  | OP | X | 4 | 2020 | 2020 |  |  | N | Electric Utility | Utility | Municipal | 1 | X | DFO | Non-Renewable | 0 | 2.7 | 0 | 1
Operable | 40577 | American Mun Power-Ohio, Inc |  | 66437 | Niles RTO BTM | OH | Restructured | Trumbull | PB1 | Petroleum Liquids | IC |  | S | X | X |  |  | 2.7 | 0.8 | 2.7 | 2.7 | 2.7 | N |  |  | OP | X | 2 | 2020 | 2020 |  |  | N | Electric Utility | Utility | Municipal | 1 | X | DFO | Non-Renewable | 0 | 2.7 | 0 | 1
Operable | 40577 | American Mun Power-Ohio, Inc |  | 66437 | Niles RTO BTM | OH | Restructured | Trumbull | PB2 | Petroleum Liquids | IC |  | S | X | X |  |  | 2.7 | 0.8 | 2.7 | 2.7 | 2.7 | N |  |  | OP | X | 2 | 2020 | 2020 |  |  | N | Electric Utility | Utility | Municipal | 1 | X | DFO | Non-Renewable | 0 | 2.7 | 0 | 1
Operable | 40577 | American Mun Power-Ohio, Inc |  | 66437 | Niles RTO BTM | OH | Restructured | Trumbull | PB3 | Petroleum Liquids | IC |  | S | X | X |  |  | 2.7 | 0.8 | 2.7 | 2.7 | 2.7 | N |  |  | OP | X | 2 | 2020 | 2020 |  |  | N | Electric Utility | Utility | Municipal | 1 | X | DFO | Non-Renewable | 0 | 2.7 | 0 | 1
Operable | 40577 | American Mun Power-Ohio, Inc |  | 66437 | Niles RTO BTM | OH | Restructured | Trumbull | PB4 | Petroleum Liquids | IC |  | S | X | X |  |  | 2.7 | 0.8 | 2.7 | 2.7 | 2.7 | N |  |  | OP | X | 2 | 2020 | 2020 |  |  | N | Electric Utility | Utility | Municipal | 1 | X | DFO | Non-Renewable | 0 | 2.7 | 0 | 1
Operable | 40577 | American Mun Power-Ohio, Inc |  | 66438 | Perkasie PA BTM | PA | Restructured | Bucks | PB1 | Petroleum Liquids | IC |  | S | X | X |  |  | 2.2 | 0.8 | 2.2 | 2.2 | 2.2 | N |  |  | OP | X | 4 | 2022 | 2022 |  |  | N | Electric Utility | Utility | Municipal | 1 | X | DFO | Non-Renewable | 0 | 2.2 | 0 | 1
Operable | 40577 | American Mun Power-Ohio, Inc |  | 66438 | Perkasie PA BTM | PA | Restructured | Bucks | PB2 | Petroleum Liquids | IC |  | S | X | X |  |  | 2.2 | 0.8 | 2.2 | 2.2 | 2.2 | N |  |  | OP | X | 4 | 2022 | 2022 |  |  | N | Electric Utility | Utility | Municipal | 1 | X | DFO | Non-Renewable | 0 | 2.2 | 0 | 1
Operable | 40577 | American Mun Power-Ohio, Inc |  | 66443 | Weatherly(PA) RTO BTM | PA | Restructured | Carbon | PB1 | Petroleum Liquids | IC |  | S | X | X |  |  | 2.7 | 0.8 | 2.7 | 2.7 | 2.7 | N |  |  | OP | X | 6 | 2023 | 2023 |  |  | N | Electric Utility | Utility | Municipal | 1 | X | DFO | Non-Renewable | 0 | 2.7 | 0 | 1
Operable | 40577 | American Mun Power-Ohio, Inc |  | 66443 | Weatherly(PA) RTO BTM | PA | Restructured | Carbon | PB2 | Petroleum Liquids | IC |  | S | X | X |  |  | 2.7 | 0.8 | 2.7 | 2.7 | 2.7 | N |  |  | OP | X | 6 | 2023 | 2023 |  |  | N | Electric Utility | Utility | Municipal | 1 | X | DFO | Non-Renewable | 0 | 2.7 | 0 | 1
Operable | 40577 | American Mun Power-Ohio, Inc |  | 66444 | Woodville RTO BTM | OH | Restructured | Sandusky | PB1 | Petroleum Liquids | IC |  | S | X | X |  |  | 2.7 | 0.8 | 2.7 | 2.7 | 2.7 | N |  |  | OP | X | 10 | 2020 | 2020 |  |  | N | Electric Utility | Utility | Municipal | 1 | X | DFO | Non-Renewable | 0 | 2.7 | 0 | 1
Operable | 40577 | American Mun Power-Ohio, Inc |  | 66445 | Blakely (PA) RTO BTM | PA | Restructured | Lackawanna | PB 2 | Petroleum Liquids | IC |  | S | X | X |  |  | 2.7 | 0.8 | 2.7 | 2.7 | 2.7 | N |  |  | OP | X | 12 | 2022 | 2022 |  |  | N | Electric Utility | Utility | Municipal | 1 | X | DFO | Non-Renewable | 0 | 2.7 | 0 | 1
Operable | 40577 | American Mun Power-Ohio, Inc |  | 66445 | Blakely (PA) RTO BTM | PA | Restructured | Lackawanna | PB1 | Petroleum Liquids | IC |  | S | X | X |  |  | 2.7 | 0.8 | 2.7 | 2.7 | 2.7 | N |  |  | OP | X | 12 | 2022 | 2022 |  |  | N | Electric Utility | Utility | Municipal | 1 | X | DFO | Non-Renewable | 0 | 2.7 | 0 | 1
Operable | 40577 | American Mun Power-Ohio, Inc |  | 66446 | Ephrata PA BTM | PA | Restructured | Lancaster | PB1 | Petroleum Liquids | IC |  | S | X | X |  |  | 2.7 | 0.8 | 2.7 | 2.7 | 2.7 | N |  |  | OP | X | 11 | 2021 | 2021 |  |  | N | Electric Utility | Utility | Municipal | 1 | X | DFO | Non-Renewable | 0 | 2.7 | 0 | 1
Operable | 40577 | American Mun Power-Ohio, Inc |  | 66446 | Ephrata PA BTM | PA | Restructured | Lancaster | PB2 | Petroleum Liquids | IC |  | S | X | X |  |  | 2.7 | 0.8 | 2.7 | 2.7 | 2.7 | N |  |  | OP | X | 11 | 2021 | 2021 |  |  | N | Electric Utility | Utility | Municipal | 1 | X | DFO | Non-Renewable | 0 | 2.7 | 0 | 1
Operable | 40577 | American Mun Power-Ohio, Inc |  | 66448 | Girard (PA) RTO BTM | PA | Restructured | Erie | PB1 | Petroleum Liquids | IC |  | S | X | X |  |  | 2.7 | 0.8 | 2.7 | 2.7 | 2.7 | N |  |  | OP | X | 3 | 2022 | 2022 |  |  | N | Electric Utility | Utility | Municipal | 1 | X | DFO | Non-Renewable | 0 | 2.7 | 0 | 1
Operable | 40577 | American Mun Power-Ohio, Inc |  | 66450 | Quakertown PA BTM | PA | Restructured | Bucks | PB1 | Petroleum Liquids | IC |  | S | X | X |  |  | 2.7 | 0.8 | 2.7 | 2.7 | 2.7 | N |  |  | OP | X | 11 | 2023 | 2023 |  |  | N | Electric Utility | Utility | Municipal | 1 | X | DFO | Non-Renewable | 0 | 2.7 | 0 | 1
Operable | 40577 | American Mun Power-Ohio, Inc |  | 66450 | Quakertown PA BTM | PA | Restructured | Bucks | PB2 | Petroleum Liquids | IC |  | S | X | X |  |  | 2.7 | 0.8 | 2.7 | 2.7 | 2.7 | N |  |  | OP | X | 11 | 2023 | 2023 |  |  | N | Electric Utility | Utility | Municipal | 1 | X | DFO | Non-Renewable | 0 | 2.7 | 0 | 1
Operable | 40577 | American Mun Power-Ohio, Inc |  | 66450 | Quakertown PA BTM | PA | Restructured | Bucks | PB3 | Petroleum Liquids | IC |  | S | X | X |  |  | 2.7 | 0.8 | 2.7 | 2.7 | 2.7 | N |  |  | OP | X | 11 | 2023 | 2023 |  |  | N | Electric Utility | Utility | Municipal | 1 | X | DFO | Non-Renewable | 0 | 2.7 | 0 | 1
Operable | 40577 | American Mun Power-Ohio, Inc |  | 66450 | Quakertown PA BTM | PA | Restructured | Bucks | PB4 | Petroleum Liquids | IC |  | S | X | X |  |  | 2.7 | 0.8 | 2.7 | 2.7 | 2.7 | N |  |  | OP | X | 11 | 2023 | 2023 |  |  | N | Electric Utility | Utility | Municipal | 1 | X | DFO | Non-Renewable | 0 | 2.7 | 0 | 1
Operable | 40577 | American Mun Power-Ohio, Inc |  | 66451 | Schuylkill Haven PA BTM | PA | Restructured | Schuylkill | PB1 | Petroleum Liquids | IC |  | S | X | X |  |  | 2.7 | 0.8 | 2.7 | 2.7 | 2.7 | N |  |  | OP | X | 6 | 2023 | 2023 |  |  | N | Electric Utility | Utility | Municipal | 1 | X | DFO | Non-Renewable | 0 | 2.7 | 0 | 1
Operable | 40577 | American Mun Power-Ohio, Inc |  | 66451 | Schuylkill Haven PA BTM | PA | Restructured | Schuylkill | PB2 | Petroleum Liquids | IC |  | S | X | X |  |  | 2.7 | 0.8 | 2.7 | 2.7 | 2.7 | N |  |  | OP | X | 6 | 2023 | 2023 |  |  | N | Electric Utility | Utility | Municipal | 1 | X | DFO | Non-Renewable | 0 | 2.7 | 0 | 1
Operable | 40577 | American Mun Power-Ohio, Inc |  | 66453 | Wadsworth IPS RTO BTM | OH | Restructured | Medina | PB1 | Petroleum Liquids | IC |  | S | X | X |  |  | 2.7 | 0.8 | 2.7 | 2.7 | 2.7 | N |  |  | OP | X | 8 | 2023 | 2023 |  |  | N | Electric Utility | Utility | Municipal | 1 | X | DFO | Non-Renewable | 0 | 2.7 | 0 | 1
Operable | 40577 | American Mun Power-Ohio, Inc |  | 66453 | Wadsworth IPS RTO BTM | OH | Restructured | Medina | PB2 | Petroleum Liquids | IC |  | S | X | X |  |  | 2.7 | 0.8 | 2.7 | 2.7 | 2.7 | N |  |  | OP | X | 8 | 2023 | 2023 |  |  | N | Electric Utility | Utility | Municipal | 1 | X | DFO | Non-Renewable | 0 | 2.7 | 0 | 1
Operable | 40577 | American Mun Power-Ohio, Inc |  | 66453 | Wadsworth IPS RTO BTM | OH | Restructured | Medina | PB3 | Petroleum Liquids | IC |  | S | X | X |  |  | 2.7 | 0.8 | 2.7 | 2.7 | 2.7 | N |  |  | OP | X | 8 | 2023 | 2023 |  |  | N | Electric Utility | Utility | Municipal | 1 | X | DFO | Non-Renewable | 0 | 2.7 | 0 | 1
Operable | 40577 | American Mun Power-Ohio, Inc |  | 66453 | Wadsworth IPS RTO BTM | OH | Restructured | Medina | PB4 | Petroleum Liquids | IC |  | S | X | X |  |  | 2.7 | 0.8 | 2.7 | 2.7 | 2.7 | N |  |  | OP | X | 8 | 2023 | 2023 |  |  | N | Electric Utility | Utility | Municipal | 1 | X | DFO | Non-Renewable | 0 | 2.7 | 0 | 1
Operable | 40577 | American Mun Power-Ohio, Inc |  | 66454 | Hatfield PA BTM | PA | Restructured | Montgomery | PB1 | Petroleum Liquids | IC |  | S | X | X |  |  | 2.7 | 0.8 | 2.7 | 2.7 | 2.7 | N |  |  | OP | X | 12 | 2022 | 2022 |  |  | N | Electric Utility | Utility | Municipal | 1 | X | DFO | Non-Renewable | 0 | 2.7 | 0 | 1
Operable | 40577 | American Mun Power-Ohio, Inc |  | 66464 | Wadsworth HBS RTO BTM | OH | Restructured | Medina | PB1 | Petroleum Liquids | IC |  | S | X | X |  |  | 2.7 | 0.8 | 2.7 | 2.7 | 2.7 | N |  |  | OP | X | 2 | 2020 | 2020 |  |  | N | Electric Utility | Utility | Municipal | 1 | X | DFO | Non-Renewable | 0 | 2.7 | 0 | 1
Operable | 40577 | American Mun Power-Ohio, Inc |  | 66464 | Wadsworth HBS RTO BTM | OH | Restructured | Medina | PB2 | Petroleum Liquids | IC |  | S | X | X |  |  | 2.7 | 0.8 | 2.7 | 2.7 | 2.7 | N |  |  | OP | X | 2 | 2020 | 2020 |  |  | N | Electric Utility | Utility | Municipal | 1 | X | DFO | Non-Renewable | 0 | 2.7 | 0 | 1
Operable | 40577 | American Mun Power-Ohio, Inc |  | 66464 | Wadsworth HBS RTO BTM | OH | Restructured | Medina | PB3 | Petroleum Liquids | IC |  | S | X | X |  |  | 2.7 | 0.8 | 2.7 | 2.7 | 2.7 | N |  |  | OP | X | 2 | 2020 | 2020 |  |  | N | Electric Utility | Utility | Municipal | 1 | X | DFO | Non-Renewable | 0 | 2.7 | 0 | 1
Operable | 40577 | American Mun Power-Ohio, Inc |  | 66464 | Wadsworth HBS RTO BTM | OH | Restructured | Medina | PB4 | Petroleum Liquids | IC |  | S | X | X |  |  | 2.7 | 0.8 | 2.7 | 2.7 | 2.7 | N |  |  | OP | X | 2 | 2020 | 2020 |  |  | N | Electric Utility | Utility | Municipal | 1 | X | DFO | Non-Renewable | 0 | 2.7 | 0 | 1
Operable | 56189 | American Profol Incorporated |  | 54719 | Alliant SBD 9203 Profol | IA | Vertical | Linn | 6916 | Petroleum Liquids | IC |  | S | X | X |  |  | 1.8 | 0.8 | 1.8 | 1.8 | 0.1 | N |  |  | SB | N | 9 | 1996 | Pre-2000 |  |  | N | IPP Non-CHP | IPP | IPP | 2 | X | DFO | Non-Renewable | 0 | 1.8 | 0 | 1
Operable | 56189 | American Profol Incorporated |  | 54719 | Alliant SBD 9203 Profol | IA | Vertical | Linn | 6917 | Petroleum Liquids | IC |  | S | X | X |  |  | 1.8 | 0.8 | 1.8 | 1.8 | 0.1 | N |  |  | SB | N | 2 | 2001 | 2001 |  |  | N | IPP Non-CHP | IPP | IPP | 2 | X | DFO | Non-Renewable | 0 | 1.8 | 0 | 1
Operable | 56189 | American Profol Incorporated |  | 54719 | Alliant SBD 9203 Profol | IA | Vertical | Linn | 6918 | Petroleum Liquids | IC |  | S | X | X |  |  | 2 | 0.8 | 2 | 2 | 0.1 | N |  |  | OP | X | 8 | 2012 | 2012 |  |  | N | IPP Non-CHP | IPP | IPP | 2 | X | DFO | Non-Renewable | 0 | 2 | 0 | 1
Operable | 547 | American Sugar Refining Inc. |  | 54512 | Domino Sugar Arabi Plant | LA | Vertical | St Bernard | TG1 | Natural Gas Steam Turbine | ST |  | S | X | X |  |  | 5 | 0.8 | 3.4 | 3.1 | 1 | N |  |  | OP | X | 1 | 1949 | Pre-2000 |  |  | Y | Industrial CHP | Customer Sited | Other | 7 | T | NG | Non-Renewable | 0 | 5 | 0 | 1
Operable | 547 | American Sugar Refining Inc. |  | 54512 | Domino Sugar Arabi Plant | LA | Vertical | St Bernard | TG2 | Natural Gas Steam Turbine | ST |  | S | X | X |  |  | 5 | 0.8 | 2.3 | 2.3 | 1 | N |  |  | OS | X | 6 | 2003 | 2003 |  |  | Y | Industrial CHP | Customer Sited | Other | 7 | T | NG | Non-Renewable | 0 | 5 | 0 | 1
Operable | 547 | American Sugar Refining Inc. |  | 54512 | Domino Sugar Arabi Plant | LA | Vertical | St Bernard | TG3 | Natural Gas Steam Turbine | ST |  | S | X | X |  |  | 4 | 1 | 2 | 1.4 | 1 | N |  |  | OP | X | 1 | 1949 | Pre-2000 |  |  | Y | Industrial CHP | Customer Sited | Other | 7 | T | NG | Non-Renewable | 0 | 4 | 0 | 1
Operable | 5277 | American Sugar Refining, Inc. |  | 54795 | Domino Sugar Baltimore | MD | Restructured | Baltimore City | GEN1 | Natural Gas Steam Turbine | ST |  | S | X | X |  |  | 5 | 0.8 | 5 | 5 | 1 | N |  |  | OP | X | 6 | 1959 | Pre-2000 |  |  | Y | Industrial CHP | Customer Sited | Other | 7 | B | NG | Non-Renewable | 0 | 5 | 0 | 1 | RFO
Operable | 5277 | American Sugar Refining, Inc. |  | 54795 | Domino Sugar Baltimore | MD | Restructured | Baltimore City | GEN2 | Natural Gas Steam Turbine | ST |  | S | X | X |  |  | 2.5 | 0.8 | 2.5 | 2.5 | 0.5 | N |  |  | OP | X | 6 | 1955 | Pre-2000 |  |  | Y | Industrial CHP | Customer Sited | Other | 7 | B | NG | Non-Renewable | 0 | 2.5 | 0 | 1 | RFO
Operable | 5277 | American Sugar Refining, Inc. |  | 54795 | Domino Sugar Baltimore | MD | Restructured | Baltimore City | GEN4 | Natural Gas Steam Turbine | ST |  | S | X | X |  |  | 10 | 0.9 | 10 | 10 | 1 | N |  |  | OP | X | 6 | 2001 | 2001 |  |  | Y | Industrial CHP | Customer Sited | Other | 7 | T | NG | Non-Renewable | 0 | 10 | 0 | 1
Operable | 59912 | Amethyst Solar LLC |  | 58730 | Amethyst Solar | NC | Vertical | Rutherford | PV1 | Solar Photovoltaic | PV |  | S | X | X |  |  | 3 |  | 3 | 3 |  | N |  |  | OP | X | 4 | 2016 | 2016 |  |  | N | IPP Non-CHP | IPP | IPP | 2 | X | SUN | Renewable | 3 | 0 | 1 | 0
Operable | 58152 | Amherst College |  | 58185 | Amherst College Co Gen | MA | Restructured | Hampshire | CTG | Natural Gas Fired Combustion Turbine | GT |  | S | X | X |  |  | 1.2 | 0.8 | 1.2 | 1.2 | 0.1 | N |  |  | OP | X | 11 | 2006 | 2006 |  |  | Y | Commercial CHP | Customer Sited | Other | 5 | T | NG | Non-Renewable | 0 | 1.2 | 0 | 1 | DFO
Operable | 65570 | Amherst Community Solar LLC |  | 66522 | Amherst Community Solar | NY | Restructured | Erie | 18208 | Solar Photovoltaic | PV |  | S | X | X |  |  | 5 |  | 5 | 5 |  | N |  |  | OP | X | 1 | 2023 | 2023 |  |  | N | IPP Non-CHP | IPP | IPP | 2 | X | SUN | Renewable | 5 | 0 | 1 | 0
Operable | 63102 | AMOR IX, LLC |  | 63365 | Soda Lake 3 | NV | Vertical | Churchill | SL3 | Geothermal | BT |  | S | X | X |  |  | 26 | 0.9 | 20 | 20 | 10 | N |  |  | OP | X | 11 | 2019 | 2019 |  |  | N | IPP Non-CHP | IPP | IPP | 2 | X | GEO | Renewable | 26 | 0 | 1 | 0
Operable | 64197 | AMP MA Dudley |  | 64572 | Dudley | MA | Restructured | Worcester | 1 | Solar Photovoltaic | PV |  | S | X | X |  |  | 3 | 1 | 3 | 3 |  | N |  |  | OP | X | 7 | 2018 | 2018 |  |  | N | IPP Non-CHP | IPP | IPP | 2 | X | SUN | Renewable | 3 | 0 | 1 | 0
Operable | 64198 | AMP MA Joe Jenny |  | 64573 | Joe Jenny | MA | Restructured | Worcester | 1 | Solar Photovoltaic | PV |  | S | X | X |  |  | 1 | 1 | 1 | 1 |  | N |  |  | OP | X | 5 | 2018 | 2018 |  |  | N | IPP Non-CHP | IPP | IPP | 2 | X | SUN | Renewable | 1 | 0 | 1 | 0
Operable | 24979 | Ampersand Chasm Hydro LLC |  | 50315 | Chasm Hydro Partnership | NY | Restructured | Franklin | 1100 | Conventional Hydroelectric | HY |  | S | X | X | Zone D | Zone D | 1 | 1 | 0.5 | 0.8 | 0.2 | N |  |  | OP | X | 3 | 1982 | Pre-2000 |  |  | N | IPP Non-CHP | IPP | IPP | 2 | X | WAT | Renewable | 1 | 0 | 1 | 0
Operable | 24979 | Ampersand Chasm Hydro LLC |  | 50315 | Chasm Hydro Partnership | NY | Restructured | Franklin | 2600 | Conventional Hydroelectric | HY |  | S | X | X |  |  | 0.6 | 0.8 | 0.5 | 0.6 | 0.5 | N |  |  | OP | X | 10 | 1984 | Pre-2000 |  |  | N | IPP Non-CHP | IPP | IPP | 2 | X | WAT | Renewable | 0.6 | 0 | 1 | 0
Operable | 55953 | Ampersand Chowchilla Biomass LLC |  | 56706 | Ampersand Chowchilla Biomass LLC | CA | Vertical | Madera | AMPC | Wood/Wood Waste Biomass | ST |  | S | X | X | NP15 | NP15 | 12.5 | 0.85 | 10.5 | 10.5 | 8 | N |  |  | OS | X | 5 | 2008 | 2008 |  |  | N | IPP Non-CHP | IPP | IPP | 2 | X | WDS | Renewable | 12.5 | 0 | 1 | 0
Operable | 56467 | Ampersand Gilman Hydro LP |  | 10608 | Gilman Mill | VT | Vertical | Essex | GEN1 | Conventional Hydroelectric | HY |  | S | X | X |  |  | 2.2 | 0.8 | 2.1 | 2.1 | 0.2 | N |  |  | OP | X | 3 | 1986 | Pre-2000 |  |  | N | IPP Non-CHP | IPP | IPP | 2 | X | WAT | Renewable | 2.2 | 0 | 1 | 0
Operable | 56467 | Ampersand Gilman Hydro LP |  | 10608 | Gilman Mill | VT | Vertical | Essex | GEN2 | Conventional Hydroelectric | HY |  | S | X | X |  |  | 1 | 0.8 | 0.9 | 0.9 | 0.3 | N |  |  | OP | X | 1 | 1966 | Pre-2000 |  |  | N | IPP Non-CHP | IPP | IPP | 2 | X | WAT | Renewable | 1 | 0 | 1 | 0
Operable | 56467 | Ampersand Gilman Hydro LP |  | 10608 | Gilman Mill | VT | Vertical | Essex | GEN3 | Conventional Hydroelectric | HY |  | S | X | X |  |  | 0.8 | 0.8 | 0.7 | 0.7 | 0.1 | N |  |  | OP | X | 1 | 1941 | Pre-2000 |  |  | N | IPP Non-CHP | IPP | IPP | 2 | X | WAT | Renewable | 0.8 | 0 | 1 | 0
Operable | 56467 | Ampersand Gilman Hydro LP |  | 10608 | Gilman Mill | VT | Vertical | Essex | GEN4 | Conventional Hydroelectric | HY |  | S | X | X |  |  | 0.8 | 0.8 | 0.6 | 0.6 | 0.1 | N |  |  | OP | X | 1 | 1941 | Pre-2000 |  |  | N | IPP Non-CHP | IPP | IPP | 2 | X | WAT | Renewable | 0.8 | 0 | 1 | 0
Operable | 59136 | Ampersand Hollow Dam Hydro LLC |  | 10124 | Hollow Dam Power Partnership | NY | Restructured | St Lawrence | HY1 | Conventional Hydroelectric | HY |  | S | X | X |  |  | 0.5 | 1 | 0.3 | 0.3 | 0.1 | N |  |  | OS | X | 12 | 1987 | Pre-2000 |  |  | N | IPP Non-CHP | IPP | IPP | 2 | X | WAT | Renewable | 0.5 | 0 | 1 | 0
Operable | 59136 | Ampersand Hollow Dam Hydro LLC |  | 10124 | Hollow Dam Power Partnership | NY | Restructured | St Lawrence | HY2 | Conventional Hydroelectric | HY |  | S | X | X |  |  | 0.5 | 1 | 0.3 | 0.3 | 0.1 | N |  |  | OP | X | 12 | 1987 | Pre-2000 |  |  | N | IPP Non-CHP | IPP | IPP | 2 | X | WAT | Renewable | 0.5 | 0 | 1 | 0
Operable | 59827 | Ampersand Long Falls Hydro, LLC |  | 54548 | Longfalls Facility | NY | Restructured | Jefferson | 1 | Conventional Hydroelectric | HY |  | S | X | X |  |  | 3.3 | 1 | 3 | 3 | 1 | N |  |  | OP | X | 10 | 1991 | Pre-2000 |  |  | N | IPP Non-CHP | IPP | IPP | 2 | X | WAT | Renewable | 3.3 | 0 | 1 | 0
Operable | 57184 | Ampersand Ogdensburg Hydro, LLC |  | 52058 | Ogdensburg | NY | Restructured | St Lawrence | 1 | Conventional Hydroelectric | HY |  | S | X | X |  |  | 0.7 | 0.9 | 0.2 | 0.2 | 0.1 | N |  |  | OP | X | 12 | 1987 | Pre-2000 |  |  | N | IPP Non-CHP | IPP | IPP | 2 | X | WAT | Renewable | 0.7 | 0 | 1 | 0
Operable | 57184 | Ampersand Ogdensburg Hydro, LLC |  | 52058 | Ogdensburg | NY | Restructured | St Lawrence | 2 | Conventional Hydroelectric | HY |  | S | X | X |  |  | 0.7 | 0.9 | 0.2 | 0.1 | 0.1 | N |  |  | OP | X | 12 | 1987 | Pre-2000 |  |  | N | IPP Non-CHP | IPP | IPP | 2 | X | WAT | Renewable | 0.7 | 0 | 1 | 0
Operable | 57184 | Ampersand Ogdensburg Hydro, LLC |  | 52058 | Ogdensburg | NY | Restructured | St Lawrence | 3 | Conventional Hydroelectric | HY |  | S | X | X |  |  | 0.7 | 0.9 | 0.2 | 0.1 | 0.1 | N |  |  | OP | X | 12 | 1987 | Pre-2000 |  |  | N | IPP Non-CHP | IPP | IPP | 2 | X | WAT | Renewable | 0.7 | 0 | 1 | 0
Operable | 57184 | Ampersand Ogdensburg Hydro, LLC |  | 52058 | Ogdensburg | NY | Restructured | St Lawrence | 4 | Conventional Hydroelectric | HY |  | S | X | X |  |  | 0.7 | 0.9 | 0.2 | 0.1 | 0.1 | N |  |  | OP | X | 12 | 1987 | Pre-2000 |  |  | N | IPP Non-CHP | IPP | IPP | 2 | X | WAT | Renewable | 0.7 | 0 | 1 | 0
Operable | 57184 | Ampersand Ogdensburg Hydro, LLC |  | 52058 | Ogdensburg | NY | Restructured | St Lawrence | 5 | Conventional Hydroelectric | HY |  | S | X | X |  |  | 0.7 | 0.9 | 0.2 | 0.1 | 0.1 | N |  |  | OP | X | 12 | 1987 | Pre-2000 |  |  | N | IPP Non-CHP | IPP | IPP | 2 | X | WAT | Renewable | 0.7 | 0 | 1 | 0
Operable | 64553 | Anaergia |  | 58638 | Orbit Energy Charlotte | NC | Vertical | Mecklenburg | 1 | Other Waste Biomass | IC |  | S | X | X |  |  | 5.2 | 0.8 | 5.2 | 5.2 | 1.2 | N |  |  | OP | X | 11 | 2016 | 2016 |  |  | N | IPP Non-CHP | IPP | IPP | 2 | X | OBG | Renewable | 5.2 | 0 | 1 | 0
Operable | 64553 | Anaergia |  | 60831 | Orbit Energy RI | RI | Restructured | Providence | 1 | Other Waste Biomass | IC |  | S | X | X |  |  | 3.2 | 0.8 | 3.2 | 3.2 | 1.2 | N |  |  | OP | X | 7 | 2017 | 2017 |  |  | N | IPP Non-CHP | IPP | IPP | 2 | X | OBG | Renewable | 3.2 | 0 | 1 | 0
Operable | 59187 | Anaheim Public Utilities |  | 59416 | Anaheim Solar Energy Plant | CA | Vertical | Orange | PV1 | Solar Photovoltaic | PV |  | S | X | X |  |  | 2.1 |  | 2 | 1.2 |  | N |  |  | OP | X | 8 | 2014 | 2014 |  |  | N | Electric Utility | Utility | Municipal | 1 | X | SUN | Renewable | 2.1 | 0 | 1 | 0
Operable | 64814 | Anderson Erickson Dairy |  | 56138 | Anderson Erickson | IA | Vertical | Polk | 1 | Petroleum Liquids | IC |  | S | X | X | DOES NOT HAVE NODE |  | 2 | 0.8 | 2 | 2 | 2 | N |  |  | OP | X | 4 | 2000 | 2000 |  |  | N | Industrial Non-CHP | Customer Sited | Other | 6 | X | DFO | Non-Renewable | 0 | 2 | 0 | 1
Operable | 64050 | Anderson Solar Farm, LLC |  | 64409 | Anderson (SC) | SC | Vertical | Anderson | ANDER | Solar Photovoltaic | PV |  | S | X | X |  |  | 2 |  | 2 | 2 |  | N |  |  | OP | X | 9 | 2021 | 2021 |  |  | N | IPP Non-CHP | IPP | IPP | 2 | X | SUN | Renewable | 2 | 0 | 1 | 0
Operable | 60828 | Andromeda Community Solar |  | 61181 | Andromeda Community Solar | MN | Vertical | McLeod | OACS1 | Solar Photovoltaic | PV |  | S | X | X |  |  | 1 |  | 0.9 | 0.9 |  | N |  |  | OP | X | 10 | 2017 | 2017 |  |  | N | IPP Non-CHP | IPP | IPP | 2 | X | SUN | Renewable | 1 | 0 | 1 | 0
Operable | 60828 | Andromeda Community Solar |  | 61181 | Andromeda Community Solar | MN | Vertical | McLeod | OACS2 | Solar Photovoltaic | PV |  | S | X | X |  |  | 1 |  | 0.9 | 0.9 |  | N |  |  | OP | X | 10 | 2017 | 2017 |  |  | N | IPP Non-CHP | IPP | IPP | 2 | X | SUN | Renewable | 1 | 0 | 1 | 0
Operable | 60828 | Andromeda Community Solar |  | 61181 | Andromeda Community Solar | MN | Vertical | McLeod | OACS3 | Solar Photovoltaic | PV |  | S | X | X |  |  | 1 |  | 0.9 | 0.9 |  | N |  |  | OP | X | 10 | 2017 | 2017 |  |  | N | IPP Non-CHP | IPP | IPP | 2 | X | SUN | Renewable | 1 | 0 | 1 | 0
Operable | 60828 | Andromeda Community Solar |  | 61181 | Andromeda Community Solar | MN | Vertical | McLeod | OACS4 | Solar Photovoltaic | PV |  | S | X | X |  |  | 1 |  | 0.9 | 0.9 |  | N |  |  | OP | X | 10 | 2017 | 2017 |  |  | N | IPP Non-CHP | IPP | IPP | 2 | X | SUN | Renewable | 1 | 0 | 1 | 0
Operable | 60828 | Andromeda Community Solar |  | 61181 | Andromeda Community Solar | MN | Vertical | McLeod | OACS5 | Solar Photovoltaic | PV |  | S | X | X |  |  | 1 |  | 0.9 | 0.9 |  | N |  |  | OP | X | 10 | 2017 | 2017 |  |  | N | IPP Non-CHP | IPP | IPP | 2 | X | SUN | Renewable | 1 | 0 | 1 | 0
Operable | 64273 | Angel Fire Energy Facility, LLC |  | 64695 | Angel Fire Energy Facility | NM | Vertical | Colfax | BESS | Batteries | BA |  | S | X | X |  |  | 3.7 |  | 3.7 | 3.7 |  | N |  |  | OP | X | 7 | 2023 | 2023 |  |  | N | Electric Utility | Utility | IPP | 1 | X | MWH | Other | 0 | 0 | 0 | 0
Operable | 64273 | Angel Fire Energy Facility, LLC |  | 64695 | Angel Fire Energy Facility | NM | Vertical | Colfax | TMEF1 | Solar Photovoltaic | PV |  | S | X | X |  |  | 7.5 |  | 7.5 | 7.5 |  | N |  |  | OP | X | 7 | 2023 | 2023 |  |  | N | Electric Utility | Utility | IPP | 1 | X | SUN | Renewable | 7.5 | 0 | 1 | 0
Operable | 64139 | Angola Solar, LLC |  | 64500 | Angola Solar, LLC | MI | Vertical | Branch | FACAN | Solar Photovoltaic | PV |  | S | X | X | Cons.Cetr |  | 2 |  | 2 | 2 | 0 | N |  |  | OP | X | 1 | 2021 | 2021 |  |  | N | IPP Non-CHP | IPP | IPP | 2 | X | SUN | Renewable | 2 | 0 | 1 | 0
Operable | 623 | Anheuser-Busch Inc |  | 10430 | Anheuser-Busch St Louis | MO | Vertical | St Louis City | GEN1 | Natural Gas Steam Turbine | ST |  | S | X | X |  |  | 11 | 0.98 | 11 | 11 | 2 | N |  |  | OP | X | 1 | 1947 | Pre-2000 |  |  | Y | Industrial CHP | Customer Sited | Other | 7 | B | NG | Non-Renewable | 0 | 11 | 0 | 1 | OBG
Operable | 623 | Anheuser-Busch Inc |  | 10430 | Anheuser-Busch St Louis | MO | Vertical | St Louis City | GEN3 | Natural Gas Steam Turbine | ST |  | S | X | X |  |  | 11 | 0.98 | 11 | 11 | 2 | N |  |  | OP | X | 1 | 1948 | Pre-2000 |  |  | Y | Industrial CHP | Customer Sited | Other | 7 | T | NG | Non-Renewable | 0 | 11 | 0 | 1 | OBG
Operable | 623 | Anheuser-Busch Inc |  | 10430 | Anheuser-Busch St Louis | MO | Vertical | St Louis City | GEN4 | Natural Gas Steam Turbine | ST |  | S | X | X |  |  | 4.1 | 0.98 | 4.1 | 4.1 | 0.5 | N |  |  | OS | X | 1 | 1939 | Pre-2000 |  |  | Y | Industrial CHP | Customer Sited | Other | 7 | T | NG | Non-Renewable | 0 | 4.1 | 0 | 1 | OBG
Operable | 623 | Anheuser-Busch Inc |  | 10431 | Anheuser-Busch Jacksonville | FL | Vertical | Duval | GEN1 | Natural Gas Fired Combustion Turbine | GT |  | S | X | X |  |  | 8.7 | 0.8 | 8.7 | 8.7 | 1 | N |  |  | OP | X | 11 | 1987 | Pre-2000 |  |  | Y | Industrial CHP | Customer Sited | Other | 7 | T | NG | Non-Renewable | 0 | 8.7 | 0 | 1
Operable | 4959 | Aniak Light & Power Co Inc |  | 7182 | Aniak | AK | Vertical | Bethel | 10 | Petroleum Liquids | IC |  | S | X | X |  |  | 0.6 | 0.9 | 0.6 | 0.6 | 0.3 | N |  |  | OP | X | 7 | 2016 | 2016 |  |  | N | Electric Utility | Utility | Investor Owned Utility | 1 | X | DFO | Non-Renewable | 0 | 0.6 | 0 | 1
Operable | 4959 | Aniak Light & Power Co Inc |  | 7182 | Aniak | AK | Vertical | Bethel | 11 | Petroleum Liquids | IC |  | S | X | X |  |  | 0.5 | 0.8 | 0.5 | 0.5 | 0.1 | N |  |  | OP | X | 9 | 2018 | 2018 |  |  | N | Electric Utility | Utility | Investor Owned Utility | 1 | X | DFO | Non-Renewable | 0 | 0.5 | 0 | 1
Operable | 4959 | Aniak Light & Power Co Inc |  | 7182 | Aniak | AK | Vertical | Bethel | 9 | Petroleum Liquids | IC |  | S | X | X |  |  | 0.6 | 0.8 | 0.6 | 0.6 | 0.1 | N |  |  | OP | X | 12 | 1996 | Pre-2000 |  |  | N | Electric Utility | Utility | Investor Owned Utility | 1 | X | DFO | Non-Renewable | 0 | 0.6 | 0 | 1
Operable | 64309 | Annadale Community Clean Energy Projects LLC |  | 64748 | Fuel Cell 18A Sneden Avenue | NY | Restructured | Richmond | CR18A | Other Natural Gas | FC |  | W | X | X |  |  | 3.6 |  | 3.5 | 3.5 | 0.1 | N |  |  | OP | X | 12 | 2020 | 2020 |  |  | N | IPP Non-CHP | IPP | IPP | 2 | X | NG | Non-Renewable | 0 | 3.6 | 0 | 1 | H2
Operable | 64309 | Annadale Community Clean Energy Projects LLC |  | 64749 | Fuel Cell 18B Sneden Avenue | NY | Restructured | Richmond | CR18B | Other Natural Gas | FC |  | W | X | X |  |  | 4.2 |  | 4 | 4 | 0.1 | N |  |  | OP | X | 12 | 2020 | 2020 |  |  | N | IPP Non-CHP | IPP | IPP | 2 | X | NG | Non-Renewable | 0 | 4.2 | 0 | 1 | H2
Operable | 61827 | Annapolis Solar Park, LLC |  | 60681 | Annapolis Solar Park, LLC | MD | Restructured | Anne Arundel | ASP12 | Solar Photovoltaic | PV |  | S | X | X |  |  | 12 |  | 12 | 12 |  | N |  |  | OP | X | 8 | 2018 | 2018 |  |  | N | IPP Non-CHP | IPP | IPP | 2 | X | SUN | Renewable | 12 | 0 | 1 | 0
Operable | 656 | ANP Blackstone Energy Company LLC |  | 55212 | ANP Blackstone Energy Project | MA | Restructured | Worcester | U1 | Natural Gas Fired Combined Cycle | CS |  | S | N | N | .z.semass | .z.semass | 289 | 0.85 | 246.6 | 280.7 | 150 | N |  |  | OP | X | 6 | 2001 | 2001 |  |  | N | IPP Non-CHP | IPP | IPP | 2 | X | NG | Non-Renewable | 0 | 289 | 0 | 1
Operable | 656 | ANP Blackstone Energy Company LLC |  | 55212 | ANP Blackstone Energy Project | MA | Restructured | Worcester | U2 | Natural Gas Fired Combined Cycle | CS |  | S | N | N | .z.semass | .z.semass | 289 | 0.85 | 239 | 278.8 | 150 | N |  |  | OP | X | 7 | 2001 | 2001 |  |  | N | IPP Non-CHP | IPP | IPP | 2 | X | NG | Non-Renewable | 0 | 289 | 0 | 1
Operable | 60824 | Antares Community Solar |  | 61176 | Antares Community Solar | MN | Vertical | Lyon | FACS1 | Solar Photovoltaic | PV |  | S | X | X |  |  | 1 |  | 0.9 | 0.9 |  | N |  |  | OP | X | 6 | 2018 | 2018 |  |  | N | IPP Non-CHP | IPP | IPP | 2 | X | SUN | Renewable | 1 | 0 | 1 | 0
Operable | 60824 | Antares Community Solar |  | 61176 | Antares Community Solar | MN | Vertical | Lyon | FACS2 | Solar Photovoltaic | PV |  | S | X | X |  |  | 1 |  | 0.9 | 0.9 |  | N |  |  | OP | X | 6 | 2018 | 2018 |  |  | N | IPP Non-CHP | IPP | IPP | 2 | X | SUN | Renewable | 1 | 0 | 1 | 0
Operable | 60824 | Antares Community Solar |  | 61176 | Antares Community Solar | MN | Vertical | Lyon | FACS3 | Solar Photovoltaic | PV |  | S | X | X |  |  | 1 |  | 0.9 | 0.9 |  | N |  |  | OP | X | 6 | 2018 | 2018 |  |  | N | IPP Non-CHP | IPP | IPP | 2 | X | SUN | Renewable | 1 | 0 | 1 | 0
Operable | 60587 | Antlia Community Solar |  | 60937 | Antlia Community Solar | MN | Vertical | Pipestone | IACS1 | Solar Photovoltaic | PV |  | S | X | X |  |  | 1 |  | 0.9 | 0.9 |  | N |  |  | OP | X | 9 | 2017 | 2017 |  |  | N | IPP Non-CHP | IPP | IPP | 2 | X | SUN | Renewable | 1 | 0 | 1 | 0
Operable | 60587 | Antlia Community Solar |  | 60937 | Antlia Community Solar | MN | Vertical | Pipestone | IACS2 | Solar Photovoltaic | PV |  | S | X | X |  |  | 1 |  | 0.9 | 0.9 |  | N |  |  | OP | X | 9 | 2017 | 2017 |  |  | N | IPP Non-CHP | IPP | IPP | 2 | X | SUN | Renewable | 1 | 0 | 1 | 0
Operable | 59714 | Antrim Wind Energy LLC |  | 59953 | Antrim Wind | NH | Restructured | Hillsborough | AWND1 | Onshore Wind Turbine | WT |  | S | X | X |  |  | 28.8 |  | 28.8 | 28.8 | 28.8 | N |  |  | OP | X | 12 | 2019 | 2019 |  |  | N | IPP Non-CHP | IPP | IPP | 2 | X | WND | Renewable | 28.8 | 0 | 1 | 0
Operable | 59353 | AP North Lake I, LP |  | 59610 | AP North Lake I, LP | CA | Vertical | Riverside | APNLI | Solar Photovoltaic | PV |  | S | X | X |  |  | 20 |  | 20 | 20 |  | N |  |  | OP | X | 8 | 2015 | 2015 |  |  | N | IPP Non-CHP | IPP | IPP | 2 | X | SUN | Renewable | 20 | 0 | 1 | 0
Operable | 62794 | AP Solar 2, LLC |  | 62945 | Fighting Jays Solar Project | TX | Restructured | Fort Bend | FJSOL | Solar Photovoltaic | PV |  | S | X | X |  |  | 227.5 |  | 227.5 | 227.5 |  | N |  |  | OP | X | 6 | 2022 | 2022 |  |  | N | IPP Non-CHP | IPP | IPP | 2 | X | SUN | Renewable | 227.5 | 0 | 1 | 0
Operable | 65371 | Apex Generating Station |  | 55514 | Apex Generating Station | NV | Vertical | Clark | CTG1 | Natural Gas Fired Combined Cycle | CT | CC1 | W | X | N |  |  | 174 | 0.85 | 164.6 | 181.6 | 90 | N |  |  | OP | X | 5 | 2003 | 2003 |  |  | N | Electric Utility | Utility | IPP | 1 | X | NG | Non-Renewable | 0 | 174 | 0 | 1
Operable | 65371 | Apex Generating Station |  | 55514 | Apex Generating Station | NV | Vertical | Clark | CTG2 | Natural Gas Fired Combined Cycle | CT | CC1 | W | X | N |  |  | 174 | 0.85 | 164.6 | 181.6 | 90 | N |  |  | OP | X | 5 | 2003 | 2003 |  |  | N | Electric Utility | Utility | IPP | 1 | X | NG | Non-Renewable | 0 | 174 | 0 | 1
Operable | 65371 | Apex Generating Station |  | 55514 | Apex Generating Station | NV | Vertical | Clark | STG1 | Natural Gas Fired Combined Cycle | CA | CC1 | W | Y | X |  |  | 252.6 | 0.9 | 195.2 | 213.4 | 55 | N |  |  | OP | X | 5 | 2003 | 2003 |  |  | N | Electric Utility | Utility | IPP | 1 | X | NG | Non-Renewable | 0 | 252.6 | 0 | 1
Operable | 63803 | Apex Solar LLC |  | 64189 | Apex Solar | MT | Vertical | Beaverhead | RSNAK | Solar Photovoltaic | PV |  | W | X | X |  |  | 80 |  | 80 | 80 |  | N |  |  | OP | X | 8 | 2023 | 2023 |  |  | N | IPP Non-CHP | IPP | IPP | 2 | X | SUN | Renewable | 80 | 0 | 1 | 0
Operable | 794 | Apollo Energy Corp |  | 56378 | Pakini Nui Wind Farm | HI | Vertical | Hawaii | 1 | Onshore Wind Turbine | WT |  | J | X | X |  |  | 21 |  | 21 | 21 | 0.1 | N |  |  | OP | X | 4 | 2007 | 2007 |  |  | N | IPP Non-CHP | IPP | IPP | 2 | X | WND | Renewable | 21 | 0 | 1 | 0
Operable | 733 | Appalachian Power Co |  | 3772 | Buck Hydro | VA | Vertical | Carroll | 1 | Conventional Hydroelectric | HY |  | S | X | X |  |  | 2.8 | 0.9 | 3 | 5.3 | 0.2 | N |  |  | OP | X | 1 | 1912 | Pre-2000 |  |  | N | Electric Utility | Utility | Investor Owned Utility | 1 | X | WAT | Renewable | 2.8 | 0 | 1 | 0
Operable | 733 | Appalachian Power Co |  | 3772 | Buck Hydro | VA | Vertical | Carroll | 2 | Conventional Hydroelectric | HY |  | S | X | X |  |  | 2.8 | 0.9 | 3 | 5.3 | 0.2 | N |  |  | OP | X | 1 | 1912 | Pre-2000 |  |  | N | Electric Utility | Utility | Investor Owned Utility | 1 | X | WAT | Renewable | 2.8 | 0 | 1 | 0
Operable | 733 | Appalachian Power Co |  | 3772 | Buck Hydro | VA | Vertical | Carroll | 3 | Conventional Hydroelectric | HY |  | S | X | X |  |  | 2.8 | 0.9 | 3 | 5.3 | 0.2 | N |  |  | OP | X | 1 | 1912 | Pre-2000 |  |  | N | Electric Utility | Utility | Investor Owned Utility | 1 | X | WAT | Renewable | 2.8 | 0 | 1 | 0
Operable | 733 | Appalachian Power Co |  | 3773 | Byllesby 2 | VA | Vertical | Carroll | 1 | Conventional Hydroelectric | HY |  | S | X | X |  |  | 5.4 | 0.9 | 7.9 | 4.4 | 1 | N |  |  | OP | X | 1 | 1912 | Pre-2000 |  |  | N | Electric Utility | Utility | Investor Owned Utility | 1 | X | WAT | Renewable | 5.4 | 0 | 1 | 0
Operable | 733 | Appalachian Power Co |  | 3773 | Byllesby 2 | VA | Vertical | Carroll | 2 | Conventional Hydroelectric | HY |  | S | X | X |  |  | 5.4 | 0.9 | 7.9 | 4.4 | 1 | N |  |  | OP | X | 1 | 1912 | Pre-2000 |  |  | N | Electric Utility | Utility | Investor Owned Utility | 1 | X | WAT | Renewable | 5.4 | 0 | 1 | 0
Operable | 733 | Appalachian Power Co |  | 3773 | Byllesby 2 | VA | Vertical | Carroll | 3 | Conventional Hydroelectric | HY |  | S | X | X |  |  | 5.4 | 0.9 | 7.9 | 4.4 | 1 | N |  |  | OP | X | 1 | 1912 | Pre-2000 |  |  | N | Electric Utility | Utility | Investor Owned Utility | 1 | X | WAT | Renewable | 5.4 | 0 | 1 | 0
Operable | 733 | Appalachian Power Co |  | 3773 | Byllesby 2 | VA | Vertical | Carroll | 4 | Conventional Hydroelectric | HY |  | S | X | X |  |  | 5.4 | 0.9 | 7.9 | 4.4 | 1 | N |  |  | OP | X | 1 | 1912 | Pre-2000 |  |  | N | Electric Utility | Utility | Investor Owned Utility | 1 | X | WAT | Renewable | 5.4 | 0 | 1 | 0
Operable | 733 | Appalachian Power Co |  | 3774 | Claytor | VA | Vertical | Pulaski | 1 | Conventional Hydroelectric | HY |  | S | X | X |  |  | 18.7 | 0.9 | 14.7 | 28.2 | 14 | N |  |  | OP | X | 8 | 1939 | Pre-2000 |  |  | N | Electric Utility | Utility | Investor Owned Utility | 1 | X | WAT | Renewable | 18.7 | 0 | 1 | 0
Operable | 733 | Appalachian Power Co |  | 3774 | Claytor | VA | Vertical | Pulaski | 2 | Conventional Hydroelectric | HY |  | S | X | X |  |  | 18.7 | 0.9 | 14.7 | 28.2 | 14 | N |  |  | OP | X | 8 | 1939 | Pre-2000 |  |  | N | Electric Utility | Utility | Investor Owned Utility | 1 | X | WAT | Renewable | 18.7 | 0 | 1 | 0
Operable | 733 | Appalachian Power Co |  | 3774 | Claytor | VA | Vertical | Pulaski | 3 | Conventional Hydroelectric | HY |  | S | X | X |  |  | 18.7 | 0.9 | 14.7 | 28.2 | 14 | N |  |  | OP | X | 8 | 1939 | Pre-2000 |  |  | N | Electric Utility | Utility | Investor Owned Utility | 1 | X | WAT | Renewable | 18.7 | 0 | 1 | 0
Operable | 733 | Appalachian Power Co |  | 3774 | Claytor | VA | Vertical | Pulaski | 4 | Conventional Hydroelectric | HY |  | S | X | X |  |  | 18.7 | 0.9 | 14.7 | 28.2 | 14 | N |  |  | OP | X | 8 | 1939 | Pre-2000 |  |  | N | Electric Utility | Utility | Investor Owned Utility | 1 | X | WAT | Renewable | 18.7 | 0 | 1 | 0
Operable | 733 | Appalachian Power Co |  | 3775 | Clinch River | VA | Vertical | Russell | 1 | Natural Gas Steam Turbine | ST |  | S | X | X |  |  | 237.5 | 0.8 | 230 | 235 | 60 | N |  |  | OP | X | 9 | 1958 | Pre-2000 |  |  | N | Electric Utility | Utility | Investor Owned Utility | 1 | X | NG | Non-Renewable | 0 | 237.5 | 0 | 1
Operable | 733 | Appalachian Power Co |  | 3775 | Clinch River | VA | Vertical | Russell | 2 | Natural Gas Steam Turbine | ST |  | S | X | X |  |  | 237.5 | 0.8 | 230 | 235 | 60 | N |  |  | OP | X | 12 | 1958 | Pre-2000 |  |  | N | Electric Utility | Utility | Investor Owned Utility | 1 | X | NG | Non-Renewable | 0 | 237.5 | 0 | 1
Operable | 733 | Appalachian Power Co |  | 3777 | Leesville | VA | Vertical | Pittsylvania | 1 | Conventional Hydroelectric | HY |  | S | X | X |  |  | 20 | 0.8 | 25 | 25 | 23 | N |  |  | OP | X | 2 | 1964 | Pre-2000 |  |  | N | Electric Utility | Utility | Investor Owned Utility | 1 | X | WAT | Renewable | 20 | 0 | 1 | 0
Operable | 733 | Appalachian Power Co |  | 3777 | Leesville | VA | Vertical | Pittsylvania | 2 | Conventional Hydroelectric | HY |  | S | X | X |  |  | 20 | 0.8 | 25 | 25 | 23 | N |  |  | OP | X | 3 | 1964 | Pre-2000 |  |  | N | Electric Utility | Utility | Investor Owned Utility | 1 | X | WAT | Renewable | 20 | 0 | 1 | 0
Operable | 733 | Appalachian Power Co |  | 3778 | Niagara | VA | Vertical | Roanoke | 1 | Conventional Hydroelectric | HY |  | S | X | X |  |  | 2.4 | 0.8 | 0.6 | 1.4 | 0.3 | N |  |  | OP | X | 6 | 1954 | Pre-2000 |  |  | N | Electric Utility | Utility | Investor Owned Utility | 1 | X | WAT | Renewable | 2.4 | 0 | 1 | 0
Operable | 733 | Appalachian Power Co |  | 3778 | Niagara | VA | Vertical | Roanoke | 2 | Conventional Hydroelectric | HY |  | S | X | X |  |  | 1.2 | 0.8 | 1.2 | 1.2 | 0.3 | N |  |  | OP | X | 6 | 1954 | Pre-2000 |  |  | N | Electric Utility | Utility | Investor Owned Utility | 1 | X | WAT | Renewable | 1.2 | 0 | 1 | 0
Operable | 733 | Appalachian Power Co |  | 3780 | Smith Mountain | VA | Vertical | Pittsylvania | 1 | Hydroelectric Pumped Storage | PS |  | S | X | X |  |  | 66 | 0.95 | 66 | 66 | 65 | N |  |  | OP | X | 12 | 1965 | Pre-2000 |  |  | N | Electric Utility | Utility | Investor Owned Utility | 1 | X | WAT | Renewable | 66 | 0 | 1 | 0
Operable | 733 | Appalachian Power Co |  | 3780 | Smith Mountain | VA | Vertical | Pittsylvania | 2 | Conventional Hydroelectric | HY |  | S | X | X |  |  | 150.1 | 0.95 | 174 | 174 | 160 | N |  |  | OP | X | 12 | 1965 | Pre-2000 |  |  | N | Electric Utility | Utility | Investor Owned Utility | 1 | X | WAT | Renewable | 150.1 | 0 | 1 | 0
Operable | 733 | Appalachian Power Co |  | 3780 | Smith Mountain | VA | Vertical | Pittsylvania | 3 | Hydroelectric Pumped Storage | PS |  | S | X | X |  |  | 115.3 | 0.95 | 106 | 106 | 105 | N |  |  | OP | X | 6 | 1980 | Pre-2000 |  |  | N | Electric Utility | Utility | Investor Owned Utility | 1 | X | WAT | Renewable | 115.3 | 0 | 1 | 0
Operable | 733 | Appalachian Power Co |  | 3780 | Smith Mountain | VA | Vertical | Pittsylvania | 4 | Conventional Hydroelectric | HY |  | S | X | X |  |  | 150.1 | 0.95 | 174 | 174 | 160 | N |  |  | OP | X | 2 | 1966 | Pre-2000 |  |  | N | Electric Utility | Utility | Investor Owned Utility | 1 | X | WAT | Renewable | 150.1 | 0 | 1 | 0
Operable | 733 | Appalachian Power Co |  | 3780 | Smith Mountain | VA | Vertical | Pittsylvania | 5 | Hydroelectric Pumped Storage | PS |  | S | X | X |  |  | 66 | 0.95 | 66 | 66 | 65 | N |  |  | OP | X | 2 | 1966 | Pre-2000 |  |  | N | Electric Utility | Utility | Investor Owned Utility | 1 | X | WAT | Renewable | 66 | 0 | 1 | 0
Operable | 733 | Appalachian Power Co |  | 3935 | John E Amos | WV | Vertical | Putnam | 1 | Conventional Steam Coal | ST |  | S | X | X |  |  | 816.3 | 0.9 | 800 | 800 | 300 | N |  |  | OP | X | 9 | 1971 | Pre-2000 |  |  | N | Electric Utility | Utility | Investor Owned Utility | 1 | X | BIT | Non-Renewable | 0 | 816.3 | 0 | 1
Operable | 733 | Appalachian Power Co |  | 3935 | John E Amos | WV | Vertical | Putnam | 2 | Conventional Steam Coal | ST |  | S | X | X |  |  | 816.3 | 0.9 | 800 | 800 | 300 | N |  |  | OP | X | 6 | 1972 | Pre-2000 |  |  | N | Electric Utility | Utility | Investor Owned Utility | 1 | X | BIT | Non-Renewable | 0 | 816.3 | 0 | 1
Operable | 733 | Appalachian Power Co |  | 3935 | John E Amos | WV | Vertical | Putnam | 3 | Conventional Steam Coal | ST |  | S | X | X |  |  | 1300 | 0.9 | 1300 | 1299 | 600 | N |  |  | OP | X | 10 | 1973 | Pre-2000 |  |  | N | Electric Utility | Utility | Investor Owned Utility | 1 | X | BIT | Non-Renewable | 0 | 1300 | 0 | 1
Operable | 733 | Appalachian Power Co |  | 6264 | Mountaineer | WV | Vertical | Mason | 1 | Conventional Steam Coal | ST |  | S | X | X |  |  | 1300 | 0.9 | 1299 | 1299 | 500 | N |  |  | OP | X | 9 | 1980 | Pre-2000 |  |  | N | Electric Utility | Utility | Investor Owned Utility | 1 | X | BIT | Non-Renewable | 0 | 1300 | 0 | 1
Operable | 733 | Appalachian Power Co |  | 6560 | London | WV | Vertical | Kanawha | 1 | Conventional Hydroelectric | HY |  | S | X | X |  |  | 4.8 | 0.8 | 4.8 | 4.8 | 1 | N |  |  | OP | X | 12 | 1935 | Pre-2000 |  |  | N | Electric Utility | Utility | Investor Owned Utility | 1 | X | WAT | Renewable | 4.8 | 0 | 1 | 0
Operable | 733 | Appalachian Power Co |  | 6560 | London | WV | Vertical | Kanawha | 2 | Conventional Hydroelectric | HY |  | S | X | X |  |  | 4.8 | 0.8 | 4.8 | 4.8 | 1 | N |  |  | OP | X | 12 | 1935 | Pre-2000 |  |  | N | Electric Utility | Utility | Investor Owned Utility | 1 | X | WAT | Renewable | 4.8 | 0 | 1 | 0
Operable | 733 | Appalachian Power Co |  | 6560 | London | WV | Vertical | Kanawha | 3 | Conventional Hydroelectric | HY |  | S | X | X |  |  | 4.8 | 0.8 | 4.8 | 4.8 | 1 | N |  |  | OP | X | 12 | 1935 | Pre-2000 |  |  | N | Electric Utility | Utility | Investor Owned Utility | 1 | X | WAT | Renewable | 4.8 | 0 | 1 | 0
Operable | 733 | Appalachian Power Co |  | 6561 | Marmet | WV | Vertical | Kanawha | 1 | Conventional Hydroelectric | HY |  | S | X | X |  |  | 4.8 | 0.8 | 4.8 | 4.8 | 1 | N |  |  | OP | X | 12 | 1935 | Pre-2000 |  |  | N | Electric Utility | Utility | Investor Owned Utility | 1 | X | WAT | Renewable | 4.8 | 0 | 1 | 0
Operable | 733 | Appalachian Power Co |  | 6561 | Marmet | WV | Vertical | Kanawha | 2 | Conventional Hydroelectric | HY |  | S | X | X |  |  | 4.8 | 0.8 | 4.8 | 4.8 | 1 | N |  |  | OP | X | 12 | 1935 | Pre-2000 |  |  | N | Electric Utility | Utility | Investor Owned Utility | 1 | X | WAT | Renewable | 4.8 | 0 | 1 | 0
Operable | 733 | Appalachian Power Co |  | 6561 | Marmet | WV | Vertical | Kanawha | 3 | Conventional Hydroelectric | HY |  | S | X | X |  |  | 4.8 | 0.8 | 4.8 | 4.8 | 1 | N |  |  | OP | X | 12 | 1935 | Pre-2000 |  |  | N | Electric Utility | Utility | Investor Owned Utility | 1 | X | WAT | Renewable | 4.8 | 0 | 1 | 0
Operable | 733 | Appalachian Power Co |  | 6562 | Winfield | WV | Vertical | Putnam | 1 | Conventional Hydroelectric | HY |  | S | X | X |  |  | 14.7 | 0.8 | 8.9 | 14.5 | 1 | N |  |  | OP | X | 1 | 1938 | Pre-2000 |  |  | N | Electric Utility | Utility | Investor Owned Utility | 1 | X | WAT | Renewable | 14.7 | 0 | 1 | 0
Operable | 733 | Appalachian Power Co |  | 6562 | Winfield | WV | Vertical | Putnam | 2 | Conventional Hydroelectric | HY |  | S | X | X |  |  | 4.9 | 0.8 | 4.9 | 4.9 | 1 | N |  |  | OP | X | 1 | 1938 | Pre-2000 |  |  | N | Electric Utility | Utility | Investor Owned Utility | 1 | X | WAT | Renewable | 4.9 | 0 | 1 | 0
Operable | 733 | Appalachian Power Co |  | 6562 | Winfield | WV | Vertical | Putnam | 3 | Conventional Hydroelectric | HY |  | S | X | X |  |  | 4.9 | 0.8 | 4.9 | 4.9 | 1 | N |  |  | OP | X | 1 | 1938 | Pre-2000 |  |  | N | Electric Utility | Utility | Investor Owned Utility | 1 | X | WAT | Renewable | 4.9 | 0 | 1 | 0
Operable | 733 | Appalachian Power Co |  | 55276 | Ceredo Generating Station | WV | Vertical | Wayne | 1 | Natural Gas Fired Combustion Turbine | GT |  | S | X | X |  |  | 86.5 | 0.85 | 75 | 86 | 64 | N |  |  | OP | X | 6 | 2001 | 2001 |  |  | N | Electric Utility | Utility | Investor Owned Utility | 1 | X | NG | Non-Renewable | 0 | 86.5 | 0 | 1
Operable | 733 | Appalachian Power Co |  | 55276 | Ceredo Generating Station | WV | Vertical | Wayne | 2 | Natural Gas Fired Combustion Turbine | GT |  | S | X | X |  |  | 86.5 | 0.85 | 75 | 86 | 64 | N |  |  | OP | X | 6 | 2001 | 2001 |  |  | N | Electric Utility | Utility | Investor Owned Utility | 1 | X | NG | Non-Renewable | 0 | 86.5 | 0 | 1
Operable | 733 | Appalachian Power Co |  | 55276 | Ceredo Generating Station | WV | Vertical | Wayne | 3 | Natural Gas Fired Combustion Turbine | GT |  | S | X | X |  |  | 86.5 | 0.85 | 75 | 86 | 64 | N |  |  | OP | X | 6 | 2001 | 2001 |  |  | N | Electric Utility | Utility | Investor Owned Utility | 1 | X | NG | Non-Renewable | 0 | 86.5 | 0 | 1
Operable | 733 | Appalachian Power Co |  | 55276 | Ceredo Generating Station | WV | Vertical | Wayne | 4 | Natural Gas Fired Combustion Turbine | GT |  | S | X | X |  |  | 86.5 | 0.85 | 75 | 86 | 64 | N |  |  | OP | X | 6 | 2001 | 2001 |  |  | N | Electric Utility | Utility | Investor Owned Utility | 1 | X | NG | Non-Renewable | 0 | 86.5 | 0 | 1
Operable | 733 | Appalachian Power Co |  | 55276 | Ceredo Generating Station | WV | Vertical | Wayne | 5 | Natural Gas Fired Combustion Turbine | GT |  | S | X | X |  |  | 86.5 | 0.85 | 75 | 86 | 64 | N |  |  | OP | X | 6 | 2001 | 2001 |  |  | N | Electric Utility | Utility | Investor Owned Utility | 1 | X | NG | Non-Renewable | 0 | 86.5 | 0 | 1
Operable | 733 | Appalachian Power Co |  | 55276 | Ceredo Generating Station | WV | Vertical | Wayne | 6 | Natural Gas Fired Combustion Turbine | GT |  | S | X | X |  |  | 86.5 | 0.85 | 75 | 86 | 64 | N |  |  | OP | X | 6 | 2001 | 2001 |  |  | N | Electric Utility | Utility | Investor Owned Utility | 1 | X | NG | Non-Renewable | 0 | 86.5 | 0 | 1
Operable | 733 | Appalachian Power Co |  | 55350 | Dresden Energy Facility | OH | Restructured | Muskingum | 1 | Natural Gas Fired Combined Cycle | CT | CC1 | S | X | Y |  |  | 198.9 | 0.85 | 158.3 | 183.3 | 90 | N |  |  | OP | X | 2 | 2012 | 2012 |  |  | N | Electric Utility | Utility | Investor Owned Utility | 1 | X | NG | Non-Renewable | 0 | 198.9 | 0 | 1
Operable | 733 | Appalachian Power Co |  | 55350 | Dresden Energy Facility | OH | Restructured | Muskingum | 2 | Natural Gas Fired Combined Cycle | CT | CC1 | S | X | Y |  |  | 198.9 | 0.85 | 158.3 | 183.3 | 90 | N |  |  | OP | X | 2 | 2012 | 2012 |  |  | N | Electric Utility | Utility | Investor Owned Utility | 1 | X | NG | Non-Renewable | 0 | 198.9 | 0 | 1
Operable | 733 | Appalachian Power Co |  | 55350 | Dresden Energy Facility | OH | Restructured | Muskingum | 3 | Natural Gas Fired Combined Cycle | CA | CC1 | S | Y | X |  |  | 280.5 | 0.85 | 223.4 | 258.4 | 173 | N |  |  | OP | X | 2 | 2012 | 2012 |  |  | N | Electric Utility | Utility | Investor Owned Utility | 1 | X | NG | Non-Renewable | 0 | 280.5 | 0 | 1
Operable | 733 | Appalachian Power Co |  | 67225 | Amherst Solar Facility (VA) | VA | Vertical | Amherst | 1 | Solar Photovoltaic | PV |  | S | X | X |  |  | 4.9 |  | 4.9 | 4.9 |  | N |  |  | OP | X | 10 | 2023 | 2023 |  |  | N | Electric Utility | Utility | Investor Owned Utility | 1 | X | SUN | Renewable | 4.9 | 0 | 1 | 0
Operable | 64655 | Appaloosa Run Wind, LLC |  | 65335 | Appaloosa Run Wind | TX | Restructured | Upton | WAPPA | Onshore Wind Turbine | WT |  | S | X | X |  |  | 171.8 |  | 171.8 | 171.8 | 0 | N |  |  | OP | X | 12 | 2022 | 2022 |  |  | N | IPP Non-CHP | IPP | IPP | 2 | X | WND | Renewable | 171.8 | 0 | 1 | 0
Operable | 60456 | Apple Blossom Wind, LLC |  | 58690 | Apple Blossom Wind Farm | MI | Vertical | Huron | APLB1 | Onshore Wind Turbine | WT |  | W | X | X |  |  | 100 |  | 100 | 100 | 0 | N |  |  | OP | X | 11 | 2017 | 2017 |  |  | N | IPP Non-CHP | IPP | IPP | 2 | X | WND | Renewable | 100 | 0 | 1 | 0
Operable | 64548 | Apple Grove Solar, LLC |  | 65224 | Apple Grove Solar, LLC | VA | Vertical | Louisa | ENX15 | Solar Photovoltaic | PV |  | S | X | X |  |  | 18.6 |  | 18.6 | 18.6 |  | N |  |  | OP | X | 12 | 2023 | 2023 |  |  | N | IPP Non-CHP | IPP | IPP | 2 | X | SUN | Renewable | 18.6 | 0 | 1 | 0
Operable | 57369 | Apple, Inc |  | 57994 | Apple Data Center PV | NC | Vertical | Catawba | PV1 | Solar Photovoltaic | PV |  | S | X | X |  |  | 21 |  | 20 | 16.5 |  | N |  |  | OP | X | 2 | 2013 | 2013 |  |  | N | Commercial Non-CHP | Customer Sited | Other | 4 | X | SUN | Renewable | 21 | 0 | 1 | 0
Operable | 57369 | Apple, Inc |  | 58701 | Apple Data Center - PV2 | NC | Vertical | Catawba | PV2 | Solar Photovoltaic | PV |  | S | X | X |  |  | 20 |  | 19.4 | 16.5 |  | N |  |  | OP | X | 10 | 2013 | 2013 |  |  | N | Commercial Non-CHP | Customer Sited | Other | 4 | X | SUN | Renewable | 20 | 0 | 1 | 0
Operable | 57369 | Apple, Inc |  | 59473 | Apple Campus 2 PV | CA | Vertical | Santa Clara | AC2PV | Solar Photovoltaic | PV |  | S | X | X |  |  | 14.4 |  | 12.4 | 9.5 |  | N |  |  | OP | X | 6 | 2017 | 2017 |  |  | N | Industrial Non-CHP | Customer Sited | Other | 6 | X | SUN | Renewable | 14.4 | 0 | 1 | 0
Operable | 57369 | Apple, Inc |  | 59474 | Apple Data Center PV3 | NC | Vertical | Catawba | DCPV3 | Solar Photovoltaic | PV |  | S | X | X |  |  | 17.5 |  | 17.5 | 14.4 |  | N |  |  | OP | X | 12 | 2015 | 2015 |  |  | N | Commercial Non-CHP | Customer Sited | Other | 4 | X | SUN | Renewable | 17.5 | 0 | 1 | 0
Operable | 57369 | Apple, Inc |  | 59557 | Apple Campus 2 Fuel Cell | CA | Vertical | Santa Clara | AC2FC | Landfill Gas | FC |  | S | X | X |  |  | 4 |  | 4 | 4 | 2 | N |  |  | OP | X | 6 | 2017 | 2017 |  |  | N | Industrial Non-CHP | Customer Sited | Other | 6 | X | LFG | Renewable | 4 | 0 | 1 | 0
Operable | 57369 | Apple, Inc |  | 60413 | Bonnybrooke PV | AZ | Vertical | Pinal | AZPV1 | Solar Photovoltaic | PV |  | S | X | X |  |  | 50 |  | 50 | 41 |  | N |  |  | OP | X | 11 | 2016 | 2016 |  |  | N | IPP Non-CHP | IPP | IPP | 2 | X | SUN | Renewable | 50 | 0 | 1 | 0
Operable | 57369 | Apple, Inc |  | 64404 | Mesa Carport PV | AZ | Vertical | Maricopa | CPTPV | Solar Photovoltaic | PV |  | S | X | X |  |  | 3.6 |  | 3.6 | 2.7 |  | N |  |  | OP | X | 3 | 2020 | 2020 |  |  | N | Commercial Non-CHP | Customer Sited | Other | 4 | X | SUN | Renewable | 3.6 | 0 | 1 | 0
Operable | 57369 | Apple, Inc |  | 64404 | Mesa Carport PV | AZ | Vertical | Maricopa | GFTPV | Solar Photovoltaic | PV |  | S | X | X |  |  | 1 |  | 1 | 0.2 |  | N |  |  | OP | X | 3 | 2020 | 2020 |  |  | N | Commercial Non-CHP | Customer Sited | Other | 4 | X | SUN | Renewable | 1 | 0 | 1 | 0
Operable | 756 | Appomattox River Associates LP |  | 10155 | Brasfield | VA | Vertical | Chesterfield | 1 | Conventional Hydroelectric | HY |  | S | X | X |  |  | 2.9 | 0.99 | 2.9 | 2.9 | 0.3 | N |  |  | OP | X | 9 | 1993 | Pre-2000 |  |  | N | IPP Non-CHP | IPP | IPP | 2 | X | WAT | Renewable | 2.9 | 0 | 1 | 0
Operable | 56645 | Aqua America Inc |  | 57280 | Aqua Ingrams Mill | PA | Restructured | Chester | 1 | Solar Photovoltaic | PV |  | S | X | X |  |  | 1 |  | 0.9 | 0.7 |  | N |  |  | OP | X | 12 | 2009 | 2009 |  |  | N | IPP Non-CHP | IPP | IPP | 2 | X | SUN | Renewable | 1 | 0 | 1 | 0
Operable | 56645 | Aqua America Inc |  | 58535 | Pickering Solar | PA | Restructured | Chester | 1 | Solar Photovoltaic | PV |  | S | X | X |  |  | 1.5 |  | 1.4 | 1 |  | N |  |  | OP | X | 1 | 2012 | 2012 |  |  | N | IPP Non-CHP | IPP | IPP | 2 | X | SUN | Renewable | 1.5 | 0 | 1 | 0
Operable | 62049 | Aquamarine Westside LLC |  | 62547 | Aquamarine | CA | Vertical | Kings | AQUAM | Solar Photovoltaic | PV |  | S | X | X | AQUAWS_7_N002 |  | 250 |  | 250 | 250 |  | N |  |  | OP | X | 9 | 2021 | 2021 |  |  | N | IPP Non-CHP | IPP | IPP | 2 | X | SUN | Renewable | 250 | 0 | 1 | 0
Operable | 59039 | Arbuckle Mountain Wind Farm LLC |  | 59234 | Arbuckle Mountain Wind Farm LLC | OK | Vertical | Murray | GEN1 | Onshore Wind Turbine | WT |  | S | X | X |  |  | 100 |  | 100 | 100 | 1 | N |  |  | OP | X | 11 | 2015 | 2015 |  |  | N | IPP Non-CHP | IPP | IPP | 2 | X | WND | Renewable | 100 | 0 | 1 | 0
Operable | 63258 | Arcadia Solar, LLC |  | 61208 | Gulfport Naval Base CSG PV System | MS | Vertical | Harrison | PV1 | Solar Photovoltaic | PV |  | S | X | X |  |  | 3.5 |  | 3.5 | 3.5 |  | N |  |  | OP | X | 5 | 2017 | 2017 |  |  | N | IPP Non-CHP | IPP | IPP | 2 | X | SUN | Renewable | 3.5 | 0 | 1 | 0
Operable | 63258 | Arcadia Solar, LLC |  | 63542 | Enter Solar | MN | Vertical | Waseca | ENTER | Solar Photovoltaic | PV |  | S | X | X |  |  | 1 | 0.98 | 1 | 1 |  | N |  |  | OP | X | 1 | 2019 | 2019 |  |  | N | IPP Non-CHP | IPP | IPP | 2 | X | SUN | Renewable | 1 | 0 | 1 | 0
Operable | 63258 | Arcadia Solar, LLC |  | 63543 | Lange Solar | MN | Vertical | Olmsted | LNGE | Solar Photovoltaic | PV |  | S | X | X |  |  | 1 | 0.98 | 1 | 1 |  | N |  |  | OP | X | 9 | 2019 | 2019 |  |  | N | IPP Non-CHP | IPP | IPP | 2 | X | SUN | Renewable | 1 | 0 | 1 | 0
Operable | 772 | Archer Daniels Midland Co |  | 10860 | Archer Daniels Midland Clinton | IA | Vertical | Clinton | 1A | Conventional Steam Coal | ST |  | S | X | X | Sales to Utility only | Sales to Utility only | 75 | 0.85 | 75 | 75 | 0 | N |  |  | OP | X | 2 | 2009 | 2009 |  |  | Y | Industrial CHP | Customer Sited | Other | 7 | T | SUB | Non-Renewable | 0 | 75 | 0 | 1 | OBS | WDS | TDF | BIT | PC
Operable | 772 | Archer Daniels Midland Co |  | 10860 | Archer Daniels Midland Clinton | IA | Vertical | Clinton | 2A | Conventional Steam Coal | ST |  | S | X | X | Sales to Utility only | Sales to Utility only | 105 | 0.85 | 105 | 105 | 20 | N |  |  | OP | X | 4 | 2009 | 2009 |  |  | Y | Industrial CHP | Customer Sited | Other | 7 | T | SUB | Non-Renewable | 0 | 105 | 0 | 1 | OBS | WDS | TDF | BIT | PC
Operable | 772 | Archer Daniels Midland Co |  | 10861 | Archer Daniels Midland Des Moines | IA | Vertical | Polk | GEN1 | Conventional Steam Coal | ST |  | S | X | X | No sales | No sales | 7.9 | 0.85 | 7.9 | 7.9 | 0.8 | N |  |  | OP | X | 5 | 1988 | Pre-2000 |  |  | Y | Industrial CHP | Customer Sited | Other | 7 | T | SUB | Non-Renewable | 0 | 7.9 | 0 | 1
Operable | 772 | Archer Daniels Midland Co |  | 10862 | Archer Daniels Midland Lincoln | NE | Vertical | Lancaster | GEN1 | Conventional Steam Coal | ST |  | S | X | X | No sales | No sales | 7.9 | 0.85 | 7.9 | 7.9 | 0.8 | N |  |  | OP | X | 7 | 1988 | Pre-2000 |  |  | Y | Industrial CHP | Customer Sited | Other | 7 | T | SUB | Non-Renewable | 0 | 7.9 | 0 | 1
Operable | 772 | Archer Daniels Midland Co |  | 10863 | Archer Daniels Midland Mankato | MN | Vertical | Blue Earth | GEN1 | Conventional Steam Coal | ST |  | S | X | X | No sales | No sales | 6.1 | 0.85 | 6.2 | 6.2 | 0.8 | N |  |  | OP | X | 10 | 1987 | Pre-2000 |  |  | Y | Industrial CHP | Customer Sited | Other | 7 | T | SUB | Non-Renewable | 0 | 6.1 | 0 | 1
Operable | 772 | Archer Daniels Midland Co |  | 10864 | Archer Daniels Midland Cedar Rapids | IA | Vertical | Linn | GEN1 | Conventional Steam Coal | ST |  | S | X | X | Sales to Utility only | Sales to Utility only | 31 | 0.8 | 31 | 31 | 0 | N |  |  | OP | X | 11 | 1988 | Pre-2000 |  |  | Y | Industrial CHP | Customer Sited | Other | 7 | T | SUB | Non-Renewable | 0 | 31 | 0 | 1 | BIT | SLW
Operable | 772 | Archer Daniels Midland Co |  | 10864 | Archer Daniels Midland Cedar Rapids | IA | Vertical | Linn | GEN2 | Conventional Steam Coal | ST |  | S | X | X |  |  | 31 | 0.8 | 31 | 31 | 0 | N |  |  | OP | X | 11 | 1988 | Pre-2000 |  |  | Y | Industrial CHP | Customer Sited | Other | 7 | T | SUB | Non-Renewable | 0 | 31 | 0 | 1 | BIT | SLW
Operable | 772 | Archer Daniels Midland Co |  | 10864 | Archer Daniels Midland Cedar Rapids | IA | Vertical | Linn | GEN3 | Conventional Steam Coal | ST |  | S | X | X |  |  | 31 | 0.8 | 31 | 31 | 0 | N |  |  | OP | X | 11 | 1988 | Pre-2000 |  |  | Y | Industrial CHP | Customer Sited | Other | 7 | T | SUB | Non-Renewable | 0 | 31 | 0 | 1 | BIT | SLW
Operable | 772 | Archer Daniels Midland Co |  | 10864 | Archer Daniels Midland Cedar Rapids | IA | Vertical | Linn | GEN4 | Conventional Steam Coal | ST |  | S | X | X |  |  | 31 | 0.8 | 31 | 31 | 0 | N |  |  | OP | X | 11 | 1988 | Pre-2000 |  |  | Y | Industrial CHP | Customer Sited | Other | 7 | T | SUB | Non-Renewable | 0 | 31 | 0 | 1 | BIT | SLW
Operable | 772 | Archer Daniels Midland Co |  | 10864 | Archer Daniels Midland Cedar Rapids | IA | Vertical | Linn | GEN5 | Conventional Steam Coal | ST |  | S | X | X |  |  | 31 | 0.8 | 31 | 31 | 0 | N |  |  | OP | X | 2 | 1995 | Pre-2000 |  |  | Y | Industrial CHP | Customer Sited | Other | 7 | T | SUB | Non-Renewable | 0 | 31 | 0 | 1 | BIT | SLW
Operable | 772 | Archer Daniels Midland Co |  | 10864 | Archer Daniels Midland Cedar Rapids | IA | Vertical | Linn | GEN6 | Conventional Steam Coal | ST |  | S | X | X |  |  | 101.1 | 0.85 | 105 | 105 | 20 | N |  |  | OP | X | 11 | 2000 | 2000 |  |  | Y | Industrial CHP | Customer Sited | Other | 7 | T | SUB | Non-Renewable | 0 | 101.1 | 0 | 1 | BIT | SLW
Operable | 772 | Archer Daniels Midland Co |  | 10864 | Archer Daniels Midland Cedar Rapids | IA | Vertical | Linn | GEN7 | Natural Gas Fired Combustion Turbine | GT |  | S | X | X |  |  | 38.5 | 0.85 | 35 | 41 | 4 | N |  |  | OP | X | 9 | 2016 | 2016 |  |  | N | Industrial CHP | Customer Sited | Other | 7 | X | NG | Non-Renewable | 0 | 38.5 | 0 | 1
Operable | 772 | Archer Daniels Midland Co |  | 10865 | Archer Daniels Midland Decatur | IL | Restructured | Macon | GEN2 | Conventional Steam Coal | ST |  | S | X | X | Sales to Utility only | Sales to Utility only | 31 | 0.8 | 31 | 31 | 0 | N |  |  | OP | X | 4 | 1987 | Pre-2000 |  |  | Y | Industrial CHP | Customer Sited | Other | 7 | T | BIT | Non-Renewable | 0 | 31 | 0 | 1 | SUB | TDF | WDS
Operable | 772 | Archer Daniels Midland Co |  | 10865 | Archer Daniels Midland Decatur | IL | Restructured | Macon | GEN3 | Conventional Steam Coal | ST |  | S | X | X |  |  | 31 | 0.8 | 31 | 31 | 0 | N |  |  | OP | X | 4 | 1987 | Pre-2000 |  |  | Y | Industrial CHP | Customer Sited | Other | 7 | T | BIT | Non-Renewable | 0 | 31 | 0 | 1 | SUB | TDF | WDS
Operable | 772 | Archer Daniels Midland Co |  | 10865 | Archer Daniels Midland Decatur | IL | Restructured | Macon | GEN4 | Conventional Steam Coal | ST |  | S | X | X |  |  | 31 | 0.8 | 31 | 31 | 0 | N |  |  | OP | X | 5 | 1987 | Pre-2000 |  |  | Y | Industrial CHP | Customer Sited | Other | 7 | T | BIT | Non-Renewable | 0 | 31 | 0 | 1 | SUB | TDF | WDS
Operable | 772 | Archer Daniels Midland Co |  | 10865 | Archer Daniels Midland Decatur | IL | Restructured | Macon | GEN5 | Conventional Steam Coal | ST |  | S | X | X |  |  | 31 | 0.8 | 31 | 31 | 0 | N |  |  | OP | X | 12 | 1987 | Pre-2000 |  |  | Y | Industrial CHP | Customer Sited | Other | 7 | T | BIT | Non-Renewable | 0 | 31 | 0 | 1 | SUB | TDF | WDS
Operable | 772 | Archer Daniels Midland Co |  | 10865 | Archer Daniels Midland Decatur | IL | Restructured | Macon | GEN6 | Conventional Steam Coal | ST |  | S | X | X |  |  | 31 | 0.8 | 31 | 31 | 0 | N |  |  | OP | X | 9 | 1994 | Pre-2000 |  |  | Y | Industrial CHP | Customer Sited | Other | 7 | T | BIT | Non-Renewable | 0 | 31 | 0 | 1 | SUB | TDF | WDS
Operable | 772 | Archer Daniels Midland Co |  | 10865 | Archer Daniels Midland Decatur | IL | Restructured | Macon | GEN7 | Conventional Steam Coal | ST |  | S | X | X |  |  | 75 | 0.85 | 75 | 75 | 0 | N |  |  | OP | X | 4 | 1997 | Pre-2000 |  |  | Y | Industrial CHP | Customer Sited | Other | 7 | T | BIT | Non-Renewable | 0 | 75 | 0 | 1 | SUB | TDF | WDS
Operable | 772 | Archer Daniels Midland Co |  | 10865 | Archer Daniels Midland Decatur | IL | Restructured | Macon | GEN8 | Conventional Steam Coal | ST |  | S | X | X |  |  | 105 | 0.85 | 105 | 105 | 32 | N |  |  | OP | X | 4 | 2005 | 2005 |  |  | Y | Industrial CHP | Customer Sited | Other | 7 | T | BIT | Non-Renewable | 0 | 105 | 0 | 1 | SUB | TDF | WDS
Operable | 772 | Archer Daniels Midland Co |  | 54316 | Archer Daniels Midland Southport | NC | Vertical | Brunswick | GEN1 | Natural Gas Fired Combustion Turbine | GT |  | S | X | X | No Sales | No sales | 18 | 0.85 | 15 | 18 | 5 | N |  |  | SB | Y | 9 | 1992 | Pre-2000 |  |  | Y | Industrial CHP | Customer Sited | Other | 7 | T | NG | Non-Renewable | 0 | 18 | 0 | 1 | DFO
Operable | 772 | Archer Daniels Midland Co |  | 54316 | Archer Daniels Midland Southport | NC | Vertical | Brunswick | GEN2 | Natural Gas Fired Combustion Turbine | GT |  | S | X | X |  |  | 17.5 | 0.85 | 15 | 17.5 | 5 | N |  |  | SB | Y | 10 | 1992 | Pre-2000 |  |  | Y | Industrial CHP | Customer Sited | Other | 7 | T | NG | Non-Renewable | 0 | 17.5 | 0 | 1 | DFO
Operable | 772 | Archer Daniels Midland Co |  | 54316 | Archer Daniels Midland Southport | NC | Vertical | Brunswick | GEN3 | Natural Gas Fired Combustion Turbine | GT |  | S | X | X |  |  | 17 | 0.85 | 15 | 17 | 5 | N |  |  | SB | Y | 4 | 1995 | Pre-2000 |  |  | Y | Industrial CHP | Customer Sited | Other | 7 | T | NG | Non-Renewable | 0 | 17 | 0 | 1 | DFO
Operable | 772 | Archer Daniels Midland Co |  | 54908 | Enderlin | ND | Vertical | Ransom | GEN1 | Other Waste Biomass | ST |  | S | X | X | No sales | No sales | 5.1 | 0.85 | 5.1 | 5.1 | 0.3 | N |  |  | SB | Y | 8 | 1983 | Pre-2000 |  |  | Y | Industrial CHP | Customer Sited | Other | 7 | T | AB | Renewable | 5.1 | 0 | 1 | 0 | NG
Operable | 772 | Archer Daniels Midland Co |  | 54908 | Enderlin | ND | Vertical | Ransom | GEN2 | Other Waste Biomass | ST |  | S | X | X |  |  | 4.7 | 0.85 | 4.7 | 4.7 | 0.3 | N |  |  | SB | Y | 8 | 1983 | Pre-2000 |  |  | Y | Industrial CHP | Customer Sited | Other | 7 | T | AB | Renewable | 4.7 | 0 | 1 | 0
Operable | 772 | Archer Daniels Midland Co |  | 57046 | Archer Daniels Midland Columbus | NE | Vertical | Platte | GEN1 | Conventional Steam Coal | ST |  | S | X | X | Sales to Utility only | Sales to Utility only | 71.4 | 0.85 | 61 | 61 | 0 | N |  |  | OP | X | 5 | 2010 | 2010 |  |  | Y | Industrial CHP | Customer Sited | Other | 7 | T | SUB | Non-Renewable | 0 | 71.4 | 0 | 1 | BIT | TDF | AB | WDS | OBS
Operable | 63113 | Architect of the Capitol, Capitol Power Plant |  | 63347 | AOC, Capitol Power Plant | DC | Restructured | District of Columbia | CTG1 | Natural Gas Fired Combustion Turbine | GT |  | S | X | X | NA | NA | 7.5 | 0.8 | 7.5 | 7.5 | 7 | N |  |  | OP | X | 8 | 2018 | 2018 |  |  | Y | Commercial CHP | Customer Sited | Other | 5 | T | NG | Non-Renewable | 0 | 7.5 | 0 | 1 | DFO
Operable | 867 | ARCO Products Co-Watson |  | 50216 | Watson Cogeneration | CA | Vertical | Los Angeles | GN91 | Natural Gas Fired Combined Cycle | CT | CC1 | W | X | N | POD_ARCOGN_2_UNITS | POD_ARCOGN_2_UNITS | 82 | 0.9 | 82 | 82 | 68 | N |  |  | OP | X | 3 | 1988 | Pre-2000 |  |  | Y | Industrial CHP | Customer Sited | Other | 7 | T | NG | Non-Renewable | 0 | 82 | 0 | 1 | OG | WO
Operable | 867 | ARCO Products Co-Watson |  | 50216 | Watson Cogeneration | CA | Vertical | Los Angeles | GN92 | Natural Gas Fired Combined Cycle | CT | CC1 | W | X | N | POD_ARCOGN_2_UNITS | POD_ARCOGN_2_UNITS | 82 | 0.9 | 82 | 82 | 68 | N |  |  | OP | X | 2 | 1988 | Pre-2000 |  |  | Y | Industrial CHP | Customer Sited | Other | 7 | T | NG | Non-Renewable | 0 | 82 | 0 | 1 | OG | WO
Operable | 867 | ARCO Products Co-Watson |  | 50216 | Watson Cogeneration | CA | Vertical | Los Angeles | GN93 | Natural Gas Fired Combined Cycle | CT | CC1 | W | X | N | POD_ARCOGN_2_UNITS | POD_ARCOGN_2_UNITS | 82 | 0.9 | 82 | 82 | 68 | N |  |  | OP | X | 1 | 1988 | Pre-2000 |  |  | Y | Industrial CHP | Customer Sited | Other | 7 | T | NG | Non-Renewable | 0 | 82 | 0 | 1 | OG | WO
Operable | 867 | ARCO Products Co-Watson |  | 50216 | Watson Cogeneration | CA | Vertical | Los Angeles | GN94 | Natural Gas Fired Combined Cycle | CT | CC1 | W | X | N | POD_ARCOGN_2_UNITS | POD_ARCOGN_2_UNITS | 82 | 0.9 | 82 | 82 | 68 | N |  |  | OP | X | 12 | 1987 | Pre-2000 |  |  | Y | Industrial CHP | Customer Sited | Other | 7 | T | NG | Non-Renewable | 0 | 82 | 0 | 1 | OG | WO
Operable | 867 | ARCO Products Co-Watson |  | 50216 | Watson Cogeneration | CA | Vertical | Los Angeles | GN95 | Natural Gas Fired Combined Cycle | CA | CC1 | W | Y | X | POD_ARCOGN_2_UNITS | POD_ARCOGN_2_UNITS | 38.5 | 0.9 | 35 | 35 | 10 | N |  |  | OP | X | 2 | 1988 | Pre-2000 |  |  | Y | Industrial CHP | Customer Sited | Other | 7 | T | NG | Non-Renewable | 0 | 38.5 | 0 | 1 | OG
Operable | 867 | ARCO Products Co-Watson |  | 50216 | Watson Cogeneration | CA | Vertical | Los Angeles | GN96 | Natural Gas Fired Combined Cycle | CA | CC1 | W | Y | X | POD_ARCOGN_2_UNITS | POD_ARCOGN_2_UNITS | 38.5 | 0.9 | 35 | 35 | 10 | N |  |  | OP | X | 12 | 1987 | Pre-2000 |  |  | Y | Industrial CHP | Customer Sited | Other | 7 | T | NG | Non-Renewable | 0 | 38.5 | 0 | 1 | OG
Operable | 65207 | Arctaris Saddleback Solar, LLC |  | 66043 | Arctaris Saddleback Solar | ME | Restructured | Franklin | 63233 | Solar Photovoltaic | PV |  | S | X | X |  |  | 4.9 |  | 4.9 | 4.7 |  | N |  |  | OP | X | 11 | 2023 | 2023 |  |  | N | IPP Non-CHP | IPP | IPP | 2 | X | SUN | Renewable | 4.9 | 0 | 1 | 0
Operable | 64172 | Arevon Asset Management |  | 59308 | Beacon Solar Plant Site 5 | CA | Vertical | Kern | BEAC5 | Solar Photovoltaic | PV |  | S | X | X |  |  | 37.8 |  | 37.8 | 37.8 |  | N |  |  | OP | X | 12 | 2017 | 2017 |  |  | N | IPP Non-CHP | IPP | IPP | 2 | X | SUN | Renewable | 37.8 | 0 | 1 | 0
Operable | 64172 | Arevon Asset Management |  | 59309 | Beacon Solar Plant Site 2 | CA | Vertical | Kern | BEAC2 | Solar Photovoltaic | PV |  | S | X | X |  |  | 47.3 |  | 47.3 | 47.3 |  | N |  |  | OP | X | 12 | 2017 | 2017 |  |  | N | IPP Non-CHP | IPP | IPP | 2 | X | SUN | Renewable | 47.3 | 0 | 1 | 0
Operable | 64172 | Arevon Asset Management |  | 63943 | Coso Battery Storage | CA | Vertical | Inyo | 61730 | Batteries | BA |  | J | X | X |  |  | 60 | 0.95 | 60 | 60 |  | N |  |  | OP | X | 4 | 2022 | 2022 |  |  | N | IPP Non-CHP | IPP | IPP | 2 | X | MWH | Other | 0 | 0 | 0 | 0
Operable | 61230 | Arevon Energy, Inc. |  | 57337 | Dover Sun Park | DE | Restructured | Kent | 1 | Solar Photovoltaic | PV |  | S | X | X |  |  | 10 |  | 10 | 10 |  | N |  |  | OP | X | 7 | 2011 | 2011 |  |  | N | IPP Non-CHP | IPP | IPP | 2 | X | SUN | Renewable | 10 | 0 | 1 | 0
Operable | 61230 | Arevon Energy, Inc. |  | 57680 | Arlington Valley Solar Energy II | AZ | Vertical | Maricopa | AVSE1 | Solar Photovoltaic | PV |  | S | X | X |  |  | 19 |  | 18.5 | 18.5 |  | N |  |  | OP | X | 4 | 2013 | 2013 |  |  | N | IPP Non-CHP | IPP | IPP | 2 | X | SUN | Renewable | 19 | 0 | 1 | 0
Operable | 61230 | Arevon Energy, Inc. |  | 57680 | Arlington Valley Solar Energy II | AZ | Vertical | Maricopa | AVSE2 | Solar Photovoltaic | PV |  | S | X | X |  |  | 28 |  | 27.3 | 27.3 |  | N |  |  | OP | X | 4 | 2013 | 2013 |  |  | N | IPP Non-CHP | IPP | IPP | 2 | X | SUN | Renewable | 28 | 0 | 1 | 0
Operable | 61230 | Arevon Energy, Inc. |  | 57680 | Arlington Valley Solar Energy II | AZ | Vertical | Maricopa | AVSE3 | Solar Photovoltaic | PV |  | S | X | X |  |  | 28 |  | 27.3 | 27.3 |  | N |  |  | OP | X | 5 | 2013 | 2013 |  |  | N | IPP Non-CHP | IPP | IPP | 2 | X | SUN | Renewable | 28 | 0 | 1 | 0
Operable | 61230 | Arevon Energy, Inc. |  | 57680 | Arlington Valley Solar Energy II | AZ | Vertical | Maricopa | AVSE4 | Solar Photovoltaic | PV |  | S | X | X |  |  | 26 |  | 25 | 25 |  | N |  |  | OP | X | 8 | 2013 | 2013 |  |  | N | IPP Non-CHP | IPP | IPP | 2 | X | SUN | Renewable | 26 | 0 | 1 | 0
Operable | 61230 | Arevon Energy, Inc. |  | 57680 | Arlington Valley Solar Energy II | AZ | Vertical | Maricopa | AVSE5 | Solar Photovoltaic | PV |  | S | X | X |  |  | 28 |  | 27.3 | 27.3 |  | N |  |  | OP | X | 8 | 2013 | 2013 |  |  | N | IPP Non-CHP | IPP | IPP | 2 | X | SUN | Renewable | 28 | 0 | 1 | 0
Operable | 61230 | Arevon Energy, Inc. |  | 57859 | Moapa Southern Paiute | NV | Vertical | Clark | 1 | Solar Photovoltaic | PV |  | J | X | X |  |  | 250 |  | 250 | 250 |  | N |  |  | OP | X | 12 | 2016 | 2016 |  |  | N | IPP Non-CHP | IPP | IPP | 2 | X | SUN | Renewable | 250 | 0 | 1 | 0
Operable | 61230 | Arevon Energy, Inc. |  | 58408 | Maryland Solar | MD | Restructured | Washington | MSH1 | Solar Photovoltaic | PV |  | W | X | X |  |  | 27 |  | 20.9 | 20.9 |  | N |  |  | OP | X | 9 | 2013 | 2013 |  |  | N | IPP Non-CHP | IPP | IPP | 2 | X | SUN | Renewable | 27 | 0 | 1 | 0
Operable | 61230 | Arevon Energy, Inc. |  | 58430 | Centinela Solar Energy | CA | Vertical | Imperial | CSE1 | Solar Photovoltaic | PV |  | S | X | X |  |  | 34.2 |  | 33.4 | 33.4 |  | N |  |  | OP | X | 7 | 2013 | 2013 |  |  | N | IPP Non-CHP | IPP | IPP | 2 | X | SUN | Renewable | 34.2 | 0 | 1 | 0
Operable | 61230 | Arevon Energy, Inc. |  | 58430 | Centinela Solar Energy | CA | Vertical | Imperial | CSE2 | Solar Photovoltaic | PV |  | S | X | X |  |  | 26.6 |  | 25.6 | 25.6 |  | N |  |  | OP | X | 8 | 2013 | 2013 |  |  | N | IPP Non-CHP | IPP | IPP | 2 | X | SUN | Renewable | 26.6 | 0 | 1 | 0
Operable | 61230 | Arevon Energy, Inc. |  | 58430 | Centinela Solar Energy | CA | Vertical | Imperial | CSE3 | Solar Photovoltaic | PV |  | S | X | X |  |  | 34.2 |  | 33.4 | 33.4 |  | N |  |  | OP | X | 10 | 2013 | 2013 |  |  | N | IPP Non-CHP | IPP | IPP | 2 | X | SUN | Renewable | 34.2 | 0 | 1 | 0
Operable | 61230 | Arevon Energy, Inc. |  | 58430 | Centinela Solar Energy | CA | Vertical | Imperial | CSE4 | Solar Photovoltaic | PV |  | S | X | X |  |  | 34.2 |  | 33.4 | 33.4 |  | N |  |  | OP | X | 12 | 2013 | 2013 |  |  | N | IPP Non-CHP | IPP | IPP | 2 | X | SUN | Renewable | 34.2 | 0 | 1 | 0
Operable | 61230 | Arevon Energy, Inc. |  | 58430 | Centinela Solar Energy | CA | Vertical | Imperial | CSE5 | Solar Photovoltaic | PV |  | S | X | X |  |  | 19 |  | 18.6 | 18.6 |  | N |  |  | OP | X | 4 | 2014 | 2014 |  |  | N | IPP Non-CHP | IPP | IPP | 2 | X | SUN | Renewable | 19 | 0 | 1 | 0
Operable | 61230 | Arevon Energy, Inc. |  | 58430 | Centinela Solar Energy | CA | Vertical | Imperial | CSE6 | Solar Photovoltaic | PV |  | S | X | X |  |  | 26.6 |  | 25.6 | 25.6 |  | N |  |  | OP | X | 5 | 2014 | 2014 |  |  | N | IPP Non-CHP | IPP | IPP | 2 | X | SUN | Renewable | 26.6 | 0 | 1 | 0
Operable | 61230 | Arevon Energy, Inc. |  | 58642 | Tulare 1 and 2 | CA | Vertical | Tulare | 1 | Solar Photovoltaic | PV |  | S | X | X |  |  | 1.5 |  | 1.5 | 1.5 |  | N |  |  | OP | X | 1 | 2014 | 2014 |  |  | N | IPP Non-CHP | IPP | IPP | 2 | X | SUN | Renewable | 1.5 | 0 | 1 | 0
Operable | 61230 | Arevon Energy, Inc. |  | 58642 | Tulare 1 and 2 | CA | Vertical | Tulare | 2 | Solar Photovoltaic | PV |  | S | X | X |  |  | 1.5 |  | 1.5 | 1.5 |  | N |  |  | OP | X | 1 | 2014 | 2014 |  |  | N | IPP Non-CHP | IPP | IPP | 2 | X | SUN | Renewable | 1.5 | 0 | 1 | 0
Operable | 61230 | Arevon Energy, Inc. |  | 59168 | Avalon Solar | AZ | Vertical | Pima | AS | Solar Photovoltaic | PV |  | S | X | X |  |  | 29 |  | 29 | 29 |  | N |  |  | OP | X | 12 | 2014 | 2014 |  |  | N | IPP Non-CHP | IPP | IPP | 2 | X | SUN | Renewable | 29 | 0 | 1 | 0
Operable | 61230 | Arevon Energy, Inc. |  | 59203 | Farmersville | CA | Vertical | Tulare | PV1 | Solar Photovoltaic | PV |  | S | X | X |  |  | 1.5 |  | 1.5 | 1.5 |  | N |  |  | OP | X | 7 | 2014 | 2014 |  |  | N | IPP Non-CHP | IPP | IPP | 2 | X | SUN | Renewable | 1.5 | 0 | 1 | 0
Operable | 61230 | Arevon Energy, Inc. |  | 59203 | Farmersville | CA | Vertical | Tulare | PV2 | Solar Photovoltaic | PV |  | S | X | X |  |  | 1.5 |  | 1.5 | 1.5 |  | N |  |  | OP | X | 7 | 2014 | 2014 |  |  | N | IPP Non-CHP | IPP | IPP | 2 | X | SUN | Renewable | 1.5 | 0 | 1 | 0
Operable | 61230 | Arevon Energy, Inc. |  | 59203 | Farmersville | CA | Vertical | Tulare | PV3 | Solar Photovoltaic | PV |  | S | X | X |  |  | 1.5 |  | 1.5 | 1.5 |  | N |  |  | OP | X | 7 | 2014 | 2014 |  |  | N | IPP Non-CHP | IPP | IPP | 2 | X | SUN | Renewable | 1.5 | 0 | 1 | 0
Operable | 61230 | Arevon Energy, Inc. |  | 59219 | Porterville 6 and 7 | CA | Vertical | Tulare | PV1 | Solar Photovoltaic | PV |  | S | X | X |  |  | 1.5 |  | 1.5 | 1.5 |  | N |  |  | OP | X | 7 | 2014 | 2014 |  |  | N | IPP Non-CHP | IPP | IPP | 2 | X | SUN | Renewable | 1.5 | 0 | 1 | 0
Operable | 61230 | Arevon Energy, Inc. |  | 59219 | Porterville 6 and 7 | CA | Vertical | Tulare | PV2 | Solar Photovoltaic | PV |  | S | X | X |  |  | 1.5 |  | 1.5 | 1.5 |  | N |  |  | OP | X | 7 | 2014 | 2014 |  |  | N | IPP Non-CHP | IPP | IPP | 2 | X | SUN | Renewable | 1.5 | 0 | 1 | 0
Operable | 61230 | Arevon Energy, Inc. |  | 59300 | Hanford 1 and 2 | CA | Vertical | Kings | HAN1 | Solar Photovoltaic | PV |  | S | X | X |  |  | 1.5 |  | 1.5 | 1.5 |  | N |  |  | OP | X | 8 | 2014 | 2014 |  |  | N | IPP Non-CHP | IPP | IPP | 2 | X | SUN | Renewable | 1.5 | 0 | 1 | 0
Operable | 61230 | Arevon Energy, Inc. |  | 59300 | Hanford 1 and 2 | CA | Vertical | Kings | HAN2 | Solar Photovoltaic | PV |  | S | X | X |  |  | 1.5 |  | 1.5 | 1.5 |  | N |  |  | OP | X | 8 | 2014 | 2014 |  |  | N | IPP Non-CHP | IPP | IPP | 2 | X | SUN | Renewable | 1.5 | 0 | 1 | 0
Operable | 61230 | Arevon Energy, Inc. |  | 59339 | Quinto Solar PV Project | CA | Vertical | Merced | SSC13 | Solar Photovoltaic | PV |  | S | X | X |  |  | 108 |  | 105.1 | 76.8 |  | N |  |  | OP | X | 11 | 2015 | 2015 |  |  | N | IPP Non-CHP | IPP | IPP | 2 | X | SUN | Renewable | 108 | 0 | 1 | 0
Operable | 61230 | Arevon Energy, Inc. |  | 59599 | Tropico Solar PV Plant | CA | Vertical | Tulare | GEN1 | Solar Photovoltaic | PV |  | S | X | X |  |  | 14 |  | 13 | 11 |  | N |  |  | OP | X | 9 | 2016 | 2016 |  |  | N | IPP Non-CHP | IPP | IPP | 2 | X | SUN | Renewable | 14 | 0 | 1 | 0
Operable | 61230 | Arevon Energy, Inc. |  | 59600 | Nicolis Solar PV Plant | CA | Vertical | Tulare | GEN1 | Solar Photovoltaic | PV |  | S | X | X |  |  | 20 |  | 19 | 16 |  | N |  |  | OP | X | 9 | 2016 | 2016 |  |  | N | IPP Non-CHP | IPP | IPP | 2 | X | SUN | Renewable | 20 | 0 | 1 | 0
Operable | 61230 | Arevon Energy, Inc. |  | 59638 | Coronal Lost Hills | CA | Vertical | Kern | CLH | Solar Photovoltaic | PV |  | S | X | X |  |  | 20 |  | 20 | 20 |  | N |  |  | OP | X | 5 | 2015 | 2015 |  |  | N | IPP Non-CHP | IPP | IPP | 2 | X | SUN | Renewable | 20 | 0 | 1 | 0
Operable | 61230 | Arevon Energy, Inc. |  | 59689 | Gulf Coast Solar Center I | FL | Vertical | Okaloosa | GCSC1 | Solar Photovoltaic | PV |  | S | X | X |  |  | 30 |  | 30 | 30 |  | N |  |  | OP | X | 6 | 2017 | 2017 |  |  | N | IPP Non-CHP | IPP | IPP | 2 | X | SUN | Renewable | 30 | 0 | 1 | 0
Operable | 61230 | Arevon Energy, Inc. |  | 59690 | Gulf Coast Solar Center II | FL | Vertical | Santa Rosa | GCSC2 | Solar Photovoltaic | PV |  | S | X | X |  |  | 40 |  | 40 | 40 |  | N |  |  | OP | X | 11 | 2017 | 2017 |  |  | N | IPP Non-CHP | IPP | IPP | 2 | X | SUN | Renewable | 40 | 0 | 1 | 0
Operable | 61230 | Arevon Energy, Inc. |  | 59691 | Gulf Coast Solar Center III | FL | Vertical | Escambia | GCSC3 | Solar Photovoltaic | PV |  | S | X | X |  |  | 50 |  | 50 | 50 |  | N |  |  | OP | X | 11 | 2017 | 2017 |  |  | N | IPP Non-CHP | IPP | IPP | 2 | X | SUN | Renewable | 50 | 0 | 1 | 0
Operable | 61230 | Arevon Energy, Inc. |  | 59868 | Kingbird A Solar LLC | CA | Vertical | Kern | GEN01 | Solar Photovoltaic | PV |  | J | X | X |  |  | 20 |  | 20 | 20 |  | N |  |  | OP | X | 4 | 2016 | 2016 |  |  | N | IPP Non-CHP | IPP | IPP | 2 | X | SUN | Renewable | 20 | 0 | 1 | 0
Operable | 61230 | Arevon Energy, Inc. |  | 60034 | CA Flats Solar 150, LLC | CA | Vertical | San Luis Obispo | GEN01 | Solar Photovoltaic | PV |  | S | X | X |  |  | 150 |  | 150 | 150 |  | N |  |  | OP | X | 2 | 2019 | 2019 |  |  | N | IPP Non-CHP | IPP | IPP | 2 | X | SUN | Renewable | 150 | 0 | 1 | 0
Operable | 61230 | Arevon Energy, Inc. |  | 60091 | Kingbird B Solar, LLC | CA | Vertical | Kern | GEN01 | Solar Photovoltaic | PV |  | J | X | X |  |  | 20 |  | 20 | 20 |  | N |  |  | OP | X | 4 | 2016 | 2016 |  |  | N | IPP Non-CHP | IPP | IPP | 2 | X | SUN | Renewable | 20 | 0 | 1 | 0
Operable | 61230 | Arevon Energy, Inc. |  | 61406 | Essex Solar Center | VA | Vertical | Essex | ESSEX | Solar Photovoltaic | PV |  | S | X | X |  |  | 20 |  | 20 | 20 |  | N |  |  | OP | X | 12 | 2017 | 2017 |  |  | N | IPP Non-CHP | IPP | IPP | 2 | X | SUN | Renewable | 20 | 0 | 1 | 0
Operable | 61230 | Arevon Energy, Inc. |  | 61412 | Latitude Solar Center | TN | Vertical | Hardeman | LATSC | Solar Photovoltaic | PV |  | S | X | X |  |  | 15 |  | 15 | 15 |  | N |  |  | OP | X | 12 | 2018 | 2018 |  |  | N | IPP Non-CHP | IPP | IPP | 2 | X | SUN | Renewable | 15 | 0 | 1 | 0
Operable | 61230 | Arevon Energy, Inc. |  | 61457 | Palmer Solar Center | VA | Vertical | Fluvanna | PALM | Solar Photovoltaic | PV |  | S | X | X |  |  | 5 |  | 5 | 5 |  | N |  |  | OP | X | 12 | 2017 | 2017 |  |  | N | IPP Non-CHP | IPP | IPP | 2 | X | SUN | Renewable | 5 | 0 | 1 | 0
Operable | 61230 | Arevon Energy, Inc. |  | 61458 | Martin Solar Center | VA | Vertical | Goochland | MARTN | Solar Photovoltaic | PV |  | S | X | X |  |  | 5 |  | 5 | 5 |  | N |  |  | OP | X | 12 | 2017 | 2017 |  |  | N | IPP Non-CHP | IPP | IPP | 2 | X | SUN | Renewable | 5 | 0 | 1 | 0
Operable | 61230 | Arevon Energy, Inc. |  | 63930 | Cal Flats BESS | CA | Vertical | Monterey | CF60 | Batteries | BA |  | S | X | X |  |  | 60 | 0.915 | 60 | 60 | 0 | N |  |  | OP | X | 11 | 2021 | 2021 |  |  | N | IPP Non-CHP | IPP | IPP | 2 | X | MWH | Other | 0 | 0 | 0 | 0
Operable | 60831 | Argo Navis Community Solar |  | 61183 | Argo Navis Community Solar | MN | Vertical | Washington | UACS1 | Solar Photovoltaic | PV |  | S | X | X |  |  | 1 |  | 0.9 | 0.9 |  | N |  |  | OP | X | 3 | 2018 | 2018 |  |  | N | IPP Non-CHP | IPP | IPP | 2 | X | SUN | Renewable | 1 | 0 | 1 | 0
Operable | 60831 | Argo Navis Community Solar |  | 61183 | Argo Navis Community Solar | MN | Vertical | Washington | UACS2 | Solar Photovoltaic | PV |  | S | X | X |  |  | 1 |  | 0.9 | 0.9 |  | N |  |  | OP | X | 5 | 2018 | 2018 |  |  | N | IPP Non-CHP | IPP | IPP | 2 | X | SUN | Renewable | 1 | 0 | 1 | 0
Operable | 60831 | Argo Navis Community Solar |  | 61183 | Argo Navis Community Solar | MN | Vertical | Washington | UACS3 | Solar Photovoltaic | PV |  | S | X | X |  |  | 1 |  | 0.9 | 0.9 |  | N |  |  | OP | X | 7 | 2018 | 2018 |  |  | N | IPP Non-CHP | IPP | IPP | 2 | X | SUN | Renewable | 1 | 0 | 1 | 0
Operable | 60444 | Argonne National Laboratory |  | 60742 | Argonne National Laboratory CHP | IL | Restructured | DuPage | CHP | Natural Gas Fired Combustion Turbine | GT |  | S | X | X | J310 | J310 | 6.3 | 0.9 | 4.7 | 7.1 | 0.5 | N |  |  | OP | X | 5 | 2016 | 2016 |  |  | Y | IPP CHP | IPP | IPP | 3 | T | NG | Non-Renewable | 0 | 6.3 | 0 | 1
Operable | 59942 | Argos Solar LLC |  | 60150 | Cornell Geneva Solar Farm | NY | Restructured | Ontario | ARGOS | Solar Photovoltaic | PV |  | S | X | X |  |  | 2 |  | 2 | 2 |  | N |  |  | OP | X | 12 | 2015 | 2015 |  |  | N | IPP Non-CHP | IPP | IPP | 2 | X | SUN | Renewable | 2 | 0 | 1 | 0
Operable | 60588 | Aries Community Solar |  | 60938 | Aries Community Solar | MN | Vertical | Dodge | AACS1 | Solar Photovoltaic | PV |  | S | X | X |  |  | 1 |  | 0.9 | 0.9 |  | N |  |  | OP | X | 10 | 2017 | 2017 |  |  | N | IPP Non-CHP | IPP | IPP | 2 | X | SUN | Renewable | 1 | 0 | 1 | 0
Operable | 60588 | Aries Community Solar |  | 60938 | Aries Community Solar | MN | Vertical | Dodge | AACS2 | Solar Photovoltaic | PV |  | S | X | X |  |  | 1 |  | 0.9 | 0.9 |  | N |  |  | OP | X | 10 | 2017 | 2017 |  |  | N | IPP Non-CHP | IPP | IPP | 2 | X | SUN | Renewable | 1 | 0 | 1 | 0
Operable | 60588 | Aries Community Solar |  | 60938 | Aries Community Solar | MN | Vertical | Dodge | AACS3 | Solar Photovoltaic | PV |  | S | X | X |  |  | 1 |  | 0.9 | 0.9 |  | N |  |  | OP | X | 10 | 2017 | 2017 |  |  | N | IPP Non-CHP | IPP | IPP | 2 | X | SUN | Renewable | 1 | 0 | 1 | 0
Operable | 60588 | Aries Community Solar |  | 60938 | Aries Community Solar | MN | Vertical | Dodge | AACS4 | Solar Photovoltaic | PV |  | S | X | X |  |  | 1 |  | 0.9 | 0.9 |  | N |  |  | OP | X | 10 | 2017 | 2017 |  |  | N | IPP Non-CHP | IPP | IPP | 2 | X | SUN | Renewable | 1 | 0 | 1 | 0
Operable | 796 | Arizona Electric Pwr Coop Inc |  | 160 | Apache Station | AZ | Vertical | Cochise | GT1 | Natural Gas Fired Combustion Turbine | GT |  | S | X | X |  |  | 11.5 | 0.85 | 10 | 10 | 1 | N |  |  | SB | Y | 2 | 1963 | Pre-2000 |  |  | N | Electric Utility | Utility | Cooperative | 1 | X | NG | Non-Renewable | 0 | 11.5 | 0 | 1
Operable | 796 | Arizona Electric Pwr Coop Inc |  | 160 | Apache Station | AZ | Vertical | Cochise | GT2 | Natural Gas Fired Combustion Turbine | GT |  | S | X | X |  |  | 20.4 | 0.9 | 18.5 | 20 | 2 | N |  |  | SB | Y | 6 | 1972 | Pre-2000 |  |  | N | Electric Utility | Utility | Cooperative | 1 | X | NG | Non-Renewable | 0 | 20.4 | 0 | 1
Operable | 796 | Arizona Electric Pwr Coop Inc |  | 160 | Apache Station | AZ | Vertical | Cochise | GT3 | Natural Gas Fired Combustion Turbine | GT |  | S | X | X |  |  | 78.7 | 0.9 | 60 | 63 | 7 | N |  |  | SB | Y | 6 | 1975 | Pre-2000 |  |  | N | Electric Utility | Utility | Cooperative | 1 | X | NG | Non-Renewable | 0 | 78.7 | 0 | 1
Operable | 796 | Arizona Electric Pwr Coop Inc |  | 160 | Apache Station | AZ | Vertical | Cochise | GT4 | Natural Gas Fired Combustion Turbine | GT |  | S | X | X |  |  | 60.5 | 0.85 | 38 | 44 | 5 | N |  |  | SB | Y | 10 | 2002 | 2002 |  |  | N | Electric Utility | Utility | Cooperative | 1 | X | NG | Non-Renewable | 0 | 60.5 | 0 | 1
Operable | 796 | Arizona Electric Pwr Coop Inc |  | 160 | Apache Station | AZ | Vertical | Cochise | ST1 | Natural Gas Steam Turbine | ST |  | S | X | X |  |  | 81.6 | 0.85 | 72 | 72 | 20 | N |  |  | SB | Y | 11 | 1964 | Pre-2000 |  |  | N | Electric Utility | Utility | Cooperative | 1 | X | NG | Non-Renewable | 0 | 81.6 | 0 | 1
Operable | 796 | Arizona Electric Pwr Coop Inc |  | 160 | Apache Station | AZ | Vertical | Cochise | ST2 | Natural Gas Steam Turbine | ST |  | S | X | X |  |  | 204 | 0.85 | 175 | 175 | 50 | N |  |  | OP | X | 1 | 1979 | Pre-2000 |  |  | N | Electric Utility | Utility | Cooperative | 1 | X | NG | Non-Renewable | 0 | 204 | 0 | 1
Operable | 796 | Arizona Electric Pwr Coop Inc |  | 160 | Apache Station | AZ | Vertical | Cochise | ST3 | Conventional Steam Coal | ST |  | S | X | X |  |  | 204 | 0.85 | 175 | 175 | 50 | N |  |  | OP | X | 9 | 1979 | Pre-2000 |  |  | N | Electric Utility | Utility | Cooperative | 1 | X | SUB | Non-Renewable | 0 | 204 | 0 | 1 | NG | BIT
Operable | 796 | Arizona Electric Pwr Coop Inc |  | 60791 | SunAnza | CA | Vertical | Riverside | ANZA1 | Solar Photovoltaic | PV |  | W | X | X |  |  | 2 |  | 2 | 2 |  | N |  |  | OP | X | 9 | 2017 | 2017 |  |  | N | Electric Utility | Utility | Cooperative | 1 | X | SUN | Renewable | 2 | 0 | 1 | 0
Operable | 796 | Arizona Electric Pwr Coop Inc |  | 60791 | SunAnza | CA | Vertical | Riverside | ANZA2 | Solar Photovoltaic | PV |  | W | X | X |  |  | 1.4 |  | 1.4 | 1.4 |  | N |  |  | OP | X | 12 | 2020 | 2020 |  |  | N | Electric Utility | Utility | Cooperative | 1 | X | SUN | Renewable | 1.4 | 0 | 1 | 0
Operable | 796 | Arizona Electric Pwr Coop Inc |  | 60791 | SunAnza | CA | Vertical | Riverside | BA1&2 | Batteries | BA |  | W | X | X |  |  | 2 |  | 2 | 2 | 0.5 | N |  |  | OP | X | 1 | 2022 | 2022 |  |  | N | Electric Utility | Utility | Cooperative | 1 | X | MWH | Other | 0 | 0 | 0 | 0
Operable | 796 | Arizona Electric Pwr Coop Inc |  | 60791 | SunAnza | CA | Vertical | Riverside | BA3 | Batteries | BA |  | W | X | X |  |  | 2.4 |  | 2.4 | 2.4 | 0.5 | N |  |  | OP | X | 1 | 2023 | 2023 |  |  | N | Electric Utility | Utility | Cooperative | 1 | X | MWH | Other | 0 | 0 | 0 | 0
Operable | 796 | Arizona Electric Pwr Coop Inc |  | 60964 | Apache Solar 1 | AZ | Vertical | Cochise | AEPS1 | Solar Photovoltaic | PV |  | W | X | X |  |  | 20 |  | 20 | 20 |  | N |  |  | OP | X | 10 | 2017 | 2017 |  |  | N | Electric Utility | Utility | Cooperative | 1 | X | SUN | Renewable | 20 | 0 | 1 | 0
Operable | 803 | Arizona Public Service Co |  | 113 | Cholla | AZ | Vertical | Navajo | 1 | Conventional Steam Coal | ST |  | S | X | X |  |  | 113.6 | 0.85 | 112 | 112 | 30 | N |  |  | OP | X | 5 | 1962 | Pre-2000 |  |  | N | Electric Utility | Utility | Investor Owned Utility | 1 | X | SUB | Non-Renewable | 0 | 113.6 | 0 | 1 | NG
Operable | 803 | Arizona Public Service Co |  | 113 | Cholla | AZ | Vertical | Navajo | 3 | Conventional Steam Coal | ST |  | S | X | X |  |  | 312.3 | 0.94 | 271 | 271 | 75 | N |  |  | OP | X | 5 | 1980 | Pre-2000 |  |  | N | Electric Utility | Utility | Investor Owned Utility | 1 | X | SUB | Non-Renewable | 0 | 312.3 | 0 | 1 | DFO | BIT
Operable | 803 | Arizona Public Service Co |  | 114 | Douglas | AZ | Vertical | Cochise | 1 | Petroleum Liquids | GT |  | S | X | X |  |  | 26.1 | 0.9 | 15 | 19 | 2 | N |  |  | OP | X | 5 | 1972 | Pre-2000 |  |  | N | Electric Utility | Utility | Investor Owned Utility | 1 | X | DFO | Non-Renewable | 0 | 26.1 | 0 | 1
Operable | 803 | Arizona Public Service Co |  | 116 | Ocotillo | AZ | Vertical | Maricopa | GT1 | Natural Gas Fired Combustion Turbine | GT |  | S | X | X |  |  | 53.1 | 0.85 | 50 | 62 | 4 | N |  |  | OP | X | 5 | 1972 | Pre-2000 |  |  | N | Electric Utility | Utility | Investor Owned Utility | 1 | X | NG | Non-Renewable | 0 | 53.1 | 0 | 1
Operable | 803 | Arizona Public Service Co |  | 116 | Ocotillo | AZ | Vertical | Maricopa | GT2 | Natural Gas Fired Combustion Turbine | GT |  | S | X | X |  |  | 53.1 | 0.85 | 50 | 62 | 4 | N |  |  | OP | X | 7 | 1973 | Pre-2000 |  |  | N | Electric Utility | Utility | Investor Owned Utility | 1 | X | NG | Non-Renewable | 0 | 53.1 | 0 | 1
Operable | 803 | Arizona Public Service Co |  | 116 | Ocotillo | AZ | Vertical | Maricopa | GT3 | Natural Gas Fired Combustion Turbine | GT |  | S | X | X |  |  | 104 | 0.85 | 101 | 103 | 45 | N |  |  | OP | X | 4 | 2019 | 2019 |  |  | N | Electric Utility | Utility | Investor Owned Utility | 1 | X | NG | Non-Renewable | 0 | 104 | 0 | 1
Operable | 803 | Arizona Public Service Co |  | 116 | Ocotillo | AZ | Vertical | Maricopa | GT4 | Natural Gas Fired Combustion Turbine | GT |  | S | X | X |  |  | 104 | 0.85 | 101 | 103 | 45 | N |  |  | OP | X | 4 | 2019 | 2019 |  |  | N | Electric Utility | Utility | Investor Owned Utility | 1 | X | NG | Non-Renewable | 0 | 104 | 0 | 1
Operable | 803 | Arizona Public Service Co |  | 116 | Ocotillo | AZ | Vertical | Maricopa | GT5 | Natural Gas Fired Combustion Turbine | GT |  | S | X | X |  |  | 104 | 0.85 | 101 | 103 | 45 | N |  |  | OP | X | 5 | 2019 | 2019 |  |  | N | Electric Utility | Utility | Investor Owned Utility | 1 | X | NG | Non-Renewable | 0 | 104 | 0 | 1
Operable | 803 | Arizona Public Service Co |  | 116 | Ocotillo | AZ | Vertical | Maricopa | GT6 | Natural Gas Fired Combustion Turbine | GT |  | S | X | X |  |  | 104 | 0.85 | 101 | 103 | 45 | N |  |  | OP | X | 4 | 2019 | 2019 |  |  | N | Electric Utility | Utility | Investor Owned Utility | 1 | X | NG | Non-Renewable | 0 | 104 | 0 | 1
Operable | 803 | Arizona Public Service Co |  | 116 | Ocotillo | AZ | Vertical | Maricopa | GT7 | Natural Gas Fired Combustion Turbine | GT |  | S | X | X |  |  | 104 | 0.85 | 101 | 103 | 45 | N |  |  | OP | X | 4 | 2019 | 2019 |  |  | N | Electric Utility | Utility | Investor Owned Utility | 1 | X | NG | Non-Renewable | 0 | 104 | 0 | 1
Operable | 803 | Arizona Public Service Co |  | 117 | West Phoenix | AZ | Vertical | Maricopa | 1B | Natural Gas Fired Combined Cycle | CS |  | S | N | N |  |  | 132 | 0.9 | 85 | 92 | 10 | N |  |  | OP | X | 6 | 1976 | Pre-2000 |  |  | N | Electric Utility | Utility | Investor Owned Utility | 1 | X | NG | Non-Renewable | 0 | 132 | 0 | 1
Operable | 803 | Arizona Public Service Co |  | 117 | West Phoenix | AZ | Vertical | Maricopa | 2B | Natural Gas Fired Combined Cycle | CS |  | S | N | N |  |  | 132 | 0.9 | 85 | 92 | 10 | N |  |  | OP | X | 6 | 1976 | Pre-2000 |  |  | N | Electric Utility | Utility | Investor Owned Utility | 1 | X | NG | Non-Renewable | 0 | 132 | 0 | 1
Operable | 803 | Arizona Public Service Co |  | 117 | West Phoenix | AZ | Vertical | Maricopa | 3B | Natural Gas Fired Combined Cycle | CS |  | S | N | N |  |  | 132 | 0.9 | 85 | 92 | 50 | N |  |  | OP | X | 6 | 1976 | Pre-2000 |  |  | N | Electric Utility | Utility | Investor Owned Utility | 1 | X | NG | Non-Renewable | 0 | 132 | 0 | 1
Operable | 803 | Arizona Public Service Co |  | 117 | West Phoenix | AZ | Vertical | Maricopa | C4-1 | Natural Gas Fired Combined Cycle | CT | CC1 | S | X | Y |  |  | 91 | 0.85 | 68 | 78 | 40 | N |  |  | OP | X | 6 | 2001 | 2001 |  |  | N | Electric Utility | Utility | Investor Owned Utility | 1 | X | NG | Non-Renewable | 0 | 91 | 0 | 1
Operable | 803 | Arizona Public Service Co |  | 117 | West Phoenix | AZ | Vertical | Maricopa | C4-2 | Natural Gas Fired Combined Cycle | CA | CC1 | S | Y | X |  |  | 44.6 | 0.85 | 34 | 34 | 0 | N |  |  | OP | X | 6 | 2001 | 2001 |  |  | N | Electric Utility | Utility | Investor Owned Utility | 1 | X | NG | Non-Renewable | 0 | 44.6 | 0 | 1
Operable | 803 | Arizona Public Service Co |  | 117 | West Phoenix | AZ | Vertical | Maricopa | C5-1 | Natural Gas Fired Combined Cycle | CT | CC2 | S | X | Y |  |  | 184 | 0.85 | 145 | 153 | 85 | N |  |  | OP | X | 8 | 2003 | 2003 |  |  | N | Electric Utility | Utility | Investor Owned Utility | 1 | X | NG | Non-Renewable | 0 | 184 | 0 | 1
Operable | 803 | Arizona Public Service Co |  | 117 | West Phoenix | AZ | Vertical | Maricopa | C5-2 | Natural Gas Fired Combined Cycle | CT | CC2 | S | X | Y |  |  | 184 | 0.85 | 145 | 153 | 85 | N |  |  | OP | X | 8 | 2003 | 2003 |  |  | N | Electric Utility | Utility | Investor Owned Utility | 1 | X | NG | Non-Renewable | 0 | 184 | 0 | 1
Operable | 803 | Arizona Public Service Co |  | 117 | West Phoenix | AZ | Vertical | Maricopa | C5-3 | Natural Gas Fired Combined Cycle | CA | CC2 | S | Y | X |  |  | 201 | 0.85 | 162 | 162 | 0 | N |  |  | OP | X | 8 | 2003 | 2003 |  |  | N | Electric Utility | Utility | Investor Owned Utility | 1 | X | NG | Non-Renewable | 0 | 201 | 0 | 1
Operable | 803 | Arizona Public Service Co |  | 117 | West Phoenix | AZ | Vertical | Maricopa | GT1 | Natural Gas Fired Combustion Turbine | GT |  | S | X | X |  |  | 53.1 | 0.85 | 50 | 62 | 4 | N |  |  | OP | X | 5 | 1972 | Pre-2000 |  |  | N | Electric Utility | Utility | Investor Owned Utility | 1 | X | NG | Non-Renewable | 0 | 53.1 | 0 | 1
Operable | 803 | Arizona Public Service Co |  | 117 | West Phoenix | AZ | Vertical | Maricopa | GT2 | Natural Gas Fired Combustion Turbine | GT |  | S | X | X |  |  | 53.1 | 0.85 | 50 | 62 | 4 | N |  |  | OP | X | 7 | 1973 | Pre-2000 |  |  | N | Electric Utility | Utility | Investor Owned Utility | 1 | X | NG | Non-Renewable | 0 | 53.1 | 0 | 1
Operable | 803 | Arizona Public Service Co |  | 118 | Saguaro | AZ | Vertical | Pinal | GE1 | Natural Gas Fired Combustion Turbine | GT |  | S | X | X |  |  | 78.3 | 0.9 | 76 | 79 | 40 | N |  |  | OP | X | 7 | 2002 | 2002 |  |  | N | Electric Utility | Utility | Investor Owned Utility | 1 | X | NG | Non-Renewable | 0 | 78.3 | 0 | 1
Operable | 803 | Arizona Public Service Co |  | 118 | Saguaro | AZ | Vertical | Pinal | GT1 | Natural Gas Fired Combustion Turbine | GT |  | S | X | X |  |  | 53.1 | 0.85 | 53.1 | 50 | 4 | N |  |  | OP | X | 5 | 1972 | Pre-2000 |  |  | N | Electric Utility | Utility | Investor Owned Utility | 1 | X | NG | Non-Renewable | 0 | 53.1 | 0 | 1
Operable | 803 | Arizona Public Service Co |  | 118 | Saguaro | AZ | Vertical | Pinal | GT2 | Natural Gas Fired Combustion Turbine | GT |  | S | X | X |  |  | 53.1 | 0.85 | 50 | 62 | 4 | N |  |  | OP | X | 7 | 1973 | Pre-2000 |  |  | N | Electric Utility | Utility | Investor Owned Utility | 1 | X | NG | Non-Renewable | 0 | 53.1 | 0 | 1
Operable | 803 | Arizona Public Service Co |  | 120 | Yucca | AZ | Vertical | Yuma | GT1 | Natural Gas Fired Combustion Turbine | GT |  | S | X | X |  |  | 19.6 | 0.9 | 18 | 22 | 2 | N |  |  | OP | X | 7 | 1971 | Pre-2000 |  |  | N | Electric Utility | Utility | Investor Owned Utility | 1 | X | NG | Non-Renewable | 0 | 19.6 | 0 | 1 | DFO
Operable | 803 | Arizona Public Service Co |  | 120 | Yucca | AZ | Vertical | Yuma | GT2 | Natural Gas Fired Combustion Turbine | GT |  | S | X | X |  |  | 19.6 | 0.9 | 18 | 22 | 2 | N |  |  | OP | X | 7 | 1971 | Pre-2000 |  |  | N | Electric Utility | Utility | Investor Owned Utility | 1 | X | NG | Non-Renewable | 0 | 19.6 | 0 | 1 | DFO
Operable | 803 | Arizona Public Service Co |  | 120 | Yucca | AZ | Vertical | Yuma | GT21 | Petroleum Liquids | GT |  | W | X | X |  |  | 25.3 | 0.9 | 20 | 22 | 2 | N |  |  | OP | X | 12 | 1978 | Pre-2000 |  |  | N | Electric Utility | Utility | Investor Owned Utility | 1 | X | DFO | Non-Renewable | 0 | 25.3 | 0 | 1
Operable | 803 | Arizona Public Service Co |  | 120 | Yucca | AZ | Vertical | Yuma | GT3 | Natural Gas Fired Combustion Turbine | GT |  | S | X | X |  |  | 72.4 | 0.9 | 52 | 62 | 5 | N |  |  | OP | X | 6 | 1973 | Pre-2000 |  |  | N | Electric Utility | Utility | Investor Owned Utility | 1 | X | NG | Non-Renewable | 0 | 72.4 | 0 | 1
Operable | 803 | Arizona Public Service Co |  | 120 | Yucca | AZ | Vertical | Yuma | GT4 | Petroleum Liquids | GT |  | S | X | X |  |  | 72.4 | 0.9 | 51 | 61 | 5 | N |  |  | OP | X | 7 | 1974 | Pre-2000 |  |  | N | Electric Utility | Utility | Investor Owned Utility | 1 | X | DFO | Non-Renewable | 0 | 72.4 | 0 | 1
Operable | 803 | Arizona Public Service Co |  | 120 | Yucca | AZ | Vertical | Yuma | GT5 | Natural Gas Fired Combustion Turbine | GT |  | S | X | X |  |  | 60.5 | 0.85 | 47.7 | 49.3 | 20 | N |  |  | OP | X | 6 | 2008 | 2008 |  |  | N | Electric Utility | Utility | Investor Owned Utility | 1 | X | NG | Non-Renewable | 0 | 60.5 | 0 | 1
Operable | 803 | Arizona Public Service Co |  | 120 | Yucca | AZ | Vertical | Yuma | GT6 | Natural Gas Fired Combustion Turbine | GT |  | S | X | X |  |  | 60.5 | 0.85 | 47.7 | 49.3 | 20 | N |  |  | OP | X | 6 | 2008 | 2008 |  |  | N | Electric Utility | Utility | Investor Owned Utility | 1 | X | NG | Non-Renewable | 0 | 60.5 | 0 | 1
Operable | 803 | Arizona Public Service Co |  | 120 | Yucca | AZ | Vertical | Yuma | ST1 | Natural Gas Steam Turbine | ST |  | W | X | X |  |  | 86.7 | 0.9 | 75 | 75 | 2 | N |  |  | OP | X | 4 | 1959 | Pre-2000 |  |  | N | Electric Utility | Utility | Investor Owned Utility | 1 | X | NG | Non-Renewable | 0 | 86.7 | 0 | 1 | RFO
Operable | 803 | Arizona Public Service Co |  | 2442 | Four Corners | NM | Vertical | San Juan | 4 | Conventional Steam Coal | ST |  | J | X | X |  |  | 818.1 | 0.9 | 770 | 770 | 364 | N |  |  | OP | X | 7 | 1969 | Pre-2000 | 12 | 2031 | N | Electric Utility | Utility | Investor Owned Utility | 1 | X | BIT | Non-Renewable | 0 | 818.1 | 0 | 1
Operable | 803 | Arizona Public Service Co |  | 2442 | Four Corners | NM | Vertical | San Juan | 5 | Conventional Steam Coal | ST |  | J | X | X |  |  | 818.1 | 0.9 | 770 | 770 | 364 | N |  |  | OP | X | 7 | 1970 | Pre-2000 | 12 | 2031 | N | Electric Utility | Utility | Investor Owned Utility | 1 | X | BIT | Non-Renewable | 0 | 818.1 | 0 | 1
Operable | 803 | Arizona Public Service Co |  | 6008 | Palo Verde | AZ | Vertical | Maricopa | 1 | Nuclear | ST |  | J | X | X |  |  | 1403.2 | 0.9 | 1311 | 1333 | 110 | N |  |  | OP | X | 1 | 1986 | Pre-2000 |  |  | N | Electric Utility | Utility | Investor Owned Utility | 1 | X | NUC | Other | 0 | 0 | 0 | 0
Operable | 803 | Arizona Public Service Co |  | 6008 | Palo Verde | AZ | Vertical | Maricopa | 2 | Nuclear | ST |  | J | X | X |  |  | 1403.2 | 0.9 | 1314 | 1336 | 110 | N |  |  | OP | X | 9 | 1986 | Pre-2000 |  |  | N | Electric Utility | Utility | Investor Owned Utility | 1 | X | NUC | Other | 0 | 0 | 0 | 0
Operable | 803 | Arizona Public Service Co |  | 6008 | Palo Verde | AZ | Vertical | Maricopa | 3 | Nuclear | ST |  | J | X | X |  |  | 1403.2 | 0.9 | 1312 | 1334 | 110 | N |  |  | OP | X | 1 | 1988 | Pre-2000 |  |  | N | Electric Utility | Utility | Investor Owned Utility | 1 | X | NUC | Other | 0 | 0 | 0 | 0
Operable | 803 | Arizona Public Service Co |  | 55455 | Red Hawk | AZ | Vertical | Maricopa | CT1A | Natural Gas Fired Combined Cycle | CT | CC1 | S | X | N |  |  | 187.5 | 0.85 | 163 | 179 | 75 | N |  |  | OP | X | 7 | 2002 | 2002 |  |  | N | Electric Utility | Utility | Investor Owned Utility | 1 | X | NG | Non-Renewable | 0 | 187.5 | 0 | 1
Operable | 803 | Arizona Public Service Co |  | 55455 | Red Hawk | AZ | Vertical | Maricopa | CT1B | Natural Gas Fired Combined Cycle | CT | CC1 | S | X | N |  |  | 181.6 | 0.85 | 163 | 179 | 75 | N |  |  | OP | X | 7 | 2002 | 2002 |  |  | N | Electric Utility | Utility | Investor Owned Utility | 1 | X | NG | Non-Renewable | 0 | 181.6 | 0 | 1
Operable | 803 | Arizona Public Service Co |  | 55455 | Red Hawk | AZ | Vertical | Maricopa | CT2A | Natural Gas Fired Combined Cycle | CT | CC2 | S | X | N |  |  | 181.6 | 0.85 | 163 | 179 | 75 | N |  |  | OP | X | 7 | 2002 | 2002 |  |  | N | Electric Utility | Utility | Investor Owned Utility | 1 | X | NG | Non-Renewable | 0 | 181.6 | 0 | 1
Operable | 803 | Arizona Public Service Co |  | 55455 | Red Hawk | AZ | Vertical | Maricopa | CT2B | Natural Gas Fired Combined Cycle | CT | CC2 | S | X | N |  |  | 181.6 | 0.85 | 163 | 179 | 75 | N |  |  | OP | X | 7 | 2002 | 2002 |  |  | N | Electric Utility | Utility | Investor Owned Utility | 1 | X | NG | Non-Renewable | 0 | 181.6 | 0 | 1
Operable | 803 | Arizona Public Service Co |  | 55455 | Red Hawk | AZ | Vertical | Maricopa | ST1 | Natural Gas Fired Combined Cycle | CA | CC1 | S | Y | X |  |  | 204 | 0.85 | 175 | 192 | 0 | N |  |  | OP | X | 7 | 2002 | 2002 |  |  | N | Electric Utility | Utility | Investor Owned Utility | 1 | X | NG | Non-Renewable | 0 | 204 | 0 | 1
Operable | 803 | Arizona Public Service Co |  | 55455 | Red Hawk | AZ | Vertical | Maricopa | ST2 | Natural Gas Fired Combined Cycle | CA | CC2 | S | Y | X |  |  | 204 | 0.85 | 175 | 192 | 0 | N |  |  | OP | X | 7 | 2002 | 2002 |  |  | N | Electric Utility | Utility | Investor Owned Utility | 1 | X | NG | Non-Renewable | 0 | 204 | 0 | 1
Operable | 803 | Arizona Public Service Co |  | 55522 | Sundance | AZ | Vertical | Pinal | CT1 | Natural Gas Fired Combustion Turbine | GT |  | S | X | X |  |  | 60.5 | 0.85 | 41 | 44 | 20 | N |  |  | OP | X | 5 | 2002 | 2002 |  |  | N | Electric Utility | Utility | Investor Owned Utility | 1 | X | NG | Non-Renewable | 0 | 60.5 | 0 | 1
Operable | 803 | Arizona Public Service Co |  | 55522 | Sundance | AZ | Vertical | Pinal | CT10 | Natural Gas Fired Combustion Turbine | GT |  | S | X | X |  |  | 60.5 | 0.85 | 41 | 44 | 20 | N |  |  | OP | X | 6 | 2002 | 2002 |  |  | N | Electric Utility | Utility | Investor Owned Utility | 1 | X | NG | Non-Renewable | 0 | 60.5 | 0 | 1
Operable | 803 | Arizona Public Service Co |  | 55522 | Sundance | AZ | Vertical | Pinal | CT2 | Natural Gas Fired Combustion Turbine | GT |  | S | X | X |  |  | 60.5 | 0.85 | 41 | 44 | 20 | N |  |  | OP | X | 5 | 2002 | 2002 |  |  | N | Electric Utility | Utility | Investor Owned Utility | 1 | X | NG | Non-Renewable | 0 | 60.5 | 0 | 1
Operable | 803 | Arizona Public Service Co |  | 55522 | Sundance | AZ | Vertical | Pinal | CT3 | Natural Gas Fired Combustion Turbine | GT |  | S | X | X |  |  | 60.5 | 0.85 | 41 | 44 | 20 | N |  |  | OP | X | 5 | 2002 | 2002 |  |  | N | Electric Utility | Utility | Investor Owned Utility | 1 | X | NG | Non-Renewable | 0 | 60.5 | 0 | 1
Operable | 803 | Arizona Public Service Co |  | 55522 | Sundance | AZ | Vertical | Pinal | CT4 | Natural Gas Fired Combustion Turbine | GT |  | S | X | X |  |  | 60.5 | 0.85 | 41 | 44 | 20 | N |  |  | OP | X | 5 | 2002 | 2002 |  |  | N | Electric Utility | Utility | Investor Owned Utility | 1 | X | NG | Non-Renewable | 0 | 60.5 | 0 | 1
Operable | 803 | Arizona Public Service Co |  | 55522 | Sundance | AZ | Vertical | Pinal | CT5 | Natural Gas Fired Combustion Turbine | GT |  | S | X | X |  |  | 60.5 | 0.85 | 41 | 44 | 20 | N |  |  | OP | X | 5 | 2002 | 2002 |  |  | N | Electric Utility | Utility | Investor Owned Utility | 1 | X | NG | Non-Renewable | 0 | 60.5 | 0 | 1
Operable | 803 | Arizona Public Service Co |  | 55522 | Sundance | AZ | Vertical | Pinal | CT6 | Natural Gas Fired Combustion Turbine | GT |  | S | X | X |  |  | 60.5 | 0.85 | 41 | 44 | 20 | N |  |  | OP | X | 5 | 2002 | 2002 |  |  | N | Electric Utility | Utility | Investor Owned Utility | 1 | X | NG | Non-Renewable | 0 | 60.5 | 0 | 1
Operable | 803 | Arizona Public Service Co |  | 55522 | Sundance | AZ | Vertical | Pinal | CT7 | Natural Gas Fired Combustion Turbine | GT |  | S | X | X |  |  | 60.5 | 0.85 | 41 | 44 | 20 | N |  |  | OP | X | 6 | 2002 | 2002 |  |  | N | Electric Utility | Utility | Investor Owned Utility | 1 | X | NG | Non-Renewable | 0 | 60.5 | 0 | 1
Operable | 803 | Arizona Public Service Co |  | 55522 | Sundance | AZ | Vertical | Pinal | CT8 | Natural Gas Fired Combustion Turbine | GT |  | S | X | X |  |  | 60.5 | 0.85 | 41 | 44 | 20 | N |  |  | OP | X | 6 | 2002 | 2002 |  |  | N | Electric Utility | Utility | Investor Owned Utility | 1 | X | NG | Non-Renewable | 0 | 60.5 | 0 | 1
Operable | 803 | Arizona Public Service Co |  | 55522 | Sundance | AZ | Vertical | Pinal | CT9 | Natural Gas Fired Combustion Turbine | GT |  | S | X | X |  |  | 60.5 | 0.85 | 41 | 44 | 20 | N |  |  | OP | X | 6 | 2002 | 2002 |  |  | N | Electric Utility | Utility | Investor Owned Utility | 1 | X | NG | Non-Renewable | 0 | 60.5 | 0 | 1
Operable | 803 | Arizona Public Service Co |  | 56228 | Prescott Airport | AZ | Vertical | Yavapai | PV1 | Solar Photovoltaic | PV |  | S | X | X |  |  | 3 |  | 3 | 3 |  | N |  |  | OP | X | 10 | 2002 | 2002 |  |  | N | Electric Utility | Utility | Investor Owned Utility | 1 | X | SUN | Renewable | 3 | 0 | 1 | 0
Operable | 803 | Arizona Public Service Co |  | 57324 | Luke Solar | AZ | Vertical | Maricopa | PV1 | Solar Photovoltaic | PV |  | S | X | X |  |  | 11.2 |  | 11.2 | 11.2 |  | N |  |  | OP | X | 6 | 2015 | 2015 |  |  | N | Electric Utility | Utility | Investor Owned Utility | 1 | X | SUN | Renewable | 11.2 | 0 | 1 | 0
Operable | 803 | Arizona Public Service Co |  | 57560 | Chino Solar Valley | AZ | Vertical | Yavapai | PV1 | Solar Photovoltaic | PV |  | S | X | X |  |  | 19 |  | 19 | 19 |  | N |  |  | OP | X | 12 | 2012 | 2012 |  |  | N | Electric Utility | Utility | Investor Owned Utility | 1 | X | SUN | Renewable | 19 | 0 | 1 | 0
Operable | 803 | Arizona Public Service Co |  | 57561 | Cotton Center Solar Hybrid | AZ | Vertical | Maricopa | CC17M | Batteries | BA |  | S | X | X |  |  | 17 |  | 17 | 17 |  | N |  |  | OP | X | 4 | 2023 | 2023 |  |  | N | Electric Utility | Utility | Investor Owned Utility | 1 | X | MWH | Other | 0 | 0 | 0 | 0
Operable | 803 | Arizona Public Service Co |  | 57561 | Cotton Center Solar Hybrid | AZ | Vertical | Maricopa | PV1 | Solar Photovoltaic | PV |  | S | X | X |  |  | 17 |  | 17 | 17 |  | N |  |  | OP | X | 11 | 2011 | 2011 |  |  | N | Electric Utility | Utility | Investor Owned Utility | 1 | X | SUN | Renewable | 17 | 0 | 1 | 0
Operable | 803 | Arizona Public Service Co |  | 57562 | Paloma Solar Hybrid | AZ | Vertical | Maricopa | PA17M | Batteries | BA |  | S | X | X |  |  | 17 |  | 17 | 17 |  | N |  |  | OP | X | 4 | 2023 | 2023 |  |  | N | Electric Utility | Utility | Investor Owned Utility | 1 | X | MWH | Other | 0 | 0 | 0 | 0
Operable | 803 | Arizona Public Service Co |  | 57562 | Paloma Solar Hybrid | AZ | Vertical | Maricopa | PV1 | Solar Photovoltaic | PV |  | S | X | X |  |  | 17 |  | 17 | 17 |  | N |  |  | OP | X | 9 | 2011 | 2011 |  |  | N | Electric Utility | Utility | Investor Owned Utility | 1 | X | SUN | Renewable | 17 | 0 | 1 | 0
Operable | 803 | Arizona Public Service Co |  | 57563 | Hyder Solar Hybrid | AZ | Vertical | Yuma | H116M | Batteries | BA |  | S | X | X |  |  | 16 |  | 16 | 16 |  | N |  |  | OP | X | 4 | 2023 | 2023 |  |  | N | Electric Utility | Utility | Investor Owned Utility | 1 | X | MWH | Other | 0 | 0 | 0 | 0
Operable | 803 | Arizona Public Service Co |  | 57563 | Hyder Solar Hybrid | AZ | Vertical | Yuma | PV1 | Solar Photovoltaic | PV |  | S | X | X |  |  | 17 |  | 17 | 17 |  | N |  |  | OP | X | 11 | 2011 | 2011 |  |  | N | Electric Utility | Utility | Investor Owned Utility | 1 | X | SUN | Renewable | 17 | 0 | 1 | 0
Operable | 803 | Arizona Public Service Co |  | 57563 | Hyder Solar Hybrid | AZ | Vertical | Yuma | PV2 | Solar Photovoltaic | PV |  | S | X | X |  |  | 15 |  | 14 | 14 |  | N |  |  | OP | X | 2 | 2012 | 2012 |  |  | N | Electric Utility | Utility | Investor Owned Utility | 1 | X | SUN | Renewable | 15 | 0 | 1 | 0
Operable | 803 | Arizona Public Service Co |  | 57997 | Foothills Solar Plant Hybrid | AZ | Vertical | Yuma | FH38M | Batteries | BA |  | S | X | X |  |  | 38 |  | 35 | 35 |  | N |  |  | OP | X | 4 | 2023 | 2023 |  |  | N | Electric Utility | Utility | Investor Owned Utility | 1 | X | MWH | Other | 0 | 0 | 0 | 0
Operable | 803 | Arizona Public Service Co |  | 57997 | Foothills Solar Plant Hybrid | AZ | Vertical | Yuma | PV1 | Solar Photovoltaic | PV |  | S | X | X |  |  | 17 |  | 17 | 17 |  | N |  |  | OP | X | 3 | 2013 | 2013 |  |  | N | Electric Utility | Utility | Investor Owned Utility | 1 | X | SUN | Renewable | 17 | 0 | 1 | 0
Operable | 803 | Arizona Public Service Co |  | 57997 | Foothills Solar Plant Hybrid | AZ | Vertical | Yuma | PV2 | Solar Photovoltaic | PV |  | S | X | X |  |  | 18 |  | 18 | 18 |  | N |  |  | OP | X | 12 | 2013 | 2013 |  |  | N | Electric Utility | Utility | Investor Owned Utility | 1 | X | SUN | Renewable | 18 | 0 | 1 | 0
Operable | 803 | Arizona Public Service Co |  | 58383 | Hyder II Hybrid | AZ | Vertical | Yuma | H214M | Batteries | BA |  | S | X | X |  |  | 14 |  | 14 | 14 |  | N |  |  | OP | X | 4 | 2023 | 2023 |  |  | N | Electric Utility | Utility | Investor Owned Utility | 1 | X | MWH | Other | 0 | 0 | 0 | 0
Operable | 803 | Arizona Public Service Co |  | 58383 | Hyder II Hybrid | AZ | Vertical | Yuma | PV1 | Solar Photovoltaic | PV |  | S | X | X |  |  | 14 |  | 14 | 14 |  | N |  |  | OP | X | 12 | 2013 | 2013 |  |  | N | Electric Utility | Utility | Investor Owned Utility | 1 | X | SUN | Renewable | 14 | 0 | 1 | 0
Operable | 803 | Arizona Public Service Co |  | 59020 | Gila Bend Hybrid | AZ | Vertical | Maricopa | GB36M | Batteries | BA |  | S | X | X |  |  | 36 |  | 32 | 32 |  | N |  |  | OP | X | 4 | 2023 | 2023 |  |  | N | Electric Utility | Utility | Investor Owned Utility | 1 | X | MWH | Other | 0 | 0 | 0 | 0
Operable | 803 | Arizona Public Service Co |  | 59020 | Gila Bend Hybrid | AZ | Vertical | Maricopa | PV1 | Solar Photovoltaic | PV |  | S | X | X |  |  | 37.4 |  | 36 | 36 |  | N |  |  | OP | X | 10 | 2014 | 2014 |  |  | N | Electric Utility | Utility | Investor Owned Utility | 1 | X | SUN | Renewable | 37.4 | 0 | 1 | 0
Operable | 803 | Arizona Public Service Co |  | 59444 | Desert Star Hybrid | AZ | Vertical | Maricopa | DS10M | Batteries | BA |  | S | X | X |  |  | 10 |  | 10 | 10 |  | N |  |  | OP | X | 2 | 2023 | 2023 |  |  | N | Electric Utility | Utility | Investor Owned Utility | 1 | X | MWH | Other | 0 | 0 | 0 | 0
Operable | 803 | Arizona Public Service Co |  | 59444 | Desert Star Hybrid | AZ | Vertical | Maricopa | PV1 | Solar Photovoltaic | PV |  | S | X | X |  |  | 10 |  | 10 | 10 |  | N |  |  | OP | X | 9 | 2015 | 2015 |  |  | N | Electric Utility | Utility | Investor Owned Utility | 1 | X | SUN | Renewable | 10 | 0 | 1 | 0
Operable | 803 | Arizona Public Service Co |  | 60467 | Red Rock | AZ | Vertical | Maricopa | PV1 | Solar Photovoltaic | PV |  | S | X | X |  |  | 40 |  | 40 | 40 |  | N |  |  | OP | X | 2 | 2017 | 2017 |  |  | N | Electric Utility | Utility | Investor Owned Utility | 1 | X | SUN | Renewable | 40 | 0 | 1 | 0
Operable | 803 | Arizona Public Service Co |  | 61913 | Punkin Center Battery Storage | AZ | Vertical | Gila | B1 | Batteries | BA |  | S | X | X |  |  | 2 |  | 2 | 2 | 1 | N |  |  | OP | X | 6 | 2018 | 2018 |  |  | N | Electric Utility | Utility | Investor Owned Utility | 1 | X | MWH | Other | 0 | 0 | 0 | 0
Operable | 56023 | Arizona Solar One LLC |  | 56812 | Solana Generating Station | AZ | Vertical | Maricopa | GEN 1 | Solar Thermal with Energy Storage | CP |  | S | X | X |  |  | 140 | 0.9 | 147.8 | 147.8 |  | N |  |  | OP | X | 10 | 2013 | 2013 |  |  | N | IPP Non-CHP | IPP | IPP | 2 | X | SUN | Renewable | 140 | 0 | 1 | 0
Operable | 56023 | Arizona Solar One LLC |  | 56812 | Solana Generating Station | AZ | Vertical | Maricopa | GEN2 | Solar Thermal with Energy Storage | CP |  | S | X | X |  |  | 140 | 0.9 | 147.8 | 147.8 |  | N |  |  | OP | X | 10 | 2013 | 2013 |  |  | N | IPP Non-CHP | IPP | IPP | 2 | X | SUN | Renewable | 140 | 0 | 1 | 0
Operable | 62083 | Arizona State University FDM |  | 62643 | AZ State University - Tempe Campus Solar | AZ | Vertical | Maricopa | 20794 | Solar Photovoltaic | PV |  | S | X | X |  |  | 0.2 |  | 0.2 | 0.2 |  | N |  |  | OP | X | 12 | 2013 | 2013 |  |  | N | Commercial Non-CHP | Customer Sited | Other | 4 | X | SUN | Renewable | 0.2 | 0 | 1 | 0
Operable | 62083 | Arizona State University FDM |  | 62643 | AZ State University - Tempe Campus Solar | AZ | Vertical | Maricopa | 20799 | Solar Photovoltaic | PV |  | S | X | X |  |  | 0.1 |  | 0.1 | 0.1 |  | N |  |  | OA | X | 12 | 2013 | 2013 |  |  | N | Commercial Non-CHP | Customer Sited | Other | 4 | X | SUN | Renewable | 0.1 | 0 | 1 | 0
Operable | 62083 | Arizona State University FDM |  | 62643 | AZ State University - Tempe Campus Solar | AZ | Vertical | Maricopa | 20971 | Solar Photovoltaic | PV |  | S | X | X |  |  | 0.2 |  | 0.2 | 0.2 |  | N |  |  | OP | X | 12 | 2013 | 2013 |  |  | N | Commercial Non-CHP | Customer Sited | Other | 4 | X | SUN | Renewable | 0.2 | 0 | 1 | 0
Operable | 62083 | Arizona State University FDM |  | 62643 | AZ State University - Tempe Campus Solar | AZ | Vertical | Maricopa | 20974 | Solar Photovoltaic | PV |  | S | X | X |  |  | 0.1 |  | 0.1 | 0.1 |  | N |  |  | OP | X | 12 | 2013 | 2013 |  |  | N | Commercial Non-CHP | Customer Sited | Other | 4 | X | SUN | Renewable | 0.1 | 0 | 1 | 0
Operable | 62083 | Arizona State University FDM |  | 62643 | AZ State University - Tempe Campus Solar | AZ | Vertical | Maricopa | 20975 | Solar Photovoltaic | PV |  | S | X | X |  |  | 0.1 |  | 0.1 | 0.1 |  | N |  |  | OP | X | 12 | 2003 | 2003 |  |  | N | Commercial Non-CHP | Customer Sited | Other | 4 | X | SUN | Renewable | 0.1 | 0 | 1 | 0
Operable | 62083 | Arizona State University FDM |  | 62643 | AZ State University - Tempe Campus Solar | AZ | Vertical | Maricopa | 3365A | Solar Photovoltaic | PV |  | S | X | X |  |  | 0.1 |  | 0.1 | 0.1 |  | N |  |  | OA | X | 1 | 2009 | 2009 |  |  | N | Commercial Non-CHP | Customer Sited | Other | 4 | X | SUN | Renewable | 0.1 | 0 | 1 | 0
Operable | 62083 | Arizona State University FDM |  | 62643 | AZ State University - Tempe Campus Solar | AZ | Vertical | Maricopa | 3365B | Solar Photovoltaic | PV |  | S | X | X |  |  | 0.1 |  | 0.1 | 0.1 |  | N |  |  | OA | X | 1 | 2009 | 2009 |  |  | N | Commercial Non-CHP | Customer Sited | Other | 4 | X | SUN | Renewable | 0.1 | 0 | 1 | 0
Operable | 62083 | Arizona State University FDM |  | 62643 | AZ State University - Tempe Campus Solar | AZ | Vertical | Maricopa | 3384 | Solar Photovoltaic | PV |  | S | X | X |  |  | 0.7 |  | 0.7 | 0.7 |  | N |  |  | OP | X | 2 | 2009 | 2009 |  |  | N | Commercial Non-CHP | Customer Sited | Other | 4 | X | SUN | Renewable | 0.7 | 0 | 1 | 0
Operable | 62083 | Arizona State University FDM |  | 62643 | AZ State University - Tempe Campus Solar | AZ | Vertical | Maricopa | 3385 | Solar Photovoltaic | PV |  | S | X | X |  |  | 0.6 |  | 0.6 | 0.6 |  | N |  |  | OP | X | 12 | 2008 | 2008 |  |  | N | Commercial Non-CHP | Customer Sited | Other | 4 | X | SUN | Renewable | 0.6 | 0 | 1 | 0
Operable | 62083 | Arizona State University FDM |  | 62643 | AZ State University - Tempe Campus Solar | AZ | Vertical | Maricopa | 4202 | Solar Photovoltaic | PV |  | S | X | X |  |  | 0.1 |  | 0.1 | 0.1 |  | N |  |  | OP | X | 4 | 2009 | 2009 |  |  | N | Commercial Non-CHP | Customer Sited | Other | 4 | X | SUN | Renewable | 0.1 | 0 | 1 | 0
Operable | 62083 | Arizona State University FDM |  | 62643 | AZ State University - Tempe Campus Solar | AZ | Vertical | Maricopa | 91001 | Solar Photovoltaic | PV |  | S | X | X |  |  | 0.1 |  | 0.1 | 0.1 |  | N |  |  | OP | X | 8 | 2018 | 2018 |  |  | N | Commercial Non-CHP | Customer Sited | Other | 4 | X | SUN | Renewable | 0.1 | 0 | 1 | 0
Operable | 58167 | Arkalon Ethanol LLC |  | 58192 | Arkalon Ethanol LLC | KS | Vertical | Seward | ST961 | Natural Gas Steam Turbine | ST |  | S | X | X |  |  | 3 | 0.8 | 3 | 3 | 0.1 | N |  |  | OA | X | 12 | 2008 | 2008 |  |  | Y | Industrial CHP | Customer Sited | Other | 7 | B | NG | Non-Renewable | 0 | 3 | 0 | 1
Operable | 807 | Arkansas Electric Coop Corp |  | 201 | Thomas Fitzhugh | AR | Vertical | Franklin | 1 | Natural Gas Fired Combined Cycle | CA | FIT1 | S | Y | X | AECC_FITZHUGH | SWPP | 59 | 0.88 | 61 | 62 | 25 | N |  |  | OP | X | 5 | 1963 | Pre-2000 |  |  | N | Electric Utility | Utility | Cooperative | 1 | X | NG | Non-Renewable | 0 | 59 | 0 | 1 | DFO
Operable | 807 | Arkansas Electric Coop Corp |  | 201 | Thomas Fitzhugh | AR | Vertical | Franklin | 2 | Natural Gas Fired Combined Cycle | CT | FIT1 | S | X | Y | AECC_FITZHUGH | SWPP | 126 | 0.9 | 101 | 110 | 65 | N |  |  | OP | X | 12 | 2002 | 2002 |  |  | N | Electric Utility | Utility | Cooperative | 1 | X | NG | Non-Renewable | 0 | 126 | 0 | 1 | DFO
Operable | 807 | Arkansas Electric Coop Corp |  | 202 | Carl Bailey | AR | Vertical | Woodruff | 1 | Natural Gas Steam Turbine | ST |  | S | X | X | EAI.AECCBAILEY | EIA | 120 | 0.85 | 122 | 122 | 25 | N |  |  | OS | X | 7 | 1966 | Pre-2000 |  |  | N | Electric Utility | Utility | Cooperative | 1 | X | NG | Non-Renewable | 0 | 120 | 0 | 1 | RFO
Operable | 807 | Arkansas Electric Coop Corp |  | 203 | McClellan (AR) | AR | Vertical | Ouachita | 1 | Natural Gas Steam Turbine | ST |  | S | X | X | EAI.AECCMCCLLN | EIA | 136 | 0.85 | 134 | 134 | 35 | N |  |  | OP | X | 5 | 1972 | Pre-2000 |  |  | N | Electric Utility | Utility | Cooperative | 1 | X | NG | Non-Renewable | 0 | 136 | 0 | 1 | DFO
Operable | 807 | Arkansas Electric Coop Corp |  | 7040 | Ellis Hydro | AR | Vertical | Crawford | 1 | Conventional Hydroelectric | HY |  | S | X | X | AECC_HYDRO13 | SWPP | 10.8 | 0.95 | 5 | 5 | 1 | N |  |  | OP | X | 12 | 1988 | Pre-2000 |  |  | N | Electric Utility | Utility | Cooperative | 1 | X | WAT | Renewable | 10.8 | 0 | 1 | 0
Operable | 807 | Arkansas Electric Coop Corp |  | 7040 | Ellis Hydro | AR | Vertical | Crawford | 2 | Conventional Hydroelectric | HY |  | S | X | X | AECC_HYDRO13 | SWPP | 10.8 | 0.95 | 6 | 6 | 1 | N |  |  | OP | X | 12 | 1988 | Pre-2000 |  |  | N | Electric Utility | Utility | Cooperative | 1 | X | WAT | Renewable | 10.8 | 0 | 1 | 0
Operable | 807 | Arkansas Electric Coop Corp |  | 7040 | Ellis Hydro | AR | Vertical | Crawford | 3 | Conventional Hydroelectric | HY |  | S | X | X | AECC_HYDRO13 | SWPP | 10.8 | 0.95 | 6 | 6 | 1 | N |  |  | OP | X | 12 | 1988 | Pre-2000 |  |  | N | Electric Utility | Utility | Cooperative | 1 | X | WAT | Renewable | 10.8 | 0 | 1 | 0
Operable | 807 | Arkansas Electric Coop Corp |  | 7135 | Whillock | AR | Vertical | Conway | 1 | Conventional Hydroelectric | HY |  | S | X | X | EAI.AECCHYDRO9 | EIA | 10.8 | 0.95 | 6 | 6 | 1 | N |  |  | OP | X | 10 | 1993 | Pre-2000 |  |  | N | Electric Utility | Utility | Cooperative | 1 | X | WAT | Renewable | 10.8 | 0 | 1 | 0
Operable | 807 | Arkansas Electric Coop Corp |  | 7135 | Whillock | AR | Vertical | Conway | 2 | Conventional Hydroelectric | HY |  | S | X | X | EAI.AECCHYDRO9 | EIA | 10.8 | 0.95 | 6 | 6 | 1 | N |  |  | OP | X | 10 | 1993 | Pre-2000 |  |  | N | Electric Utility | Utility | Cooperative | 1 | X | WAT | Renewable | 10.8 | 0 | 1 | 0
Operable | 807 | Arkansas Electric Coop Corp |  | 7135 | Whillock | AR | Vertical | Conway | 3 | Conventional Hydroelectric | HY |  | S | X | X | EAI.AECCHYDRO9 | EIA | 10.8 | 0.95 | 5 | 5 | 1 | N |  |  | OP | X | 10 | 1993 | Pre-2000 |  |  | N | Electric Utility | Utility | Cooperative | 1 | X | WAT | Renewable | 10.8 | 0 | 1 | 0
Operable | 807 | Arkansas Electric Coop Corp |  | 7246 | Dam 2 | AR | Vertical | Desha | 1 | Conventional Hydroelectric | HY |  | S | X | X | EAI.AECCHYDRO2 | EIA | 34.2 | 0.95 | 11 | 11 | 2 | N |  |  | OP | X | 6 | 1999 | Pre-2000 |  |  | N | Electric Utility | Utility | Cooperative | 1 | X | WAT | Renewable | 34.2 | 0 | 1 | 0
Operable | 807 | Arkansas Electric Coop Corp |  | 7246 | Dam 2 | AR | Vertical | Desha | 2 | Conventional Hydroelectric | HY |  | S | X | X | EAI.AECCHYDRO2 | EIA | 34.2 | 0.95 | 12 | 12 | 2 | N |  |  | OP | X | 10 | 1999 | Pre-2000 |  |  | N | Electric Utility | Utility | Cooperative | 1 | X | WAT | Renewable | 34.2 | 0 | 1 | 0
Operable | 807 | Arkansas Electric Coop Corp |  | 7246 | Dam 2 | AR | Vertical | Desha | 3 | Conventional Hydroelectric | HY |  | S | X | X | EAI.AECCHYDRO2 | EIA | 34.2 | 0.95 | 12 | 12 | 2 | N |  |  | OP | X | 8 | 1999 | Pre-2000 |  |  | N | Electric Utility | Utility | Cooperative | 1 | X | WAT | Renewable | 34.2 | 0 | 1 | 0
Operable | 807 | Arkansas Electric Coop Corp |  | 7825 | Fulton (AR) | AR | Vertical | Hempstead | 1 | Natural Gas Fired Combustion Turbine | GT |  | S | X | X | AECC_FULTON | SWPP | 154.8 | 0.9 | 153 | 153 | 125 | N |  |  | OP | X | 5 | 2001 | 2001 |  |  | N | Electric Utility | Utility | Cooperative | 1 | X | NG | Non-Renewable | 0 | 154.8 | 0 | 1
Operable | 807 | Arkansas Electric Coop Corp |  | 55221 | Harry L. Oswald | AR | Vertical | Pulaski | G1 | Natural Gas Fired Combined Cycle | CT | OSW1 | S | X | N | EAI.CC.AECCWRT | EIA | 51 | 0.85 | 47 | 47 | 27 | N |  |  | OP | X | 7 | 2002 | 2002 |  |  | N | Electric Utility | Utility | Cooperative | 1 | X | NG | Non-Renewable | 0 | 51 | 0 | 1
Operable | 807 | Arkansas Electric Coop Corp |  | 55221 | Harry L. Oswald | AR | Vertical | Pulaski | G2 | Natural Gas Fired Combined Cycle | CT | OSW1 | S | X | N | EAI.CC.AECCWRT | EIA | 51 | 0.85 | 47 | 47 | 27 | N |  |  | OP | X | 7 | 2002 | 2002 |  |  | N | Electric Utility | Utility | Cooperative | 1 | X | NG | Non-Renewable | 0 | 51 | 0 | 1
Operable | 807 | Arkansas Electric Coop Corp |  | 55221 | Harry L. Oswald | AR | Vertical | Pulaski | G3 | Natural Gas Fired Combined Cycle | CT | OSW1 | S | X | N | EAI.CC.AECCWRT | EIA | 51 | 0.85 | 47 | 47 | 27 | N |  |  | OP | X | 7 | 2002 | 2002 |  |  | N | Electric Utility | Utility | Cooperative | 1 | X | NG | Non-Renewable | 0 | 51 | 0 | 1
Operable | 807 | Arkansas Electric Coop Corp |  | 55221 | Harry L. Oswald | AR | Vertical | Pulaski | G4 | Natural Gas Fired Combined Cycle | CT | OSW1 | S | X | N | EAI.CC.AECCWRT | EIA | 51 | 0.85 | 47 | 47 | 27 | N |  |  | OP | X | 7 | 2002 | 2002 |  |  | N | Electric Utility | Utility | Cooperative | 1 | X | NG | Non-Renewable | 0 | 51 | 0 | 1
Operable | 807 | Arkansas Electric Coop Corp |  | 55221 | Harry L. Oswald | AR | Vertical | Pulaski | G5 | Natural Gas Fired Combined Cycle | CT | OSW1 | S | X | N | EAI.CC.AECCWRT | EIA | 51 | 0.85 | 47 | 47 | 27 | N |  |  | OP | X | 7 | 2002 | 2002 |  |  | N | Electric Utility | Utility | Cooperative | 1 | X | NG | Non-Renewable | 0 | 51 | 0 | 1
Operable | 807 | Arkansas Electric Coop Corp |  | 55221 | Harry L. Oswald | AR | Vertical | Pulaski | G6 | Natural Gas Fired Combined Cycle | CT | OSW1 | S | X | N | EAI.CC.AECCWRT | EIA | 51 | 0.85 | 47 | 47 | 27 | N |  |  | OP | X | 7 | 2002 | 2002 |  |  | N | Electric Utility | Utility | Cooperative | 1 | X | NG | Non-Renewable | 0 | 51 | 0 | 1
Operable | 807 | Arkansas Electric Coop Corp |  | 55221 | Harry L. Oswald | AR | Vertical | Pulaski | G7 | Natural Gas Fired Combined Cycle | CT | OSW1 | S | X | N | EAI.CC.AECCWRT | EIA | 83.5 | 0.85 | 76 | 76 | 34 | N |  |  | OP | X | 7 | 2002 | 2002 |  |  | N | Electric Utility | Utility | Cooperative | 1 | X | NG | Non-Renewable | 0 | 83.5 | 0 | 1
Operable | 807 | Arkansas Electric Coop Corp |  | 55221 | Harry L. Oswald | AR | Vertical | Pulaski | G8 | Natural Gas Fired Combined Cycle | CA | OSW1 | S | Y | X | EAI.CC.AECCWRT | EIA | 105 | 0.9 | 95 | 95 | 32 | N |  |  | OP | X | 7 | 2002 | 2002 |  |  | N | Electric Utility | Utility | Cooperative | 1 | X | NG | Non-Renewable | 0 | 105 | 0 | 1
Operable | 807 | Arkansas Electric Coop Corp |  | 55221 | Harry L. Oswald | AR | Vertical | Pulaski | G9 | Natural Gas Fired Combined Cycle | CA | OSW1 | S | Y | X | EAI.CC.AECCWRT | EIA | 105 | 0.9 | 95 | 95 | 32 | N |  |  | OP | X | 7 | 2002 | 2002 |  |  | N | Electric Utility | Utility | Cooperative | 1 | X | NG | Non-Renewable | 0 | 105 | 0 | 1
Operable | 807 | Arkansas Electric Coop Corp |  | 55714 | Magnet Cove | AR | Vertical | Hot Spring | GT1 | Natural Gas Fired Combined Cycle | CT | MC1 | S | X | N | EAI.CC.AECCMGV | EIA | 242 | 0.9 | 208.1 | 227.5 | 142 | N |  |  | OP | X | 7 | 2005 | 2005 |  |  | N | Electric Utility | Utility | Cooperative | 1 | X | NG | Non-Renewable | 0 | 242 | 0 | 1
Operable | 807 | Arkansas Electric Coop Corp |  | 55714 | Magnet Cove | AR | Vertical | Hot Spring | GT2 | Natural Gas Fired Combined Cycle | CT | MC1 | S | X | N | EAI.CC.AECCMGV | EIA | 242 | 0.9 | 208.1 | 227.5 | 142 | N |  |  | OP | X | 1 | 2006 | 2006 |  |  | N | Electric Utility | Utility | Cooperative | 1 | X | NG | Non-Renewable | 0 | 242 | 0 | 1
Operable | 807 | Arkansas Electric Coop Corp |  | 55714 | Magnet Cove | AR | Vertical | Hot Spring | ST1 | Natural Gas Fired Combined Cycle | CA | MC1 | S | Y | X | EAI.CC.AECCMGV | EIA | 262 | 0.9 | 225.3 | 246.3 | 83 | N |  |  | OP | X | 7 | 2005 | 2005 |  |  | N | Electric Utility | Utility | Cooperative | 1 | X | NG | Non-Renewable | 0 | 262 | 0 | 1
Operable | 807 | Arkansas Electric Coop Corp |  | 56489 | Elkins Generating Center | AR | Vertical | Washington | A | Natural Gas Fired Combustion Turbine | GT |  | S | X | X | AECC_ELKINS1 | SWPP | 22 | 0.8 | 20 | 20 | 12 | N |  |  | OP | X | 5 | 2010 | 2010 |  |  | N | Electric Utility | Utility | Cooperative | 1 | X | NG | Non-Renewable | 0 | 22 | 0 | 1
Operable | 807 | Arkansas Electric Coop Corp |  | 56489 | Elkins Generating Center | AR | Vertical | Washington | B | Natural Gas Fired Combustion Turbine | GT |  | S | X | X | AECC_ELKINS2 | SWPP | 22 | 0.8 | 20 | 20 | 12 | N |  |  | OP | X | 5 | 2010 | 2010 |  |  | N | Electric Utility | Utility | Cooperative | 1 | X | NG | Non-Renewable | 0 | 22 | 0 | 1
Operable | 807 | Arkansas Electric Coop Corp |  | 56489 | Elkins Generating Center | AR | Vertical | Washington | C | Natural Gas Fired Combustion Turbine | GT |  | S | X | X | AECC_ELKINS3 | SWPP | 22 | 0.8 | 20 | 20 | 12 | N |  |  | OP | X | 5 | 2013 | 2013 |  |  | N | Electric Utility | Utility | Cooperative | 1 | X | NG | Non-Renewable | 0 | 22 | 0 | 1
Operable | 712 | Arkansas River Power Authority |  | 67160 | Springfield Wind | CO | Vertical | Baca | T1S | Onshore Wind Turbine | WT |  | S | X | X |  |  | 1.5 |  | 1.5 | 1.5 | 0.1 | N |  |  | OP | X | 2 | 2004 | 2004 |  |  | N | Electric Utility | Utility | Municipal | 1 | X | WND | Renewable | 1.5 | 0 | 1 | 0
Operable | 58261 | Arkwright Summit Wind Farm LLC |  | 61673 | Arkwright Summit Wind Farm LLC | NY | Restructured | Chautauqua | WT | Onshore Wind Turbine | WT |  | S | X | X |  |  | 78.4 |  | 78.4 | 78.4 | 7.1 | N |  |  | OP | X | 8 | 2018 | 2018 |  |  | N | IPP Non-CHP | IPP | IPP | 2 | X | WND | Renewable | 78.4 | 0 | 1 | 0
Operable | 64144 | Arlington Energy Center II |  | 64481 | Arlington Energy Center II | CA | Vertical | Riverside | AEC1 | Solar Photovoltaic | PV |  | S | X | X |  |  | 100 |  | 100 | 100 |  | N |  |  | OP | X | 3 | 2022 | 2022 |  |  | N | IPP Non-CHP | IPP | IPP | 2 | X | SUN | Renewable | 100 | 0 | 1 | 0
Operable | 64144 | Arlington Energy Center II |  | 64481 | Arlington Energy Center II | CA | Vertical | Riverside | AEC2 | Solar Photovoltaic | PV |  | S | X | X |  |  | 133 |  | 133 | 133 |  | N |  |  | OP | X | 10 | 2023 | 2023 |  |  | N | IPP Non-CHP | IPP | IPP | 2 | X | SUN | Renewable | 133 | 0 | 1 | 0
Operable | 64144 | Arlington Energy Center II |  | 64481 | Arlington Energy Center II | CA | Vertical | Riverside | AEC2B | Batteries | BA |  | S | X | X |  |  | 132 |  | 132 | 132 | 0 | N |  |  | OP | X | 8 | 2022 | 2022 |  |  | N | IPP Non-CHP | IPP | IPP | 2 | X | MWH | Other | 0 | 0 | 0 | 0
Operable | 64199 | Arlington Energy Center III |  | 64564 | Arlington Energy Center III | CA | Vertical | Riverside | AEC3 | Solar Photovoltaic | PV |  | S | X | X |  |  | 131 |  | 131 | 131 |  | N |  |  | OP | X | 8 | 2022 | 2022 |  |  | N | IPP Non-CHP | IPP | IPP | 2 | X | SUN | Renewable | 131 | 0 | 1 | 0
Operable | 64199 | Arlington Energy Center III |  | 64564 | Arlington Energy Center III | CA | Vertical | Riverside | AEC3B | Batteries | BA |  | S | X | X |  |  | 110 |  | 110 | 110 | 0 | N |  |  | OP | X | 8 | 2022 | 2022 |  |  | N | IPP Non-CHP | IPP | IPP | 2 | X | MWH | Other | 0 | 0 | 0 | 0
Operable | 56812 | Arlington Valley LLC |  | 55282 | Arlington Valley Energy Facility | AZ | Vertical | Maricopa | CTG1 | Natural Gas Fired Combined Cycle | CT | CC1 | S | X | N |  |  | 198 | 0.85 | 162 | 162 | 80 | N |  |  | OP | X | 6 | 2002 | 2002 |  |  | N | IPP Non-CHP | IPP | IPP | 2 | X | NG | Non-Renewable | 0 | 198 | 0 | 1
Operable | 56812 | Arlington Valley LLC |  | 55282 | Arlington Valley Energy Facility | AZ | Vertical | Maricopa | CTG2 | Natural Gas Fired Combined Cycle | CT | CC1 | S | X | N |  |  | 198 | 0.85 | 163 | 163 | 80 | N |  |  | OP | X | 6 | 2002 | 2002 |  |  | N | IPP Non-CHP | IPP | IPP | 2 | X | NG | Non-Renewable | 0 | 198 | 0 | 1
Operable | 56812 | Arlington Valley LLC |  | 55282 | Arlington Valley Energy Facility | AZ | Vertical | Maricopa | STG1 | Natural Gas Fired Combined Cycle | CA | CC1 | S | Y | X |  |  | 317 | 0.85 | 255 | 255 | 55 | N |  |  | OP | X | 6 | 2002 | 2002 |  |  | N | IPP Non-CHP | IPP | IPP | 2 | X | NG | Non-Renewable | 0 | 317 | 0 | 1
Operable | 56074 | Arlington Wind Power Project LLC |  | 56855 | Arlington Wind Power Project | OR | Vertical | Gilliam | GEN1 | Onshore Wind Turbine | WT |  | S | X | X |  |  | 102.9 |  | 102.9 | 102.9 | 0.3 | N |  |  | OP | X | 12 | 2008 | 2008 |  |  | N | IPP Non-CHP | IPP | IPP | 2 | X | WND | Renewable | 102.9 | 0 | 1 | 0
Operable | 61530 | Armadillo Flats Wind Project, LLC |  | 61926 | Armadillo Flats Wind Project, LLC | OK | Vertical | Garfield | ARM | Onshore Wind Turbine | WT |  | S | X | X |  |  | 247.3 |  | 247.3 | 247.3 | 247.3 | N |  |  | OP | X | 12 | 2018 | 2018 |  |  | N | IPP Non-CHP | IPP | IPP | 2 | X | WND | Renewable | 247.3 | 0 | 1 | 0
Operable | 56412 | Armstrong Power LLC |  | 55347 | Armstrong | PA | Restructured | Armstrong | 1 | Natural Gas Fired Combustion Turbine | GT |  | S | X | X | SBEND 18kv-ct1 | SBEND 18kv-ct1 | 172 | 0.85 | 168.4 | 208.9 | 100 | N |  |  | OP | X | 5 | 2002 | 2002 |  |  | N | IPP Non-CHP | IPP | IPP | 2 | X | NG | Non-Renewable | 0 | 172 | 0 | 1 | DFO
Operable | 56412 | Armstrong Power LLC |  | 55347 | Armstrong | PA | Restructured | Armstrong | 2 | Natural Gas Fired Combustion Turbine | GT |  | S | X | X | SBEND 18kv-ct2 | SBEND 18kv-ct2 | 172 | 0.85 | 163.6 | 202.9 | 100 | N |  |  | OP | X | 5 | 2002 | 2002 |  |  | N | IPP Non-CHP | IPP | IPP | 2 | X | NG | Non-Renewable | 0 | 172 | 0 | 1 | DFO
Operable | 56412 | Armstrong Power LLC |  | 55347 | Armstrong | PA | Restructured | Armstrong | 3 | Natural Gas Fired Combustion Turbine | GT |  | S | X | X | SBEND 18kv-ct3 | SBEND 18kv-ct3 | 172 | 0.85 | 169 | 209.6 | 100 | N |  |  | OP | X | 5 | 2002 | 2002 |  |  | N | IPP Non-CHP | IPP | IPP | 2 | X | NG | Non-Renewable | 0 | 172 | 0 | 1 | DFO
Operable | 56412 | Armstrong Power LLC |  | 55347 | Armstrong | PA | Restructured | Armstrong | 4 | Natural Gas Fired Combustion Turbine | GT |  | S | X | X | SBEND 18kv-ct4 | SBEND 18kv-ct4 | 172 | 0.85 | 169.7 | 208.3 | 100 | N |  |  | OP | X | 5 | 2002 | 2002 |  |  | N | IPP Non-CHP | IPP | IPP | 2 | X | NG | Non-Renewable | 0 | 172 | 0 | 1 | DFO
Operable | 61768 | Arrow Canyon Solar LLC |  | 62248 | Arrow Canyon Solar Hybrid | NV | Vertical | Clark | 1 | Solar Photovoltaic | PV |  | S | X | X |  |  | 200 |  | 200 | 200 |  | N |  |  | OP | X | 12 | 2023 | 2023 |  |  | N | IPP Non-CHP | IPP | IPP | 2 | X | SUN | Renewable | 200 | 0 | 1 | 0
Operable | 61768 | Arrow Canyon Solar LLC |  | 62248 | Arrow Canyon Solar Hybrid | NV | Vertical | Clark | 2 | Batteries | BA |  | S | X | X |  |  | 75 |  | 75 | 75 |  | N |  |  | OP | X | 12 | 2023 | 2023 |  |  | N | IPP Non-CHP | IPP | IPP | 2 | X | MWH | Other | 0 | 0 | 0 | 0
Operable | 62921 | Arroyo Solar LLC |  | 63172 | Arroyo Solar Energy Storage Hybrid | NM | Vertical | McKinley | ARESS | Batteries | BA |  | S | X | X |  |  | 150 |  | 150 | 150 |  | N |  |  | OP | X | 7 | 2023 | 2023 |  |  | N | IPP Non-CHP | IPP | IPP | 2 | X | MWH | Other | 0 | 0 | 0 | 0
Operable | 60643 | Artemis Solar LLC |  | 61003 | Musgrave East Solar Farm | NY | Restructured | Cayuga | CMUSW | Solar Photovoltaic | PV |  | S | X | X |  |  | 2 |  | 2 | 2 |  | N |  |  | OP | X | 12 | 2016 | 2016 |  |  | N | IPP Non-CHP | IPP | IPP | 2 | X | SUN | Renewable | 2 | 0 | 1 | 0
Operable | 60643 | Artemis Solar LLC |  | 61015 | Musgrave West Solar Farm | NY | Restructured | Cayuga | CMUSW | Solar Photovoltaic | PV |  | S | X | X |  |  | 2 |  | 2 | 2 |  |  |  |  | OP | X | 12 | 2016 | 2016 |  |  | N | IPP Non-CHP | IPP | IPP | 2 | X | SUN | Renewable | 2 | 0 | 1 | 0
Operable | 65638 | Arthur Solar 2, LLC |  | 66605 | Arthur 2 Solar | NC | Vertical | Columbus | ARTH2 | Solar Photovoltaic | PV |  | S | X | X |  |  | 5 |  | 5 | 5 |  | N |  |  | OP | X | 3 | 2023 | 2023 |  |  | N | IPP Non-CHP | IPP | IPP | 2 | X | SUN | Renewable | 5 | 0 | 1 | 0
Operable | 64527 | ASA DeKalb NY Solar I LLC |  | 65156 | ASA DeKalb NY Solar I LLC | NY | Restructured | St Lawrence | DEK1 | Solar Photovoltaic | PV |  | S | X | X |  |  | 5 |  | 5 | 5 |  | N |  |  | OP | X | 12 | 2023 | 2023 |  |  | N | IPP Non-CHP | IPP | IPP | 2 | X | SUN | Renewable | 5 | 0 | 1 | 0
Operable | 64526 | ASA DeKalb NY Solar II LLC |  | 65155 | ASA DeKalb NY Solar II LLC | NY | Restructured | St Lawrence | DEK2 | Solar Photovoltaic | PV |  | S | X | X |  |  | 3 |  | 3 | 3 |  | N |  |  | OP | X | 12 | 2023 | 2023 |  |  | N | IPP Non-CHP | IPP | IPP | 2 | X | SUN | Renewable | 3 | 0 | 1 | 0
Operable | 64531 | ASA Volney NY Solar I LLC |  | 65159 | ASA Volney NY Solar I LLC | NY | Restructured | Oswego | VOL1 | Solar Photovoltaic | PV |  | S | X | X |  |  | 5 |  | 5 | 5 |  | N |  |  | OP | X | 7 | 2023 | 2023 |  |  | N | IPP Non-CHP | IPP | IPP | 2 | X | SUN | Renewable | 5 | 0 | 1 | 0
Operable | 56488 | Ascend Performance Materials |  | 10418 | Ascend Performance Materials Texas Inc. | TX | Restructured | Brazoria | GEN1 | Natural Gas Steam Turbine | ST |  | S | X | X |  |  | 6 | 0.8 | 5.2 | 5.2 | 2.3 | N |  |  | OP | X | 6 | 1993 | Pre-2000 |  |  | Y | Industrial CHP | Customer Sited | Other | 7 | B | NG | Non-Renewable | 0 | 6 | 0 | 1
Operable | 56488 | Ascend Performance Materials |  | 10418 | Ascend Performance Materials Texas Inc. | TX | Restructured | Brazoria | GEN4 | Natural Gas Steam Turbine | ST |  | S | X | X |  |  | 46.1 | 0.8 | 42.5 | 42.5 | 8 | N |  |  | OP | X | 10 | 2000 | 2000 |  |  | Y | Industrial CHP | Customer Sited | Other | 7 | B | NG | Non-Renewable | 0 | 46.1 | 0 | 1
Operable | 56600 | Ascend Performance Materials LLC |  | 10416 | Pensacola Florida Plant | FL | Vertical | Escambia | GEN1 | Natural Gas Steam Turbine | ST |  | S | X | X |  |  | 5 | 1 | 5 | 5 | 1 | N |  |  | OP | X | 9 | 1953 | Pre-2000 |  |  | Y | Industrial CHP | Customer Sited | Other | 7 | T | NG | Non-Renewable | 0 | 5 | 0 | 1 | OG | WO
Operable | 56600 | Ascend Performance Materials LLC |  | 10416 | Pensacola Florida Plant | FL | Vertical | Escambia | GEN2 | Natural Gas Steam Turbine | ST |  | S | X | X |  |  | 5 | 1 | 5 | 5 | 1 | N |  |  | OP | X | 1 | 1957 | Pre-2000 |  |  | Y | Industrial CHP | Customer Sited | Other | 7 | T | NG | Non-Renewable | 0 | 5 | 0 | 1 | OG | WO
Operable | 56600 | Ascend Performance Materials LLC |  | 10416 | Pensacola Florida Plant | FL | Vertical | Escambia | GEN3 | Natural Gas Steam Turbine | ST |  | S | X | X |  |  | 6 | 1 | 6 | 6 | 1 | N |  |  | OP | X | 3 | 1958 | Pre-2000 |  |  | Y | Industrial CHP | Customer Sited | Other | 7 | T | NG | Non-Renewable | 0 | 6 | 0 | 1 | OG | WO
Operable | 56600 | Ascend Performance Materials LLC |  | 10416 | Pensacola Florida Plant | FL | Vertical | Escambia | GEN4 | Natural Gas Fired Combustion Turbine | GT |  | S | X | X |  |  | 86 | 1 | 82 | 100 | 30 | N |  |  | OP | X | 8 | 1993 | Pre-2000 |  |  | Y | Industrial CHP | Customer Sited | Other | 7 | T | NG | Non-Renewable | 0 | 86 | 0 | 1 | OG | WO
Operable | 64446 | ASD Cotuit MA Solar LLC |  | 65014 | ASD Cotuit MA Solar LLC | MA | Restructured | Barnstable | COT1 | Solar Photovoltaic | PV |  | S | X | X |  |  | 3.1 |  | 3.1 | 3.1 |  | N |  |  | OP | X | 11 | 2023 | 2023 |  |  |  | IPP Non-CHP | IPP | IPP | 2 |  | SUN | Renewable | 3.1 | 0 | 1 | 0
Operable | 65500 | ASD Wallum MA Solar LLC |  | 65015 | ASD Wallum MA Solar LLC(CSG) | MA | Restructured | Worcester | WAL1 | Solar Photovoltaic | PV |  | S | X | X |  |  | 5 |  | 5 | 5 |  | N |  |  | OP | X | 1 | 2022 | 2022 |  |  | N | IPP Non-CHP | IPP | IPP | 2 | X | SUN | Renewable | 5 | 0 | 1 | 0
Operable | 65500 | ASD Wallum MA Solar LLC |  | 65015 | ASD Wallum MA Solar LLC(CSG) | MA | Restructured | Worcester | WAL1B | Batteries | BA |  | S | X | X |  |  | 3.8 |  | 3.8 | 3.8 |  | N |  |  | OP | X | 1 | 2022 | 2022 |  |  | N | IPP Non-CHP | IPP | IPP | 2 | X | MWH | Other | 0 | 0 | 0 | 0
Operable | 65345 | Ash Mesa Solar, LLC |  | 66247 | Ash Mesa Solar, LLC | CO | Vertical | Montrose | 21536 | Solar Photovoltaic | PV |  | W | X | X |  |  | 7.8 |  | 7.8 | 7.8 |  | N |  |  | OP | X | 6 | 2022 | 2022 |  |  | N | IPP Non-CHP | IPP | IPP | 2 | X | SUN | Renewable | 7.8 | 0 | 1 | 0
Operable | 61692 | Ashby Solar, LLC |  | 62199 | Ashby Solar, LLC CSG | MA | Restructured | Worcester | 4472 | Solar Photovoltaic | PV |  | S | X | X |  |  | 1.8 |  | 1.8 | 1.4 |  | N |  |  | OP | X | 7 | 2018 | 2018 |  |  | N | IPP Non-CHP | IPP | IPP | 2 | X | SUN | Renewable | 1.8 | 0 | 1 | 0
Operable | 50130 | Ashley Energy LLC |  | 56309 | Trigen St. Louis | MO | Vertical | St Louis | CT-1 | Natural Gas Fired Combined Cycle | CS | G401 | S | Y | N | AMMO.TRIGCTG1 | AMMO.TRIGCTG1 | 5.9 | 0.9 | 5.5 | 6.2 | 0.5 | N |  |  | OP | X | 7 | 1999 | Pre-2000 |  |  | Y | IPP CHP | IPP | IPP | 3 | T | NG | Non-Renewable | 0 | 5.9 | 0 | 1
Operable | 50130 | Ashley Energy LLC |  | 56309 | Trigen St. Louis | MO | Vertical | St Louis | CT-2 | Natural Gas Fired Combined Cycle | CS | G401 | S | Y | N | AMMO.TRIGCTG1 | AMMO.TRIGCTG1 | 5.9 | 0.9 | 5.5 | 6.2 | 0.5 | N |  |  | OP | X | 7 | 1999 | Pre-2000 |  |  | Y | IPP CHP | IPP | IPP | 3 | T | NG | Non-Renewable | 0 | 5.9 | 0 | 1
Operable | 50130 | Ashley Energy LLC |  | 56309 | Trigen St. Louis | MO | Vertical | St Louis | IC-1 | Natural Gas Internal Combustion Engine | IC |  | S | X | X |  |  | 1.2 | 0.8 | 1.2 | 1.2 | 0.1 | N |  |  | OP | X | 6 | 1999 | Pre-2000 |  |  | N | IPP CHP | IPP | IPP | 3 | X | NG | Non-Renewable | 0 | 1.2 | 0 | 1
Operable | 50130 | Ashley Energy LLC |  | 56309 | Trigen St. Louis | MO | Vertical | St Louis | ST-3 | Natural Gas Fired Combined Cycle | CA | G401 | S | Y | X | AMMO.TRIGCTG1 | AMMO.TRIGCTG1 | 18.2 | 0.8 | 18.2 | 18.2 | 1.1 | N |  |  | OP | X | 6 | 2000 | 2000 |  |  | Y | IPP CHP | IPP | IPP | 3 | T | NG | Non-Renewable | 0 | 18.2 | 0 | 1
Operable | 50130 | Ashley Energy LLC |  | 56309 | Trigen St. Louis | MO | Vertical | St Louis | ST-4 | Natural Gas Steam Turbine | ST |  | S | X | X | AMMO.TRIGCTG1 | AMMO.TRIGCTG1 | 1.5 | 0.9 | 1.5 | 1.5 | 0.1 | N |  |  | OP | X | 6 | 1999 | Pre-2000 |  |  | Y | IPP CHP | IPP | IPP | 3 | T | NG | Non-Renewable | 0 | 1.5 | 0 | 1
Operable | 50130 | Ashley Energy LLC |  | 56309 | Trigen St. Louis | MO | Vertical | St Louis | ST-5 | Natural Gas Steam Turbine | ST |  | S | X | X | AMMO.TRIGCTG1 | AMMO.TRIGCTG1 | 1.5 | 0.9 | 1.5 | 1.5 | 0.1 | N |  |  | OP | X | 6 | 1999 | Pre-2000 |  |  | Y | IPP CHP | IPP | IPP | 3 | T | NG | Non-Renewable | 0 | 1.5 | 0 | 1
Operable | 59307 | Ashley Solar Farm, LLC |  | 59566 | Ashley Solar Farm | NC | Vertical | Yadkin | PV1 | Solar Photovoltaic | PV |  | S | X | X |  |  | 4 |  | 4 | 4 |  | N |  |  | OP | X | 3 | 2015 | 2015 |  |  | N | IPP Non-CHP | IPP | IPP | 2 | X | SUN | Renewable | 4 | 0 | 1 | 0
Operable | 56414 | Ashtabula Wind II LLC |  | 57121 | Ashtabula Wind II LLC | ND | Vertical | Steele | 1 | Onshore Wind Turbine | WT |  | S | X | X |  |  | 120 |  | 120 | 120 | 6 | N |  |  | OP | X | 10 | 2009 | 2009 |  |  | N | IPP Non-CHP | IPP | IPP | 2 | X | WND | Renewable | 120 | 0 | 1 | 0
Operable | 61949 | Assembly Solar I, LLC |  | 62422 | Assembly Solar Project | MI | Vertical | Shiawassee | ASP01 | Solar Photovoltaic | PV |  | S | X | X |  |  | 50 |  | 50 | 50 |  | N |  |  | OP | X | 12 | 2020 | 2020 |  |  | N | IPP Non-CHP | IPP | IPP | 2 | X | SUN | Renewable | 50 | 0 | 1 | 0
Operable | 63253 | Assembly Solar II LLC |  | 63538 | Assembly Solar II LLC | MI | Vertical | Shiawassee | AS2 | Solar Photovoltaic | PV |  | S | X | X |  |  | 110 |  | 110 | 110 |  | N |  |  | OP | X | 12 | 2021 | 2021 |  |  | N | IPP Non-CHP | IPP | IPP | 2 | X | SUN | Renewable | 110 | 0 | 1 | 0
Operable | 63813 | Assembly Solar III, LLC |  | 64196 | Assembly Solar III | MI | Vertical | Shiawassee | AS3 | Solar Photovoltaic | PV |  | S | X | X |  |  | 79 |  | 79 | 79 |  | N |  |  | OP | X | 1 | 2022 | 2022 |  |  | N | IPP Non-CHP | IPP | IPP | 2 | X | SUN | Renewable | 79 | 0 | 1 | 0
Operable | 924 | Associated Electric Coop, Inc |  | 2167 | New Madrid | MO | Vertical | New Madrid | 1 | Conventional Steam Coal | ST |  | S | X | X |  |  | 650 | 0.9 | 600 | 615 | 170 | N |  |  | OP | X | 10 | 1972 | Pre-2000 |  |  | N | Electric Utility | Utility | Cooperative | 1 | X | RC | Non-Renewable | 0 | 650 | 0 | 1
Operable | 924 | Associated Electric Coop, Inc |  | 2167 | New Madrid | MO | Vertical | New Madrid | 2 | Conventional Steam Coal | ST |  | S | X | X |  |  | 650 | 0.9 | 600 | 615 | 170 | N |  |  | OP | X | 6 | 1977 | Pre-2000 |  |  | N | Electric Utility | Utility | Cooperative | 1 | X | RC | Non-Renewable | 0 | 650 | 0 | 1
Operable | 924 | Associated Electric Coop, Inc |  | 2168 | Thomas Hill | MO | Vertical | Randolph | 1 | Conventional Steam Coal | ST |  | S | X | X |  |  | 171.7 | 0.85 | 164 | 167 | 100 | N |  |  | OP | X | 12 | 1966 | Pre-2000 |  |  | N | Electric Utility | Utility | Cooperative | 1 | X | RC | Non-Renewable | 0 | 171.7 | 0 | 1
Operable | 924 | Associated Electric Coop, Inc |  | 2168 | Thomas Hill | MO | Vertical | Randolph | 2 | Conventional Steam Coal | ST |  | S | X | X |  |  | 272 | 0.85 | 263 | 272 | 150 | N |  |  | OP | X | 3 | 1969 | Pre-2000 |  |  | N | Electric Utility | Utility | Cooperative | 1 | X | RC | Non-Renewable | 0 | 272 | 0 | 1
Operable | 924 | Associated Electric Coop, Inc |  | 2168 | Thomas Hill | MO | Vertical | Randolph | 3 | Conventional Steam Coal | ST |  | S | X | X |  |  | 738 | 0.9 | 703 | 714 | 170 | N |  |  | OP | X | 5 | 1982 | Pre-2000 |  |  | N | Electric Utility | Utility | Cooperative | 1 | X | RC | Non-Renewable | 0 | 738 | 0 | 1
Operable | 924 | Associated Electric Coop, Inc |  | 6563 | Unionville | MO | Vertical | Putnam | 1 | Petroleum Liquids | GT |  | S | X | X |  |  | 26.6 | 0.9 | 22 | 22 | 22 | N |  |  | OP | X | 6 | 1976 | Pre-2000 |  |  | N | Electric Utility | Utility | Cooperative | 1 | X | DFO | Non-Renewable | 0 | 26.6 | 0 | 1
Operable | 924 | Associated Electric Coop, Inc |  | 6563 | Unionville | MO | Vertical | Putnam | 2 | Petroleum Liquids | GT |  | S | X | X |  |  | 26.6 | 0.9 | 22 | 22 | 22 | N |  |  | OP | X | 6 | 1976 | Pre-2000 |  |  | N | Electric Utility | Utility | Cooperative | 1 | X | DFO | Non-Renewable | 0 | 26.6 | 0 | 1
Operable | 924 | Associated Electric Coop, Inc |  | 7604 | St Francis Energy Facility | MO | Vertical | Dunklin | 1 | Natural Gas Fired Combined Cycle | CS |  | S | N | N |  |  | 253.3 | 0.85 | 223 | 241 | 183 | N |  |  | OP | X | 7 | 1999 | Pre-2000 |  |  | N | Electric Utility | Utility | Cooperative | 1 | X | NG | Non-Renewable | 0 | 253.3 | 0 | 1
Operable | 924 | Associated Electric Coop, Inc |  | 7604 | St Francis Energy Facility | MO | Vertical | Dunklin | 2 | Natural Gas Fired Combined Cycle | CS |  | S | N | N |  |  | 253.3 | 0.85 | 211 | 216 | 183 | Y | 5 | 2023 | OP | X | 4 | 2001 | 2001 |  |  | N | Electric Utility | Utility | Cooperative | 1 | X | NG | Non-Renewable | 0 | 253.3 | 0 | 1
Operable | 924 | Associated Electric Coop, Inc |  | 7749 | Essex | MO | Vertical | Stoddard | 1 | Natural Gas Fired Combustion Turbine | GT |  | S | X | X |  |  | 121.2 | 0.85 | 94 | 122 | 86 | N |  |  | OP | X | 6 | 1999 | Pre-2000 |  |  | N | Electric Utility | Utility | Cooperative | 1 | X | NG | Non-Renewable | 0 | 121.2 | 0 | 1
Operable | 924 | Associated Electric Coop, Inc |  | 7754 | Nodaway | MO | Vertical | Nodaway | 1 | Natural Gas Fired Combustion Turbine | GT |  | S | X | X |  |  | 157.8 | 0.85 | 87 | 114 | 65 | N |  |  | OP | X | 6 | 1999 | Pre-2000 |  |  | N | Electric Utility | Utility | Cooperative | 1 | X | NG | Non-Renewable | 0 | 157.8 | 0 | 1
Operable | 924 | Associated Electric Coop, Inc |  | 7754 | Nodaway | MO | Vertical | Nodaway | 2 | Natural Gas Fired Combustion Turbine | GT |  | S | X | X |  |  | 157.8 | 0.85 | 84 | 114 | 65 | N |  |  | OP | X | 6 | 1999 | Pre-2000 |  |  | N | Electric Utility | Utility | Cooperative | 1 | X | NG | Non-Renewable | 0 | 157.8 | 0 | 1
Operable | 924 | Associated Electric Coop, Inc |  | 7757 | Chouteau | OK | Vertical | Mayes | 1 | Natural Gas Fired Combined Cycle | CT | CC1 | S | X | N |  |  | 176 | 0.85 | 139 | 150 | 100 | N |  |  | OP | X | 1 | 2000 | 2000 |  |  | N | Electric Utility | Utility | Cooperative | 1 | X | NG | Non-Renewable | 0 | 176 | 0 | 1
Operable | 924 | Associated Electric Coop, Inc |  | 7757 | Chouteau | OK | Vertical | Mayes | 2 | Natural Gas Fired Combined Cycle | CT | CC1 | S | X | N |  |  | 176 | 0.85 | 142 | 152 | 100 | N |  |  | OP | X | 1 | 2000 | 2000 |  |  | N | Electric Utility | Utility | Cooperative | 1 | X | NG | Non-Renewable | 0 | 176 | 0 | 1
Operable | 924 | Associated Electric Coop, Inc |  | 7757 | Chouteau | OK | Vertical | Mayes | 3 | Natural Gas Fired Combined Cycle | CA | CC1 | S | N | X |  |  | 182.8 | 0.85 | 151 | 152 | 50 | N |  |  | OP | X | 1 | 2000 | 2000 |  |  | N | Electric Utility | Utility | Cooperative | 1 | X | NG | Non-Renewable | 0 | 182.8 | 0 | 1
Operable | 924 | Associated Electric Coop, Inc |  | 7757 | Chouteau | OK | Vertical | Mayes | 4 | Natural Gas Fired Combined Cycle | CT | CC2 | S | X | N |  |  | 176 | 0.85 | 143 | 161 | 100 | N |  |  | OP | X | 6 | 2011 | 2011 |  |  | N | Electric Utility | Utility | Cooperative | 1 | X | NG | Non-Renewable | 0 | 176 | 0 | 1
Operable | 924 | Associated Electric Coop, Inc |  | 7757 | Chouteau | OK | Vertical | Mayes | 5 | Natural Gas Fired Combined Cycle | CT | CC2 | S | X | N |  |  | 176 | 0.85 | 146 | 161 | 100 | N |  |  | OP | X | 6 | 2011 | 2011 |  |  | N | Electric Utility | Utility | Cooperative | 1 | X | NG | Non-Renewable | 0 | 176 | 0 | 1
Operable | 924 | Associated Electric Coop, Inc |  | 7757 | Chouteau | OK | Vertical | Mayes | 6 | Natural Gas Fired Combined Cycle | CA | CC2 | S | Y | X |  |  | 182.8 | 0.85 | 158 | 161 | 50 | N |  |  | OP | X | 6 | 2011 | 2011 |  |  | N | Electric Utility | Utility | Cooperative | 1 | X | NG | Non-Renewable | 0 | 182.8 | 0 | 1
Operable | 924 | Associated Electric Coop, Inc |  | 7848 | Holden | MO | Vertical | Johnson | 11 | Natural Gas Fired Combustion Turbine | GT |  | S | X | X |  |  | 107.1 | 0.85 | 84 | 101 | 69 | N |  |  | OP | X | 6 | 2002 | 2002 |  |  | N | Electric Utility | Utility | Cooperative | 1 | X | NG | Non-Renewable | 0 | 107.1 | 0 | 1 | DFO
Operable | 924 | Associated Electric Coop, Inc |  | 7848 | Holden | MO | Vertical | Johnson | 12 | Natural Gas Fired Combustion Turbine | GT |  | S | X | X |  |  | 107.1 | 0.85 | 83 | 96 | 69 | N |  |  | OP | X | 6 | 2002 | 2002 |  |  | N | Electric Utility | Utility | Cooperative | 1 | X | NG | Non-Renewable | 0 | 107.1 | 0 | 1 | DFO
Operable | 924 | Associated Electric Coop, Inc |  | 7848 | Holden | MO | Vertical | Johnson | 13 | Natural Gas Fired Combustion Turbine | GT |  | S | X | X |  |  | 107.1 | 0.85 | 83 | 97 | 69 | N |  |  | OP | X | 6 | 2002 | 2002 |  |  | N | Electric Utility | Utility | Cooperative | 1 | X | NG | Non-Renewable | 0 | 107.1 | 0 | 1 | DFO
Operable | 924 | Associated Electric Coop, Inc |  | 55340 | Dell Power Station | AR | Vertical | Mississippi | CTG1 | Natural Gas Fired Combined Cycle | CT | CC2 | S | X | N | EAI.CC.DELL | EAI.CC.DELL | 199.3 | 0.85 | 153 | 180 | 100 | N |  |  | OP | X | 8 | 2007 | 2007 |  |  | N | Electric Utility | Utility | Cooperative | 1 | X | NG | Non-Renewable | 0 | 199.3 | 0 | 1 | DFO
Operable | 924 | Associated Electric Coop, Inc |  | 55340 | Dell Power Station | AR | Vertical | Mississippi | CTG2 | Natural Gas Fired Combined Cycle | CT | CC2 | S | X | N |  |  | 199.3 | 0.85 | 152 | 168 | 100 | N |  |  | OP | X | 8 | 2007 | 2007 |  |  | N | Electric Utility | Utility | Cooperative | 1 | X | NG | Non-Renewable | 0 | 199.3 | 0 | 1 | DFO
Operable | 924 | Associated Electric Coop, Inc |  | 55340 | Dell Power Station | AR | Vertical | Mississippi | STG | Natural Gas Fired Combined Cycle | CA | CC2 | S | Y | X |  |  | 280.5 | 0.85 | 176 | 184 | 62 | N |  |  | OP | X | 8 | 2007 | 2007 |  |  | N | Electric Utility | Utility | Cooperative | 1 | X | NG | Non-Renewable | 0 | 280.5 | 0 | 1
Operable | 56991 | Astoria Energy II LLC |  | 57664 | Astoria Energy II | NY | Restructured | Queens | CT3 | Natural Gas Fired Combined Cycle | CT | CC1 | S | X | N | 323667 | 323667 | 200 | 0.85 | 156 | 188 | 100 | N |  |  | OP | X | 7 | 2011 | 2011 |  |  | N | IPP Non-CHP | IPP | IPP | 2 | X | NG | Non-Renewable | 0 | 200 | 0 | 1 | DFO
Operable | 56991 | Astoria Energy II LLC |  | 57664 | Astoria Energy II | NY | Restructured | Queens | CT4 | Natural Gas Fired Combined Cycle | CT | CC1 | S | X | N | 323667 | 323667 | 200 | 0.85 | 156 | 188 | 100 | N |  |  | OP | X | 7 | 2011 | 2011 |  |  | N | IPP Non-CHP | IPP | IPP | 2 | X | NG | Non-Renewable | 0 | 200 | 0 | 1 | DFO
Operable | 56991 | Astoria Energy II LLC |  | 57664 | Astoria Energy II | NY | Restructured | Queens | ST2 | Natural Gas Fired Combined Cycle | CA | CC1 | S | Y | X | 323668 | 323668 | 250 | 0.85 | 228 | 236 | 120 | N |  |  | OP | X | 7 | 2011 | 2011 |  |  | N | IPP Non-CHP | IPP | IPP | 2 | X | NG | Non-Renewable | 0 | 250 | 0 | 1
Operable | 22979 | Astoria Energy LLC |  | 55375 | Astoria Energy | NY | Restructured | Queens | CT1 | Natural Gas Fired Combined Cycle | CT | CC1 | S | X | N | 323581 | 323581 | 170 | 0.85 | 165 | 189 | 100 | N |  |  | OP | X | 5 | 2006 | 2006 |  |  | N | IPP Non-CHP | IPP | IPP | 2 | X | NG | Non-Renewable | 0 | 170 | 0 | 1 | DFO
Operable | 22979 | Astoria Energy LLC |  | 55375 | Astoria Energy | NY | Restructured | Queens | CT2 | Natural Gas Fired Combined Cycle | CT | CC1 | S | X | N | 323582 | 323582 | 170 | 0.85 | 165 | 189 | 100 | N |  |  | OP | X | 5 | 2006 | 2006 |  |  | N | IPP Non-CHP | IPP | IPP | 2 | X | NG | Non-Renewable | 0 | 170 | 0 | 1 | DFO
Operable | 22979 | Astoria Energy LLC |  | 55375 | Astoria Energy | NY | Restructured | Queens | ST1 | Natural Gas Fired Combined Cycle | CA | CC1 | S | Y | X | 323582 | 323582 | 255 | 0.85 | 228 | 266 | 120 | N |  |  | OP | X | 5 | 2006 | 2006 |  |  | N | IPP Non-CHP | IPP | IPP | 2 | X | NG | Non-Renewable | 0 | 255 | 0 | 1
Operable | 60515 | Astra Wind LLC |  | 60856 | Astra Wind Farm | TX | Restructured | Randall | ASTRA | Onshore Wind Turbine | WT |  | S | X | X | HERFWIND_ALL | HERFWIND_ALL | 163 |  | 163 | 163 | 1.4 | N |  |  | OP | X | 5 | 2017 | 2017 |  |  | N | IPP Non-CHP | IPP | IPP | 2 | X | WND | Renewable | 163 | 0 | 1 | 0
Operable | 22035 | AT&T |  | 54858 | Southwestern Bell Telephone | MO | Vertical | St Louis City | E/G1 | Petroleum Liquids | IC |  | S | X | X |  |  | 2 | 0.8 | 2 | 2 | 0.7 | N |  |  | SB | Y | 2 | 1992 | Pre-2000 |  |  | N | Commercial Non-CHP | Customer Sited | Other | 4 | X | DFO | Non-Renewable | 0 | 2 | 0 | 1
Operable | 22035 | AT&T |  | 54858 | Southwestern Bell Telephone | MO | Vertical | St Louis City | E/G2 | Petroleum Liquids | IC |  | S | X | X |  |  | 2 | 0.8 | 2 | 2 | 0.7 | N |  |  | SB | Y | 2 | 1992 | Pre-2000 |  |  | N | Commercial Non-CHP | Customer Sited | Other | 4 | X | DFO | Non-Renewable | 0 | 2 | 0 | 1
Operable | 22035 | AT&T |  | 54858 | Southwestern Bell Telephone | MO | Vertical | St Louis City | E/G3 | Petroleum Liquids | IC |  | S | X | X |  |  | 2 | 0.8 | 2 | 2 | 0.7 | N |  |  | SB | Y | 2 | 1992 | Pre-2000 |  |  | N | Commercial Non-CHP | Customer Sited | Other | 4 | X | DFO | Non-Renewable | 0 | 2 | 0 | 1
Operable | 22035 | AT&T |  | 54858 | Southwestern Bell Telephone | MO | Vertical | St Louis City | E/G4 | Petroleum Liquids | IC |  | S | X | X |  |  | 2.8 | 0.8 | 2.8 | 2.8 | 0.8 | N |  |  | SB | Y | 12 | 2005 | 2005 |  |  | N | Commercial Non-CHP | Customer Sited | Other | 4 | X | DFO | Non-Renewable | 0 | 2.8 | 0 | 1
Operable | 22035 | AT&T |  | 54858 | Southwestern Bell Telephone | MO | Vertical | St Louis City | E/G5 | Petroleum Liquids | IC |  | S | X | X |  |  | 2.8 | 0.8 | 2.8 | 2.8 | 0.8 | N |  |  | SB | Y | 1 | 2008 | 2008 |  |  | N | Commercial Non-CHP | Customer Sited | Other | 4 | X | DFO | Non-Renewable | 0 | 2.8 | 0 | 1
Operable | 22035 | AT&T |  | 54858 | Southwestern Bell Telephone | MO | Vertical | St Louis City | E/G6 | Petroleum Liquids | IC |  | S | X | X |  |  | 2.8 | 0.8 | 2.8 | 2.8 | 0.8 | N |  |  | SB | Y | 8 | 2011 | 2011 |  |  | N | Commercial Non-CHP | Customer Sited | Other | 4 | X | DFO | Non-Renewable | 0 | 2.8 | 0 | 1
Operable | 22035 | AT&T |  | 54858 | Southwestern Bell Telephone | MO | Vertical | St Louis City | E/G7 | Petroleum Liquids | IC |  | S | X | X |  |  | 2.8 | 0.8 | 2.8 | 2.8 | 0.8 | N |  |  | SB | Y | 8 | 2011 | 2011 |  |  | N | Commercial Non-CHP | Customer Sited | Other | 4 | X | DFO | Non-Renewable | 0 | 2.8 | 0 | 1
Operable | 60242 | Athens Energy, LLC |  | 60457 | Athens Energy | ME | Restructured | Somerset | 1 | Wood/Wood Waste Biomass | OT |  | S | X | X |  |  | 8.5 | 0.85 | 7.1 | 7.1 | 7.1 | N |  |  | OP | X | 10 | 2016 | 2016 |  |  | N | IPP Non-CHP | IPP | IPP | 2 | X | WDS | Renewable | 8.5 | 0 | 1 | 0
Operable | 61639 | Atkinson Solar II LLC |  | 62096 | Atkinson Solar II | NC | Vertical | Duplin | PGRF3 | Solar Photovoltaic | PV |  | S | X | X |  |  | 1.9 |  | 1.9 | 1.9 |  | N |  |  | OP | X | 10 | 2018 | 2018 |  |  | N | IPP Non-CHP | IPP | IPP | 2 | X | SUN | Renewable | 1.9 | 0 | 1 | 0
Operable | 876 | Atlanta Gift Mart LP |  | 54877 | Atlanta Gift Mart LP | GA | Vertical | Fulton | BUG | Petroleum Liquids | IC |  | S | X | X |  |  | 1.2 | 0.8 | 1.2 | 1.2 | 0.4 | N |  |  | SB | N | 6 | 1991 | Pre-2000 |  |  | N | Commercial Non-CHP | Customer Sited | Other | 4 | X | DFO | Non-Renewable | 0 | 1.2 | 0 | 1
Operable | 965 | Atlantic Municipal Utilities |  | 1124 | Atlantic | IA | Vertical | Cass | 6 | Natural Gas Fired Combustion Turbine | GT |  | S | X | X | Behind the meter | Behind the meter | 10 | 0.8 | 9.8 | 10 | 2.5 | N |  |  | OP | X | 7 | 1999 | Pre-2000 |  |  | N | Electric Utility | Utility | Municipal | 1 | X | NG | Non-Renewable | 0 | 10 | 0 | 1
Operable | 63018 | ATOOD Solar III LLC |  | 63242 | ATOOD Solar III LLC | SC | Vertical | Spartanburg | SCAT | Solar Photovoltaic | PV |  | S | X | X |  |  | 2 | 0.95 | 2 | 2 |  | N |  |  | OP | X | 12 | 2019 | 2019 |  |  | N | IPP Non-CHP | IPP | IPP | 2 | X | SUN | Renewable | 2 | 0 | 1 | 0
Operable | 993 | Auburn Board of Public Works |  | 2215 | Auburn | NE | Vertical | Nemaha | 1 | Natural Gas Internal Combustion Engine | IC |  | S | X | X |  |  | 2.4 | 0.8 | 2.2 | 2.4 | 1 | N |  |  | OP | X | 4 | 1982 | Pre-2000 |  |  | N | Electric Utility | Utility | Municipal | 1 | X | NG | Non-Renewable | 0 | 2.4 | 0 | 1 | DFO
Operable | 993 | Auburn Board of Public Works |  | 2215 | Auburn | NE | Vertical | Nemaha | 2 | Natural Gas Internal Combustion Engine | IC |  | S | X | X |  |  | 1 | 0.8 | 0.9 | 1 | 0.7 | N |  |  | OP | X | 6 | 1949 | Pre-2000 |  |  | N | Electric Utility | Utility | Municipal | 1 | X | NG | Non-Renewable | 0 | 1 | 0 | 1 | DFO
Operable | 993 | Auburn Board of Public Works |  | 2215 | Auburn | NE | Vertical | Nemaha | 4A | Natural Gas Internal Combustion Engine | IC |  | S | X | X |  |  | 3.7 | 0.8 | 3.7 | 3.7 | 2.5 | N |  |  | OP | X | 6 | 1993 | Pre-2000 |  |  | N | Electric Utility | Utility | Municipal | 1 | X | NG | Non-Renewable | 0 | 3.7 | 0 | 1 | DFO
Operable | 993 | Auburn Board of Public Works |  | 2215 | Auburn | NE | Vertical | Nemaha | 5 | Natural Gas Internal Combustion Engine | IC |  | S | X | X |  |  | 3.3 | 0.8 | 3 | 3.3 | 1.8 | N |  |  | OP | X | 7 | 1973 | Pre-2000 |  |  | N | Electric Utility | Utility | Municipal | 1 | X | NG | Non-Renewable | 0 | 3.3 | 0 | 1 | DFO
Operable | 993 | Auburn Board of Public Works |  | 2215 | Auburn | NE | Vertical | Nemaha | 6 | Natural Gas Internal Combustion Engine | IC |  | S | X | X |  |  | 2.7 | 0.8 | 2.5 | 2.7 | 1.5 | N |  |  | OP | X | 5 | 1967 | Pre-2000 |  |  | N | Electric Utility | Utility | Municipal | 1 | X | NG | Non-Renewable | 0 | 2.7 | 0 | 1 | DFO
Operable | 993 | Auburn Board of Public Works |  | 2215 | Auburn | NE | Vertical | Nemaha | 7 | Natural Gas Internal Combustion Engine | IC |  | S | X | X |  |  | 5.6 | 0.8 | 5.2 | 5.6 | 3.5 | N |  |  | OP | X | 7 | 1987 | Pre-2000 |  |  | N | Electric Utility | Utility | Municipal | 1 | X | NG | Non-Renewable | 0 | 5.6 | 0 | 1 | DFO
Operable | 66034 | Auburn Renewables, LLC |  | 67163 | Auburn Renewables LLC | IN | Vertical | Dekalb | AUBRN | Solar Photovoltaic | PV |  | S | X | X |  |  | 11 |  | 11 | 11 |  | N |  |  | OP | X | 9 | 2022 | 2022 |  |  | N | IPP Non-CHP | IPP | IPP | 2 | X | SUN | Renewable | 11 | 0 | 1 | 0
Operable | 59910 | Audrey Solar LLC |  | 58732 | Audrey Solar | NC | Vertical | Cleveland | PV1 | Solar Photovoltaic | PV |  | S | X | X |  |  | 3 |  | 3 | 3 |  | N |  |  | OP | X | 4 | 2016 | 2016 |  |  | N | IPP Non-CHP | IPP | IPP | 2 | X | SUN | Renewable | 3 | 0 | 1 | 0
Operable | 61254 | August Wind Energy, LLC |  | 61644 | August Wind Farm | IA | Vertical | Taylor | AUG | Onshore Wind Turbine | WT |  | S | X | X |  |  | 1.8 |  | 1.8 | 1.8 | 0 | N |  |  | OP | X | 2 | 2017 | 2017 |  |  | N | IPP Non-CHP | IPP | IPP | 2 | X | WND | Renewable | 1.8 | 0 | 1 | 0
Operable | 55810 | Augusta Canal Authority |  | 54322 | Sibley Mill | GA | Vertical | Richmond | 2 | Conventional Hydroelectric | HY |  | S | X | X |  |  | 0.6 | 0.9 | 0.6 | 0.6 | 0.4 | N |  |  | OP | X | 1 | 1946 | Pre-2000 |  |  | N | Industrial Non-CHP | Customer Sited | Other | 6 | X | WAT | Renewable | 0.6 | 0 | 1 | 0
Operable | 55810 | Augusta Canal Authority |  | 54322 | Sibley Mill | GA | Vertical | Richmond | 3 | Conventional Hydroelectric | HY |  | S | X | X |  |  | 0.7 | 0.9 | 0.7 | 0.7 | 0.4 | N |  |  | OP | X | 1 | 1946 | Pre-2000 |  |  | N | Industrial Non-CHP | Customer Sited | Other | 6 | X | WAT | Renewable | 0.7 | 0 | 1 | 0
Operable | 55810 | Augusta Canal Authority |  | 54322 | Sibley Mill | GA | Vertical | Richmond | 4 | Conventional Hydroelectric | HY |  | S | X | X |  |  | 0.8 | 0.9 | 0.8 | 0.8 | 0.4 | N |  |  | OP | X | 1 | 1946 | Pre-2000 |  |  | N | Industrial Non-CHP | Customer Sited | Other | 6 | X | WAT | Renewable | 0.8 | 0 | 1 | 0
Operable | 55810 | Augusta Canal Authority |  | 54462 | Graniteville Enterprise Division | GA | Vertical | Richmond | 1 | Conventional Hydroelectric | HY |  | W | X | X |  |  | 0.6 | 0.95 | 0.5 | 0.5 | 0.3 | N |  |  | OP | X | 1 | 1921 | Pre-2000 |  |  | N | Industrial Non-CHP | Customer Sited | Other | 6 | X | WAT | Renewable | 0.6 | 0 | 1 | 0
Operable | 55810 | Augusta Canal Authority |  | 54462 | Graniteville Enterprise Division | GA | Vertical | Richmond | 2 | Conventional Hydroelectric | HY |  | W | X | X |  |  | 0.6 | 0.95 | 0.5 | 0.5 | 0.3 | N |  |  | OP | X | 1 | 1921 | Pre-2000 |  |  | N | Industrial Non-CHP | Customer Sited | Other | 6 | X | WAT | Renewable | 0.6 | 0 | 1 | 0
Operable | 55810 | Augusta Canal Authority |  | 61000 | King Mill | GA | Vertical | Richmond | 1 | Conventional Hydroelectric | HY |  | S | X | X |  |  | 0.7 | 0.99 | 0.6 | 0.6 | 0.3 | N |  |  | OP | X | 1 | 1944 | Pre-2000 |  |  | N | Industrial Non-CHP | Customer Sited | Other | 6 | X | WAT | Renewable | 0.7 | 0 | 1 | 0
Operable | 55810 | Augusta Canal Authority |  | 61000 | King Mill | GA | Vertical | Richmond | 2 | Conventional Hydroelectric | HY |  | S | X | X |  |  | 1.5 | 0.99 | 1.4 | 1.4 | 0.3 | N |  |  | OP | X | 1 | 1944 | Pre-2000 |  |  | N | Industrial Non-CHP | Customer Sited | Other | 6 | X | WAT | Renewable | 1.5 | 0 | 1 | 0
Operable | 63419 | Augusta Solar, LLC |  | 63720 | Augusta Solar | SC | Vertical | Greenwood | PGR23 | Solar Photovoltaic | PV |  | S | X | X |  |  | 2 |  | 2 | 2 |  | N |  |  | OP | X | 12 | 2020 | 2020 |  |  | N | IPP Non-CHP | IPP | IPP | 2 | X | SUN | Renewable | 2 | 0 | 1 | 0
Operable | 61838 | Aulander Holloman Solar, LLC |  | 62340 | Aulander Holloman Solar, LLC | NC | Vertical | Hertford | HOLLO | Solar Photovoltaic | PV |  | S | X | X |  |  | 80 |  | 99.9 | 99.9 |  | N |  |  | OP | X | 12 | 2018 | 2018 |  |  | N | IPP Non-CHP | IPP | IPP | 2 | X | SUN | Renewable | 80 | 0 | 1 | 0
Operable | 986 | Aurora Energy LLC |  | 79 | Aurora Energy LLC Chena | AK | Vertical | Fairbanks North Star | 1 | Conventional Steam Coal | ST |  | S | X | X |  |  | 5 | 0.8 | 4.7 | 4.3 | 1 | N |  |  | OP | X | 6 | 1952 | Pre-2000 |  |  | Y | IPP CHP | IPP | IPP | 3 | T | SUB | Non-Renewable | 0 | 5 | 0 | 1
Operable | 986 | Aurora Energy LLC |  | 79 | Aurora Energy LLC Chena | AK | Vertical | Fairbanks North Star | 2 | Conventional Steam Coal | ST |  | S | X | X |  |  | 2.5 | 0.8 | 2 | 2 | 1 | N |  |  | OP | X | 6 | 1952 | Pre-2000 |  |  | Y | IPP CHP | IPP | IPP | 3 | T | SUB | Non-Renewable | 0 | 2.5 | 0 | 1
Operable | 986 | Aurora Energy LLC |  | 79 | Aurora Energy LLC Chena | AK | Vertical | Fairbanks North Star | 5 | Conventional Steam Coal | ST |  | S | X | X |  |  | 20 | 0.85 | 19 | 18.8 | 8 | N |  |  | OP | X | 6 | 1975 | Pre-2000 |  |  | Y | IPP CHP | IPP | IPP | 3 | T | SUB | Non-Renewable | 0 | 20 | 0 | 1
Operable | 60503 | Aurora Generation LLC |  | 55279 | Aurora | IL | Restructured | DuPage | CTG1 | Natural Gas Fired Combustion Turbine | GT |  | S | X | X | 32417775 | 32417775 | 180.8 | 0.85 | 167.6 | 198 | 90 | N |  |  | OP | X | 6 | 2002 | 2002 |  |  | N | IPP Non-CHP | IPP | IPP | 2 | X | NG | Non-Renewable | 0 | 180.8 | 0 | 1
Operable | 60503 | Aurora Generation LLC |  | 55279 | Aurora | IL | Restructured | DuPage | CTG10 | Natural Gas Fired Combustion Turbine | GT |  | S | X | X | 32417773 | 32417773 | 60.5 | 0.85 | 51 | 52.3 | 23 | N |  |  | OP | X | 6 | 2001 | 2001 |  |  | N | IPP Non-CHP | IPP | IPP | 2 | X | NG | Non-Renewable | 0 | 60.5 | 0 | 1
Operable | 60503 | Aurora Generation LLC |  | 55279 | Aurora | IL | Restructured | DuPage | CTG2 | Natural Gas Fired Combustion Turbine | GT |  | S | X | X | 32417777 | 32417777 | 180.8 | 0.85 | 164.5 | 195.5 | 90 | N |  |  | OP | X | 6 | 2001 | 2001 |  |  | N | IPP Non-CHP | IPP | IPP | 2 | X | NG | Non-Renewable | 0 | 180.8 | 0 | 1
Operable | 60503 | Aurora Generation LLC |  | 55279 | Aurora | IL | Restructured | DuPage | CTG3 | Natural Gas Fired Combustion Turbine | GT |  | S | X | X | 32417779 | 32417779 | 180.8 | 0.85 | 167 | 198.3 | 90 | N |  |  | OP | X | 6 | 2001 | 2001 |  |  | N | IPP Non-CHP | IPP | IPP | 2 | X | NG | Non-Renewable | 0 | 180.8 | 0 | 1
Operable | 60503 | Aurora Generation LLC |  | 55279 | Aurora | IL | Restructured | DuPage | CTG4 | Natural Gas Fired Combustion Turbine | GT |  | S | X | X | 32417781 | 32417781 | 180.8 | 0.85 | 164.2 | 195 | 90 | N |  |  | OP | X | 5 | 2001 | 2001 |  |  | N | IPP Non-CHP | IPP | IPP | 2 | X | NG | Non-Renewable | 0 | 180.8 | 0 | 1
Operable | 60503 | Aurora Generation LLC |  | 55279 | Aurora | IL | Restructured | DuPage | CTG5 | Natural Gas Fired Combustion Turbine | GT |  | S | X | X | 32417763 | 32417763 | 60.5 | 0.85 | 51.1 | 52.8 | 23 | N |  |  | OP | X | 5 | 2001 | 2001 |  |  | N | IPP Non-CHP | IPP | IPP | 2 | X | NG | Non-Renewable | 0 | 60.5 | 0 | 1
Operable | 60503 | Aurora Generation LLC |  | 55279 | Aurora | IL | Restructured | DuPage | CTG6 | Natural Gas Fired Combustion Turbine | GT |  | S | X | X | 32417765 | 32417765 | 60.5 | 0.85 | 51.6 | 52.8 | 23 | N |  |  | OP | X | 5 | 2001 | 2001 |  |  | N | IPP Non-CHP | IPP | IPP | 2 | X | NG | Non-Renewable | 0 | 60.5 | 0 | 1
Operable | 60503 | Aurora Generation LLC |  | 55279 | Aurora | IL | Restructured | DuPage | CTG7 | Natural Gas Fired Combustion Turbine | GT |  | S | X | X | 32417767 | 32417767 | 60.5 | 0.85 | 51.8 | 53.5 | 23 | N |  |  | OP | X | 6 | 2001 | 2001 |  |  | N | IPP Non-CHP | IPP | IPP | 2 | X | NG | Non-Renewable | 0 | 60.5 | 0 | 1
Operable | 60503 | Aurora Generation LLC |  | 55279 | Aurora | IL | Restructured | DuPage | CTG8 | Natural Gas Fired Combustion Turbine | GT |  | S | X | X | 32417769 | 32417769 | 60.5 | 0.85 | 51.6 | 53.5 | 23 | N |  |  | OP | X | 5 | 2001 | 2001 |  |  | N | IPP Non-CHP | IPP | IPP | 2 | X | NG | Non-Renewable | 0 | 60.5 | 0 | 1
Operable | 60503 | Aurora Generation LLC |  | 55279 | Aurora | IL | Restructured | DuPage | CTG9 | Natural Gas Fired Combustion Turbine | GT |  | S | X | X | 32417771 | 32417771 | 60.5 | 0.85 | 51.5 | 53.8 | 23 | N |  |  | OP | X | 6 | 2001 | 2001 |  |  | N | IPP Non-CHP | IPP | IPP | 2 | X | NG | Non-Renewable | 0 | 60.5 | 0 | 1
Operable | 63021 | Aurora Wind Project, LLC |  | 63258 | Aurora Wind Project | ND | Vertical | Williams | AURWP | Onshore Wind Turbine | WT |  | S | X | X |  |  | 298.8 |  | 298.8 | 298.8 | 0 | N |  |  | OP | X | 1 | 2021 | 2021 |  |  | N | IPP Non-CHP | IPP | IPP | 2 | X | WND | Renewable | 298.8 | 0 | 1 | 0
Operable | 1015 | Austin Energy |  | 3548 | Decker Creek | TX | Restructured | Travis | GT1 | Natural Gas Fired Combustion Turbine | GT |  | S | X | X |  |  | 51.5 | 0.9 | 52 | 60 | 49 | N |  |  | OP | X | 9 | 1988 | Pre-2000 |  |  | N | Electric Utility | Utility | Municipal | 1 | X | NG | Non-Renewable | 0 | 51.5 | 0 | 1
Operable | 1015 | Austin Energy |  | 3548 | Decker Creek | TX | Restructured | Travis | GT2 | Natural Gas Fired Combustion Turbine | GT |  | S | X | X |  |  | 51.5 | 0.9 | 52 | 60 | 49 | N |  |  | OP | X | 9 | 1988 | Pre-2000 |  |  | N | Electric Utility | Utility | Municipal | 1 | X | NG | Non-Renewable | 0 | 51.5 | 0 | 1
Operable | 1015 | Austin Energy |  | 3548 | Decker Creek | TX | Restructured | Travis | GT3 | Natural Gas Fired Combustion Turbine | GT |  | S | X | X |  |  | 51.5 | 0.9 | 52 | 60 | 49 | N |  |  | OP | X | 9 | 1988 | Pre-2000 |  |  | N | Electric Utility | Utility | Municipal | 1 | X | NG | Non-Renewable | 0 | 51.5 | 0 | 1
Operable | 1015 | Austin Energy |  | 3548 | Decker Creek | TX | Restructured | Travis | GT4 | Natural Gas Fired Combustion Turbine | GT |  | S | X | X |  |  | 51.5 | 0.9 | 52 | 60 | 49 | N |  |  | OP | X | 9 | 1988 | Pre-2000 |  |  | N | Electric Utility | Utility | Municipal | 1 | X | NG | Non-Renewable | 0 | 51.5 | 0 | 1
Operable | 1015 | Austin Energy |  | 7900 | Sand Hill | TX | Restructured | Travis | 5A | Natural Gas Fired Combined Cycle | CT | CC1 | S | X | N |  |  | 198 | 0.9 | 161 | 180 | 92 | N |  |  | OP | X | 9 | 2004 | 2004 |  |  | N | Electric Utility | Utility | Municipal | 1 | X | NG | Non-Renewable | 0 | 198 | 0 | 1
Operable | 1015 | Austin Energy |  | 7900 | Sand Hill | TX | Restructured | Travis | 5C | Natural Gas Fired Combined Cycle | CA | CC1 | S | Y | X |  |  | 190 | 0.9 | 151 | 164 | 55 | N |  |  | OP | X | 9 | 2004 | 2004 |  |  | N | Electric Utility | Utility | Municipal | 1 | X | NG | Non-Renewable | 0 | 190 | 0 | 1
Operable | 1015 | Austin Energy |  | 7900 | Sand Hill | TX | Restructured | Travis | SH1 | Natural Gas Fired Combustion Turbine | GT |  | S | X | X |  |  | 51.4 | 0.9 | 47.3 | 47.3 | 12 | N |  |  | OP | X | 6 | 2001 | 2001 |  |  | N | Electric Utility | Utility | Municipal | 1 | X | NG | Non-Renewable | 0 | 51.4 | 0 | 1
Operable | 1015 | Austin Energy |  | 7900 | Sand Hill | TX | Restructured | Travis | SH2 | Natural Gas Fired Combustion Turbine | GT |  | S | X | X |  |  | 51.4 | 0.9 | 47.3 | 47.3 | 12 | N |  |  | OP | X | 6 | 2001 | 2001 |  |  | N | Electric Utility | Utility | Municipal | 1 | X | NG | Non-Renewable | 0 | 51.4 | 0 | 1
Operable | 1015 | Austin Energy |  | 7900 | Sand Hill | TX | Restructured | Travis | SH3 | Natural Gas Fired Combustion Turbine | GT |  | S | X | X |  |  | 51.4 | 0.85 | 47.3 | 47.3 | 12 | N |  |  | OP | X | 6 | 2001 | 2001 |  |  | N | Electric Utility | Utility | Municipal | 1 | X | NG | Non-Renewable | 0 | 51.4 | 0 | 1
Operable | 1015 | Austin Energy |  | 7900 | Sand Hill | TX | Restructured | Travis | SH4 | Natural Gas Fired Combustion Turbine | GT |  | S | X | X |  |  | 51.4 | 0.9 | 47.3 | 47.3 | 12 | N |  |  | OP | X | 6 | 2001 | 2001 |  |  | N | Electric Utility | Utility | Municipal | 1 | X | NG | Non-Renewable | 0 | 51.4 | 0 | 1
Operable | 1015 | Austin Energy |  | 7900 | Sand Hill | TX | Restructured | Travis | SH6 | Natural Gas Fired Combustion Turbine | GT |  | S | X | X |  |  | 51.4 | 0.9 | 47.3 | 47.3 | 15 | N |  |  | OP | X | 6 | 2010 | 2010 |  |  | N | Electric Utility | Utility | Municipal | 1 | X | NG | Non-Renewable | 0 | 51.4 | 0 | 1
Operable | 1015 | Austin Energy |  | 7900 | Sand Hill | TX | Restructured | Travis | SH7 | Natural Gas Fired Combustion Turbine | GT |  | S | X | X |  |  | 51.4 | 0.9 | 47.3 | 47.3 | 12 | N |  |  | OP | X | 6 | 2010 | 2010 |  |  | N | Electric Utility | Utility | Municipal | 1 | X | NG | Non-Renewable | 0 | 51.4 | 0 | 1
Operable | 1015 | Austin Energy |  | 55708 | Nacogdoches Power | TX | Restructured | Nacogdoches | STG4 | Wood/Wood Waste Biomass | ST |  | S | X | X |  |  | 114 | 0.85 | 100 | 100 | 70 | N |  |  | OP | X | 6 | 2012 | 2012 |  |  | N | Electric Utility | Utility | Municipal | 1 | X | WDS | Renewable | 114 | 0 | 1 | 0 | OBS
Operable | 1015 | Austin Energy |  | 56374 | Robert Mueller Energy Center | TX | Restructured | Travis | CT1 | Natural Gas Fired Combustion Turbine | GT |  | S | X | X |  |  | 4.6 | 0.8 | 3.7 | 4.6 | 3.7 | N |  |  | OP | X | 7 | 2006 | 2006 |  |  | Y | Electric Utility | Utility | Municipal | 1 | T | NG | Non-Renewable | 0 | 4.6 | 0 | 1
Operable | 1015 | Austin Energy |  | 56374 | Robert Mueller Energy Center | TX | Restructured | Travis | DG1 | Petroleum Liquids | IC |  | S | X | X |  |  | 1.5 | 0.8 | 1.5 | 1.5 | 1.5 | N |  |  | SB | N | 7 | 2006 | 2006 |  |  | N | Electric Utility | Utility | Municipal | 1 | X | DFO | Non-Renewable | 0 | 1.5 | 0 | 1
Operable | 1015 | Austin Energy |  | 61741 | Kingsberry Energy Storage System | TX | Restructured | Travis | KBESS | Batteries | BA |  | S | X | X | LZ_AEN | LZ_AEN | 1.5 |  | 1.5 | 1.5 | 0 | N |  |  | OP | X | 9 | 2018 | 2018 |  |  | N | Electric Utility | Utility | Municipal | 1 | X | MWH | Other | 0 | 0 | 0 | 0
Operable | 1015 | Austin Energy |  | 61742 | System Control Center | TX | Restructured | Travis | GEN1 | Flywheels | FW |  | S | X | X |  |  | 2.5 |  | 2.5 | 2.5 | 2 | N |  |  | SB | N | 6 | 2012 | 2012 |  |  | N | Electric Utility | Utility | Municipal | 1 | X | MWH | Other | 0 | 0 | 0 | 0
Operable | 1015 | Austin Energy |  | 61742 | System Control Center | TX | Restructured | Travis | GEN2 | Flywheels | FW |  | S | X | X |  |  | 2.5 |  | 2.5 | 2.5 | 2 | N |  |  | SB | N | 6 | 2012 | 2012 |  |  | N | Electric Utility | Utility | Municipal | 1 | X | MWH | Other | 0 | 0 | 0 | 0
Operable | 66117 | Autoliv ASP, Inc. |  | 67238 | SF Auto T1 | UT | Vertical | Box Elder | SFAT1 | Solar Photovoltaic | PV |  | S | X | X |  |  | 3.1 |  | 3.1 | 2.3 |  | N |  |  | OP | X | 12 | 2023 | 2023 |  |  | N | Industrial Non-CHP | Customer Sited | Other | 6 | X | SUN | Renewable | 3.1 | 0 | 1 | 0
Operable | 57372 | Auwahi Wind Energy LLC |  | 57996 | Auwahi Wind Energy Hybrid | HI | Vertical | Maui | AWEB | Batteries | BA |  | S | X | X |  |  | 11 |  | 11 | 11 | 0 | N |  |  | OP | X | 12 | 2012 | 2012 |  |  | N | IPP Non-CHP | IPP | IPP | 2 | X | MWH | Other | 0 | 0 | 0 | 0
Operable | 57372 | Auwahi Wind Energy LLC |  | 57996 | Auwahi Wind Energy Hybrid | HI | Vertical | Maui | AWET | Onshore Wind Turbine | WT |  | S | X | X |  |  | 24 |  | 24 | 24 | 0 | N |  |  | OP | X | 12 | 2012 | 2012 |  |  | N | IPP Non-CHP | IPP | IPP | 2 | X | WND | Renewable | 24 | 0 | 1 | 0
Operable | 56722 | AV Solar Ranch 1 LLC |  | 57378 | AV Solar Ranch One | CA | Vertical | Los Angeles | AVSR | Solar Photovoltaic | PV |  | S | X | X | AVSOLAR_7_N008 | AVSOLAR_7_N008 | 253 |  | 241.5 | 241.5 |  | N |  |  | OP | X | 8 | 2014 | 2014 |  |  | N | IPP Non-CHP | IPP | IPP | 2 | X | SUN | Renewable | 253 | 0 | 1 | 0
Operable | 1005 | Avalon Hydropower LLC |  | 54801 | Avalon Hydropower | NC | Vertical | ROCKINGHAM | GEN1 | Conventional Hydroelectric | HY |  | S | X | X |  |  | 0.8 | 0.8 | 0.8 | 0.8 | 0.1 | N |  |  | OP | X | 4 | 1997 | Pre-2000 |  |  | N | Commercial Non-CHP | Customer Sited | Other | 4 | X | WAT | Renewable | 0.8 | 0 | 1 | 0
Operable | 1005 | Avalon Hydropower LLC |  | 54801 | Avalon Hydropower | NC | Vertical | ROCKINGHAM | GEN2 | Conventional Hydroelectric | HY |  | S | X | X |  |  | 0.3 | 0.8 | 0.3 | 0.3 | 0.1 | N |  |  | OP | X | 5 | 2000 | 2000 |  |  | N | Commercial Non-CHP | Customer Sited | Other | 4 | X | WAT | Renewable | 0.3 | 0 | 1 | 0
Operable | 1005 | Avalon Hydropower LLC |  | 54801 | Avalon Hydropower | NC | Vertical | ROCKINGHAM | GEN3 | Conventional Hydroelectric | HY |  | S | X | X |  |  | 0.1 | 0.8 | 0.1 | 0.1 | 0.1 | N |  |  | OP | X | 5 | 2000 | 2000 |  |  | N | Commercial Non-CHP | Customer Sited | Other | 4 | X | WAT | Renewable | 0.1 | 0 | 1 | 0
Operable | 59789 | Avalon Solar Partners II, LLC |  | 60062 | Avalon Solar II | AZ | Vertical | Pima | ASII | Solar Photovoltaic | PV |  | J | X | X |  |  | 16 |  | 16 | 15 |  | N |  |  | OP | X | 3 | 2016 | 2016 |  |  | N | IPP Non-CHP | IPP | IPP | 2 | X | SUN | Renewable | 16 | 0 | 1 | 0
Operable | 15399 | Avangrid Renewables LLC |  | 55339 | Phoenix Wind Power LLC | CA | Vertical | Riverside | GEN1 | Onshore Wind Turbine | WT |  | S | X | X |  |  | 2.1 |  | 2.1 | 2.1 | 0.1 | N |  |  | OP | X | 6 | 1999 | Pre-2000 |  |  | N | IPP Non-CHP | IPP | Investor Owned Utility | 2 | X | WND | Renewable | 2.1 | 0 | 1 | 0
Operable | 15399 | Avangrid Renewables LLC |  | 55871 | Klondike Wind Power | OR | Vertical | Sherman | Ph 1 | Onshore Wind Turbine | WT |  | S | X | X |  |  | 24.5 |  | 24 | 24 | 0 | N |  |  | OP | X | 1 | 2002 | 2002 |  |  | N | IPP Non-CHP | IPP | Investor Owned Utility | 2 | X | WND | Renewable | 24.5 | 0 | 1 | 0
Operable | 15399 | Avangrid Renewables LLC |  | 56112 | Mountain View III | CA | Vertical | Riverside | V47 | Onshore Wind Turbine | WT |  | S | X | X |  |  | 22.4 |  | 22.4 | 22.4 | 0 | N |  |  | OP | X | 12 | 2003 | 2003 |  |  | N | IPP Non-CHP | IPP | Investor Owned Utility | 2 | X | WND | Renewable | 22.4 | 0 | 1 | 0
Operable | 15399 | Avangrid Renewables LLC |  | 56172 | Flying Cloud Power Partners LLC | IA | Vertical | Dickinson | FC | Onshore Wind Turbine | WT |  | S | X | X |  |  | 43.5 |  | 43.5 | 43.5 | 0 | N |  |  | OP | X | 12 | 2003 | 2003 |  |  | N | IPP Non-CHP | IPP | Investor Owned Utility | 2 | X | WND | Renewable | 43.5 | 0 | 1 | 0
Operable | 15399 | Avangrid Renewables LLC |  | 56173 | Colorado Green Holdings LLC | CO | Vertical | Prowers | CG | Onshore Wind Turbine | WT |  | S | X | X |  |  | 162 |  | 162 | 162 | 0 | N |  |  | OP | X | 12 | 2003 | 2003 |  |  | N | IPP Non-CHP | IPP | Investor Owned Utility | 2 | X | WND | Renewable | 162 | 0 | 1 | 0
Operable | 15399 | Avangrid Renewables LLC |  | 56174 | Moraine Wind LLC | MN | Vertical | Pipestone | MOR | Onshore Wind Turbine | WT |  | S | X | X |  |  | 51 |  | 51 | 51 | 0 | N |  |  | OP | X | 12 | 2003 | 2003 |  |  | N | IPP Non-CHP | IPP | Investor Owned Utility | 2 | X | WND | Renewable | 51 | 0 | 1 | 0
Operable | 15399 | Avangrid Renewables LLC |  | 56296 | Trimont Area Wind Farm | MN | Vertical | Martin | 1 | Onshore Wind Turbine | WT |  | S | X | X |  |  | 100.5 |  | 100.5 | 100.5 | 0 | N |  |  | OP | X | 11 | 2005 | 2005 |  |  | N | IPP Non-CHP | IPP | Investor Owned Utility | 2 | X | WND | Renewable | 100.5 | 0 | 1 | 0
Operable | 15399 | Avangrid Renewables LLC |  | 56303 | Elk River Wind | KS | Vertical | Butler | 1 | Onshore Wind Turbine | WT |  | S | X | X |  |  | 150 |  | 150 | 150 | 0 | N |  |  | OP | X | 12 | 2005 | 2005 |  |  | N | IPP Non-CHP | IPP | Investor Owned Utility | 2 | X | WND | Renewable | 150 | 0 | 1 | 0
Operable | 15399 | Avangrid Renewables LLC |  | 56359 | Klondike Windpower II | OR | Vertical | Sherman | PH2 | Onshore Wind Turbine | WT |  | S | X | X |  |  | 75 |  | 81 | 81 | 0 | N |  |  | OP | X | 7 | 2005 | 2005 |  |  | N | IPP Non-CHP | IPP | Investor Owned Utility | 2 | X | WND | Renewable | 75 | 0 | 1 | 0
Operable | 15399 | Avangrid Renewables LLC |  | 56361 | Big Horn Wind Project | WA | Vertical | Klickitat | 1 | Onshore Wind Turbine | WT |  | S | X | X |  |  | 199 |  | 199 | 199 | 0 | N |  |  | OP | X | 10 | 2006 | 2006 |  |  | N | IPP Non-CHP | IPP | Investor Owned Utility | 2 | X | WND | Renewable | 199 | 0 | 1 | 0
Operable | 15399 | Avangrid Renewables LLC |  | 56362 | Shiloh I Wind Project | CA | Vertical | Solano | 1 | Onshore Wind Turbine | WT |  | S | X | X |  |  | 150 |  | 150 | 150 | 0 | N |  |  | OP | X | 5 | 2006 | 2006 |  |  | N | IPP Non-CHP | IPP | Investor Owned Utility | 2 | X | WND | Renewable | 150 | 0 | 1 | 0
Operable | 15399 | Avangrid Renewables LLC |  | 56369 | Casselman Wind Power Project | PA | Restructured | Somerset | 1 | Onshore Wind Turbine | WT |  | S | X | X |  |  | 34.5 |  | 34.5 | 34.5 | 0 | N |  |  | OP | X | 12 | 2007 | 2007 |  |  | N | IPP Non-CHP | IPP | Investor Owned Utility | 2 | X | WND | Renewable | 34.5 | 0 | 1 | 0
Operable | 15399 | Avangrid Renewables LLC |  | 56383 | Northern Iowa Windpower II | IA | Vertical | Worth | TOI2 | Onshore Wind Turbine | WT |  | S | X | X |  |  | 80 |  | 80 | 80 | 0 | N |  |  | OP | X | 1 | 2008 | 2008 |  |  | N | IPP Non-CHP | IPP | Investor Owned Utility | 2 | X | WND | Renewable | 80 | 0 | 1 | 0
Operable | 15399 | Avangrid Renewables LLC |  | 56399 | Lempster Wind LLC | NH | Restructured | Sullivan | 1 | Onshore Wind Turbine | WT |  | S | X | X |  |  | 24 |  | 24 | 24 | 0 | N |  |  | OP | X | 12 | 2008 | 2008 |  |  | N | IPP Non-CHP | IPP | Investor Owned Utility | 2 | X | WND | Renewable | 24 | 0 | 1 | 0
Operable | 15399 | Avangrid Renewables LLC |  | 56459 | MinnDakota Wind LLC | MN | Vertical | Lincoln | 2 | Onshore Wind Turbine | WT |  | S | X | X |  |  | 150 |  | 150 | 150 | 0 | N |  |  | OP | X | 1 | 2008 | 2008 |  |  | N | IPP Non-CHP | IPP | Investor Owned Utility | 2 | X | WND | Renewable | 150 | 0 | 1 | 0
Operable | 15399 | Avangrid Renewables LLC |  | 56460 | Twin Buttes Wind Project | CO | Vertical | Bent | WT1 | Onshore Wind Turbine | WT |  | S | X | X |  |  | 75 |  | 75 | 75 | 0 | N |  |  | OP | X | 7 | 2007 | 2007 |  |  | N | IPP Non-CHP | IPP | Investor Owned Utility | 2 | X | WND | Renewable | 75 | 0 | 1 | 0
Operable | 15399 | Avangrid Renewables LLC |  | 56468 | Klondike Windpower III | OR | Vertical | Sherman | 1 | Onshore Wind Turbine | WT |  | S | X | X |  |  | 221 |  | 221 | 221 | 0 | N |  |  | OP | X | 11 | 2007 | 2007 |  |  | N | IPP Non-CHP | IPP | Investor Owned Utility | 2 | X | WND | Renewable | 221 | 0 | 1 | 0
Operable | 15399 | Avangrid Renewables LLC |  | 56468 | Klondike Windpower III | OR | Vertical | Sherman | 2 | Onshore Wind Turbine | WT |  | S | X | X |  |  | 76.5 |  | 76.5 | 76.5 | 0 | N |  |  | OP | X | 7 | 2008 | 2008 |  |  | N | IPP Non-CHP | IPP | Investor Owned Utility | 2 | X | WND | Renewable | 76.5 | 0 | 1 | 0
Operable | 15399 | Avangrid Renewables LLC |  | 56470 | Locust Ridge | PA | Restructured | Schuylkill | LRWF | Onshore Wind Turbine | WT |  | S | X | X |  |  | 26 |  | 26 | 26 | 0 | N |  |  | OP | X | 3 | 2007 | 2007 |  |  | N | IPP Non-CHP | IPP | Investor Owned Utility | 2 | X | WND | Renewable | 26 | 0 | 1 | 0
Operable | 15399 | Avangrid Renewables LLC |  | 56622 | Providence Heights Wind LLC | IL | Restructured | Bureau | 1 | Onshore Wind Turbine | WT |  | S | X | X |  |  | 72 |  | 72 | 72 | 0 | N |  |  | OP | X | 8 | 2008 | 2008 |  |  | N | IPP Non-CHP | IPP | Investor Owned Utility | 2 | X | WND | Renewable | 72 | 0 | 1 | 0
Operable | 15399 | Avangrid Renewables LLC |  | 56764 | Winnebago Wind Power Project | IA | Vertical | Winnebago | 1 | Onshore Wind Turbine | WT |  | S | X | X |  |  | 20 |  | 20 | 20 | 0 | N |  |  | OP | X | 9 | 2008 | 2008 |  |  | N | IPP Non-CHP | IPP | Investor Owned Utility | 2 | X | WND | Renewable | 20 | 0 | 1 | 0
Operable | 15399 | Avangrid Renewables LLC |  | 56765 | Barton Windpower LLC | IA | Vertical | Worth | 1 | Onshore Wind Turbine | WT |  | S | X | X |  |  | 28 |  | 28 | 28 | 0 | N |  |  | OP | X | 6 | 2009 | 2009 |  |  | N | IPP Non-CHP | IPP | Investor Owned Utility | 2 | X | WND | Renewable | 28 | 0 | 1 | 0
Operable | 15399 | Avangrid Renewables LLC |  | 56765 | Barton Windpower LLC | IA | Vertical | Worth | 2 | Onshore Wind Turbine | WT |  | S | X | X |  |  | 132 |  | 132 | 132 | 0 | N |  |  | OP | X | 6 | 2009 | 2009 |  |  | N | IPP Non-CHP | IPP | Investor Owned Utility | 2 | X | WND | Renewable | 132 | 0 | 1 | 0
Operable | 15399 | Avangrid Renewables LLC |  | 56767 | Farmers City Wind LLC | MO | Vertical | Atchison | 1 | Onshore Wind Turbine | WT |  | S | X | X |  |  | 146 |  | 146 | 146 | 0 | N |  |  | OP | X | 4 | 2009 | 2009 |  |  | N | IPP Non-CHP | IPP | Investor Owned Utility | 2 | X | WND | Renewable | 146 | 0 | 1 | 0
Operable | 15399 | Avangrid Renewables LLC |  | 56770 | Locust Ridge II LLC | PA | Restructured | Schuylkill | 1 | Onshore Wind Turbine | WT |  | S | X | X |  |  | 102 |  | 102 | 102 | 0 | N |  |  | OP | X | 5 | 2009 | 2009 |  |  | N | IPP Non-CHP | IPP | Investor Owned Utility | 2 | X | WND | Renewable | 102 | 0 | 1 | 0
Operable | 15399 | Avangrid Renewables LLC |  | 56789 | Pebble Springs Wind LLC | OR | Vertical | Gilliam | 1 | Onshore Wind Turbine | WT |  | S | X | X |  |  | 98.7 |  | 98.7 | 98.7 | 0 | N |  |  | OP | X | 1 | 2009 | 2009 |  |  | N | IPP Non-CHP | IPP | Investor Owned Utility | 2 | X | WND | Renewable | 98.7 | 0 | 1 | 0
Operable | 15399 | Avangrid Renewables LLC |  | 56790 | Hay Canyon Wind Power LLC | OR | Vertical | Sherman | 1 | Onshore Wind Turbine | WT |  | S | X | X |  |  | 100.8 |  | 100.8 | 100.8 | 0 | N |  |  | OP | X | 2 | 2009 | 2009 |  |  | N | IPP Non-CHP | IPP | Investor Owned Utility | 2 | X | WND | Renewable | 100.8 | 0 | 1 | 0
Operable | 15399 | Avangrid Renewables LLC |  | 56791 | Dillon Wind LLC | CA | Vertical | Riverside | 1 | Onshore Wind Turbine | WT |  | S | X | X |  |  | 45 |  | 45 | 45 | 0 | N |  |  | OP | X | 4 | 2008 | 2008 |  |  | N | IPP Non-CHP | IPP | Investor Owned Utility | 2 | X | WND | Renewable | 45 | 0 | 1 | 0
Operable | 15399 | Avangrid Renewables LLC |  | 56792 | Buffalo Ridge I LLC | SD | Vertical | Brookings | 1 | Onshore Wind Turbine | WT |  | S | X | X |  |  | 50.4 |  | 50.4 | 50.4 | 0 | N |  |  | OP | X | 4 | 2009 | 2009 |  |  | N | IPP Non-CHP | IPP | Investor Owned Utility | 2 | X | WND | Renewable | 50.4 | 0 | 1 | 0
Operable | 15399 | Avangrid Renewables LLC |  | 56793 | Elm Creek Wind LLC | MN | Vertical | Jackson | 1 | Onshore Wind Turbine | WT |  | S | X | X |  |  | 99 |  | 99 | 99 | 0 | N |  |  | OP | X | 12 | 2008 | 2008 |  |  | N | IPP Non-CHP | IPP | Investor Owned Utility | 2 | X | WND | Renewable | 99 | 0 | 1 | 0
Operable | 15399 | Avangrid Renewables LLC |  | 56794 | Moraine II Wind LLC | MN | Vertical | Pipestone | 1 | Onshore Wind Turbine | WT |  | S | X | X |  |  | 49.5 |  | 49.5 | 49.5 | 0 | N |  |  | OP | X | 2 | 2009 | 2009 |  |  | N | IPP Non-CHP | IPP | Investor Owned Utility | 2 | X | WND | Renewable | 49.5 | 0 | 1 | 0
Operable | 15399 | Avangrid Renewables LLC |  | 56795 | Penascal Wind Power LLC | TX | Restructured | Kenedy | 1 | Onshore Wind Turbine | WT |  | S | X | X |  |  | 201.6 |  | 201.6 | 201.6 | 0 | N |  |  | OP | X | 4 | 2009 | 2009 |  |  | N | IPP Non-CHP | IPP | Investor Owned Utility | 2 | X | WND | Renewable | 201.6 | 0 | 1 | 0
Operable | 15399 | Avangrid Renewables LLC |  | 56796 | South Chestnut LLC | PA | Restructured | Fayette | 1 | Onshore Wind Turbine | WT |  | S | X | X |  |  | 50.4 |  | 50.4 | 50.4 | 0 | N |  |  | OP | X | 4 | 2012 | 2012 |  |  | N | IPP Non-CHP | IPP | Investor Owned Utility | 2 | X | WND | Renewable | 50.4 | 0 | 1 | 0
Operable | 15399 | Avangrid Renewables LLC |  | 57094 | Streator Cayuga Ridge South | IL | Restructured | Livingston | 1 | Onshore Wind Turbine | WT |  | S | X | X |  |  | 300 |  | 300 | 300 | 0 | N |  |  | OP | X | 3 | 2010 | 2010 |  |  | N | IPP Non-CHP | IPP | Investor Owned Utility | 2 | X | WND | Renewable | 300 | 0 | 1 | 0
Operable | 15399 | Avangrid Renewables LLC |  | 57095 | Penascal II Wind Project LLC | TX | Restructured | Kenedy | 1 | Onshore Wind Turbine | WT |  | S | X | X |  |  | 201.6 |  | 201.6 | 201.6 | 0 | N |  |  | OP | X | 3 | 2010 | 2010 |  |  | N | IPP Non-CHP | IPP | Investor Owned Utility | 2 | X | WND | Renewable | 201.6 | 0 | 1 | 0
Operable | 15399 | Avangrid Renewables LLC |  | 57096 | Star Point Wind Project LLC | OR | Vertical | Sherman | 1 | Onshore Wind Turbine | WT |  | S | X | X |  |  | 98.7 |  | 98.7 | 98.7 | 0 | N |  |  | OP | X | 2 | 2010 | 2010 |  |  | N | IPP Non-CHP | IPP | Investor Owned Utility | 2 | X | WND | Renewable | 98.7 | 0 | 1 | 0
Operable | 15399 | Avangrid Renewables LLC |  | 57097 | Rugby Wind Power Project | ND | Vertical | Pierce | 1 | Onshore Wind Turbine | WT |  | S | X | X |  |  | 149 |  | 149 | 149 | 0 | N |  |  | OP | X | 12 | 2009 | 2009 |  |  | N | IPP Non-CHP | IPP | Investor Owned Utility | 2 | X | WND | Renewable | 149 | 0 | 1 | 0
Operable | 15399 | Avangrid Renewables LLC |  | 57098 | Dry Lake Wind LLC | AZ | Vertical | Navajo | 1 | Onshore Wind Turbine | WT |  | S | X | X |  |  | 63 |  | 63 | 63 | 0 | N |  |  | OP | X | 9 | 2009 | 2009 |  |  | N | IPP Non-CHP | IPP | Investor Owned Utility | 2 | X | WND | Renewable | 63 | 0 | 1 | 0
Operable | 15399 | Avangrid Renewables LLC |  | 57156 | Barton Chapel Wind Farm | TX | Restructured | Jack | BC | Onshore Wind Turbine | WT |  | S | X | X |  |  | 120 |  | 120 | 120 | 0 | N |  |  | OP | X | 1 | 2009 | 2009 |  |  | N | IPP Non-CHP | IPP | Investor Owned Utility | 2 | X | WND | Renewable | 120 | 0 | 1 | 0
Operable | 15399 | Avangrid Renewables LLC |  | 57287 | Hardscrabble Wind Power LLC | NY | Restructured | Herkimer | 1 | Onshore Wind Turbine | WT |  | S | X | X |  |  | 74 |  | 74 | 74 | 0 | N |  |  | OP | X | 1 | 2011 | 2011 |  |  | N | IPP Non-CHP | IPP | Investor Owned Utility | 2 | X | WND | Renewable | 74 | 0 | 1 | 0
Operable | 15399 | Avangrid Renewables LLC |  | 57317 | San Luis Valley Solar Ranch | CO | Vertical | Alamosa | 1 | Solar Photovoltaic | PV |  | S | X | X |  |  | 35 |  | 35 | 35 |  | N |  |  | OP | X | 12 | 2011 | 2011 |  |  | N | IPP Non-CHP | IPP | Investor Owned Utility | 2 | X | SUN | Renewable | 35 | 0 | 1 | 0
Operable | 15399 | Avangrid Renewables LLC |  | 57319 | Big Horn Wind II | WA | Vertical | Klickitat | 1 | Onshore Wind Turbine | WT |  | S | X | X |  |  | 50 |  | 50 | 50 | 0 | N |  |  | OP | X | 1 | 2011 | 2011 |  |  | N | IPP Non-CHP | IPP | Investor Owned Utility | 2 | X | WND | Renewable | 50 | 0 | 1 | 0
Operable | 15399 | Avangrid Renewables LLC |  | 57320 | Juniper Canyon I Wind Project | WA | Vertical | Klickitat | 1 | Onshore Wind Turbine | WT |  | S | X | X |  |  | 151.2 |  | 148.8 | 148.8 | 0 | N |  |  | OP | X | 3 | 2011 | 2011 |  |  | N | IPP Non-CHP | IPP | Investor Owned Utility | 2 | X | WND | Renewable | 151.2 | 0 | 1 | 0
Operable | 15399 | Avangrid Renewables LLC |  | 57333 | Leaning Juniper Wind Power II | OR | Vertical | Gilliam | 1 | Onshore Wind Turbine | WT |  | S | X | X |  |  | 199.2 |  | 199.2 | 199.2 | 0 | N |  |  | OP | X | 3 | 2011 | 2011 |  |  | N | IPP Non-CHP | IPP | Investor Owned Utility | 2 | X | WND | Renewable | 199.2 | 0 | 1 | 0
Operable | 15399 | Avangrid Renewables LLC |  | 57380 | New England Wind LLC | MA | Restructured | Berkshire | 1 | Onshore Wind Turbine | WT |  | S | X | X |  |  | 28.5 |  | 28.5 | 28.5 | 0 | N |  |  | OP | X | 12 | 2012 | 2012 |  |  | N | IPP Non-CHP | IPP | Investor Owned Utility | 2 | X | WND | Renewable | 28.5 | 0 | 1 | 0
Operable | 15399 | Avangrid Renewables LLC |  | 57424 | Buffalo Ridge II LLC | SD | Vertical | Brookings | 1 | Onshore Wind Turbine | WT |  | S | X | X |  |  | 210 |  | 210 | 210 | 0 | N |  |  | OP | X | 12 | 2010 | 2010 |  |  | N | IPP Non-CHP | IPP | Investor Owned Utility | 2 | X | WND | Renewable | 210 | 0 | 1 | 0
Operable | 15399 | Avangrid Renewables LLC |  | 57449 | Blue Creek Wind Project | OH | Restructured | Van Wert | 1 | Onshore Wind Turbine | WT |  | S | X | X |  |  | 302 |  | 302 | 302 | 0 | N |  |  | OP | X | 12 | 2011 | 2011 |  |  | N | IPP Non-CHP | IPP | Investor Owned Utility | 2 | X | WND | Renewable | 302 | 0 | 1 | 0
Operable | 15399 | Avangrid Renewables LLC |  | 57484 | Manzana Wind LLC | CA | Vertical | Kern | GEN1 | Onshore Wind Turbine | WT |  | S | X | X |  |  | 189 |  | 189 | 189 | 0 | N |  |  | OP | X | 12 | 2012 | 2012 |  |  | N | IPP Non-CHP | IPP | Investor Owned Utility | 2 | X | WND | Renewable | 189 | 0 | 1 | 0
Operable | 15399 | Avangrid Renewables LLC |  | 57609 | New Harvest Wind Project LLC | IA | Vertical | Crawford | 1 | Onshore Wind Turbine | WT |  | S | X | X |  |  | 100 |  | 100 | 100 | 0 | N |  |  | OP | X | 12 | 2011 | 2011 |  |  | N | IPP Non-CHP | IPP | Investor Owned Utility | 2 | X | WND | Renewable | 100 | 0 | 1 | 0
Operable | 15399 | Avangrid Renewables LLC |  | 57649 | Elm Creek Wind II LLC | MN | Vertical | Martin | 1 | Onshore Wind Turbine | WT |  | S | X | X |  |  | 148.8 |  | 148.8 | 148.8 | 0 | N |  |  | OP | X | 12 | 2010 | 2010 |  |  | N | IPP Non-CHP | IPP | Investor Owned Utility | 2 | X | WND | Renewable | 148.8 | 0 | 1 | 0
Operable | 15399 | Avangrid Renewables LLC |  | 57913 | Tule Wind LLC | CA | Vertical | San Diego | 1 | Onshore Wind Turbine | WT |  | S | X | X |  |  | 143 |  | 143 | 143 | 0 | N |  |  | OP | X | 12 | 2017 | 2017 |  |  | N | IPP Non-CHP | IPP | Investor Owned Utility | 2 | X | WND | Renewable | 143 | 0 | 1 | 0
Operable | 15399 | Avangrid Renewables LLC |  | 57927 | Baffin Wind | TX | Restructured | Kenedy | 1 | Onshore Wind Turbine | WT |  | S | X | X |  |  | 188 |  | 188 | 188 | 0 | N |  |  | OP | X | 12 | 2014 | 2014 |  |  | N | IPP Non-CHP | IPP | Investor Owned Utility | 2 | X | WND | Renewable | 188 | 0 | 1 | 0
Operable | 15399 | Avangrid Renewables LLC |  | 58098 | El Cabo Wind | NM | Vertical | Torrance | 1 | Onshore Wind Turbine | WT |  | S | X | X |  |  | 298 |  | 298 | 298 | 0 | N |  |  | OP | X | 12 | 2017 | 2017 |  |  | N | IPP Non-CHP | IPP | Investor Owned Utility | 2 | X | WND | Renewable | 298 | 0 | 1 | 0
Operable | 15399 | Avangrid Renewables LLC |  | 58099 | Montague Wind Power Facility LLC | OR | Vertical | Gilliam | 1 | Onshore Wind Turbine | WT |  | S | X | X |  |  | 200 |  | 200 | 200 | 0 | N |  |  | OP | X | 11 | 2019 | 2019 |  |  | N | IPP Non-CHP | IPP | Investor Owned Utility | 2 | X | WND | Renewable | 200 | 0 | 1 | 0
Operable | 15399 | Avangrid Renewables LLC |  | 58141 | Groton Wind LLC | NH | Restructured | Grafton | 1 | Onshore Wind Turbine | WT |  | S | X | X |  |  | 48 |  | 48 | 48 | 0 | N |  |  | OP | X | 12 | 2012 | 2012 |  |  | N | IPP Non-CHP | IPP | Investor Owned Utility | 2 | X | WND | Renewable | 48 | 0 | 1 | 0
Operable | 15399 | Avangrid Renewables LLC |  | 58614 | Patriot Wind Farm | TX | Restructured | Nueces | PAT1 | Onshore Wind Turbine | WT |  | S | X | X |  |  | 226.1 |  | 226.1 | 226.1 | 0 | N |  |  | OP | X | 6 | 2019 | 2019 |  |  | N | IPP Non-CHP | IPP | Investor Owned Utility | 2 | X | WND | Renewable | 226.1 | 0 | 1 | 0
Operable | 15399 | Avangrid Renewables LLC |  | 59968 | Desert Wind Farm, LLC | NC | Vertical | Perquimans | 1 | Onshore Wind Turbine | WT |  | S | X | X |  |  | 208 |  | 208 | 208 | 0 | N |  |  | OP | X | 12 | 2016 | 2016 |  |  | N | IPP Non-CHP | IPP | Investor Owned Utility | 2 | X | WND | Renewable | 208 | 0 | 1 | 0
Operable | 15399 | Avangrid Renewables LLC |  | 61039 | Deerfield Wind LLC | VT | Vertical | Bennington | WT1 | Onshore Wind Turbine | WT |  | S | X | X |  |  | 30 |  | 30 | 30 | 0 | N |  |  | OP | X | 12 | 2017 | 2017 |  |  | N | IPP Non-CHP | IPP | Investor Owned Utility | 2 | X | WND | Renewable | 30 | 0 | 1 | 0
Operable | 15399 | Avangrid Renewables LLC |  | 61040 | Twin Buttes II Wind | CO | Vertical | Prowers | WT1 | Onshore Wind Turbine | WT |  | S | X | X |  |  | 75 |  | 75 | 75 | 0 | N |  |  | OP | X | 12 | 2017 | 2017 |  |  | N | IPP Non-CHP | IPP | Investor Owned Utility | 2 | X | WND | Renewable | 75 | 0 | 1 | 0
Operable | 15399 | Avangrid Renewables LLC |  | 61041 | Roaring Brook, LLC | NY | Restructured | Lewis | WT1 | Onshore Wind Turbine | WT |  | S | X | X |  |  | 79.7 |  | 79.7 | 79.7 | 0 | N |  |  | OP | X | 10 | 2021 | 2021 |  |  | N | IPP Non-CHP | IPP | Investor Owned Utility | 2 | X | WND | Renewable | 79.7 | 0 | 1 | 0
Operable | 15399 | Avangrid Renewables LLC |  | 61044 | La Joya NM | NM | Vertical | Torrance | LAJ1 | Onshore Wind Turbine | WT |  | S | X | X |  |  | 165 |  | 165 | 165 | 0 | N |  |  | OP | X | 2 | 2021 | 2021 |  |  | N | IPP Non-CHP | IPP | Investor Owned Utility | 2 | X | WND | Renewable | 165 | 0 | 1 | 0
Operable | 15399 | Avangrid Renewables LLC |  | 61044 | La Joya NM | NM | Vertical | Torrance | LAJ2 | Onshore Wind Turbine | WT |  | S | X | X |  |  | 141.2 |  | 141.2 | 141.2 | 0 | N |  |  | OP | X | 6 | 2021 | 2021 |  |  | N | IPP Non-CHP | IPP | Investor Owned Utility | 2 | X | WND | Renewable | 141.2 | 0 | 1 | 0
Operable | 15399 | Avangrid Renewables LLC |  | 61048 | Solar Star Oregon II | OR | Vertical | Crook | PV1 | Solar Photovoltaic | PV |  | S | X | X |  |  | 56.3 |  | 56 | 56 |  | N |  |  | OP | X | 10 | 2017 | 2017 |  |  | N | IPP Non-CHP | IPP | Investor Owned Utility | 2 | X | SUN | Renewable | 56.3 | 0 | 1 | 0
Operable | 15399 | Avangrid Renewables LLC |  | 61343 | Karankawa Wind LLC | TX | Restructured | San Patricio | WT1 | Onshore Wind Turbine | WT |  | S | X | X |  |  | 307.1 |  | 307.1 | 307.1 | 0 | N |  |  | OP | X | 11 | 2019 | 2019 |  |  | N | IPP Non-CHP | IPP | Investor Owned Utility | 2 | X | WND | Renewable | 307.1 | 0 | 1 | 0
Operable | 15399 | Avangrid Renewables LLC |  | 61344 | Otter Creek Wind Farm LLC | IL | Restructured | LaSalle | WT1 | Onshore Wind Turbine | WT |  | S | X | X |  |  | 150 |  | 150 | 150 | 0 | N |  |  | OP | X | 3 | 2020 | 2020 |  |  | N | IPP Non-CHP | IPP | Investor Owned Utility | 2 | X | WND | Renewable | 150 | 0 | 1 | 0
Operable | 15399 | Avangrid Renewables LLC |  | 61345 | WyEast Solar | OR | Vertical | Sherman | PV1 | Solar Photovoltaic | PV |  | S | X | X |  |  | 10 |  | 10 | 10 |  | N |  |  | OP | X | 8 | 2018 | 2018 |  |  | N | IPP Non-CHP | IPP | Investor Owned Utility | 2 | X | SUN | Renewable | 10 | 0 | 1 | 0
Operable | 15399 | Avangrid Renewables LLC |  | 63003 | Midland Wind | IL | Restructured | Henry | 1 | Onshore Wind Turbine | WT |  | S | X | X |  |  | 105.5 | 1 | 105.5 | 105.5 | 0 | N |  |  | OP | X | 12 | 2023 | 2023 |  |  | N | IPP Non-CHP | IPP | Investor Owned Utility | 2 | X | WND | Renewable | 105.5 | 0 | 1 | 0
Operable | 15399 | Avangrid Renewables LLC |  | 63441 | Montague Solar | OR | Vertical | Gilliam | S1 | Solar Photovoltaic | PV |  | S | X | X |  |  | 162 |  | 162 | 162 | 0 | N |  |  | OP | X | 4 | 2023 | 2023 |  |  | N | IPP Non-CHP | IPP | Investor Owned Utility | 2 | X | SUN | Renewable | 162 | 0 | 1 | 0
Operable | 15399 | Avangrid Renewables LLC |  | 63509 | Lund Hill Solar | WA | Vertical | Klickitat | LHS1 | Solar Photovoltaic | PV |  | S | X | X |  |  | 150 |  | 150 | 150 | 0 | N |  |  | OP | X | 10 | 2022 | 2022 |  |  | N | IPP Non-CHP | IPP | Investor Owned Utility | 2 | X | SUN | Renewable | 150 | 0 | 1 | 0
Operable | 15399 | Avangrid Renewables LLC |  | 63710 | Golden Hill Wind | OR | Vertical | Sherman | GH1 | Onshore Wind Turbine | WT |  | S | X | X |  |  | 201.3 |  | 201.3 | 201.3 | 0 | N |  |  | OP | X | 4 | 2022 | 2022 |  |  | N | IPP Non-CHP | IPP | Investor Owned Utility | 2 | X | WND | Renewable | 201.3 | 0 | 1 | 0
Operable | 56700 | Avenal Solar Holdings LLC |  | 57359 | Avenal Park | CA | Vertical | Kings | 1 | Solar Photovoltaic | PV |  | S | X | X |  |  | 6 |  | 6 | 6 |  | N |  |  | OP | X | 8 | 2011 | 2011 |  |  | N | IPP Non-CHP | IPP | IPP | 2 | X | SUN | Renewable | 6 | 0 | 1 | 0
Operable | 56700 | Avenal Solar Holdings LLC |  | 57360 | Sun City Project LLC | CA | Vertical | Kings | 1 | Solar Photovoltaic | PV |  | S | X | X |  |  | 20 |  | 20 | 20 |  | N |  |  | OP | X | 8 | 2011 | 2011 |  |  | N | IPP Non-CHP | IPP | IPP | 2 | X | SUN | Renewable | 20 | 0 | 1 | 0
Operable | 56700 | Avenal Solar Holdings LLC |  | 57361 | Sand Drag LLC | CA | Vertical | Kings | 1 | Solar Photovoltaic | PV |  | S | X | X |  |  | 19 |  | 19 | 19 |  | N |  |  | OP | X | 8 | 2011 | 2011 |  |  | N | IPP Non-CHP | IPP | IPP | 2 | X | SUN | Renewable | 19 | 0 | 1 | 0
Operable | 62993 | Aviator Wind, LLC |  | 63209 | Aviator Wind | TX | Restructured | Coke | AVTOR | Onshore Wind Turbine | WT |  | S | X | X |  |  | 525 | 0.95 | 525 | 525 | 0 | N |  |  | OP | X | 6 | 2021 | 2021 |  |  | N | IPP Non-CHP | IPP | IPP | 2 | X | WND | Renewable | 525 | 0 | 1 | 0
Operable | 56777 | Avidan Energy Solutions |  | 57458 | 145 Talmadge Solar | NJ | Restructured | Middlesex | 1 | Solar Photovoltaic | PV |  | S | X | X |  |  | 3.8 |  | 3.8 | 3.8 |  | N |  |  | OP | X | 4 | 2011 | 2011 |  |  | N | IPP Non-CHP | IPP | IPP | 2 | X | SUN | Renewable | 3.8 | 0 | 1 | 0
Operable | 20169 | Avista Corp |  | 550 | Kettle Falls Generating Station | WA | Vertical | Stevens | 1 | Wood/Wood Waste Biomass | ST |  | S | X | X |  |  | 50.7 | 0.95 | 50 | 50.7 | 12 | N |  |  | OP | X | 12 | 1983 | Pre-2000 |  |  | N | Electric Utility | Utility | Investor Owned Utility | 1 | X | WDS | Renewable | 50.7 | 0 | 1 | 0 | NG
Operable | 20169 | Avista Corp |  | 550 | Kettle Falls Generating Station | WA | Vertical | Stevens | 2 | Natural Gas Fired Combustion Turbine | GT |  | S | X | X |  |  | 7.2 | 0.8 | 6.2 | 8 | 1 | N |  |  | OP | X | 5 | 2002 | 2002 |  |  | N | Electric Utility | Utility | Investor Owned Utility | 1 | X | NG | Non-Renewable | 0 | 7.2 | 0 | 1
Operable | 20169 | Avista Corp |  | 833 | Cabinet Gorge | ID | Vertical | Bonner | 1 | Conventional Hydroelectric | HY |  | S | X | X |  |  | 59.4 | 0.9 | 44.3 | 66.5 | 22 | N |  |  | OP | X | 8 | 1953 | Pre-2000 |  |  | N | Electric Utility | Utility | Investor Owned Utility | 1 | X | WAT | Renewable | 59.4 | 0 | 1 | 0
Operable | 20169 | Avista Corp |  | 833 | Cabinet Gorge | ID | Vertical | Bonner | 2 | Conventional Hydroelectric | HY |  | S | X | X |  |  | 73.2 | 0.9 | 73.9 | 79.8 | 55 | N |  |  | OP | X | 2 | 1953 | Pre-2000 |  |  | N | Electric Utility | Utility | Investor Owned Utility | 1 | X | WAT | Renewable | 73.2 | 0 | 1 | 0
Operable | 20169 | Avista Corp |  | 833 | Cabinet Gorge | ID | Vertical | Bonner | 3 | Conventional Hydroelectric | HY |  | S | X | X |  |  | 73.2 | 0.9 | 73.4 | 80.2 | 55 | N |  |  | OP | X | 11 | 1952 | Pre-2000 |  |  | N | Electric Utility | Utility | Investor Owned Utility | 1 | X | WAT | Renewable | 73.2 | 0 | 1 | 0
Operable | 20169 | Avista Corp |  | 833 | Cabinet Gorge | ID | Vertical | Bonner | 4 | Conventional Hydroelectric | HY |  | S | X | X |  |  | 59.4 | 0.9 | 63 | 68.3 | 48 | N |  |  | OP | X | 9 | 1952 | Pre-2000 |  |  | N | Electric Utility | Utility | Investor Owned Utility | 1 | X | WAT | Renewable | 59.4 | 0 | 1 | 0
Operable | 20169 | Avista Corp |  | 835 | Post Falls | ID | Vertical | Kootenai | 1 | Conventional Hydroelectric | HY |  | S | X | X |  |  | 2.2 | 1 | 2.8 | 2.9 | 0.3 | N |  |  | OP | X | 12 | 1907 | Pre-2000 |  |  | N | Electric Utility | Utility | Investor Owned Utility | 1 | X | WAT | Renewable | 2.2 | 0 | 1 | 0
Operable | 20169 | Avista Corp |  | 835 | Post Falls | ID | Vertical | Kootenai | 2 | Conventional Hydroelectric | HY |  | S | X | X |  |  | 2.2 | 1 | 2.8 | 2.9 | 0.3 | N |  |  | OP | X | 7 | 1906 | Pre-2000 |  |  | N | Electric Utility | Utility | Investor Owned Utility | 1 | X | WAT | Renewable | 2.2 | 0 | 1 | 0
Operable | 20169 | Avista Corp |  | 835 | Post Falls | ID | Vertical | Kootenai | 3 | Conventional Hydroelectric | HY |  | S | X | X |  |  | 2.2 | 1 | 2.8 | 2.9 | 0.3 | N |  |  | OP | X | 8 | 1906 | Pre-2000 |  |  | N | Electric Utility | Utility | Investor Owned Utility | 1 | X | WAT | Renewable | 2.2 | 0 | 1 | 0
Operable | 20169 | Avista Corp |  | 835 | Post Falls | ID | Vertical | Kootenai | 4 | Conventional Hydroelectric | HY |  | S | X | X |  |  | 2.2 | 1 | 2.8 | 2.9 | 0.3 | N |  |  | OP | X | 11 | 1906 | Pre-2000 |  |  | N | Electric Utility | Utility | Investor Owned Utility | 1 | X | WAT | Renewable | 2.2 | 0 | 1 | 0
Operable | 20169 | Avista Corp |  | 835 | Post Falls | ID | Vertical | Kootenai | 5 | Conventional Hydroelectric | HY |  | S | X | X |  |  | 2.2 | 1 | 2.8 | 2.9 | 0.3 | N |  |  | OP | X | 8 | 1908 | Pre-2000 |  |  | N | Electric Utility | Utility | Investor Owned Utility | 1 | X | WAT | Renewable | 2.2 | 0 | 1 | 0
Operable | 20169 | Avista Corp |  | 835 | Post Falls | ID | Vertical | Kootenai | 6 | Conventional Hydroelectric | HY |  | S | X | X |  |  | 3.5 | 0.8 | 3.5 | 3.5 | 0.3 | N |  |  | OS | X | 12 | 1980 | Pre-2000 |  |  | N | Electric Utility | Utility | Investor Owned Utility | 1 | X | WAT | Renewable | 3.5 | 0 | 1 | 0
Operable | 20169 | Avista Corp |  | 2199 | Noxon Rapids | MT | Vertical | Sanders | 1 | Conventional Hydroelectric | HY |  | S | X | X |  |  | 99 | 0.9 | 113.9 | 120.3 | 30 | N |  |  | OP | X | 9 | 1959 | Pre-2000 |  |  | N | Electric Utility | Utility | Investor Owned Utility | 1 | X | WAT | Renewable | 99 | 0 | 1 | 0
Operable | 20169 | Avista Corp |  | 2199 | Noxon Rapids | MT | Vertical | Sanders | 2 | Conventional Hydroelectric | HY |  | S | X | X |  |  | 76.8 | 0.9 | 105 | 120 | 30 | N |  |  | OP | X | 10 | 1959 | Pre-2000 |  |  | N | Electric Utility | Utility | Investor Owned Utility | 1 | X | WAT | Renewable | 76.8 | 0 | 1 | 0
Operable | 20169 | Avista Corp |  | 2199 | Noxon Rapids | MT | Vertical | Sanders | 3 | Conventional Hydroelectric | HY |  | S | X | X |  |  | 99 | 0.9 | 113.9 | 120 | 30 | N |  |  | OP | X | 12 | 1959 | Pre-2000 |  |  | N | Electric Utility | Utility | Investor Owned Utility | 1 | X | WAT | Renewable | 99 | 0 | 1 | 0
Operable | 20169 | Avista Corp |  | 2199 | Noxon Rapids | MT | Vertical | Sanders | 4 | Conventional Hydroelectric | HY |  | S | X | X |  |  | 99 | 0.9 | 113.9 | 120 | 30 | N |  |  | OP | X | 4 | 1960 | Pre-2000 |  |  | N | Electric Utility | Utility | Investor Owned Utility | 1 | X | WAT | Renewable | 99 | 0 | 1 | 0
Operable | 20169 | Avista Corp |  | 2199 | Noxon Rapids | MT | Vertical | Sanders | 5 | Conventional Hydroelectric | HY |  | S | X | X |  |  | 114 | 0.95 | 134 | 142.2 | 40 | N |  |  | OP | X | 12 | 1977 | Pre-2000 |  |  | N | Electric Utility | Utility | Investor Owned Utility | 1 | X | WAT | Renewable | 114 | 0 | 1 | 0
Operable | 20169 | Avista Corp |  | 3866 | Little Falls (WA) | WA | Vertical | Lincoln | 1 | Conventional Hydroelectric | HY |  | S | X | X |  |  | 10.8 | 0.9 | 10.8 | 10.8 | 2 | N |  |  | OP | X | 7 | 1910 | Pre-2000 |  |  | N | Electric Utility | Utility | Investor Owned Utility | 1 | X | WAT | Renewable | 10.8 | 0 | 1 | 0
Operable | 20169 | Avista Corp |  | 3866 | Little Falls (WA) | WA | Vertical | Lincoln | 2 | Conventional Hydroelectric | HY |  | S | X | X |  |  | 10.8 | 0.9 | 10.8 | 10.8 | 2 | N |  |  | OP | X | 9 | 1910 | Pre-2000 |  |  | N | Electric Utility | Utility | Investor Owned Utility | 1 | X | WAT | Renewable | 10.8 | 0 | 1 | 0
Operable | 20169 | Avista Corp |  | 3866 | Little Falls (WA) | WA | Vertical | Lincoln | 3 | Conventional Hydroelectric | HY |  | S | X | X |  |  | 10.8 | 0.9 | 10.8 | 10.8 | 2 | N |  |  | OP | X | 12 | 1910 | Pre-2000 |  |  | N | Electric Utility | Utility | Investor Owned Utility | 1 | X | WAT | Renewable | 10.8 | 0 | 1 | 0
Operable | 20169 | Avista Corp |  | 3866 | Little Falls (WA) | WA | Vertical | Lincoln | 4 | Conventional Hydroelectric | HY |  | S | X | X |  |  | 10.8 | 0.9 | 10.8 | 10.8 | 2 | N |  |  | OP | X | 11 | 1911 | Pre-2000 |  |  | N | Electric Utility | Utility | Investor Owned Utility | 1 | X | WAT | Renewable | 10.8 | 0 | 1 | 0
Operable | 20169 | Avista Corp |  | 3867 | Long Lake | WA | Vertical | Lincoln | 1 | Conventional Hydroelectric | HY |  | S | X | X |  |  | 17.5 | 0.9 | 22.4 | 22.4 | 3 | N |  |  | OP | X | 10 | 1915 | Pre-2000 |  |  | N | Electric Utility | Utility | Investor Owned Utility | 1 | X | WAT | Renewable | 17.5 | 0 | 1 | 0
Operable | 20169 | Avista Corp |  | 3867 | Long Lake | WA | Vertical | Lincoln | 2 | Conventional Hydroelectric | HY |  | S | X | X |  |  | 17.5 | 0.9 | 22.5 | 22.5 | 3 | N |  |  | OP | X | 10 | 1915 | Pre-2000 |  |  | N | Electric Utility | Utility | Investor Owned Utility | 1 | X | WAT | Renewable | 17.5 | 0 | 1 | 0
Operable | 20169 | Avista Corp |  | 3867 | Long Lake | WA | Vertical | Lincoln | 3 | Conventional Hydroelectric | HY |  | S | X | X |  |  | 17.5 | 0.9 | 22.5 | 22.5 | 3 | N |  |  | OP | X | 12 | 1919 | Pre-2000 |  |  | N | Electric Utility | Utility | Investor Owned Utility | 1 | X | WAT | Renewable | 17.5 | 0 | 1 | 0
Operable | 20169 | Avista Corp |  | 3867 | Long Lake | WA | Vertical | Lincoln | 4 | Conventional Hydroelectric | HY |  | S | X | X |  |  | 17.5 | 0.9 | 22.1 | 22.1 | 3 | N |  |  | OP | X | 2 | 1924 | Pre-2000 |  |  | N | Electric Utility | Utility | Investor Owned Utility | 1 | X | WAT | Renewable | 17.5 | 0 | 1 | 0
Operable | 20169 | Avista Corp |  | 3869 | Nine Mile | WA | Vertical | Spokane | 1 | Conventional Hydroelectric | HY |  | S | X | X |  |  | 8.8 | 0.8 | 8.8 | 8.8 | 2 | N |  |  | OP | X | 7 | 1910 | Pre-2000 |  |  | N | Electric Utility | Utility | Investor Owned Utility | 1 | X | WAT | Renewable | 8.8 | 0 | 1 | 0
Operable | 20169 | Avista Corp |  | 3869 | Nine Mile | WA | Vertical | Spokane | 2 | Conventional Hydroelectric | HY |  | S | X | X |  |  | 8.8 | 1 | 8.8 | 8.8 | 2 | N |  |  | OP | X | 7 | 1908 | Pre-2000 |  |  | N | Electric Utility | Utility | Investor Owned Utility | 1 | X | WAT | Renewable | 8.8 | 0 | 1 | 0
Operable | 20169 | Avista Corp |  | 3869 | Nine Mile | WA | Vertical | Spokane | 3N | Conventional Hydroelectric | HY |  | S | X | X |  |  | 10 | 0.95 | 10 | 10 | 2 | N |  |  | OP | X | 6 | 1994 | Pre-2000 |  |  | N | Electric Utility | Utility | Investor Owned Utility | 1 | X | WAT | Renewable | 10 | 0 | 1 | 0
Operable | 20169 | Avista Corp |  | 3869 | Nine Mile | WA | Vertical | Spokane | 4N | Conventional Hydroelectric | HY |  | S | X | X |  |  | 10 | 0.95 | 10 | 10 | 2 | N |  |  | OP | X | 6 | 1994 | Pre-2000 |  |  | N | Electric Utility | Utility | Investor Owned Utility | 1 | X | WAT | Renewable | 10 | 0 | 1 | 0
Operable | 20169 | Avista Corp |  | 6210 | Northeast (WA) | WA | Vertical | Spokane | 1 | Natural Gas Fired Combustion Turbine | GT |  | S | X | X |  |  | 61.8 | 0.9 | 45 | 66 | 1 | N |  |  | OP | X | 12 | 1978 | Pre-2000 | 12 | 2035 | N | Electric Utility | Utility | Investor Owned Utility | 1 | X | NG | Non-Renewable | 0 | 61.8 | 0 | 1
Operable | 20169 | Avista Corp |  | 7456 | Rathdrum | ID | Vertical | Kootenai | 1 | Natural Gas Fired Combustion Turbine | GT |  | S | X | X |  |  | 83.2 | 0.8 | 66 | 87.5 | 50 | N |  |  | OP | X | 11 | 1994 | Pre-2000 |  |  | N | Electric Utility | Utility | Investor Owned Utility | 1 | X | NG | Non-Renewable | 0 | 83.2 | 0 | 1
Operable | 20169 | Avista Corp |  | 7456 | Rathdrum | ID | Vertical | Kootenai | 2 | Natural Gas Fired Combustion Turbine | GT |  | S | X | X |  |  | 83.2 | 0.8 | 66 | 87.5 | 50 | N |  |  | OP | X | 11 | 1994 | Pre-2000 |  |  | N | Electric Utility | Utility | Investor Owned Utility | 1 | X | NG | Non-Renewable | 0 | 83.2 | 0 | 1
Operable | 20169 | Avista Corp |  | 7931 | Coyote Springs II | OR | Vertical | Morrow | 1 | Natural Gas Fired Combined Cycle | CT | U2CT | S | X | N |  |  | 170 | 0.85 | 173 | 207 | 65 | N |  |  | OP | X | 7 | 2003 | 2003 |  |  | N | Electric Utility | Utility | Investor Owned Utility | 1 | X | NG | Non-Renewable | 0 | 170 | 0 | 1
Operable | 20169 | Avista Corp |  | 7931 | Coyote Springs II | OR | Vertical | Morrow | 2 | Natural Gas Fired Combined Cycle | CA | U2CT | S | Y | X |  |  | 117 | 0.9 | 117 | 117 | 57 | N |  |  | OP | X | 7 | 2003 | 2003 |  |  | N | Electric Utility | Utility | Investor Owned Utility | 1 | X | NG | Non-Renewable | 0 | 117 | 0 | 1
Operable | 20169 | Avista Corp |  | 8022 | Boulder Park | WA | Vertical | Spokane | 1 | Natural Gas Internal Combustion Engine | IC |  | S | X | X |  |  | 4.1 | 0.8 | 4.1 | 4.1 | 4.1 | N |  |  | OP | X | 5 | 2002 | 2002 |  |  | N | Electric Utility | Utility | Investor Owned Utility | 1 | X | NG | Non-Renewable | 0 | 4.1 | 0 | 1
Operable | 20169 | Avista Corp |  | 8022 | Boulder Park | WA | Vertical | Spokane | 2 | Natural Gas Internal Combustion Engine | IC |  | S | X | X |  |  | 4.1 | 0.8 | 4.1 | 4.1 | 4.1 | N |  |  | OP | X | 5 | 2002 | 2002 |  |  | N | Electric Utility | Utility | Investor Owned Utility | 1 | X | NG | Non-Renewable | 0 | 4.1 | 0 | 1
Operable | 20169 | Avista Corp |  | 8022 | Boulder Park | WA | Vertical | Spokane | 3 | Natural Gas Internal Combustion Engine | IC |  | S | X | X |  |  | 4.1 | 0.8 | 4.1 | 4.1 | 4.1 | N |  |  | OP | X | 5 | 2002 | 2002 |  |  | N | Electric Utility | Utility | Investor Owned Utility | 1 | X | NG | Non-Renewable | 0 | 4.1 | 0 | 1
Operable | 20169 | Avista Corp |  | 8022 | Boulder Park | WA | Vertical | Spokane | 4 | Natural Gas Internal Combustion Engine | IC |  | S | X | X |  |  | 4.1 | 0.8 | 4.1 | 4.1 | 4.1 | N |  |  | OP | X | 5 | 2002 | 2002 |  |  | N | Electric Utility | Utility | Investor Owned Utility | 1 | X | NG | Non-Renewable | 0 | 4.1 | 0 | 1
Operable | 20169 | Avista Corp |  | 8022 | Boulder Park | WA | Vertical | Spokane | 5 | Natural Gas Internal Combustion Engine | IC |  | S | X | X |  |  | 4.1 | 0.8 | 4.1 | 4.1 | 4.1 | N |  |  | OP | X | 5 | 2002 | 2002 |  |  | N | Electric Utility | Utility | Investor Owned Utility | 1 | X | NG | Non-Renewable | 0 | 4.1 | 0 | 1
Operable | 20169 | Avista Corp |  | 8022 | Boulder Park | WA | Vertical | Spokane | 6 | Natural Gas Internal Combustion Engine | IC |  | S | X | X |  |  | 4.1 | 0.8 | 4.1 | 4.1 | 4.1 | N |  |  | OP | X | 5 | 2002 | 2002 |  |  | N | Electric Utility | Utility | Investor Owned Utility | 1 | X | NG | Non-Renewable | 0 | 4.1 | 0 | 1
Operable | 20169 | Avista Corp |  | 9095 | Monroe Street | WA | Vertical | Spokane | 6 | Conventional Hydroelectric | HY |  | S | X | X |  |  | 14.8 | 0.9 | 15 | 15 | 1 | N |  |  | OP | X | 12 | 1992 | Pre-2000 |  |  | N | Electric Utility | Utility | Investor Owned Utility | 1 | X | WAT | Renewable | 14.8 | 0 | 1 | 0
Operable | 20169 | Avista Corp |  | 9096 | Upper Falls | WA | Vertical | Spokane | 1 | Conventional Hydroelectric | HY |  | S | X | X |  |  | 10 | 0.85 | 10.2 | 10.2 | 1 | N |  |  | OP | X | 4 | 1922 | Pre-2000 |  |  | N | Electric Utility | Utility | Investor Owned Utility | 1 | X | WAT | Renewable | 10 | 0 | 1 | 0
Operable | 65749 | Avon Solar Farm LLC |  | 67202 | Avon Solar Farm LLC | NY | Restructured | Monroe | AVON2 | Solar Photovoltaic | PV |  | S | X | X |  |  | 4 |  | 4 | 4 |  | N |  |  | OP | X | 9 | 2021 | 2021 |  |  | N | IPP Non-CHP | IPP | IPP | 2 | X | SUN | Renewable | 4 | 0 | 1 | 0
Operable | 64614 | Avra Valley Solar |  | 57657 | Avra Valley Solar | AZ | Vertical | Pima | 1 | Solar Photovoltaic | PV |  | S | X | X |  |  | 25 |  | 25 | 25 |  | N |  |  | OP | X | 1 | 2013 | 2013 |  |  | N | IPP Non-CHP | IPP | IPP | 2 | X | SUN | Renewable | 25 | 0 | 1 | 0
Operable | 63287 | Axium Arizona Renewables, LLC |  | 57318 | Poseidon Solar, LLC | AZ | Vertical | GILA | 1 | Solar Photovoltaic | PV |  | J | X | X |  |  | 20 |  | 20 | 20 |  | N |  |  | OP | X | 12 | 2011 | 2011 |  |  | N | IPP Non-CHP | IPP | IPP | 2 | X | SUN | Renewable | 20 | 0 | 1 | 0
Operable | 63287 | Axium Arizona Renewables, LLC |  | 57379 | Poseidon Wind, LLC | AZ | Vertical | Navajo | 1 | Onshore Wind Turbine | WT |  | J | X | X |  |  | 65.1 |  | 65.1 | 65.1 | 0 | N |  |  | OP | X | 12 | 2010 | 2010 |  |  | N | IPP Non-CHP | IPP | IPP | 2 | X | WND | Renewable | 65.1 | 0 | 1 | 0
Operable | 60898 | Axium US Solar Holdings LLC |  | 58039 | Axium Modesto Solar | CA | Vertical | Stanislaus | 1 | Solar Photovoltaic | PV |  | S | X | X |  |  | 25 |  | 25 | 25 |  | N |  |  | OP | X | 12 | 2012 | 2012 |  |  | N | IPP Non-CHP | IPP | IPP | 2 | X | SUN | Renewable | 25 | 0 | 1 | 0
Operable | 60898 | Axium US Solar Holdings LLC |  | 58398 | Heber Solar | CA | Vertical | Imperial | 1 | Solar Photovoltaic | PV |  | S | X | X |  |  | 10.9 |  | 10 | 8.2 |  | N |  |  | OP | X | 5 | 2014 | 2014 |  |  | N | IPP Non-CHP | IPP | IPP | 2 | X | SUN | Renewable | 10.9 | 0 | 1 | 0
Operable | 60898 | Axium US Solar Holdings LLC |  | 58485 | Upson Rocky Creek Solar Plant | GA | Vertical | Upson | PV1 | Solar Photovoltaic | PV |  | S | X | X |  |  | 0.8 |  | 0.8 | 0.8 |  | N |  |  | OP | X | 6 | 2012 | 2012 |  |  | N | IPP Non-CHP | IPP | IPP | 2 | X | SUN | Renewable | 0.8 | 0 | 1 | 0
Operable | 60898 | Axium US Solar Holdings LLC |  | 58892 | Camilla Solar Plant | GA | Vertical | Mitchell | CMLA | Solar Photovoltaic | PV |  | S | X | X |  |  | 16 |  | 16 | 17.6 |  | N |  |  | OP | X | 11 | 2013 | 2013 |  |  | N | IPP Non-CHP | IPP | IPP | 2 | X | SUN | Renewable | 16 | 0 | 1 | 0
Operable | 60898 | Axium US Solar Holdings LLC |  | 58893 | Camp Solar Plant | GA | Vertical | Meriwether | CAMP | Solar Photovoltaic | PV |  | S | X | X |  |  | 2.4 |  | 2.4 | 2.6 |  | N |  |  | OP | X | 12 | 2013 | 2013 |  |  | N | IPP Non-CHP | IPP | IPP | 2 | X | SUN | Renewable | 2.4 | 0 | 1 | 0
Operable | 64516 | Azimuth 180 Solar Electric, LLC |  | 65133 | Benning Road | DC | Restructured | District of Columbia | BENRD | Solar Photovoltaic | PV |  | S | X | X |  |  | 0.8 |  | 0.8 | 0.8 |  | N |  |  | OP | X | 10 | 2021 | 2021 |  |  | N | IPP Non-CHP | IPP | IPP | 2 | X | SUN | Renewable | 0.8 | 0 | 1 | 0
Operable | 64516 | Azimuth 180 Solar Electric, LLC |  | 65163 | Orioles Community Solar | NY | Restructured | Greene | ORIOL | Solar Photovoltaic | PV |  | S | X | X |  |  | 5.6 |  | 5.6 | 5.6 |  | N |  |  | OP | X | 10 | 2022 | 2022 |  |  | N | IPP Non-CHP | IPP | IPP | 2 | X | SUN | Renewable | 5.6 | 0 | 1 | 0
Operable | 64516 | Azimuth 180 Solar Electric, LLC |  | 65165 | Ontario Sun | NY | Restructured | Oswego | ONSUN | Solar Photovoltaic | PV |  | S | X | X |  |  | 2.4 |  | 2.4 | 2.4 |  | N |  |  | OP | X | 2 | 2023 | 2023 |  |  | N | IPP Non-CHP | IPP | IPP | 2 | X | SUN | Renewable | 2.4 | 0 | 1 | 0
Operable | 63571 | Azure Sky Solar Project, LLC |  | 63905 | Azure Sky Solar | TX | Restructured | Haskell | ASKYB | Batteries | BA |  | S | X | X |  |  | 77.6 |  | 77.6 | 77.6 |  | N |  |  | OP | X | 6 | 2022 | 2022 |  |  | N | IPP Non-CHP | IPP | IPP | 2 | X | MWH | Other | 0 | 0 | 0 | 0
Operable | 63571 | Azure Sky Solar Project, LLC |  | 63905 | Azure Sky Solar | TX | Restructured | Haskell | ASKYS | Solar Photovoltaic | PV |  | S | X | X |  |  | 225 |  | 225 | 225 | 0 | N |  |  | OP | X | 7 | 2021 | 2021 |  |  | N | IPP Non-CHP | IPP | IPP | 2 | X | SUN | Renewable | 225 | 0 | 1 | 0
Operable | 63784 | Azure Sky Wind Project, LLC |  | 64164 | Azure Sky Wind Project, LLC Hybrid | TX | Restructured | Throckmorton | ASWBE | Batteries | BA |  | S | X | X |  |  | 120 |  | 120 | 120 | 0.1 | N |  |  | OP | X | 9 | 2023 | 2023 |  |  | N | IPP Non-CHP | IPP | IPP | 2 | X | MWH | Other | 0 | 0 | 0 | 0
Operable | 1058 | B Braun Medical Inc |  | 50200 | B Braun Medical | CA | Vertical | Orange | GEN1 | Natural Gas Fired Combustion Turbine | GT |  | S | X | X |  |  | 2.8 | 0.8 | 2.7 | 2.6 | 1 | N |  |  | OP | X | 11 | 1982 | Pre-2000 | 1 | 2025 | Y | Industrial CHP | Customer Sited | Other | 7 | T | NG | Non-Renewable | 0 | 2.8 | 0 | 1
Operable | 1058 | B Braun Medical Inc |  | 50200 | B Braun Medical | CA | Vertical | Orange | GEN2 | Natural Gas Fired Combustion Turbine | GT |  | S | X | X |  |  | 3.3 | 0.8 | 3 | 2.9 | 1 | N |  |  | OP | X | 1 | 1995 | Pre-2000 | 1 | 2025 | Y | Industrial CHP | Customer Sited | Other | 7 | T | NG | Non-Renewable | 0 | 3.3 | 0 | 1
Operable | 2671 | Baconton Power LLC |  | 55304 | Baconton Power Plant | GA | Vertical | Mitchell | CT1 | Natural Gas Fired Combustion Turbine | GT |  | J | X | X |  |  | 60.5 | 0.85 | 49 | 49 | 37 | N |  |  | OP | X | 6 | 2000 | 2000 |  |  | N | IPP Non-CHP | IPP | IPP | 2 | X | NG | Non-Renewable | 0 | 60.5 | 0 | 1 | DFO
Operable | 2671 | Baconton Power LLC |  | 55304 | Baconton Power Plant | GA | Vertical | Mitchell | CT4 | Natural Gas Fired Combustion Turbine | GT |  | J | X | X |  |  | 60.5 | 0.85 | 49 | 49 | 37 | N |  |  | OP | X | 7 | 2000 | 2000 |  |  | N | IPP Non-CHP | IPP | IPP | 2 | X | NG | Non-Renewable | 0 | 60.5 | 0 | 1 | DFO
Operable | 2671 | Baconton Power LLC |  | 55304 | Baconton Power Plant | GA | Vertical | Mitchell | CT5 | Natural Gas Fired Combustion Turbine | GT |  | J | X | X |  |  | 60.5 | 0.85 | 49 | 49 | 37 | N |  |  | OP | X | 7 | 2000 | 2000 |  |  | N | IPP Non-CHP | IPP | IPP | 2 | X | NG | Non-Renewable | 0 | 60.5 | 0 | 1 | DFO
Operable | 2671 | Baconton Power LLC |  | 55304 | Baconton Power Plant | GA | Vertical | Mitchell | CT6 | Natural Gas Fired Combustion Turbine | GT |  | J | X | X |  |  | 60.5 | 0.85 | 49 | 49 | 37 | N |  |  | OP | X | 8 | 2000 | 2000 |  |  | N | IPP Non-CHP | IPP | IPP | 2 | X | NG | Non-Renewable | 0 | 60.5 | 0 | 1 | DFO
Operable | 63665 | Bainbridge Solar, LLC |  | 64011 | Bainbridge Solar | GA | Vertical | Decatur | 6359 | Solar Photovoltaic | PV |  | S | X | X |  |  | 1 |  | 1 | 0.8 |  | N |  |  | OP | X | 4 | 2019 | 2019 |  |  | N | IPP Non-CHP | IPP | IPP | 2 | X | SUN | Renewable | 1 | 0 | 1 | 0
Operable | 59205 | Baker Station Associates, LP |  | 59428 | Baker Creek Hydroelectric | CA | Vertical | Humboldt | GENE1 | Conventional Hydroelectric | HY |  | S | X | X |  |  | 1.4 | 0.99 |  | 1.4 |  | N |  |  | OP | X | 11 | 2014 | 2014 |  |  | N | IPP Non-CHP | IPP | IPP | 2 | X | WAT | Renewable | 1.4 | 0 | 1 | 0
Operable | 59205 | Baker Station Associates, LP |  | 59428 | Baker Creek Hydroelectric | CA | Vertical | Humboldt | GENE2 | Conventional Hydroelectric | HY |  | S | X | X |  |  | 0.1 | 1 |  | 0.1 |  | N |  |  | OP | X | 11 | 2014 | 2014 |  |  | N | IPP Non-CHP | IPP | IPP | 2 | X | WAT | Renewable | 0.1 | 0 | 1 | 0
Operable | 59711 | Bakersfield 111 LLC |  | 59948 | Bakersfield 111 | CA | Vertical | Kern | BF111 | Solar Photovoltaic | PV |  | S | X | X | ZP26 | ZP26 | 1.4 |  | 1.4 | 1.4 |  | N |  |  | OP | X | 7 | 2015 | 2015 | 7 | 2035 | N | IPP Non-CHP | IPP | IPP | 2 | X | SUN | Renewable | 1.4 | 0 | 1 | 0
Operable | 56688 | Baldwin Wind LLC |  | 57347 | Baldwin Wind LLC | ND | Vertical | Burleigh | GE1 | Onshore Wind Turbine | WT |  | S | X | X |  |  | 102.4 |  | 102.4 | 102.4 | 5.1 | N |  |  | OP | X | 12 | 2010 | 2010 |  |  | N | IPP Non-CHP | IPP | IPP | 2 | X | WND | Renewable | 102.4 | 0 | 1 | 0
Operable | 58770 | Balko Wind LLC |  | 58900 | Balko Wind LLC | OK | Vertical | Beaver | BAL1 | Onshore Wind Turbine | WT |  | S | X | X |  |  | 299.7 |  | 299.7 | 299.7 | 0.5 | N |  |  | OP | X | 8 | 2015 | 2015 |  |  | N | IPP Non-CHP | IPP | IPP | 2 | X | WND | Renewable | 299.7 | 0 | 1 | 0
Operable | 64804 | Ball Hill Wind Energy, LLC |  | 65495 | Ball Hill Wind Energy, LLC | NY | Restructured | Chautauqua | BALLH | Onshore Wind Turbine | WT |  | S | X | X |  |  | 107.5 | 0.95 | 107.5 | 107.5 | 1 | N |  |  | OP | X | 12 | 2023 | 2023 |  |  | N | IPP Non-CHP | IPP | IPP | 2 | X | WND | Renewable | 107.5 | 0 | 1 | 0
Operable | 65188 | Ballantyne LLC |  | 66017 | Andresen Solar | MN | Vertical | Chippewa | ANDR | Solar Photovoltaic | PV |  | S | X | X |  |  | 1 |  | 1 | 1 |  | N |  |  | OP | X | 1 | 2023 | 2023 |  |  | N | IPP Non-CHP | IPP | IPP | 2 | X | SUN | Renewable | 1 | 0 | 1 | 0
Operable | 63673 | Ballenger Road Solar A |  | 63759 | Ballenger Road Solar A | SC | Vertical | Spartanburg | BALGR | Solar Photovoltaic | PV |  | W | X | X |  |  | 2 |  | 2 | 2 |  | N |  |  | OP | X | 12 | 2020 | 2020 |  |  | N | IPP Non-CHP | IPP | IPP | 2 | X | SUN | Renewable | 2 | 0 | 1 | 0
Operable | 61703 | Ballston Solar LLC |  | 62170 | Ballston Solar LLC | OR | Vertical | Yamhill | BSPV1 | Solar Photovoltaic | PV |  | S | X | X |  |  | 2.2 | 1 | 2.2 | 2.2 |  | N |  |  | OP | X | 12 | 2018 | 2018 |  |  | N | IPP Non-CHP | IPP | IPP | 2 | X | SUN | Renewable | 2.2 | 0 | 1 | 0
Operable | 1172 | Bancroft Municipal Utilities |  | 1125 | Bancroft | IA | Vertical | Kossuth | 5 | Petroleum Liquids | IC |  | S | X | X | WAUEBNCRUNBANCROFT_RA |  | 0.6 | 0.9 | 0.5 | 0.5 | 0.1 | N |  |  | SB | Y | 1 | 1954 | Pre-2000 |  |  | N | Electric Utility | Utility | Municipal | 1 | X | DFO | Non-Renewable | 0 | 0.6 | 0 | 1
Operable | 1172 | Bancroft Municipal Utilities |  | 1125 | Bancroft | IA | Vertical | Kossuth | 6 | Petroleum Liquids | IC |  | S | X | X | WAUEBNCRUNBANCROFT-RA |  | 1.8 | 0.9 | 1.8 | 1.8 | 0.1 | N |  |  | OP | X | 3 | 2001 | 2001 |  |  | N | Electric Utility | Utility | Municipal | 1 | X | DFO | Non-Renewable | 0 | 1.8 | 0 | 1
Operable | 1172 | Bancroft Municipal Utilities |  | 1125 | Bancroft | IA | Vertical | Kossuth | 7 | Petroleum Liquids | IC |  | S | X | X | WAUEBNCRUNBANCROFT-RA |  | 1.8 | 0.9 | 1.8 | 1.8 | 0.1 | N |  |  | OP | X | 6 | 2001 | 2001 |  |  | N | Electric Utility | Utility | Municipal | 1 | X | DFO | Non-Renewable | 0 | 1.8 | 0 | 1
Operable | 61544 | Bani Solar, LLC |  | 61938 | Bani Solar | SC | Vertical | Florence | 4 | Solar Photovoltaic | PV |  | S | X | X |  |  | 2 | 1 | 2 | 2 |  | N |  |  | OP | X | 2 | 2021 | 2021 |  |  | N | IPP Non-CHP | IPP | IPP | 2 | X | SUN | Renewable | 2 | 0 | 1 | 0
Operable | 56843 | Banister Hydro LP |  | 50178 | Halifax | VA | Vertical | Halifax | GEN1 | Conventional Hydroelectric | HY |  | S | X | X |  |  | 0.8 | 0.99 | 0.8 | 0.8 | 0.2 | N |  |  | OP | X | 1 | 1915 | Pre-2000 |  |  | N | IPP Non-CHP | IPP | IPP | 2 | X | WAT | Renewable | 0.8 | 0 | 1 | 0
Operable | 56843 | Banister Hydro LP |  | 50178 | Halifax | VA | Vertical | Halifax | GEN2 | Conventional Hydroelectric | HY |  | S | X | X |  |  | 0.4 | 0.99 | 0.4 | 0.4 | 0.1 | N |  |  | OP | X | 1 | 1915 | Pre-2000 |  |  | N | IPP Non-CHP | IPP | IPP | 2 | X | WAT | Renewable | 0.4 | 0 | 1 | 0
Operable | 56843 | Banister Hydro LP |  | 50178 | Halifax | VA | Vertical | Halifax | GEN3 | Conventional Hydroelectric | HY |  | S | X | X |  |  | 0.4 | 0.99 | 0.4 | 0.4 | 0.1 | N |  |  | OP | X | 1 | 1915 | Pre-2000 |  |  | N | IPP Non-CHP | IPP | IPP | 2 | X | WAT | Renewable | 0.4 | 0 | 1 | 0
Operable | 65702 | Banner Solar, LLC |  | 66700 | Banner Solar | NC | Vertical | Johnston | BANNR | Solar Photovoltaic | PV |  | S | X | X |  |  | 5 |  | 5 | 5 |  | N |  |  | OP | X | 12 | 2021 | 2021 |  |  | N | IPP Non-CHP | IPP | IPP | 2 | X | SUN | Renewable | 5 | 0 | 1 | 0
Operable | 59239 | Bannock County Landfill |  | 59529 | Bannock County LFG to Energy | ID | Vertical | Bannock | GEN 2 | Landfill Gas | IC |  | S | X | X |  |  | 1.6 | 0.8 | 1.4 | 1.4 | 0.8 | N |  |  | OP | X | 5 | 2019 | 2019 |  |  | N | Commercial Non-CHP | Customer Sited | Other | 4 | X | LFG | Renewable | 1.6 | 0 | 1 | 0
Operable | 59239 | Bannock County Landfill |  | 59529 | Bannock County LFG to Energy | ID | Vertical | Bannock | GEN1 | Landfill Gas | IC |  | S | X | X |  |  | 1.6 | 0.8 | 1.4 | 1.4 | 0.8 | N |  |  | OP | X | 5 | 2014 | 2014 |  |  | N | Commercial Non-CHP | Customer Sited | Other | 4 | X | LFG | Renewable | 1.6 | 0 | 1 | 0
Operable | 21260 | Banyan St./GAP 191 Peachtree Owner, LLC |  | 54818 | 191 Peachtree Tower | GA | Vertical | Fulton | GEN1 | Petroleum Liquids | IC |  | S | X | X |  |  | 1.2 | 0.8 | 1.2 | 1.2 | 0.3 | N |  |  | SB | N | 5 | 1991 | Pre-2000 |  |  | N | Commercial Non-CHP | Customer Sited | Other | 4 | X | DFO | Non-Renewable | 0 | 1.2 | 0 | 1
Operable | 21260 | Banyan St./GAP 191 Peachtree Owner, LLC |  | 54818 | 191 Peachtree Tower | GA | Vertical | Fulton | GEN2 | Petroleum Liquids | IC |  | S | X | X |  |  | 1.2 | 0.8 | 1.2 | 1.2 | 0.3 | N |  |  | SB | N | 5 | 1991 | Pre-2000 |  |  | N | Commercial Non-CHP | Customer Sited | Other | 4 | X | DFO | Non-Renewable | 0 | 1.2 | 0 | 1
Operable | 1194 | Baptist Memorial Hospital |  | 10008 | Baptist Medical Center | FL | Vertical | Duval | TG-2 | Natural Gas Fired Combustion Turbine | GT |  | S | X | X |  |  | 2.5 | 0.8 | 2.2 | 2.5 | 0.5 | N |  |  | OP | X | 12 | 1983 | Pre-2000 |  |  | Y | Commercial CHP | Customer Sited | Other | 5 | T | NG | Non-Renewable | 0 | 2.5 | 0 | 1 | DFO
Operable | 1194 | Baptist Memorial Hospital |  | 10008 | Baptist Medical Center | FL | Vertical | Duval | TG-3 | Natural Gas Fired Combustion Turbine | GT |  | S | X | X |  |  | 3 | 0.8 | 2.7 | 3 | 0.5 | N |  |  | OP | X | 3 | 1986 | Pre-2000 |  |  | Y | Commercial CHP | Customer Sited | Other | 5 | T | NG | Non-Renewable | 0 | 3 | 0 | 1 | DFO
Operable | 1194 | Baptist Memorial Hospital |  | 10008 | Baptist Medical Center | FL | Vertical | Duval | TG-4 | Natural Gas Fired Combustion Turbine | GT |  | S | X | X |  |  | 3.5 | 0.9 | 3.2 | 3.5 | 0.5 | N |  |  | OP | X | 3 | 1993 | Pre-2000 |  |  | Y | Commercial CHP | Customer Sited | Other | 5 | T | NG | Non-Renewable | 0 | 3.5 | 0 | 1 | DFO
Operable | 60966 | Barnwell Solar, LLC |  | 61327 | Barnwell Solar | SC | Vertical | Barnwell | PGRB1 | Solar Photovoltaic | PV |  | S | X | X |  |  | 5.4 |  | 5.4 | 5.4 |  | N |  |  | OP | X | 6 | 2017 | 2017 |  |  | N | IPP Non-CHP | IPP | IPP | 2 | X | SUN | Renewable | 5.4 | 0 | 1 | 0
Operable | 1276 | Barrow Utils & Elec Coop, Inc |  | 7173 | Barrow | AK | Vertical | North Slope | 11 | Natural Gas Fired Combustion Turbine | GT |  | S | X | X |  |  | 4.8 | 0.8 | 4.8 | 5 | 0.5 | N |  |  | OP | X | 11 | 1996 | Pre-2000 |  |  | N | Electric Utility | Utility | Cooperative | 1 | X | NG | Non-Renewable | 0 | 4.8 | 0 | 1
Operable | 1276 | Barrow Utils & Elec Coop, Inc |  | 7173 | Barrow | AK | Vertical | North Slope | 12 | Natural Gas Fired Combustion Turbine | GT |  | S | X | X |  |  | 5 | 0.8 | 5 | 5.3 | 0.5 | N |  |  | OP | X | 6 | 2001 | 2001 |  |  | N | Electric Utility | Utility | Cooperative | 1 | X | NG | Non-Renewable | 0 | 5 | 0 | 1 | DFO
Operable | 1276 | Barrow Utils & Elec Coop, Inc |  | 7173 | Barrow | AK | Vertical | North Slope | 6 | Natural Gas Fired Combustion Turbine | GT |  | W | X | X |  |  | 2.5 | 0.8 | 2.5 | 3 | 0.5 | N |  |  | OP | X | 2 | 1977 | Pre-2000 |  |  | N | Electric Utility | Utility | Cooperative | 1 | X | NG | Non-Renewable | 0 | 2.5 | 0 | 1 | DFO
Operable | 1276 | Barrow Utils & Elec Coop, Inc |  | 7173 | Barrow | AK | Vertical | North Slope | 7 | Natural Gas Fired Combustion Turbine | GT |  | W | X | X |  |  | 2.5 | 0.8 | 2.5 | 3 | 0.5 | N |  |  | OP | X | 12 | 1980 | Pre-2000 |  |  | N | Electric Utility | Utility | Cooperative | 1 | X | NG | Non-Renewable | 0 | 2.5 | 0 | 1 | DFO
Operable | 1276 | Barrow Utils & Elec Coop, Inc |  | 7173 | Barrow | AK | Vertical | North Slope | 8 | Natural Gas Fired Combustion Turbine | GT |  | W | X | X |  |  | 2.5 | 0.8 | 2.5 | 3 | 0.5 | N |  |  | OP | X | 10 | 1982 | Pre-2000 |  |  | N | Electric Utility | Utility | Cooperative | 1 | X | NG | Non-Renewable | 0 | 2.5 | 0 | 1 | DFO
Operable | 59508 | Barton Solar, LLC |  | 59741 | Barton Solar Farm | VT | Vertical | Orleans | BARTN | Solar Photovoltaic | PV |  | S | X | X |  |  | 1.9 |  | 1.9 | 1.6 |  | N |  |  | OP | X | 11 | 2014 | 2014 |  |  | N | IPP Non-CHP | IPP | IPP | 2 | X | SUN | Renewable | 1.9 | 0 | 1 | 0
Operable | 1299 | Barton Village, Inc |  | 3753 | West Charleston | VT | Vertical | Orleans | 1 | Conventional Hydroelectric | HY |  | S | X | X |  |  | 0.7 | 0.8 | 0.7 | 0.7 | 0 | N |  |  | OP | X | 7 | 1931 | Pre-2000 |  |  | N | Electric Utility | Utility | Municipal | 1 | X | WAT | Renewable | 0.7 | 0 | 1 | 0
Operable | 1299 | Barton Village, Inc |  | 3753 | West Charleston | VT | Vertical | Orleans | 2 | Conventional Hydroelectric | HY |  | S | X | X |  |  | 0.7 | 0.8 | 0.6 | 0.6 | 0 | N |  |  | OP | X | 10 | 1948 | Pre-2000 |  |  | N | Electric Utility | Utility | Municipal | 1 | X | WAT | Renewable | 0.7 | 0 | 1 | 0
Operable | 1357 | BASF Corp |  | 55122 | NAFTA Region Olefins Complex Cogen Fac | TX | Restructured | Jefferson | UN1 | Natural Gas Fired Combustion Turbine | GT |  | J | X | X |  |  | 41.6 | 1 | 35 | 40 | 27 | N |  |  | OP | X | 7 | 2001 | 2001 |  |  | Y | Industrial CHP | Customer Sited | Other | 7 | T | NG | Non-Renewable | 0 | 41.6 | 0 | 1
Operable | 1357 | BASF Corp |  | 55122 | NAFTA Region Olefins Complex Cogen Fac | TX | Restructured | Jefferson | UN2 | Natural Gas Fired Combustion Turbine | GT |  | J | X | X |  |  | 41.6 | 1 | 35 | 40 | 27 | N |  |  | OP | X | 7 | 2001 | 2001 |  |  | Y | Industrial CHP | Customer Sited | Other | 7 | T | NG | Non-Renewable | 0 | 41.6 | 0 | 1
Operable | 1182 | BASF Corporation |  | 10319 | Geismar | LA | Vertical | Ascension | GEN1 | Natural Gas Fired Combustion Turbine | GT |  | S | X | X |  |  | 35.7 | 0.98 | 33.7 | 37.7 | 18 | N |  |  | OP | X | 7 | 1985 | Pre-2000 |  |  | Y | Industrial CHP | Customer Sited | Other | 7 | T | NG | Non-Renewable | 0 | 35.7 | 0 | 1
Operable | 1182 | BASF Corporation |  | 10319 | Geismar | LA | Vertical | Ascension | GEN2 | Natural Gas Fired Combustion Turbine | GT |  | S | X | X |  |  | 41.2 | 0.98 | 39.2 | 43.2 | 20 | N |  |  | OP | X | 11 | 1998 | Pre-2000 |  |  | Y | Industrial CHP | Customer Sited | Other | 7 | T | NG | Non-Renewable | 0 | 41.2 | 0 | 1 | OG
Operable | 1182 | BASF Corporation |  | 10319 | Geismar | LA | Vertical | Ascension | GEN3 | Natural Gas Steam Turbine | ST |  | S | X | X |  |  | 7.2 | 0.98 | 7.2 | 7.2 | 0.7 | N |  |  | OP | X | 10 | 2005 | 2005 |  |  | N | Industrial CHP | Customer Sited | Other | 7 | X | NG | Non-Renewable | 0 | 7.2 | 0 | 1
Operable | 1182 | BASF Corporation |  | 55311 | BASF Freeport Works | TX | Restructured | Brazoria | GEN1 | Natural Gas Fired Combustion Turbine | GT |  | S | X | X |  |  | 81 | 0.98 | 75 | 85 | 40 | N |  |  | OP | X | 5 | 1999 | Pre-2000 |  |  | Y | Industrial CHP | Customer Sited | Other | 7 | T | NG | Non-Renewable | 0 | 81 | 0 | 1
Operable | 1182 | BASF Corporation |  | 55311 | BASF Freeport Works | TX | Restructured | Brazoria | GEN2 | All Other | ST |  | S | X | X |  |  | 11.7 | 0.98 | 11.7 | 11.7 | 1.2 | N |  |  | OP | X | 6 | 1999 | Pre-2000 |  |  | Y | Industrial CHP | Customer Sited | Other | 7 | T | WH | Other | 0 | 0 | 0 | 0
Operable | 60484 | Bashaw Solar 1, LLC |  | 60866 | Bashaw Solar CSG 1, LLC | MA | Restructured | Essex | 4MID | Solar Photovoltaic | PV |  | S | X | X |  |  | 2 |  | 2 | 2 |  | N |  |  | OP | X | 4 | 2017 | 2017 |  |  | N | IPP Non-CHP | IPP | IPP | 2 | X | SUN | Renewable | 2 | 0 | 1 | 0
Operable | 1308 | Basin Creek Power Services LLC |  | 55866 | Basin Creek Plant | MT | Vertical | Silver Bow | 1 | Natural Gas Internal Combustion Engine | IC |  | J | X | X |  |  | 6.1 | 0.8 | 6 | 6 | 2 | N |  |  | OP | X | 6 | 2006 | 2006 |  |  | N | IPP Non-CHP | IPP | IPP | 2 | X | NG | Non-Renewable | 0 | 6.1 | 0 | 1
Operable | 1308 | Basin Creek Power Services LLC |  | 55866 | Basin Creek Plant | MT | Vertical | Silver Bow | 2 | Natural Gas Internal Combustion Engine | IC |  | J | X | X |  |  | 6.1 | 0.8 | 6 | 6 | 2 | N |  |  | OP | X | 6 | 2006 | 2006 |  |  | N | IPP Non-CHP | IPP | IPP | 2 | X | NG | Non-Renewable | 0 | 6.1 | 0 | 1
Operable | 1308 | Basin Creek Power Services LLC |  | 55866 | Basin Creek Plant | MT | Vertical | Silver Bow | 3 | Natural Gas Internal Combustion Engine | IC |  | J | X | X |  |  | 6.1 | 0.8 | 6 | 6 | 2 | N |  |  | OP | X | 6 | 2006 | 2006 |  |  | N | IPP Non-CHP | IPP | IPP | 2 | X | NG | Non-Renewable | 0 | 6.1 | 0 | 1
Operable | 1308 | Basin Creek Power Services LLC |  | 55866 | Basin Creek Plant | MT | Vertical | Silver Bow | 4 | Natural Gas Internal Combustion Engine | IC |  | J | X | X |  |  | 6.1 | 0.8 | 6 | 6 | 2 | N |  |  | OP | X | 6 | 2006 | 2006 |  |  | N | IPP Non-CHP | IPP | IPP | 2 | X | NG | Non-Renewable | 0 | 6.1 | 0 | 1
Operable | 1308 | Basin Creek Power Services LLC |  | 55866 | Basin Creek Plant | MT | Vertical | Silver Bow | 5 | Natural Gas Internal Combustion Engine | IC |  | J | X | X |  |  | 6.1 | 0.8 | 6 | 6 | 2 | N |  |  | OP | X | 6 | 2006 | 2006 |  |  | N | IPP Non-CHP | IPP | IPP | 2 | X | NG | Non-Renewable | 0 | 6.1 | 0 | 1
Operable | 1308 | Basin Creek Power Services LLC |  | 55866 | Basin Creek Plant | MT | Vertical | Silver Bow | 6 | Natural Gas Internal Combustion Engine | IC |  | J | X | X |  |  | 6.1 | 0.8 | 6 | 6 | 2 | N |  |  | OP | X | 6 | 2006 | 2006 |  |  | N | IPP Non-CHP | IPP | IPP | 2 | X | NG | Non-Renewable | 0 | 6.1 | 0 | 1
Operable | 1308 | Basin Creek Power Services LLC |  | 55866 | Basin Creek Plant | MT | Vertical | Silver Bow | 7 | Natural Gas Internal Combustion Engine | IC |  | J | X | X |  |  | 6.1 | 0.8 | 6 | 6 | 2 | N |  |  | OP | X | 6 | 2006 | 2006 |  |  | N | IPP Non-CHP | IPP | IPP | 2 | X | NG | Non-Renewable | 0 | 6.1 | 0 | 1
Operable | 1308 | Basin Creek Power Services LLC |  | 55866 | Basin Creek Plant | MT | Vertical | Silver Bow | 8 | Natural Gas Internal Combustion Engine | IC |  | J | X | X |  |  | 6.1 | 0.8 | 6 | 6 | 2 | N |  |  | OP | X | 6 | 2006 | 2006 |  |  | N | IPP Non-CHP | IPP | IPP | 2 | X | NG | Non-Renewable | 0 | 6.1 | 0 | 1
Operable | 1308 | Basin Creek Power Services LLC |  | 55866 | Basin Creek Plant | MT | Vertical | Silver Bow | 9 | Natural Gas Internal Combustion Engine | IC |  | J | X | X |  |  | 6.1 | 0.8 | 6 | 6 | 2 | N |  |  | OP | X | 6 | 2006 | 2006 |  |  | N | IPP Non-CHP | IPP | IPP | 2 | X | NG | Non-Renewable | 0 | 6.1 | 0 | 1
Operable | 1307 | Basin Electric Power Coop |  | 2817 | Leland Olds | ND | Vertical | Mercer | 1 | Conventional Steam Coal | ST |  | S | X | X | WAUELELANDOUNLELAND_1_UNIT_RA | WAUE.BEPM.LOS1 | 216 | 0.85 | 220 | 220 | 92 | N |  |  | OP | X | 1 | 1966 | Pre-2000 |  |  | N | Electric Utility | Utility | Cooperative | 1 | X | LIG | Non-Renewable | 0 | 216 | 0 | 1 |  | SUB
Operable | 1307 | Basin Electric Power Coop |  | 2817 | Leland Olds | ND | Vertical | Mercer | 2 | Conventional Steam Coal | ST |  | S | X | X | WAUELELANDOUNLELAND_2_UNIT_RA | WAUE.BEPM.LOS2 | 440 | 0.9 | 440 | 440 | 192 | N |  |  | OP | X | 12 | 1975 | Pre-2000 |  |  | N | Electric Utility | Utility | Cooperative | 1 | X | LIG | Non-Renewable | 0 | 440 | 0 | 1 |  | SUB
Operable | 1307 | Basin Electric Power Coop |  | 6092 | Spirit Mound | SD | Vertical | Clay | 1 | Petroleum Liquids | GT |  | S | X | X | WAUESPIRITMUNSPIRIT_1_UNIT_RA | WAUE.BEPM.SMS1 | 67.5 | 0.9 | 50 | 60 | 50 | N |  |  | OP | X | 6 | 1978 | Pre-2000 |  |  | N | Electric Utility | Utility | Cooperative | 1 | X | DFO | Non-Renewable | 0 | 67.5 | 0 | 1
Operable | 1307 | Basin Electric Power Coop |  | 6092 | Spirit Mound | SD | Vertical | Clay | 2 | Petroleum Liquids | GT |  | S | X | X | WAUESPIRITMUNSPIRIT_2_UNIT_RA | WAUE.BEPM.SMS2 | 67.5 | 0.9 | 45 | 60 | 45 | N |  |  | OP | X | 6 | 1978 | Pre-2000 |  |  | N | Electric Utility | Utility | Cooperative | 1 | X | DFO | Non-Renewable | 0 | 67.5 | 0 | 1
Operable | 1307 | Basin Electric Power Coop |  | 6204 | Laramie River Station | WY | Vertical | Platte | 1 | Conventional Steam Coal | ST |  | J | X | X | WAUELARAMIEUNBEPM_LARAMIE_RA | WAUE.BEPM.LRS1 | 621 | 0.9 | 560 | 560 | 200 | N |  |  | OP | X | 9 | 1981 | Pre-2000 |  |  | N | Electric Utility | Utility | Cooperative | 1 | X | SUB | Non-Renewable | 0 | 621 | 0 | 1
Operable | 1307 | Basin Electric Power Coop |  | 6204 | Laramie River Station | WY | Vertical | Platte | 2 | Conventional Steam Coal | ST |  | J | X | X |  |  | 621 | 0.9 | 570 | 570 | 200 | N |  |  | OP | X | 7 | 1981 | Pre-2000 |  |  | N | Electric Utility | Utility | Cooperative | 1 | X | SUB | Non-Renewable | 0 | 621 | 0 | 1
Operable | 1307 | Basin Electric Power Coop |  | 6204 | Laramie River Station | WY | Vertical | Platte | 3 | Conventional Steam Coal | ST |  | J | X | X |  |  | 621 | 0.9 | 570 | 570 | 265 | N |  |  | OP | X | 11 | 1982 | Pre-2000 |  |  | N | Electric Utility | Utility | Cooperative | 1 | X | SUB | Non-Renewable | 0 | 621 | 0 | 1
Operable | 1307 | Basin Electric Power Coop |  | 6469 | Antelope Valley | ND | Vertical | Mercer | 1 | Conventional Steam Coal | ST |  | S | X | X | WAUEANTELOPUNANTELO_1_UNIT_RA | WAUE.BEPM.AVS1 | 477 | 0.9 | 450 | 450 | 180 | N |  |  | OP | X | 7 | 1984 | Pre-2000 |  |  | N | Electric Utility | Utility | Cooperative | 1 | X | LIG | Non-Renewable | 0 | 477 | 0 | 1
Operable | 1307 | Basin Electric Power Coop |  | 6469 | Antelope Valley | ND | Vertical | Mercer | 2 | Conventional Steam Coal | ST |  | S | X | X | WAUEANTELOPUNANTELO_2_UNIT_RA | WAUE.BEPM.AVS2 | 477 | 0.9 | 450 | 450 | 180 | N |  |  | OP | X | 7 | 1986 | Pre-2000 |  |  | N | Electric Utility | Utility | Cooperative | 1 | X | LIG | Non-Renewable | 0 | 477 | 0 | 1
Operable | 1307 | Basin Electric Power Coop |  | 8026 | Hartzog | WY | Vertical | Campbell | 1 | Natural Gas Fired Combustion Turbine | GT |  | S | X | X |  |  | 7.5 | 0.8 | 5 | 6 | 2 | N |  |  | OP | X | 8 | 2002 | 2002 |  |  | N | Electric Utility | Utility | Cooperative | 1 | X | NG | Non-Renewable | 0 | 7.5 | 0 | 1
Operable | 1307 | Basin Electric Power Coop |  | 8026 | Hartzog | WY | Vertical | Campbell | 2 | Natural Gas Fired Combustion Turbine | GT |  | S | X | X |  |  | 7.5 | 0.8 | 5 | 6 | 2 | N |  |  | OP | X | 8 | 2002 | 2002 |  |  | N | Electric Utility | Utility | Cooperative | 1 | X | NG | Non-Renewable | 0 | 7.5 | 0 | 1
Operable | 1307 | Basin Electric Power Coop |  | 8026 | Hartzog | WY | Vertical | Campbell | 3 | Natural Gas Fired Combustion Turbine | GT |  | S | X | X |  |  | 7.5 | 0.8 | 5 | 6 | 2 | N |  |  | OP | X | 8 | 2002 | 2002 |  |  | N | Electric Utility | Utility | Cooperative | 1 | X | NG | Non-Renewable | 0 | 7.5 | 0 | 1
Operable | 1307 | Basin Electric Power Coop |  | 8028 | Arvada | WY | Vertical | Sheridan | 1 | Natural Gas Fired Combustion Turbine | GT |  | S | X | X |  |  | 7.5 | 0.8 | 5 | 6 | 2 | N |  |  | OP | X | 9 | 2002 | 2002 |  |  | N | Electric Utility | Utility | Cooperative | 1 | X | NG | Non-Renewable | 0 | 7.5 | 0 | 1
Operable | 1307 | Basin Electric Power Coop |  | 8028 | Arvada | WY | Vertical | Sheridan | 2 | Natural Gas Fired Combustion Turbine | GT |  | S | X | X |  |  | 7.5 | 0.8 | 5 | 6 | 2 | N |  |  | OP | X | 9 | 2002 | 2002 |  |  | N | Electric Utility | Utility | Cooperative | 1 | X | NG | Non-Renewable | 0 | 7.5 | 0 | 1
Operable | 1307 | Basin Electric Power Coop |  | 8030 | Barber Creek | WY | Vertical | Campbell | 1 | Natural Gas Fired Combustion Turbine | GT |  | S | X | X |  |  | 7.5 | 0.8 | 5 | 6 | 2 | N |  |  | OP | X | 9 | 2002 | 2002 |  |  | N | Electric Utility | Utility | Cooperative | 1 | X | NG | Non-Renewable | 0 | 7.5 | 0 | 1
Operable | 1307 | Basin Electric Power Coop |  | 8030 | Barber Creek | WY | Vertical | Campbell | 2 | Natural Gas Fired Combustion Turbine | GT |  | S | X | X |  |  | 7.5 | 0.8 | 5 | 6 | 2 | N |  |  | OP | X | 9 | 2002 | 2002 |  |  | N | Electric Utility | Utility | Cooperative | 1 | X | NG | Non-Renewable | 0 | 7.5 | 0 | 1
Operable | 1307 | Basin Electric Power Coop |  | 8030 | Barber Creek | WY | Vertical | Campbell | 3 | Natural Gas Fired Combustion Turbine | GT |  | S | X | X |  |  | 7.5 | 0.8 | 5 | 6 | 2 | N |  |  | OP | X | 9 | 2002 | 2002 |  |  | N | Electric Utility | Utility | Cooperative | 1 | X | NG | Non-Renewable | 0 | 7.5 | 0 | 1
Operable | 1307 | Basin Electric Power Coop |  | 55995 | Minot Wind Project | ND | Vertical | Ward | MWP2 | Onshore Wind Turbine | WT |  | S | X | X | WAUEMINOTUNMINOT_WIND_RA | WAUE.BEPM.MWP | 4.5 |  | 4.5 | 4.5 | 0 | N |  |  | OP | X | 12 | 2009 | 2009 |  |  | N | Electric Utility | Utility | Cooperative | 1 | X | WND | Renewable | 4.5 | 0 | 1 | 0
Operable | 1307 | Basin Electric Power Coop |  | 56238 | Groton Generation Station | SD | Vertical | Brown | GT01 | Natural Gas Fired Combustion Turbine | GT |  | S | X | X | WAUEGROTONUNGROTON_1_UNIT_RA | WAUE.BEPM.GGS1 | 108.2 | 0.85 | 85 | 95 | 30 | N |  |  | OP | X | 7 | 2006 | 2006 |  |  | N | Electric Utility | Utility | Cooperative | 1 | X | NG | Non-Renewable | 0 | 108.2 | 0 | 1
Operable | 1307 | Basin Electric Power Coop |  | 56238 | Groton Generation Station | SD | Vertical | Brown | GT02 | Natural Gas Fired Combustion Turbine | GT |  | S | X | X | WAUEGROTONUNGROTON_2_UNIT_RA | WAUE.BEPM.GGS2 | 108.2 | 0.85 | 85 | 93 | 30 | N |  |  | OP | X | 7 | 2008 | 2008 |  |  | N | Electric Utility | Utility | Cooperative | 1 | X | NG | Non-Renewable | 0 | 108.2 | 0 | 1
Operable | 1307 | Basin Electric Power Coop |  | 56606 | Culbertson Generation Station | MT | Vertical | Roosevelt | 1 | Natural Gas Fired Combustion Turbine | GT |  | S | X | X | WAUECLBRTSNGUNG2_CT_UNIT_RA | WAUE.BEPM.CULBERTSON1 | 108.2 | 0.85 | 85 | 95 | 30 | N |  |  | OP | X | 12 | 2010 | 2010 |  |  | N | Electric Utility | Utility | Cooperative | 1 | X | NG | Non-Renewable | 0 | 108.2 | 0 | 1
Operable | 1307 | Basin Electric Power Coop |  | 56607 | Prairie Winds ND1 | ND | Vertical | Ward | ND1 | Onshore Wind Turbine | WT |  | S | X | X | WAUENDPRARWFUNPRARIWND_UNIT_RA | WAUE.BEPM.PW1 | 115.5 |  | 115.5 | 115.5 | 0 | N |  |  | OP | X | 12 | 2009 | 2009 |  |  | N | Electric Utility | Utility | Cooperative | 1 | X | WND | Renewable | 115.5 | 0 | 1 | 0
Operable | 1307 | Basin Electric Power Coop |  | 56608 | Prairie Winds SD1 | SD | Vertical | Jerauld | SD1 | Onshore Wind Turbine | WT |  | S | X | X | WAUEWESSPRNGUNCROWLAKE_UNIT_RA | WAUE.BEPM.CROWLAKE | 150 |  | 159.3 | 159.3 | 0 | N |  |  | OP | X | 2 | 2011 | 2011 |  |  | N | Electric Utility | Utility | Cooperative | 1 | X | WND | Renewable | 150 | 0 | 1 | 0
Operable | 1307 | Basin Electric Power Coop |  | 56608 | Prairie Winds SD1 | SD | Vertical | Jerauld | SD2 | Onshore Wind Turbine | WT |  | S | X | X | WAUEWESSPRNGUNCROWLAKE_UNIT_RA | WAUE.BEPM.CROWLAKE | 10.5 |  | 11.1 | 11.1 | 0 | N |  |  | OP | X | 2 | 2011 | 2011 |  |  | N | Electric Utility | Utility | Cooperative | 1 | X | WND | Renewable | 10.5 | 0 | 1 | 0
Operable | 1307 | Basin Electric Power Coop |  | 56608 | Prairie Winds SD1 | SD | Vertical | Jerauld | SD3 | Onshore Wind Turbine | WT |  | W | X | X | WAUEWESSPRNGUNCROWLAKE_UNIT_RA | WAUE.BEPM.CROWLAKE | 1.5 |  | 1.6 | 1.6 | 0 | N |  |  | OP | X | 2 | 2011 | 2011 |  |  | N | Electric Utility | Utility | Cooperative | 1 | X | WND | Renewable | 1.5 | 0 | 1 | 0
Operable | 1307 | Basin Electric Power Coop |  | 56609 | Dry Fork Station | WY | Vertical | Campbell | 1 | Conventional Steam Coal | ST |  | S | X | X |  |  | 483.7 | 0.85 | 390 | 405 | 240 | N |  |  | OP | X | 11 | 2011 | 2011 |  |  | N | Electric Utility | Utility | Cooperative | 1 | X | SUB | Non-Renewable | 0 | 483.7 | 0 | 1
Operable | 1307 | Basin Electric Power Coop |  | 56610 | Deer Creek Station | SD | Vertical | Brookings | 1 | Natural Gas Fired Combined Cycle | CA | CCU1 | S | Y | X | WAUEDEERCRKUNCT1_UNIT_RA | WAUE.BEPM.DCS1 | 154 | 0.85 | 150 | 150 | 40 | N |  |  | OP | X | 8 | 2012 | 2012 |  |  | N | Electric Utility | Utility | Cooperative | 1 | X | NG | Non-Renewable | 0 | 154 | 0 | 1
Operable | 1307 | Basin Electric Power Coop |  | 56610 | Deer Creek Station | SD | Vertical | Brookings | 2 | Natural Gas Fired Combined Cycle | CT | CCU1 | S | X | N | WAUEDEERCRKUNCT1_UNIT_RA | WAUE.BEPM.DCS1 | 170 | 0.85 | 145 | 150 | 100 | N |  |  | OP | X | 8 | 2012 | 2012 |  |  | N | Electric Utility | Utility | Cooperative | 1 | X | NG | Non-Renewable | 0 | 170 | 0 | 1
Operable | 1307 | Basin Electric Power Coop |  | 57881 | Pioneer Generation Station | ND | Vertical | Williams | 1 | Natural Gas Fired Combustion Turbine | GT |  | S | X | X | WAUEPIONEERGUNG1_UNIT_RA | WAUE.BEPM.PGS1 | 60.5 | 0.85 | 42 | 45 | 30 | N |  |  | OP | X | 9 | 2013 | 2013 |  |  | N | Electric Utility | Utility | Cooperative | 1 | X | NG | Non-Renewable | 0 | 60.5 | 0 | 1
Operable | 1307 | Basin Electric Power Coop |  | 57881 | Pioneer Generation Station | ND | Vertical | Williams | 2 | Natural Gas Fired Combustion Turbine | GT |  | S | X | X | WAUEPIONEERGUNG2_UNIT_RA | WAUE.BEPM.PGS2 | 60.5 | 0.85 | 42 | 45 | 30 | N |  |  | OP | X | 1 | 2014 | 2014 |  |  | N | Electric Utility | Utility | Cooperative | 1 | X | NG | Non-Renewable | 0 | 60.5 | 0 | 1
Operable | 1307 | Basin Electric Power Coop |  | 57881 | Pioneer Generation Station | ND | Vertical | Williams | 3 | Natural Gas Fired Combustion Turbine | GT |  | S | X | X | WAUEPIONEERGUNG3_UNIT_RA | WAUE.BEPM.PGS3 | 60.5 | 0.85 | 42 | 45 | 30 | N |  |  | OP | X | 2 | 2014 | 2014 |  |  | N | Electric Utility | Utility | Cooperative | 1 | X | NG | Non-Renewable | 0 | 60.5 | 0 | 1
Operable | 1307 | Basin Electric Power Coop |  | 57881 | Pioneer Generation Station | ND | Vertical | Williams | 11 | Natural Gas Internal Combustion Engine | IC |  | S | X | X | WAUEPIONEERGUNG11_UNIT_RA | WAUE.BEPM.PGS11 | 9.3 | 0.85 | 8.9 | 8.9 | 3.4 | N |  |  | OP | X | 1 | 2017 | 2017 |  |  | N | Electric Utility | Utility | Cooperative | 1 | X | NG | Non-Renewable | 0 | 9.3 | 0 | 1 | PG
Operable | 1307 | Basin Electric Power Coop |  | 57881 | Pioneer Generation Station | ND | Vertical | Williams | 12 | Natural Gas Internal Combustion Engine | IC |  | S | X | X | WAUEPIONEERGUNG12_UNIT_RA | WAUE.BEPM.PGS12 | 9.3 | 0.85 | 8.9 | 8.9 | 3.4 | N |  |  | OP | X | 1 | 2017 | 2017 |  |  | N | Electric Utility | Utility | Cooperative | 1 | X | NG | Non-Renewable | 0 | 9.3 | 0 | 1 | PG
Operable | 1307 | Basin Electric Power Coop |  | 57881 | Pioneer Generation Station | ND | Vertical | Williams | 13 | Natural Gas Internal Combustion Engine | IC |  | S | X | X | WAUEPIONEERGUNG13_UNIT_RA | WAUE.BEPM.PGS13 | 9.3 | 0.85 | 8.9 | 8.9 | 3.4 | N |  |  | OP | X | 1 | 2017 | 2017 |  |  | N | Electric Utility | Utility | Cooperative | 1 | X | NG | Non-Renewable | 0 | 9.3 | 0 | 1 | PG
Operable | 1307 | Basin Electric Power Coop |  | 57881 | Pioneer Generation Station | ND | Vertical | Williams | 14 | Natural Gas Internal Combustion Engine | IC |  | S | X | X | WAUEPIONEERGUNG14_16_UNIT_RA | WAUE.BEPM.PGS14_16 | 9.3 | 0.85 | 8.9 | 8.9 | 3.4 | N |  |  | OP | X | 1 | 2017 | 2017 |  |  | N | Electric Utility | Utility | Cooperative | 1 | X | NG | Non-Renewable | 0 | 9.3 | 0 | 1 | PG
Operable | 1307 | Basin Electric Power Coop |  | 57881 | Pioneer Generation Station | ND | Vertical | Williams | 15 | Natural Gas Internal Combustion Engine | IC |  | S | X | X | WAUEPIONEERGUNG14_16_UNIT_RA | WAUE.BEPM.PGS14_16 | 9.3 | 0.85 | 8.9 | 8.9 | 3.4 | N |  |  | OP | X | 1 | 2017 | 2017 |  |  | N | Electric Utility | Utility | Cooperative | 1 | X | NG | Non-Renewable | 0 | 9.3 | 0 | 1 | PG
Operable | 1307 | Basin Electric Power Coop |  | 57881 | Pioneer Generation Station | ND | Vertical | Williams | 16 | Natural Gas Internal Combustion Engine | IC |  | S | X | X | WAUEPIONEERGUNG14_16_UNIT_RA | WAUE.BEPM.PGS14_16 | 9.3 | 0.85 | 8.9 | 8.9 | 3.4 | N |  |  | OP | X | 1 | 2017 | 2017 |  |  | N | Electric Utility | Utility | Cooperative | 1 | X | NG | Non-Renewable | 0 | 9.3 | 0 | 1 | PG
Operable | 1307 | Basin Electric Power Coop |  | 57881 | Pioneer Generation Station | ND | Vertical | Williams | 17 | Natural Gas Internal Combustion Engine | IC |  | S | X | X | WAUEPIONEERGUNG17_19_UNIT_RA | WAUE.BEPM.PGS17_19 | 9.3 | 0.85 | 8.9 | 8.9 | 3.4 | N |  |  | OP | X | 1 | 2017 | 2017 |  |  | N | Electric Utility | Utility | Cooperative | 1 | X | NG | Non-Renewable | 0 | 9.3 | 0 | 1 | PG
Operable | 1307 | Basin Electric Power Coop |  | 57881 | Pioneer Generation Station | ND | Vertical | Williams | 18 | Natural Gas Internal Combustion Engine | IC |  | S | X | X | WAUEPIONEERGUNG17_19_UNIT_RA | WAUE.BEPM.PGS17_19 | 9.3 | 0.85 | 8.9 | 8.9 | 3.4 | N |  |  | OP | X | 1 | 2017 | 2017 |  |  | N | Electric Utility | Utility | Cooperative | 1 | X | NG | Non-Renewable | 0 | 9.3 | 0 | 1 | PG
Operable | 1307 | Basin Electric Power Coop |  | 57881 | Pioneer Generation Station | ND | Vertical | Williams | 19 | Natural Gas Internal Combustion Engine | IC |  | S | X | X | WAUEPIONEERGUNG17_19_UNIT_RA | WAUE.BEPM.PGS17_19 | 9.3 | 0.85 | 8.9 | 8.9 | 3.4 | N |  |  | OP | X | 1 | 2017 | 2017 |  |  | N | Electric Utility | Utility | Cooperative | 1 | X | NG | Non-Renewable | 0 | 9.3 | 0 | 1 | PG
Operable | 1307 | Basin Electric Power Coop |  | 57881 | Pioneer Generation Station | ND | Vertical | Williams | 20 | Natural Gas Internal Combustion Engine | IC |  | S | X | X | WAUEPIONEERGUNG20_22_UNIT_RA | WAUE.BEPM.PGS20_22 | 9.3 | 0.85 | 8.9 | 8.9 | 3.4 | N |  |  | OP | X | 1 | 2017 | 2017 |  |  | N | Electric Utility | Utility | Cooperative | 1 | X | NG | Non-Renewable | 0 | 9.3 | 0 | 1 | PG
Operable | 1307 | Basin Electric Power Coop |  | 57881 | Pioneer Generation Station | ND | Vertical | Williams | 21 | Natural Gas Internal Combustion Engine | IC |  | S | X | X | WAUEPIONEERGUNG20_22_UNIT_RA | WAUE.BEPM.PGS20_22 | 9.3 | 0.85 | 8.9 | 8.9 | 3.4 | N |  |  | OP | X | 1 | 2017 | 2017 |  |  | N | Electric Utility | Utility | Cooperative | 1 | X | NG | Non-Renewable | 0 | 9.3 | 0 | 1 | PG
Operable | 1307 | Basin Electric Power Coop |  | 57881 | Pioneer Generation Station | ND | Vertical | Williams | 22 | Natural Gas Internal Combustion Engine | IC |  | S | X | X | WAUEPIONEERGUNG20_22_UNIT_RA | WAUE.BEPM.PGS20_22 | 9.3 | 0.85 | 8.9 | 8.9 | 3.4 | N |  |  | OP | X | 1 | 2017 | 2017 |  |  | N | Electric Utility | Utility | Cooperative | 1 | X | NG | Non-Renewable | 0 | 9.3 | 0 | 1 | PG
Operable | 1307 | Basin Electric Power Coop |  | 57943 | Lonesome Creek Station | ND | Vertical | McKenzie | 1 | Natural Gas Fired Combustion Turbine | GT |  | S | X | X | WAUELONESMCKUNG1_UNIT_RA | WAUE.BEPM.LCS1 | 60.5 | 0.85 | 40 | 45 | 30 | N |  |  | OP | X | 11 | 2013 | 2013 |  |  | N | Electric Utility | Utility | Cooperative | 1 | X | NG | Non-Renewable | 0 | 60.5 | 0 | 1
Operable | 1307 | Basin Electric Power Coop |  | 57943 | Lonesome Creek Station | ND | Vertical | McKenzie | 2 | Natural Gas Fired Combustion Turbine | GT |  | S | X | X | WAUELONESMCKUNG2_UNIT_RA | WAUE.BEPM.LCS2 | 60.5 | 0.85 | 40 | 45 | 30 | N |  |  | OP | X | 1 | 2015 | 2015 |  |  | N | Electric Utility | Utility | Cooperative | 1 | X | NG | Non-Renewable | 0 | 60.5 | 0 | 1
Operable | 1307 | Basin Electric Power Coop |  | 57943 | Lonesome Creek Station | ND | Vertical | McKenzie | 3 | Natural Gas Fired Combustion Turbine | GT |  | S | X | X | WAUELONESMCKUNG3_UNIT_RA | WAUE.BEPM.LCS3 | 60.5 | 0.85 | 40 | 45 | 30 | N |  |  | OP | X | 1 | 2015 | 2015 |  |  | N | Electric Utility | Utility | Cooperative | 1 | X | NG | Non-Renewable | 0 | 60.5 | 0 | 1
Operable | 1307 | Basin Electric Power Coop |  | 57943 | Lonesome Creek Station | ND | Vertical | McKenzie | 4 | Natural Gas Fired Combustion Turbine | GT |  | S | X | X | WAUELONESMCKUNG4_UNIT_RA | WAUE.BEPM.LCS4 | 60.5 | 0.85 | 40 | 45 | 30 | N |  |  | OP | X | 5 | 2017 | 2017 |  |  | N | Electric Utility | Utility | Cooperative | 1 | X | NG | Non-Renewable | 0 | 60.5 | 0 | 1
Operable | 1307 | Basin Electric Power Coop |  | 57943 | Lonesome Creek Station | ND | Vertical | McKenzie | 5 | Natural Gas Fired Combustion Turbine | GT |  | S | X | X | WAUELONESMCKUNG5_UNIT_RA | WAUE.BEPM.LCS5 | 60.5 | 0.85 | 40 | 45 | 30 | N |  |  | OP | X | 5 | 2017 | 2017 |  |  | N | Electric Utility | Utility | Cooperative | 1 | X | NG | Non-Renewable | 0 | 60.5 | 0 | 1
Operable | 1307 | Basin Electric Power Coop |  | 57943 | Lonesome Creek Station | ND | Vertical | McKenzie | 6 | Natural Gas Fired Combustion Turbine | GT |  | S | X | X | WAUELONESMCKUNG6_UNIT_RA | WAUE.BEPM.LCS6 | 60.5 | 0.85 | 40 | 45 | 30 | N |  |  | OP | X | 10 | 2021 | 2021 |  |  | N | Electric Utility | Utility | Cooperative | 1 | X | NG | Non-Renewable | 0 | 60.5 | 0 | 1
Operable | 1362 | Bassett Healthcare |  | 54863 | Bassett Medical Center | NY | Restructured | Otsego | 1 | Petroleum Liquids | IC |  | S | X | X |  |  | 0.8 | 0.8 | 0.8 | 0.8 | 0.1 | N |  |  | SB | Y | 7 | 1992 | Pre-2000 |  |  | N | Commercial Non-CHP | Customer Sited | Other | 4 | X | DFO | Non-Renewable | 0 | 0.8 | 0 | 1
Operable | 1362 | Bassett Healthcare |  | 54863 | Bassett Medical Center | NY | Restructured | Otsego | 2 | Petroleum Liquids | IC |  | S | X | X |  |  | 0.8 | 0.8 | 0.8 | 0.8 | 0.1 | N |  |  | SB | Y | 7 | 1992 | Pre-2000 |  |  | N | Commercial Non-CHP | Customer Sited | Other | 4 | X | DFO | Non-Renewable | 0 | 0.8 | 0 | 1
Operable | 1362 | Bassett Healthcare |  | 54863 | Bassett Medical Center | NY | Restructured | Otsego | 3 | Petroleum Liquids | IC |  | S | X | X |  |  | 0.8 | 0.8 | 0.8 | 0.8 | 0.1 | N |  |  | SB | Y | 7 | 1992 | Pre-2000 |  |  | N | Commercial Non-CHP | Customer Sited | Other | 4 | X | DFO | Non-Renewable | 0 | 0.8 | 0 | 1
Operable | 1362 | Bassett Healthcare |  | 54863 | Bassett Medical Center | NY | Restructured | Otsego | 4 | Petroleum Liquids | IC |  | S | X | X |  |  | 1.6 | 1 | 1.6 | 1.6 | 0.2 | N |  |  | SB | Y | 5 | 2004 | 2004 |  |  | N | Commercial Non-CHP | Customer Sited | Other | 4 | X | DFO | Non-Renewable | 0 | 1.6 | 0 | 1
Operable | 1362 | Bassett Healthcare |  | 54863 | Bassett Medical Center | NY | Restructured | Otsego | 5 | Petroleum Liquids | IC |  | S | X | X |  |  | 1.6 | 1 | 1.6 | 1.6 | 0.2 | N |  |  | SB | Y | 5 | 2006 | 2006 |  |  | N | Commercial Non-CHP | Customer Sited | Other | 4 | X | DFO | Non-Renewable | 0 | 1.6 | 0 | 1
Operable | 49768 | Bastrop Energy Partners, LP |  | 55168 | Bastrop Energy Center | TX | Restructured | Bastrop | 1 | Natural Gas Fired Combined Cycle | CT | CC1 | S | X | N | BASTEN_CC1 | BASTEN CC1 | 188.2 | 0.85 | 171 | 188 | 94 | N |  |  | OP | X | 5 | 2002 | 2002 |  |  | N | IPP Non-CHP | IPP | IPP | 2 | X | NG | Non-Renewable | 0 | 188.2 | 0 | 1
Operable | 49768 | Bastrop Energy Partners, LP |  | 55168 | Bastrop Energy Center | TX | Restructured | Bastrop | 2 | Natural Gas Fired Combined Cycle | CT | CC1 | S | X | N | BASTEN_CC1 | BASTEN CC1 | 188.2 | 0.85 | 171 | 188 | 94 | N |  |  | OP | X | 5 | 2002 | 2002 |  |  | N | IPP Non-CHP | IPP | IPP | 2 | X | NG | Non-Renewable | 0 | 188.2 | 0 | 1
Operable | 49768 | Bastrop Energy Partners, LP |  | 55168 | Bastrop Energy Center | TX | Restructured | Bastrop | 3 | Natural Gas Fired Combined Cycle | CA | CC1 | S | Y | X | BASTEN_CC1 | BASTEN CC1 | 242.3 | 0.85 | 233 | 234 | 125 | N |  |  | OP | X | 5 | 2002 | 2002 |  |  | N | IPP Non-CHP | IPP | IPP | 2 | X | NG | Non-Renewable | 0 | 242.3 | 0 | 1
Operable | 63668 | Bauer Community Solar LLC |  | 64029 | Bauer Solar CSG | MN | Vertical | Stearns | TC3 | Solar Photovoltaic | PV |  | S | X | X |  |  | 0.9 |  | 0.9 | 0.9 |  | N |  |  | OP | X | 3 | 2021 | 2021 |  |  | N | IPP Non-CHP | IPP | IPP | 2 | X | SUN | Renewable | 0.9 | 0 | 1 | 0
Operable | 64395 | Bay4 Energy Services, LLC |  | 63656 | CED Peoria Solar | IL | Restructured | Peoria | PS1 | Solar Photovoltaic | PV |  | S | X | X |  |  | 2 |  | 2 | 2 |  | N |  |  | OP | X | 5 | 2021 | 2021 |  |  | N | IPP Non-CHP | IPP | IPP | 2 | X | SUN | Renewable | 2 | 0 | 1 | 0
Operable | 64395 | Bay4 Energy Services, LLC |  | 63823 | CED Beecher Sun Solar | IL | Restructured | Will | BS1 | Solar Photovoltaic | PV |  | S | X | X |  |  | 2 |  | 2 | 2 |  | N |  |  | OP | X | 5 | 2021 | 2021 |  |  | N | IPP Non-CHP | IPP | IPP | 2 | X | SUN | Renewable | 2 | 0 | 1 | 0
Operable | 64395 | Bay4 Energy Services, LLC |  | 63824 | CED Hilltop Solar | IL | Restructured | Winnebago | HS1 | Solar Photovoltaic | PV |  | S | X | X |  |  | 2 |  | 2 | 2 |  | N |  |  | OP | X | 5 | 2021 | 2021 |  |  | N | IPP Non-CHP | IPP | IPP | 2 | X | SUN | Renewable | 2 | 0 | 1 | 0
Operable | 64395 | Bay4 Energy Services, LLC |  | 63948 | CED Spring Creek Solar | IL | Restructured | Kankakee | CS1 | Solar Photovoltaic | PV |  | S | X | X |  |  | 2 |  | 2 | 2 |  | N |  |  | OP | X | 4 | 2021 | 2021 |  |  | N | IPP Non-CHP | IPP | IPP | 2 | X | SUN | Renewable | 2 | 0 | 1 | 0
Operable | 64395 | Bay4 Energy Services, LLC |  | 65564 | Calibrant Bakersfield LLC | CA | Vertical | Kern | BAKER | Solar Photovoltaic | PV |  | W | X | X |  |  | 1.3 |  | 1.3 | 1.3 |  | N |  |  | OP | X | 2 | 2022 | 2022 |  |  | N | IPP Non-CHP | IPP | IPP | 2 | X | SUN | Renewable | 1.3 | 0 | 1 | 0
Operable | 56267 | Bayonne Energy Center LLC |  | 56964 | Bayonne Energy Center | NJ | Restructured | Hudson | GT1 | Natural Gas Fired Combustion Turbine | GT |  | S | X | X |  | 323682 | 64 | 0.85 | 61.9 | 62.6 | 40 | N |  |  | OP | X | 6 | 2012 | 2012 |  |  | N | IPP Non-CHP | IPP | IPP | 2 | X | NG | Non-Renewable | 0 | 64 | 0 | 1 | DFO
Operable | 56267 | Bayonne Energy Center LLC |  | 56964 | Bayonne Energy Center | NJ | Restructured | Hudson | GT10 | Natural Gas Fired Combustion Turbine | GT |  | S | X | X |  | 323750 | 66 | 0.85 | 61.4 | 64.9 | 40 | N |  |  | OP | X | 5 | 2018 | 2018 |  |  | N | IPP Non-CHP | IPP | IPP | 2 | X | NG | Non-Renewable | 0 | 66 | 0 | 1 | DFO
Operable | 56267 | Bayonne Energy Center LLC |  | 56964 | Bayonne Energy Center | NJ | Restructured | Hudson | GT2 | Natural Gas Fired Combustion Turbine | GT |  | S | X | X |  | 323683 | 64 | 0.85 | 57.5 | 62.5 | 40 | N |  |  | OP | X | 6 | 2012 | 2012 |  |  | N | IPP Non-CHP | IPP | IPP | 2 | X | NG | Non-Renewable | 0 | 64 | 0 | 1 | DFO
Operable | 56267 | Bayonne Energy Center LLC |  | 56964 | Bayonne Energy Center | NJ | Restructured | Hudson | GT3 | Natural Gas Fired Combustion Turbine | GT |  | S | X | X |  | 323684 | 64 | 0.85 | 58 | 62.5 | 40 | N |  |  | OP | X | 6 | 2012 | 2012 |  |  | N | IPP Non-CHP | IPP | IPP | 2 | X | NG | Non-Renewable | 0 | 64 | 0 | 1 | DFO
Operable | 56267 | Bayonne Energy Center LLC |  | 56964 | Bayonne Energy Center | NJ | Restructured | Hudson | GT4 | Natural Gas Fired Combustion Turbine | GT |  | S | X | X |  | 323685 | 64 | 0.85 | 61.1 | 62.8 | 40 | N |  |  | OP | X | 6 | 2012 | 2012 |  |  | N | IPP Non-CHP | IPP | IPP | 2 | X | NG | Non-Renewable | 0 | 64 | 0 | 1 | DFO
Operable | 56267 | Bayonne Energy Center LLC |  | 56964 | Bayonne Energy Center | NJ | Restructured | Hudson | GT5 | Natural Gas Fired Combustion Turbine | GT |  | S | X | X |  | 323686 | 64 | 0.85 | 58.5 | 62.4 | 40 | N |  |  | OP | X | 6 | 2012 | 2012 |  |  | N | IPP Non-CHP | IPP | IPP | 2 | X | NG | Non-Renewable | 0 | 64 | 0 | 1 | DFO
Operable | 56267 | Bayonne Energy Center LLC |  | 56964 | Bayonne Energy Center | NJ | Restructured | Hudson | GT6 | Natural Gas Fired Combustion Turbine | GT |  | S | X | X |  | 323687 | 64 | 0.85 | 59 | 62.9 | 40 | N |  |  | OP | X | 6 | 2012 | 2012 |  |  | N | IPP Non-CHP | IPP | IPP | 2 | X | NG | Non-Renewable | 0 | 64 | 0 | 1 | DFO
Operable | 56267 | Bayonne Energy Center LLC |  | 56964 | Bayonne Energy Center | NJ | Restructured | Hudson | GT7 | Natural Gas Fired Combustion Turbine | GT |  | S | X | X |  | 323688 | 64 | 0.85 | 59.6 | 62.5 | 40 | N |  |  | OP | X | 6 | 2012 | 2012 |  |  | N | IPP Non-CHP | IPP | IPP | 2 | X | NG | Non-Renewable | 0 | 64 | 0 | 1 | DFO
Operable | 56267 | Bayonne Energy Center LLC |  | 56964 | Bayonne Energy Center | NJ | Restructured | Hudson | GT8 | Natural Gas Fired Combustion Turbine | GT |  | S | X | X |  | 323689 | 64 | 0.85 | 60 | 63 | 40 | N |  |  | OP | X | 6 | 2012 | 2012 |  |  | N | IPP Non-CHP | IPP | IPP | 2 | X | NG | Non-Renewable | 0 | 64 | 0 | 1 | DFO
Operable | 56267 | Bayonne Energy Center LLC |  | 56964 | Bayonne Energy Center | NJ | Restructured | Hudson | GT9 | Natural Gas Fired Combustion Turbine | GT |  | S | X | X |  | 323749 | 66 | 0.85 | 61.3 | 65 | 40 | N |  |  | OP | X | 5 | 2018 | 2018 |  |  | N | IPP Non-CHP | IPP | IPP | 2 | X | NG | Non-Renewable | 0 | 66 | 0 | 1 | DFO
Operable | 64383 | Bayou Cove, LLC |  | 55433 | Bayou Cove Peaking Power | LA | Vertical | Acadia | 1 | Natural Gas Fired Combustion Turbine | GT |  | W | X | X |  |  | 104 | 0.85 | 74.3 | 80 | 50 | N |  |  | OP | X | 7 | 2002 | 2002 |  |  | N | IPP Non-CHP | IPP | IPP | 2 | X | NG | Non-Renewable | 0 | 104 | 0 | 1
Operable | 64383 | Bayou Cove, LLC |  | 55433 | Bayou Cove Peaking Power | LA | Vertical | Acadia | 2 | Natural Gas Fired Combustion Turbine | GT |  | S | X | X |  |  | 104 | 0.85 | 73.6 | 80 | 50 | N |  |  | OP | X | 7 | 2002 | 2002 |  |  | N | IPP Non-CHP | IPP | IPP | 2 | X | NG | Non-Renewable | 0 | 104 | 0 | 1
Operable | 64383 | Bayou Cove, LLC |  | 55433 | Bayou Cove Peaking Power | LA | Vertical | Acadia | 3 | Natural Gas Fired Combustion Turbine | GT |  | S | X | X |  |  | 104 | 0.85 | 73.5 | 80 | 50 | N |  |  | OP | X | 8 | 2002 | 2002 |  |  | N | IPP Non-CHP | IPP | IPP | 2 | X | NG | Non-Renewable | 0 | 104 | 0 | 1
Operable | 64383 | Bayou Cove, LLC |  | 55433 | Bayou Cove Peaking Power | LA | Vertical | Acadia | 4 | Natural Gas Fired Combustion Turbine | GT |  | S | X | X |  |  | 104 | 0.85 | 73.6 | 80 | 50 | N |  |  | OP | X | 8 | 2002 | 2002 |  |  | N | IPP Non-CHP | IPP | IPP | 2 | X | NG | Non-Renewable | 0 | 104 | 0 | 1
Operable | 1268 | Bayswater Peaking Facility LLC |  | 55699 | Bayswater Peaking Facility LLC | NY | Restructured | Queens | 1 | Natural Gas Fired Combustion Turbine | GT |  | S | X | X | 24212 |  | 60.5 | 1 | 55.8 | 50 | 26 | N |  |  | OP | X | 6 | 2002 | 2002 |  |  | N | IPP Non-CHP | IPP | IPP | 2 | X | NG | Non-Renewable | 0 | 60.5 | 0 | 1
Operable | 2838 | Baytown Energy Center LLC |  | 55327 | Baytown Energy Center | TX | Restructured | Chambers | CTG1 | Natural Gas Fired Combined Cycle | CT | CC1 | S | X | N | BTE_CC1 | BTE_CC1 | 219.3 | 0.85 | 198 | 187 | 120 | N |  |  | OP | X | 6 | 2002 | 2002 |  |  | Y | IPP CHP | IPP | IPP | 3 | T | NG | Non-Renewable | 0 | 219.3 | 0 | 1
Operable | 2838 | Baytown Energy Center LLC |  | 55327 | Baytown Energy Center | TX | Restructured | Chambers | CTG2 | Natural Gas Fired Combined Cycle | CT | CC1 | S | X | N | BTE_CC1 | BTE_CC1 | 219.3 | 0.85 | 198 | 187 | 120 | N |  |  | OP | X | 6 | 2002 | 2002 |  |  | Y | IPP CHP | IPP | IPP | 3 | T | NG | Non-Renewable | 0 | 219.3 | 0 | 1
Operable | 2838 | Baytown Energy Center LLC |  | 55327 | Baytown Energy Center | TX | Restructured | Chambers | CTG3 | Natural Gas Fired Combined Cycle | CT | CC1 | S | X | N | BTE_CC1 | BTE_CC1 | 219.3 | 0.85 | 198 | 187 | 120 | N |  |  | OP | X | 6 | 2002 | 2002 |  |  | Y | IPP CHP | IPP | IPP | 3 | T | NG | Non-Renewable | 0 | 219.3 | 0 | 1
Operable | 2838 | Baytown Energy Center LLC |  | 55327 | Baytown Energy Center | TX | Restructured | Chambers | STG1 | Natural Gas Fired Combined Cycle | CA | CC1 | S | Y | X | BTE_CC1 | BTE_CC1 | 275 | 0.9 | 258 | 258 | 25 | N |  |  | OP | X | 6 | 2002 | 2002 |  |  | Y | IPP CHP | IPP | IPP | 3 | T | NG | Non-Renewable | 0 | 275 | 0 | 1
Operable | 59613 | BayWa r.e. Solar Projects LLC |  | 62798 | Fern Solar LLC | NC | Vertical | Edgecombe | FERN | Solar Photovoltaic | PV |  | S | X | X | COOLSPR34.5KV | COOLSPR34.5KV | 100 | 0.8 | 100 | 100 |  | N |  |  | OP | X | 12 | 2020 | 2020 |  |  | N | IPP Non-CHP | IPP | IPP | 2 | X | SUN | Renewable | 100 | 0 | 1 | 0
Operable | 65153 | BBCP Kauai Operating LLC |  | 10412 | Kalaheo Hydro | HI | Vertical | Kauai | KPH1 | Conventional Hydroelectric | HY |  | S | X | X |  |  | 2 | 0.9 | 2 | 2 | 0.2 | N |  |  | OP | X | 9 | 2016 | 2016 |  |  | N | Industrial Non-CHP | Customer Sited | Other | 6 | X | WAT | Renewable | 2 | 0 | 1 | 0
Operable | 65153 | BBCP Kauai Operating LLC |  | 10413 | Wainiha Hydro | HI | Vertical | Kauai | WAIA | Conventional Hydroelectric | HY |  | S | X | X |  |  | 1.8 | 0.8 | 1.7 | 1.7 | 0.2 | N |  |  | OP | X | 1 | 1906 | Pre-2000 |  |  | N | Industrial Non-CHP | Customer Sited | Other | 6 | X | WAT | Renewable | 1.8 | 0 | 1 | 0
Operable | 65153 | BBCP Kauai Operating LLC |  | 10413 | Wainiha Hydro | HI | Vertical | Kauai | WAIB | Conventional Hydroelectric | HY |  | S | X | X |  |  | 1.8 | 0.8 | 1.7 | 1.7 | 0.2 | N |  |  | OP | X | 1 | 1910 | Pre-2000 |  |  | N | Industrial Non-CHP | Customer Sited | Other | 6 | X | WAT | Renewable | 1.8 | 0 | 1 | 0
Operable | 60358 | BC Solar |  | 60616 | BC Solar | OR | Vertical | Lake | BCSLR | Solar Photovoltaic | PV |  | S | X | X |  |  | 8 |  | 8 | 8 |  | N |  |  | OP | X | 11 | 2016 | 2016 |  |  | N | IPP Non-CHP | IPP | IPP | 2 | X | SUN | Renewable | 8 | 0 | 1 | 0
Operable | 64285 | BCD Project Holdings 1, LLC |  | 64709 | CL-Viaduct LLC | PA | Restructured | Clearfield | GSF01 | Solar Photovoltaic | PV |  | S | X | X |  |  | 20 |  | 20 | 20 |  | N |  |  | OP | X | 3 | 2023 | 2023 |  |  | N | IPP Non-CHP | IPP | IPP | 2 | X | SUN | Renewable | 20 | 0 | 1 | 0
Operable | 64285 | BCD Project Holdings 1, LLC |  | 64711 | UN-School House LLC | PA | Restructured | Clearfield | GSF01 | Solar Photovoltaic | PV |  | S | X | X |  |  | 20 |  | 20 | 20 |  | N |  |  | OP | X | 1 | 2023 | 2023 |  |  | N | IPP Non-CHP | IPP | IPP | 2 | X | SUN | Renewable | 20 | 0 | 1 | 0
Operable | 63842 | BCSB, LLC |  | 64222 | Burt County Solar Hybrid | NE | Vertical | Burt | 1 | Solar Photovoltaic | PV |  | S | X | X |  |  | 0.7 | 1 | 0.7 | 0.7 | 0.1 | N |  |  | OP | X | 6 | 2021 | 2021 |  |  | N | IPP Non-CHP | IPP | IPP | 2 | X | SUN | Renewable | 0.7 | 0 | 1 | 0
Operable | 63842 | BCSB, LLC |  | 64222 | Burt County Solar Hybrid | NE | Vertical | Burt | 2 | Batteries | BA |  | S | X | X |  |  | 0.7 | 1 | 0.7 | 0.7 | 0.1 | N |  |  | OP | X | 6 | 2021 | 2021 |  |  | N | IPP Non-CHP | IPP | IPP | 2 | X | MWH | Other | 0 | 0 | 0 | 0
Operable | 63842 | BCSB, LLC |  | 64223 | Dodge County Solar Hybrid | NE | Vertical | Dodge | 1 | Solar Photovoltaic | PV |  | S | X | X |  |  | 0.7 | 1 | 0.7 | 0.7 | 0.1 | N |  |  | OP | X | 6 | 2021 | 2021 |  |  | N | IPP Non-CHP | IPP | IPP | 2 | X | SUN | Renewable | 0.7 | 0 | 1 | 0
Operable | 63842 | BCSB, LLC |  | 64223 | Dodge County Solar Hybrid | NE | Vertical | Dodge | 2 | Batteries | BA |  | S | X | X |  |  | 0.7 | 1 | 0.7 | 0.7 | 0.1 | N |  |  | OP | X | 6 | 2021 | 2021 |  |  | N | IPP Non-CHP | IPP | IPP | 2 | X | MWH | Other | 0 | 0 | 0 | 0
Operable | 63568 | BD Solar 1 LLC |  | 63894 | Milo PV - BD Solar 1 LLC | ME | Restructured | Piscataquis | MILPV | Solar Photovoltaic | PV |  | S | X | X |  |  | 20 |  | 20 | 20 |  | N |  |  | OP | X | 6 | 2021 | 2021 |  |  | N | IPP Non-CHP | IPP | IPP | 2 | X | SUN | Renewable | 20 | 0 | 1 | 0
Operable | 63699 | BD Solar 2 LLC |  | 64069 | Winslow PV - BD Solar 2 LLC | ME | Restructured | Kennebec | WINPV | Solar Photovoltaic | PV |  | S | X | X |  |  | 7 |  | 7 | 7 |  | N |  |  | OP | X | 7 | 2022 | 2022 |  |  | N | IPP Non-CHP | IPP | IPP | 2 | X | SUN | Renewable | 7 | 0 | 1 | 0
Operable | 63567 | BD Solar Augusta LLC |  | 63895 | Augusta PV - BD Solar Augusta LLC | ME | Restructured | Kennebec | AUGPV | Solar Photovoltaic | PV |  | S | X | X |  |  | 7.2 |  | 7.2 | 7.2 |  | N |  |  | OP | X | 6 | 2021 | 2021 |  |  | N | IPP Non-CHP | IPP | IPP | 2 | X | SUN | Renewable | 7.2 | 0 | 1 | 0
Operable | 63566 | BD Solar Fairfield LLC |  | 63896 | Fairfield PV - BD Solar Fairfield LLC | ME | Restructured | Somerset | FAIPV | Solar Photovoltaic | PV |  | S | X | X |  |  | 5 |  | 5 | 5 | 0 | N |  |  | OP | X | 6 | 2021 | 2021 |  |  | N | IPP Non-CHP | IPP | IPP | 2 | X | SUN | Renewable | 5 | 0 | 1 | 0
Operable | 63698 | BD Solar Hancock LLC |  | 64068 | BD Solar Hancock LLC | ME | Restructured | Hancock | HANPV | Solar Photovoltaic | PV |  | S | X | X |  |  | 7 |  | 7 | 7 |  | N |  |  | OP | X | 6 | 2022 | 2022 |  |  | N | IPP Non-CHP | IPP | IPP | 2 | X | SUN | Renewable | 7 | 0 | 1 | 0
Operable | 63700 | BD Solar Hancock North LLC |  | 64070 | BD Solar Ellsworth LLC | ME | Restructured | Hancock | ELLPV | Solar Photovoltaic | PV |  | S | X | X |  |  | 7 |  | 7 | 7 |  | N |  |  | OP | X | 6 | 2022 | 2022 |  |  | N | IPP Non-CHP | IPP | IPP | 2 | X | SUN | Renewable | 7 | 0 | 1 | 0
Operable | 63565 | BD Solar Oxford LLC |  | 63897 | Oxford PV - BD Solar Oxford LLC | ME | Restructured | Oxford | OXFPV | Solar Photovoltaic | PV |  | S | X | X |  |  | 9.2 |  | 9.2 | 9.2 |  | N |  |  | OP | X | 6 | 2021 | 2021 |  |  | N | IPP Non-CHP | IPP | IPP | 2 | X | SUN | Renewable | 9.2 | 0 | 1 | 0
Operable | 63696 | BD Solar Palmyra LLC |  | 64062 | Palmyra PV - BD Solar Palmyra LLC | ME | Restructured | Somerset | PALPV | Solar Photovoltaic | PV |  | S | X | X |  |  | 5 |  | 5 | 5 |  | N |  |  | OP | X | 6 | 2022 | 2022 |  |  | N | IPP Non-CHP | IPP | IPP | 2 | X | SUN | Renewable | 5 | 0 | 1 | 0
Operable | 65854 | BE-Pine1 LLC |  | 66943 | Pine 1 Solar | PA | Restructured | Beaver | 2-114 | Solar Photovoltaic | PV |  | S | X | X |  |  | 17.1 | 1 | 17.1 | 17.1 |  | N |  |  | OP | X | 11 | 2023 | 2023 |  |  | N | IPP Non-CHP | IPP | IPP | 2 | X | SUN | Renewable | 17.1 | 0 | 1 | 0
Operable | 65855 | BE-Pine2 LLC |  | 66944 | Pine 2 Solar | PA | Restructured | Beaver | 2-115 | Solar Photovoltaic | PV |  | S | X | X |  |  | 17.1 | 1 | 17.1 | 17.1 |  | N |  |  | OP | X | 11 | 2023 | 2023 |  |  | N | IPP Non-CHP | IPP | IPP | 2 | X | SUN | Renewable | 17.1 | 0 | 1 | 0
Operable | 65322 | Beacon Solar, LLC |  | 66181 | Beacon Solar, LLC | MA | Restructured | Hampshire | BEABA | Batteries | BA |  | S | X | X |  |  | 5 |  | 5 | 5 | 0 | N |  |  | OP | X | 11 | 2022 | 2022 |  |  | N | IPP Non-CHP | IPP | IPP | 2 | X | MWH | Other | 0 | 0 | 0 | 0
Operable | 65322 | Beacon Solar, LLC |  | 66181 | Beacon Solar, LLC | MA | Restructured | Hampshire | BEAPV | Solar Photovoltaic | PV |  | S | X | X |  |  | 5 |  | 5 | 5 |  | N |  |  | OP | X | 11 | 2022 | 2022 |  |  | N | IPP Non-CHP | IPP | IPP | 2 | X | SUN | Renewable | 5 | 0 | 1 | 0
Operable | 63024 | BEAM US, LLC |  | 57375 | Adams Wind Generations LLC | MN | Vertical | Meeker | AWG | Onshore Wind Turbine | WT |  | J | X | X |  |  | 20 |  | 20 | 20 | 0.1 | N |  |  | OP | X | 3 | 2011 | 2011 |  |  | N | IPP Non-CHP | IPP | IPP | 2 | X | WND | Renewable | 20 | 0 | 1 | 0
Operable | 63024 | BEAM US, LLC |  | 57396 | Danielson Wind Farms LLC | MN | Vertical | Meeker | DWF | Onshore Wind Turbine | WT |  | J | X | X |  |  | 20 |  | 20 | 20 | 0.1 | N |  |  | OP | X | 3 | 2011 | 2011 |  |  | N | IPP Non-CHP | IPP | IPP | 2 | X | WND | Renewable | 20 | 0 | 1 | 0
Operable | 64838 | Bear Grove Solar, LLC |  | 65514 | Bear Grove Solar | MN | Vertical | Olmsted | 13260 | Solar Photovoltaic | PV |  | S | X | X |  |  | 1 |  | 1 | 0.8 |  | N |  |  | OP | X | 2 | 2023 | 2023 |  |  | N | IPP Non-CHP | IPP | IPP | 2 | X | SUN | Renewable | 1 | 0 | 1 | 0
Operable | 54765 | Bear Swamp Power Company LLC |  | 8004 | Fife Brook | MA | Restructured | Berkshire | GEN1 | Conventional Hydroelectric | HY |  | J | X | X |  |  | 11.2 | 0.9 | 11.2 | 11.2 | 3 | N |  |  | OP | X | 10 | 1974 | Pre-2000 |  |  | N | IPP Non-CHP | IPP | IPP | 2 | X | WAT | Renewable | 11.2 | 0 | 1 | 0
Operable | 54765 | Bear Swamp Power Company LLC |  | 8005 | Bear Swamp | MA | Restructured | Berkshire | GEN1 | Hydroelectric Pumped Storage | PS |  | J | X | X |  |  | 333 | 0.9 | 333 | 333 | 220 | Y | 1 | 2023 | OA | X | 9 | 1974 | Pre-2000 |  |  | N | IPP Non-CHP | IPP | IPP | 2 | X | WAT | Renewable | 333 | 0 | 1 | 0
Operable | 54765 | Bear Swamp Power Company LLC |  | 8005 | Bear Swamp | MA | Restructured | Berkshire | GEN2 | Hydroelectric Pumped Storage | PS |  | J | X | X |  |  | 333 | 0.9 | 333 | 333 | 220 | N |  |  | OP | X | 10 | 1974 | Pre-2000 |  |  | N | IPP Non-CHP | IPP | IPP | 2 | X | WAT | Renewable | 333 | 0 | 1 | 0
Operable | 17612 | Bear Valley Electric Service |  | 56346 | Bear Valley Power Plant | CA | Vertical | San Bernardino | ICE1 | Natural Gas Internal Combustion Engine | IC |  | S | X | X |  |  | 1.2 | 1 | 1.2 | 1.2 | 1.2 | N |  |  | OP | X | 1 | 2005 | 2005 |  |  | N | Electric Utility | Utility | Investor Owned Utility | 1 | X | NG | Non-Renewable | 0 | 1.2 | 0 | 1
Operable | 17612 | Bear Valley Electric Service |  | 56346 | Bear Valley Power Plant | CA | Vertical | San Bernardino | ICE2 | Natural Gas Internal Combustion Engine | IC |  | S | X | X |  |  | 1.2 | 1 | 1.2 | 1.2 | 1.2 | N |  |  | OP | X | 1 | 2005 | 2005 |  |  | N | Electric Utility | Utility | Investor Owned Utility | 1 | X | NG | Non-Renewable | 0 | 1.2 | 0 | 1
Operable | 17612 | Bear Valley Electric Service |  | 56346 | Bear Valley Power Plant | CA | Vertical | San Bernardino | ICE3 | Natural Gas Internal Combustion Engine | IC |  | S | X | X |  |  | 1.2 | 1 | 1.2 | 1.2 | 1.2 | N |  |  | OP | X | 1 | 2005 | 2005 |  |  | N | Electric Utility | Utility | Investor Owned Utility | 1 | X | NG | Non-Renewable | 0 | 1.2 | 0 | 1
Operable | 17612 | Bear Valley Electric Service |  | 56346 | Bear Valley Power Plant | CA | Vertical | San Bernardino | ICE4 | Natural Gas Internal Combustion Engine | IC |  | S | X | X |  |  | 1.2 | 1 | 1.2 | 1.2 | 1.2 | N |  |  | OP | X | 1 | 2005 | 2005 |  |  | N | Electric Utility | Utility | Investor Owned Utility | 1 | X | NG | Non-Renewable | 0 | 1.2 | 0 | 1
Operable | 17612 | Bear Valley Electric Service |  | 56346 | Bear Valley Power Plant | CA | Vertical | San Bernardino | ICE5 | Natural Gas Internal Combustion Engine | IC |  | S | X | X |  |  | 1.2 | 1 | 1.2 | 1.2 | 1.2 | N |  |  | OP | X | 1 | 2005 | 2005 |  |  | N | Electric Utility | Utility | Investor Owned Utility | 1 | X | NG | Non-Renewable | 0 | 1.2 | 0 | 1
Operable | 17612 | Bear Valley Electric Service |  | 56346 | Bear Valley Power Plant | CA | Vertical | San Bernardino | ICE6 | Natural Gas Internal Combustion Engine | IC |  | S | X | X |  |  | 1.2 | 1 | 1.2 | 1.2 | 1.2 | N |  |  | OP | X | 1 | 2005 | 2005 |  |  | N | Electric Utility | Utility | Investor Owned Utility | 1 | X | NG | Non-Renewable | 0 | 1.2 | 0 | 1
Operable | 17612 | Bear Valley Electric Service |  | 56346 | Bear Valley Power Plant | CA | Vertical | San Bernardino | ICE7 | Natural Gas Internal Combustion Engine | IC |  | S | X | X |  |  | 1.2 | 1 | 1.2 | 1.2 | 1.2 | N |  |  | OP | X | 1 | 2005 | 2005 |  |  | N | Electric Utility | Utility | Investor Owned Utility | 1 | X | NG | Non-Renewable | 0 | 1.2 | 0 | 1
Operable | 59247 | Bearford Solar II, LLC |  | 59488 | Bearford Solar II | NC | Vertical | Pender | BEARF | Solar Photovoltaic | PV |  | S | X | X |  |  | 4.9 |  | 4.9 | 4.9 |  | N |  |  | OP | X | 2 | 2018 | 2018 |  |  | N | IPP Non-CHP | IPP | IPP | 2 | X | SUN | Renewable | 4.9 | 0 | 1 | 0
Operable | 63428 | Bearkat Wind Energy 1, LLC |  | 59972 | Bearkat | TX | Restructured | Glasscock | BRKAT | Onshore Wind Turbine | WT |  | S | X | X |  |  | 196.7 |  | 196.7 | 196.7 | 0 | N |  |  | OP | X | 2 | 2018 | 2018 |  |  | N | IPP Non-CHP | IPP | IPP | 2 | X | WND | Renewable | 196.7 | 0 | 1 | 0
Operable | 58818 | BearPond Solar Center LLC |  | 58955 | BearPond Solar Center LLC | NC | Vertical | Vance | BEAR | Solar Photovoltaic | PV |  | S | X | X |  |  | 4.8 |  | 4.8 | 4.8 |  | N |  |  | OP | X | 12 | 2014 | 2014 |  |  | N | IPP Non-CHP | IPP | IPP | 2 | X | SUN | Renewable | 4.8 | 0 | 1 | 0
Operable | 1434 | Beaver City Corporation |  | 3643 | Upper Beaver | UT | Vertical | Beaver | 1 | Conventional Hydroelectric | HY |  | S | X | X |  |  | 1.3 | 1 | 1.3 | 1.3 | 0.1 | N |  |  | OP | X | 8 | 1907 | Pre-2000 |  |  | N | Electric Utility | Utility | Municipal | 1 | X | WAT | Renewable | 1.3 | 0 | 1 | 0
Operable | 1434 | Beaver City Corporation |  | 3643 | Upper Beaver | UT | Vertical | Beaver | 2 | Conventional Hydroelectric | HY |  | S | X | X |  |  | 1.2 | 1 | 1.2 | 1.2 | 0.1 | N |  |  | OP | X | 8 | 1907 | Pre-2000 |  |  | N | Electric Utility | Utility | Municipal | 1 | X | WAT | Renewable | 1.2 | 0 | 1 | 0
Operable | 58685 | Beaver Dam Energy LLC |  | 58811 | Beaver Dam | PA | Restructured | Bradford | GEN1 | Natural Gas Internal Combustion Engine | IC |  | S | X | X | 1348263940 | 1348263940 | 4.4 | 0.8 | 4.2 | 4.2 | 2.2 | N |  |  | OP | X | 6 | 2016 | 2016 |  |  | N | IPP Non-CHP | IPP | IPP | 2 | X | NG | Non-Renewable | 0 | 4.4 | 0 | 1
Operable | 58685 | Beaver Dam Energy LLC |  | 58811 | Beaver Dam | PA | Restructured | Bradford | GEN2 | Natural Gas Internal Combustion Engine | IC |  | S | X | X | 1348263940 | 1348263940 | 4.4 | 0.8 | 4.2 | 4.2 | 2.2 | N |  |  | OP | X | 6 | 2016 | 2016 |  |  | N | IPP Non-CHP | IPP | IPP | 2 | X | NG | Non-Renewable | 0 | 4.4 | 0 | 1
Operable | 58685 | Beaver Dam Energy LLC |  | 58811 | Beaver Dam | PA | Restructured | Bradford | GEN3 | Natural Gas Internal Combustion Engine | IC |  | S | X | X | 1348263940 | 1348263940 | 4.4 | 0.8 | 4.2 | 4.2 | 2.2 | N |  |  | OP | X | 6 | 2016 | 2016 |  |  | N | IPP Non-CHP | IPP | IPP | 2 | X | NG | Non-Renewable | 0 | 4.4 | 0 | 1
Operable | 58685 | Beaver Dam Energy LLC |  | 58811 | Beaver Dam | PA | Restructured | Bradford | GEN4 | Natural Gas Internal Combustion Engine | IC |  | S | X | X | 1348263940 | 1348263940 | 4.4 | 0.8 | 4.2 | 4.2 | 2.2 | N |  |  | OP | X | 6 | 2016 | 2016 |  |  | N | IPP Non-CHP | IPP | IPP | 2 | X | NG | Non-Renewable | 0 | 4.4 | 0 | 1
Operable | 58685 | Beaver Dam Energy LLC |  | 58811 | Beaver Dam | PA | Restructured | Bradford | GEN5 | Natural Gas Internal Combustion Engine | IC |  | S | X | X | 1348263940 | 1348263940 | 4.4 | 0.8 | 4.2 | 4.2 | 2.2 | N |  |  | OP | X | 6 | 2016 | 2016 |  |  | N | IPP Non-CHP | IPP | IPP | 2 | X | NG | Non-Renewable | 0 | 4.4 | 0 | 1
Operable | 1528 | Beaver Falls Municipal Auth |  | 10285 | Townsend Hydro | PA | Restructured | Beaver | GEN1 | Conventional Hydroelectric | HY |  | S | X | X |  |  | 2.6 | 0.9 | 2.1 | 2.1 | 0.5 | N |  |  | OP | X | 10 | 1987 | Pre-2000 |  |  | N | IPP Non-CHP | IPP | IPP | 2 | X | WAT | Renewable | 2.6 | 0 | 1 | 0
Operable | 1528 | Beaver Falls Municipal Auth |  | 10285 | Townsend Hydro | PA | Restructured | Beaver | GEN2 | Conventional Hydroelectric | HY |  | S | X | X |  |  | 2.6 | 0.9 | 2.1 | 2.1 | 0.5 | N |  |  | OP | X | 10 | 1987 | Pre-2000 |  |  | N | IPP Non-CHP | IPP | IPP | 2 | X | WAT | Renewable | 2.6 | 0 | 1 | 0
Operable | 65637 | Beckwith Solar, LLC |  | 66602 | Beckwith Solar | NC | Vertical | Columbus | BCKWT | Solar Photovoltaic | PV |  | S | X | X |  |  | 5 |  | 5 | 5 |  | N |  |  | OP | X | 12 | 2022 | 2022 |  |  | N | IPP Non-CHP | IPP | IPP | 2 | X | SUN | Renewable | 5 | 0 | 1 | 0
Operable | 57474 | Bed Bath & Beyond |  | 58093 | BBB Corporate Headquarters | NJ | Restructured | Union | HQNJ | Solar Photovoltaic | PV |  | S | X | X |  |  | 1 |  | 1 | 1 |  | N |  |  | OP | X | 6 | 2010 | 2010 |  |  | N | IPP Non-CHP | IPP | IPP | 2 | X | SUN | Renewable | 1 | 0 | 1 | 0
Operable | 57474 | Bed Bath & Beyond |  | 58094 | Christmas Tree Shops DC Burlington NJ | NJ | Restructured | Burlington | FINJ | Solar Photovoltaic | PV |  | S | X | X |  |  | 2.1 |  | 2.1 | 2.1 |  | N |  |  | OP | X | 1 | 2011 | 2011 |  |  | N | IPP Non-CHP | IPP | IPP | 2 | X | SUN | Renewable | 2.1 | 0 | 1 | 0
Operable | 57474 | Bed Bath & Beyond |  | 58095 | Harmon DC Totowa NJ | NJ | Restructured | Passaic | TONJ | Solar Photovoltaic | PV |  | S | X | X |  |  | 1.5 |  | 1.5 | 1.5 |  | N |  |  | OP | X | 1 | 2012 | 2012 |  |  | N | IPP Non-CHP | IPP | IPP | 2 | X | SUN | Renewable | 1.5 | 0 | 1 | 0
Operable | 57474 | Bed Bath & Beyond |  | 58096 | Bed Bath & Beyond DC Port Reading NJ | NJ | Restructured | Middlesex | PTNJ | Solar Photovoltaic | PV |  | S | X | X |  |  | 1.8 |  | 1.8 | 1.8 |  | N |  |  | OP | X | 12 | 2011 | 2011 |  |  | N | Commercial Non-CHP | Customer Sited | Other | 4 | X | SUN | Renewable | 1.8 | 0 | 1 | 0
Operable | 58785 | Beebe 1B Renewable Energy, LLC |  | 58908 | Beebe 1B | MI | Vertical | Gratiot | 1 | Onshore Wind Turbine | WT |  | S | X | X | CONS.EXGNBB1B | CONS.EXGNBB1B | 50.4 |  | 50.4 | 50.4 | 0.1 | N |  |  | OP | X | 12 | 2014 | 2014 |  |  | N | IPP Non-CHP | IPP | IPP | 2 | X | WND | Renewable | 50.4 | 0 | 1 | 0
Operable | 57397 | Beebe Renewable Energy, LLC |  | 58020 | Beebe 1A | MI | Vertical | Gratiot | 1 | Onshore Wind Turbine | WT |  | S | X | X | CONS.EXGNBB1 | CONS.EXGNBB1 | 81.6 |  | 81.6 | 81.6 | 0.9 | N |  |  | OP | X | 12 | 2012 | 2012 |  |  | N | IPP Non-CHP | IPP | IPP | 2 | X | WND | Renewable | 81.6 | 0 | 1 | 0
Operable | 60922 | Belchertown Renewables, LLC |  | 61295 | Belchertown Renewables Community Solar | MA | Restructured | Hampshire | 2675 | Solar Photovoltaic | PV |  | S | X | X |  |  | 4 |  | 4 | 3.2 |  | N |  |  | OP | X | 3 | 2018 | 2018 |  |  | N | IPP Non-CHP | IPP | IPP | 2 | X | SUN | Renewable | 4 | 0 | 1 | 0
Operable | 61927 | Bell Bay Solar Farm |  | 62395 | Bell Bay Solar Farm | SC | Vertical | Horry | 1 | Solar Photovoltaic | PV |  | S | X | X |  |  | 1.6 |  | 1.6 | 1.6 |  | N |  |  | OP | X | 3 | 2018 | 2018 |  |  | N | Electric Utility | Utility | Cooperative | 1 | X | SUN | Renewable | 1.6 | 0 | 1 | 0
Operable | 64844 | Bell Ridge Solar, LLC |  | 65519 | Bell Ridge Solar | FL | Vertical | Gilchrist | BRS | Solar Photovoltaic | PV |  | S | X | X |  |  | 74.5 | 0.95 | 74.5 | 74.5 |  | N |  |  | OP | X | 9 | 2023 | 2023 |  |  | N | IPP Non-CHP | IPP | IPP | 2 | X | SUN | Renewable | 74.5 | 0 | 1 | 0
Operable | 641 | Bellingham Power Generation LLC |  | 55211 | ANP Bellingham Energy Project | MA | Restructured | Norfolk | U1 | Natural Gas Fired Combined Cycle | CS |  | S | N | N | .z.semass | .z.semass | 289 | 0.85 | 262.2 | 294.9 | 150 | N |  |  | OP | X | 11 | 2002 | 2002 |  |  | N | IPP Non-CHP | IPP | IPP | 2 | X | NG | Non-Renewable | 0 | 289 | 0 | 1
Operable | 641 | Bellingham Power Generation LLC |  | 55211 | ANP Bellingham Energy Project | MA | Restructured | Norfolk | U2 | Natural Gas Fired Combined Cycle | CS |  | S | N | N | .z.semass | .z.semass | 289 | 0.85 | 262 | 301 | 150 | N |  |  | OP | X | 12 | 2002 | 2002 |  |  | N | IPP Non-CHP | IPP | IPP | 2 | X | NG | Non-Renewable | 0 | 289 | 0 | 1
Operable | 65990 | Belmar Gateway Solar LLC |  | 67086 | Spano Solar - Belmar Wall | NJ | Restructured | Monmouth | P6132 | Solar Photovoltaic | PV |  | S | X | X |  |  | 1.8 |  | 1.8 | 1.8 |  | N |  |  | OP | X | 11 | 2022 | 2022 |  |  | N | IPP Non-CHP | IPP | IPP | 2 | X | SUN | Renewable | 1.8 | 0 | 1 | 0
Operable | 61967 | Beloit Memorial Hospital |  | 62117 | Beloit Memorial Hospital Power Plant | WI | Vertical | Rock | GEN-1 | Natural Gas Internal Combustion Engine | IC |  | S | X | X |  |  | 1.5 | 0.8 | 1.5 | 1.5 | 0.8 | N |  |  | OP | X | 6 | 2000 | 2000 |  |  | Y | Commercial CHP | Customer Sited | Other | 5 | T | NG | Non-Renewable | 0 | 1.5 | 0 | 1 | DFO
Operable | 61967 | Beloit Memorial Hospital |  | 62117 | Beloit Memorial Hospital Power Plant | WI | Vertical | Rock | GEN-2 | Natural Gas Internal Combustion Engine | IC |  | S | X | X |  |  | 1.5 | 0.8 | 1.5 | 1.5 | 0.8 | N |  |  | OP | X | 6 | 2000 | 2000 |  |  | Y | Commercial CHP | Customer Sited | Other | 5 | T | NG | Non-Renewable | 0 | 1.5 | 0 | 1 | DFO
Operable | 55890 | Bennett Creek Windfarm LLC |  | 56637 | Bennett Creek Windfarm LLC - Mountain Home | ID | Vertical | Elmore | 1 | Onshore Wind Turbine | WT |  | S | X | X |  |  | 21 |  | 21 | 21 | 0.1 | N |  |  | OP | X | 7 | 2008 | 2008 |  |  | N | IPP Non-CHP | IPP | IPP | 2 | X | WND | Renewable | 21 | 0 | 1 | 0
Operable | 59861 | Benson Creek |  | 59491 | Benson Creek Windfarm (Burnt River) | OR | Vertical | Baker | BCW | Onshore Wind Turbine | WT |  | S | X | X |  |  | 10 |  | 10 | 10 | 0.1 | N |  |  | OP | X | 3 | 2017 | 2017 |  |  | N | IPP Non-CHP | IPP | IPP | 2 | X | WND | Renewable | 10 | 0 | 1 | 0
Operable | 65385 | Bergen Generating Station |  | 2398 | Bergen Generating Station | NJ | Restructured | Bergen | 1101 | Natural Gas Fired Combined Cycle | CT | CC1 | S | X | N | 50397 | BERGEN 18 KV | 112.5 | 0.9 | 110 | 110 | 92 | N |  |  | OP | X | 6 | 1995 | Pre-2000 |  |  | N | IPP Non-CHP | IPP | IPP | 2 | X | NG | Non-Renewable | 0 | 112.5 | 0 | 1 | KER
Operable | 65385 | Bergen Generating Station |  | 2398 | Bergen Generating Station | NJ | Restructured | Bergen | 1201 | Natural Gas Fired Combined Cycle | CT | CC1 | S | X | N | 50398 | BERGEN 18 KV | 112.5 | 0.9 | 110 | 110 | 92 | N |  |  | OP | X | 6 | 1995 | Pre-2000 |  |  | N | IPP Non-CHP | IPP | IPP | 2 | X | NG | Non-Renewable | 0 | 112.5 | 0 | 1 | KER
Operable | 65385 | Bergen Generating Station |  | 2398 | Bergen Generating Station | NJ | Restructured | Bergen | 1301 | Natural Gas Fired Combined Cycle | CT | CC1 | S | X | N | 50399 | BERGEN 18 KV | 112.5 | 0.9 | 115 | 115 | 92 | N |  |  | OP | X | 6 | 1995 | Pre-2000 |  |  | N | IPP Non-CHP | IPP | IPP | 2 | X | NG | Non-Renewable | 0 | 112.5 | 0 | 1 | KER
Operable | 65385 | Bergen Generating Station |  | 2398 | Bergen Generating Station | NJ | Restructured | Bergen | 1401 | Natural Gas Fired Combined Cycle | CT | CC1 | S | X | N | 50400 | BERGEN 18 KV | 112.5 | 0.9 | 115 | 115 | 92 | N |  |  | OP | X | 6 | 1995 | Pre-2000 |  |  | N | IPP Non-CHP | IPP | IPP | 2 | X | NG | Non-Renewable | 0 | 112.5 | 0 | 1 | KER
Operable | 65385 | Bergen Generating Station |  | 2398 | Bergen Generating Station | NJ | Restructured | Bergen | 1501 | Natural Gas Fired Combined Cycle | CA | CC1 | S | N | X | 50401 | BERGEN 18 KV | 325.2 | 0.85 | 204 | 204 | 92 | N |  |  | OP | X | 5 | 1959 | Pre-2000 |  |  | N | IPP Non-CHP | IPP | IPP | 2 | X | NG | Non-Renewable | 0 | 325.2 | 0 | 1 | KER
Operable | 65385 | Bergen Generating Station |  | 2398 | Bergen Generating Station | NJ | Restructured | Bergen | 2101 | Natural Gas Fired Combined Cycle | CT | CC1 | S | X | N | 5021666 | BERGEN 18 KV | 183.6 | 0.85 | 178.5 | 178.5 | 127 | N |  |  | OP | X | 6 | 2002 | 2002 |  |  | N | IPP Non-CHP | IPP | IPP | 2 | X | NG | Non-Renewable | 0 | 183.6 | 0 | 1 | KER
Operable | 65385 | Bergen Generating Station |  | 2398 | Bergen Generating Station | NJ | Restructured | Bergen | 2201 | Natural Gas Fired Combined Cycle | CT | CC1 | S | X | N | 5021667 | BERGEN 18 KV | 183.6 | 0.85 | 174 | 174 | 127 | N |  |  | OP | X | 6 | 2002 | 2002 |  |  | N | IPP Non-CHP | IPP | IPP | 2 | X | NG | Non-Renewable | 0 | 183.6 | 0 | 1 | KER
Operable | 65385 | Bergen Generating Station |  | 2398 | Bergen Generating Station | NJ | Restructured | Bergen | 2301 | Natural Gas Fired Combined Cycle | CA | CC1 | S | Y | X | 5021665 | BERGEN 18 KV | 258.4 | 0.85 | 238.5 | 238.5 | 127 | N |  |  | OP | X | 6 | 2002 | 2002 |  |  | N | IPP Non-CHP | IPP | IPP | 2 | X | NG | Non-Renewable | 0 | 258.4 | 0 | 1 | KER
Operable | 61261 | Berkeley Cogeneration Facility |  | 50849 | PE Berkeley | CA | Vertical | Alameda | GEN1 | Natural Gas Fired Combined Cycle | CT | CC1 | W | X | Y |  |  | 23 | 0.85 | 22 | 23 | 18 | N |  |  | OP | X | 6 | 1987 | Pre-2000 |  |  | Y | Commercial CHP | Customer Sited | Other | 5 | T | NG | Non-Renewable | 0 | 23 | 0 | 1
Operable | 61261 | Berkeley Cogeneration Facility |  | 50849 | PE Berkeley | CA | Vertical | Alameda | GEN2 | Natural Gas Fired Combined Cycle | CA | CC1 | W | Y | X |  |  | 5.5 | 0.85 | 2 | 4 | 1 | N |  |  | OP | X | 6 | 1987 | Pre-2000 |  |  | Y | Commercial CHP | Customer Sited | Other | 5 | B | NG | Non-Renewable | 0 | 5.5 | 0 | 1
Operable | 1616 | Berkshire Power Co LLC |  | 55041 | Berkshire Power | MA | Restructured | Hampden | GEN2 | Natural Gas Fired Combined Cycle | CS |  | S | N | N | UN.BERK_PWR21 BERK(1086) | UN.BERK_PWR21 BERK(1086) | 289 | 0.85 | 229.3 | 246.3 | 150 | N |  |  | OP | X | 9 | 1999 | Pre-2000 |  |  | N | IPP Non-CHP | IPP | IPP | 2 | X | NG | Non-Renewable | 0 | 289 | 0 | 1
Operable | 57430 | Berlin Station, LLC |  | 58054 | Burgess BioPower | NH | Restructured | Coos | ST01 | Wood/Wood Waste Biomass | ST |  | S | X | X | NH | NH | 75 | 0.95 | 67.5 | 67.5 | 52 | N |  |  | OP | X | 11 | 2013 | 2013 |  |  | N | IPP Non-CHP | IPP | IPP | 2 | X | WDS | Renewable | 75 | 0 | 1 | 0
Operable | 64455 | Bernard Creek Solar, LLC |  | 65034 | Bernard Creek Solar | TX | Restructured | Wharton | CSBS1 | Solar Photovoltaic | PV |  | S | X | X |  |  | 230 | 0.95 | 230 | 230 |  | N |  |  | OP | X | 12 | 2023 | 2023 |  |  | N | IPP Non-CHP | IPP | IPP | 2 | X | SUN | Renewable | 230 | 0 | 1 | 0
Operable | 60532 | Bernhardt Furniture Company |  | 60881 | Bernhardt Furniture Solar Farm | NC | Vertical | Caldwell | BERN4 | Solar Photovoltaic | PV |  | S | X | X |  |  | 1.1 |  | 1 | 0.8 |  | N |  |  | OP | X | 12 | 2015 | 2015 |  |  | N | IPP Non-CHP | IPP | IPP | 2 | X | SUN | Renewable | 1.1 | 0 | 1 | 0
Operable | 1569 | Berry Petroleum Co |  | 50170 | Berry Cogen | CA | Vertical | Kern | GEN1 | Natural Gas Fired Combustion Turbine | GT |  | S | X | X | ZP26 | ZP26 | 38.7 | 0.85 | 35 | 37.5 | 33.5 | N |  |  | OP | X | 12 | 1986 | Pre-2000 |  |  | Y | Industrial CHP | Customer Sited | Other | 7 | T | NG | Non-Renewable | 0 | 38.7 | 0 | 1
Operable | 1569 | Berry Petroleum Co |  | 50622 | Berry Cogen Tanne Hills 18 | CA | Vertical | Kern | GEN1 | Natural Gas Fired Combustion Turbine | GT |  | S | X | X | ZP26 | ZP26 | 9 | 0.8 | 8 | 8.9 | 4.5 | N |  |  | OP | X | 12 | 1986 | Pre-2000 |  |  | Y | Industrial CHP | Customer Sited | Other | 7 | T | NG | Non-Renewable | 0 | 9 | 0 | 1
Operable | 1569 | Berry Petroleum Co |  | 50622 | Berry Cogen Tanne Hills 18 | CA | Vertical | Kern | GEN2 | Natural Gas Fired Combustion Turbine | GT |  | S | X | X | ZP26 | Zp26 | 9 | 0.8 | 8 | 8.9 | 4.5 | N |  |  | OP | X | 12 | 1986 | Pre-2000 |  |  | Y | Industrial CHP | Customer Sited | Other | 7 | T | NG | Non-Renewable | 0 | 9 | 0 | 1
Operable | 1569 | Berry Petroleum Co |  | 62176 | Berry NMW Cogens | CA | Vertical | Kern | 21Z | Natural Gas Fired Combustion Turbine | GT |  | S | X | X | ZP26 | ZP26 | 5.7 | 0.8 | 5 | 5.2 | 2.5 | N |  |  | OP | X | 11 | 2017 | 2017 |  |  | Y | Industrial CHP | Customer Sited | Other | 7 | T | NG | Non-Renewable | 0 | 5.7 | 0 | 1
Operable | 1569 | Berry Petroleum Co |  | 62176 | Berry NMW Cogens | CA | Vertical | Kern | PF | Natural Gas Fired Combustion Turbine | GT |  | S | X | X |  |  | 5.7 | 0.8 | 5 | 5.2 | 2.5 | N |  |  | OP | X | 11 | 2017 | 2017 |  |  | Y | Industrial CHP | Customer Sited | Other | 7 | T | NG | Non-Renewable | 0 | 5.7 | 0 | 1
Operable | 65980 | BESSP1, LLC. |  | 67077 | BESSP1, LLC. | TX | Restructured | Lubbock | S-1 | Solar Photovoltaic | PV |  | S | X | X |  |  | 4.4 |  | 4.4 | 4.4 |  | N |  |  | OP | X | 11 | 2023 | 2023 |  |  | N | IPP Non-CHP | IPP | IPP | 2 | X | SUN | Renewable | 4.4 | 0 | 1 | 0
Operable | 61256 | Betcher CSG LLC |  | 61671 | Betcher Community Solar Garden | MN | Vertical | Goodhue | BETCH | Solar Photovoltaic | PV |  | S | X | X |  |  | 1 |  | 1 | 1 |  | N |  |  | OP | X | 8 | 2018 | 2018 |  |  | N | IPP Non-CHP | IPP | IPP | 2 | X | SUN | Renewable | 1 | 0 | 1 | 0
Operable | 65723 | Beulah Solar, LLC |  | 66709 | Beulah Solar | SC | Vertical | Saluda | BEULA | Solar Photovoltaic | PV |  | S | X | X |  |  | 74.9 |  | 74.9 | 74.9 |  | N |  |  | OP | X | 5 | 2022 | 2022 |  |  | N | IPP Non-CHP | IPP | IPP | 2 | X | SUN | Renewable | 74.9 | 0 | 1 | 0
Operable | 59223 | BFI Waste Systems of GA, LLC |  | 59459 | Hickory Ridge Landfill Solar Project | GA | Vertical | DeKalb | 5088 | Solar Photovoltaic | PV |  | S | X | X |  |  | 0.6 |  | 0.6 | 0.6 |  | N |  |  | OP | X | 9 | 2011 | 2011 |  |  | N | IPP Non-CHP | IPP | IPP | 2 | X | SUN | Renewable | 0.6 | 0 | 1 | 0
Operable | 59359 | BHE Renewables, LLC |  | 58694 | Walnut Ridge Wind Farm | IL | Restructured | Bureau | 1 | Onshore Wind Turbine | WT |  | S | X | X |  |  | 212 |  | 212 | 212 | 1 | N |  |  | OP | X | 12 | 2018 | 2018 |  |  | N | IPP Non-CHP | IPP | IPP | 2 | X | WND | Renewable | 212 | 0 | 1 | 0
Operable | 59359 | BHE Renewables, LLC |  | 58695 | Grande Prairie Wind Farm | NE | Vertical | Holt | 1 | Onshore Wind Turbine | WT |  | S | X | X |  |  | 400 |  | 400 | 400 | 1 | N |  |  | OP | X | 12 | 2016 | 2016 |  |  | N | IPP Non-CHP | IPP | IPP | 2 | X | WND | Renewable | 400 | 0 | 1 | 0
Operable | 59359 | BHE Renewables, LLC |  | 59005 | Mariah del Norte | TX | Restructured | Parmer | 2025-03-01 | Onshore Wind Turbine | WT |  | S | X | X | MARIAH_ALL | MARIAH_ALL | 230.4 |  | 230.4 | 230.4 | 1 | N |  |  | OP | X | 11 | 2016 | 2016 |  |  | N | IPP Non-CHP | IPP | IPP | 2 | X | WND | Renewable | 230.4 | 0 | 1 | 0
Operable | 59359 | BHE Renewables, LLC |  | 59084 | Marshall Wind Farm | KS | Vertical | Marshall | RPMA | Onshore Wind Turbine | WT |  | S | X | X |  |  | 73.8 |  | 72 | 72 | 1 | N |  |  | OP | X | 5 | 2016 | 2016 |  |  | N | IPP Non-CHP | IPP | IPP | 2 | X | WND | Renewable | 73.8 | 0 | 1 | 0
Operable | 59359 | BHE Renewables, LLC |  | 59206 | Alamo 6 | TX | Restructured | Pecos | OCIA6 | Solar Photovoltaic | PV |  | S | X | X |  |  | 105 |  | 116 | 116 |  | N |  |  | OP | X | 3 | 2017 | 2017 |  |  | N | IPP Non-CHP | IPP | IPP | 2 | X | SUN | Renewable | 105 | 0 | 1 | 0
Operable | 59359 | BHE Renewables, LLC |  | 60682 | Pearl Solar | TX | Restructured | Pecos | PEARL | Solar Photovoltaic | PV |  | S | X | X |  |  | 50 |  | 50 | 50 |  | N |  |  | OP | X | 10 | 2017 | 2017 |  |  | N | IPP Non-CHP | IPP | IPP | 2 | X | SUN | Renewable | 50 | 0 | 1 | 0
Operable | 59359 | BHE Renewables, LLC |  | 60987 | Santa Rita Wind Energy | TX | Restructured | Reagan | GEN1 | Onshore Wind Turbine | WT |  | S | X | X |  |  | 300 |  | 300 | 300 | 0 | N |  |  | OP | X | 4 | 2018 | 2018 |  |  | N | IPP Non-CHP | IPP | IPP | 2 | X | WND | Renewable | 300 | 0 | 1 | 0
Operable | 59359 | BHE Renewables, LLC |  | 61212 | Flat Top Wind I | TX | Restructured | Mills | FTWI | Onshore Wind Turbine | WT |  | S | X | X |  |  | 200 |  | 200 | 200 | 0 | N |  |  | OP | X | 1 | 2018 | 2018 |  |  | N | IPP Non-CHP | IPP | IPP | 2 | X | WND | Renewable | 200 | 0 | 1 | 0
Operable | 15300 | BHER Power Resources, Inc |  | 52176 | C R Wing Cogen Plant | TX | Restructured | Howard | GEN1 | Natural Gas Fired Combined Cycle | CT | CC1 | S | X | N | FLCNS_CC1 |  | 77.5 | 0.85 | 71 | 71 | 45 | N |  |  | OP | X | 7 | 1987 | Pre-2000 |  |  | Y | IPP CHP | IPP | IPP | 3 | T | NG | Non-Renewable | 0 | 77.5 | 0 | 1
Operable | 15300 | BHER Power Resources, Inc |  | 52176 | C R Wing Cogen Plant | TX | Restructured | Howard | GEN2 | Natural Gas Fired Combined Cycle | CT | CC1 | S | X | N | FLCNS-CC1 |  | 77.5 | 0.85 | 71 | 71 | 45 | N |  |  | OP | X | 7 | 1987 | Pre-2000 |  |  | Y | IPP CHP | IPP | IPP | 3 | T | NG | Non-Renewable | 0 | 77.5 | 0 | 1
Operable | 15300 | BHER Power Resources, Inc |  | 52176 | C R Wing Cogen Plant | TX | Restructured | Howard | GEN3 | Natural Gas Fired Combined Cycle | CA | CC1 | S | Y | X | FLCNS-CC1 |  | 75 | 0.85 | 70 | 70 | 40 | N |  |  | OP | X | 4 | 1988 | Pre-2000 |  |  | Y | IPP CHP | IPP | IPP | 3 | B | NG | Non-Renewable | 0 | 75 | 0 | 1
Operable | 60416 | BIF III Holtwood LLC |  | 3145 | Holtwood | PA | Restructured | Lancaster | HW1 | Conventional Hydroelectric | HY |  | S | X | X | 50593 | 50593 | 10.4 | 1 | 10 | 10 | 3 | N |  |  | OP | X | 10 | 1910 | Pre-2000 |  |  | N | IPP Non-CHP | IPP | IPP | 2 | X | WAT | Renewable | 10.4 | 0 | 1 | 0
Operable | 60416 | BIF III Holtwood LLC |  | 3145 | Holtwood | PA | Restructured | Lancaster | HW10 | Conventional Hydroelectric | HY |  | S | X | X | 50592 | 50592 | 12 | 1 | 13.2 | 13.2 | 4 | N |  |  | OP | X | 3 | 1924 | Pre-2000 |  |  | N | IPP Non-CHP | IPP | IPP | 2 | X | WAT | Renewable | 12 | 0 | 1 | 0
Operable | 60416 | BIF III Holtwood LLC |  | 3145 | Holtwood | PA | Restructured | Lancaster | HW11 | Conventional Hydroelectric | HY |  | S | X | X | 123901489 | 123901489 | 1.4 | 1 | 1.2 | 1.2 | 1 | N |  |  | OP | X | 6 | 2011 | 2011 |  |  | N | IPP Non-CHP | IPP | IPP | 2 | X | WAT | Renewable | 1.4 | 0 | 1 | 0
Operable | 60416 | BIF III Holtwood LLC |  | 3145 | Holtwood | PA | Restructured | Lancaster | HW13 | Conventional Hydroelectric | HY |  | S | X | X | 123901487 | 123901487 | 1.4 | 1 | 1.2 | 1.2 | 1 | N |  |  | OP | X | 6 | 2011 | 2011 |  |  | N | IPP Non-CHP | IPP | IPP | 2 | X | WAT | Renewable | 1.4 | 0 | 1 | 0
Operable | 60416 | BIF III Holtwood LLC |  | 3145 | Holtwood | PA | Restructured | Lancaster | HW18 | Conventional Hydroelectric | HY |  | S | X | X | 123901483 | 123901483 | 66 | 1 | 64.6 | 64.6 | 25 | N |  |  | OP | X | 11 | 2013 | 2013 |  |  | N | IPP Non-CHP | IPP | IPP | 2 | X | WAT | Renewable | 66 | 0 | 1 | 0
Operable | 60416 | BIF III Holtwood LLC |  | 3145 | Holtwood | PA | Restructured | Lancaster | HW19 | Conventional Hydroelectric | HY |  | S | X | X | 123901485 | 123901485 | 66 | 1 | 64.6 | 64.6 | 25 | N |  |  | OP | X | 11 | 2013 | 2013 |  |  | N | IPP Non-CHP | IPP | IPP | 2 | X | WAT | Renewable | 66 | 0 | 1 | 0
Operable | 60416 | BIF III Holtwood LLC |  | 3145 | Holtwood | PA | Restructured | Lancaster | HW2 | Conventional Hydroelectric | HY |  | S | X | X | 50594 | 50594 | 10.4 | 1 | 11.7 | 11.7 | 4 | N |  |  | OP | X | 2 | 1911 | Pre-2000 |  |  | N | IPP Non-CHP | IPP | IPP | 2 | X | WAT | Renewable | 10.4 | 0 | 1 | 0
Operable | 60416 | BIF III Holtwood LLC |  | 3145 | Holtwood | PA | Restructured | Lancaster | HW3 | Conventional Hydroelectric | HY |  | S | X | X | 50595 | 50595 | 13.5 | 1 | 12.7 | 12.7 | 4 | N |  |  | OP | X | 2 | 1911 | Pre-2000 |  |  | N | IPP Non-CHP | IPP | IPP | 2 | X | WAT | Renewable | 13.5 | 0 | 1 | 0
Operable | 60416 | BIF III Holtwood LLC |  | 3145 | Holtwood | PA | Restructured | Lancaster | HW4 | Conventional Hydroelectric | HY |  | S | X | X | 50596 | 50596 | 10.4 | 1 | 11.2 | 11.2 | 7 | N |  |  | OP | X | 5 | 1911 | Pre-2000 |  |  | N | IPP Non-CHP | IPP | IPP | 2 | X | WAT | Renewable | 10.4 | 0 | 1 | 0
Operable | 60416 | BIF III Holtwood LLC |  | 3145 | Holtwood | PA | Restructured | Lancaster | HW5 | Conventional Hydroelectric | HY |  | S | X | X | 50597 | 50597 | 10.4 | 1 | 12.1 | 12.1 | 7 | N |  |  | OP | X | 7 | 1911 | Pre-2000 |  |  | N | IPP Non-CHP | IPP | IPP | 2 | X | WAT | Renewable | 10.4 | 0 | 1 | 0
Operable | 60416 | BIF III Holtwood LLC |  | 3145 | Holtwood | PA | Restructured | Lancaster | HW6 | Conventional Hydroelectric | HY |  | S | X | X | 50588 | 50588 | 10.4 | 1 | 12.5 | 12.5 | 4 | N |  |  | OP | X | 12 | 1911 | Pre-2000 |  |  | N | IPP Non-CHP | IPP | IPP | 2 | X | WAT | Renewable | 10.4 | 0 | 1 | 0
Operable | 60416 | BIF III Holtwood LLC |  | 3145 | Holtwood | PA | Restructured | Lancaster | HW7 | Conventional Hydroelectric | HY |  | S | X | X | 50589 | 50589 | 10.4 | 1 | 10.3 | 10.3 | 7 | N |  |  | OP | X | 10 | 1913 | Pre-2000 |  |  | N | IPP Non-CHP | IPP | IPP | 2 | X | WAT | Renewable | 10.4 | 0 | 1 | 0
Operable | 60416 | BIF III Holtwood LLC |  | 3145 | Holtwood | PA | Restructured | Lancaster | HW8 | Conventional Hydroelectric | HY |  | S | X | X | 50590 | 50590 | 11.4 | 1 | 10.5 | 10.5 | 4 | N |  |  | OP | X | 12 | 1914 | Pre-2000 |  |  | N | IPP Non-CHP | IPP | IPP | 2 | X | WAT | Renewable | 11.4 | 0 | 1 | 0
Operable | 60416 | BIF III Holtwood LLC |  | 3145 | Holtwood | PA | Restructured | Lancaster | HW9 | Conventional Hydroelectric | HY |  | S | X | X | 50591 | 50591 | 13.2 | 1 | 13.2 | 13.2 | 4 | N |  |  | OP | X | 2 | 1914 | Pre-2000 |  |  | N | IPP Non-CHP | IPP | IPP | 2 | X | WAT | Renewable | 13.2 | 0 | 1 | 0
Operable | 64424 | Big Beau Solar, LLC |  | 64993 | BigBeau Solar, LLC | CA | Vertical | Kern | BB1BA | Batteries | BA |  | S | X | X |  |  | 22 |  | 22 | 22 |  | N |  |  | OP | X | 12 | 2022 | 2022 |  |  | N | IPP Non-CHP | IPP | IPP | 2 | X | MWH | Other | 0 | 0 | 0 | 0
Operable | 64424 | Big Beau Solar, LLC |  | 64993 | BigBeau Solar, LLC | CA | Vertical | Kern | BB1PV | Solar Photovoltaic | PV |  | S | X | X |  |  | 70 |  | 70 | 70 |  | N |  |  | OP | X | 2 | 2022 | 2022 |  |  | N | IPP Non-CHP | IPP | IPP | 2 | X | SUN | Renewable | 70 | 0 | 1 | 0
Operable | 64424 | Big Beau Solar, LLC |  | 64993 | BigBeau Solar, LLC | CA | Vertical | Kern | BB2BA | Batteries | BA |  | S | X | X |  |  | 18 |  | 18 | 18 |  | N |  |  | OP | X | 12 | 2022 | 2022 |  |  | N | IPP Non-CHP | IPP | IPP | 2 | X | MWH | Other | 0 | 0 | 0 | 0
Operable | 64424 | Big Beau Solar, LLC |  | 64993 | BigBeau Solar, LLC | CA | Vertical | Kern | BB2PV | Solar Photovoltaic | PV |  | S | X | X |  |  | 58 |  | 58 | 58 |  | N |  |  | OP | X | 2 | 2022 | 2022 |  |  | N | IPP Non-CHP | IPP | IPP | 2 | X | SUN | Renewable | 58 | 0 | 1 | 0
Operable | 58150 | Big Blue Wind Farm LLC (MN) |  | 57289 | Big Blue | MN | Vertical | Faribault | BBWP | Onshore Wind Turbine | WT |  | S | X | X |  | 161 kV Winnebago-WinnCo Line | 36 |  | 36 | 36 | 0.1 | N |  |  | OP | X | 12 | 2012 | 2012 |  |  | N | IPP Non-CHP | IPP | IPP | 2 | X | WND | Renewable | 36 | 0 | 1 | 0
Operable | 1678 | Big Creek Water Works Ltd |  | 10282 | Big Creek Water Works | CA | Vertical | Trinity | BCHY | Conventional Hydroelectric | HY |  | S | X | X |  |  | 5 | 0.95 | 4.8 | 4.6 | 0.2 | N |  |  | OP | X | 1 | 1987 | Pre-2000 |  |  | N | Commercial Non-CHP | Customer Sited | Other | 4 | X | WAT | Renewable | 5 | 0 | 1 | 0
Operable | 64788 | Big Cypress Solar, LLC |  | 65483 | Big Cypress Solar, LLC | AR | Vertical | Crittenden | BIGC1 | Solar Photovoltaic | PV |  | S | X | X |  |  | 180 | 0.95 | 180 | 180 |  | N |  |  | OP | X | 12 | 2023 | 2023 |  |  | N | IPP Non-CHP | IPP | IPP | 2 | X | SUN | Renewable | 180 | 0 | 1 | 0
Operable | 60489 | Big Lake Holdco LLC |  | 60836 | Big Lake Holdco Solar CSG | MN | Vertical | Sherburne | BLAKE | Solar Photovoltaic | PV |  | S | X | X |  |  | 5 |  | 5 | 5 |  | N |  |  | OP | X | 9 | 2017 | 2017 |  |  | N | IPP Non-CHP | IPP | IPP | 2 | X | SUN | Renewable | 5 | 0 | 1 | 0
Operable | 60328 | Big Level Wind LLC |  | 60551 | Big Level Wind | PA | Restructured | Potter | BLW01 | Onshore Wind Turbine | WT |  | S | X | X |  |  | 90 |  | 90 | 90 | 90 | N |  |  | OP | X | 12 | 2019 | 2019 |  |  | N | IPP Non-CHP | IPP | IPP | 2 | X | WND | Renewable | 90 | 0 | 1 | 0
Operable | 64249 | Big River Solar, LLC |  | 64637 | Big River Solar | IL | Restructured | White | BRS | Solar Photovoltaic | PV |  | S | X | X |  |  | 149 | 0.95 | 149 | 149 |  | N |  |  | OP | X | 8 | 2022 | 2022 |  |  | N | IPP Non-CHP | IPP | IPP | 2 | X | SUN | Renewable | 149 | 0 | 1 | 0
Operable | 1692 | Big Rivers Electric Corp |  | 1383 | Robert A Reid | KY | Vertical | Webster | GEN2 | Natural Gas Fired Combustion Turbine | GT |  | S | X | X | BREC.REIDCT | BREC.REIDCT | 98.8 | 0.9 | 58 | 65 | 20 | N |  |  | OP | X | 3 | 1976 | Pre-2000 |  |  | N | Electric Utility | Utility | Cooperative | 1 | X | NG | Non-Renewable | 0 | 98.8 | 0 | 1 | DFO
Operable | 1692 | Big Rivers Electric Corp |  | 6639 | R D Green | KY | Vertical | Webster | 1 | Conventional Steam Coal | ST |  | S | X | X | BREC.GREEN1 | BREC.GREEN1 | 293 | 0.9 | 231 | 231 | 105 | N |  |  | OP | X | 12 | 1979 | Pre-2000 |  |  | N | Electric Utility | Utility | Cooperative | 1 | X | BIT | Non-Renewable | 0 | 293 | 0 | 1 | NG | PC | DFO
Operable | 1692 | Big Rivers Electric Corp |  | 6639 | R D Green | KY | Vertical | Webster | 2 | Natural Gas Steam Turbine | ST |  | S | X | X | BREC.GREEN2 | BREC.GREEN2 | 293 | 0.9 | 223 | 223 | 110 | N |  |  | OP | X | 1 | 1981 | Pre-2000 |  |  | N | Electric Utility | Utility | Cooperative | 1 | X | NG | Non-Renewable | 0 | 293 | 0 | 1 | BIT | PC | DFO
Operable | 1692 | Big Rivers Electric Corp |  | 6823 | D B Wilson | KY | Vertical | Ohio | 1 | Conventional Steam Coal | ST |  | S | X | X | BREC.WILSON1 | BREC.WILSON1 | 509.4 | 0.9 | 417 | 417 | 300 | N |  |  | OP | X | 9 | 1984 | Pre-2000 |  |  | N | Electric Utility | Utility | Cooperative | 1 | X | BIT | Non-Renewable | 0 | 509.4 | 0 | 1 | DFO | PC
Operable | 64499 | Big Sky Wind LLC |  | 57135 | Big Sky Wind LLC | IL | Restructured | Bureau | 1 | Onshore Wind Turbine | WT |  | W | X | X |  |  | 239.4 |  | 239.4 | 239.4 | 1 | N |  |  | OP | X | 2 | 2011 | 2011 |  |  | N | IPP Non-CHP | IPP | IPP | 2 | X | WND | Renewable | 239.4 | 0 | 1 | 0
Operable | 56497 | Big Valley Power (BVP) LLC |  | 10288 | Big Valley Power LLC | CA | Vertical | Lassen | IS27 | Wood/Wood Waste Biomass | ST |  | S | X | X |  |  | 9.3 | 0.9 | 8.7 | 8.7 | 8.7 | N |  |  | OS | X | 8 | 1983 | Pre-2000 |  |  | N | Industrial Non-CHP | Customer Sited | Other | 6 | X | WDS | Renewable | 9.3 | 0 | 1 | 0
Operable | 63208 | Bighorn Solar, LLC |  | 63467 | Bighorn Solar | OR | Vertical | Marion | PGR16 | Solar Photovoltaic | PV |  | S | X | X |  |  | 2.2 |  | 2.2 | 2.2 |  | N |  |  | OP | X | 12 | 2020 | 2020 |  |  | N | IPP Non-CHP | IPP | IPP | 2 | X | SUN | Renewable | 2.2 | 0 | 1 | 0
Operable | 55867 | Billerud Escanaba LLC |  | 10208 | Escanaba Mill | MI | Vertical | Delta | NO.7 | Wood/Wood Waste Biomass | ST |  | S | X | X |  |  | 38.6 | 0.99 | 32 | 32 | 27.2 | N |  |  | OP | X | 1 | 1969 | Pre-2000 |  |  | Y | Industrial CHP | Customer Sited | Other | 7 | T | BLQ | Renewable | 38.6 | 0 | 1 | 0 | NG | WDS | TDF | BIT | RFO
Operable | 55867 | Billerud Escanaba LLC |  | 10208 | Escanaba Mill | MI | Vertical | Delta | NO.8 | Wood/Wood Waste Biomass | ST |  | S | X | X |  |  | 29.8 | 0.96 | 23 | 23 | 22.1 | N |  |  | OP | X | 1 | 1972 | Pre-2000 |  |  | Y | Industrial CHP | Customer Sited | Other | 7 | T | BLQ | Renewable | 29.8 | 0 | 1 | 0 | NG | WDS | TDF | BIT | RFO
Operable | 55867 | Billerud Escanaba LLC |  | 10208 | Escanaba Mill | MI | Vertical | Delta | NO9 | Wood/Wood Waste Biomass | ST |  | S | X | X |  |  | 54 | 0.9 | 45 | 45 | 45 | N |  |  | OP | X | 1 | 1982 | Pre-2000 |  |  | Y | Industrial CHP | Customer Sited | Other | 7 | T | BLQ | Renewable | 54 | 0 | 1 | 0 | NG | WDS | TDF | BIT | RFO
Operable | 56187 | Billerud Quinnesec Mill |  | 50251 | Billerud Quinnesec Mill | MI | Vertical | Dickinson | GEN1 | Wood/Wood Waste Biomass | ST |  | S | X | X |  |  | 28 | 0.8 | 28 | 28 | 5 | N |  |  | OP | X | 10 | 1985 | Pre-2000 |  |  | Y | Industrial CHP | Customer Sited | Other | 7 | T | BLQ | Renewable | 28 | 0 | 1 | 0 | WDS | NG | BIT
Operable | 56187 | Billerud Quinnesec Mill |  | 50251 | Billerud Quinnesec Mill | MI | Vertical | Dickinson | GEN2 | Wood/Wood Waste Biomass | ST |  | S | X | X |  |  | 28 | 0.8 | 31 | 31 | 1.6 | N |  |  | OP | X | 11 | 2011 | 2011 |  |  | N | Industrial CHP | Customer Sited | Other | 7 | X | WDS | Renewable | 28 | 0 | 1 | 0 | NG | BIT
Operable | 66104 | Billerud Wisconsin LLC |  | 10477 | Wisconsin Rapids Pulp Mill | WI | Vertical | Wood | GEN1 | Wood/Wood Waste Biomass | ST |  | S | X | X |  |  | 32 | 0.85 | 27.2 | 32 | 27.2 | N |  |  | OS | X | 9 | 1968 | Pre-2000 |  |  | Y | Industrial CHP | Customer Sited | Other | 7 | T | BLQ | Renewable | 32 | 0 | 1 | 0 | SUB | NG | WDS | OBL
Operable | 66104 | Billerud Wisconsin LLC |  | 10477 | Wisconsin Rapids Pulp Mill | WI | Vertical | Wood | GEN2 | Wood/Wood Waste Biomass | ST |  | S | X | X |  |  | 40.3 | 0.85 | 37.5 | 40.3 | 37.5 | N |  |  | OS | X | 9 | 1991 | Pre-2000 |  |  | Y | Industrial CHP | Customer Sited | Other | 7 | T | BLQ | Renewable | 40.3 | 0 | 1 | 0 | SUB | NG | WDS | OBL
Operable | 60736 | Bio Energy Washington, LLC |  | 57298 | Cedar Hills | WA | Vertical | King | 1 | Landfill Gas | IC |  | S | X | X |  |  | 0.3 | 1 | 0.3 | 0.3 | 0.1 | N |  |  | OP | X | 4 | 2009 | 2009 |  |  | N | IPP Non-CHP | IPP | IPP | 2 | X | LFG | Renewable | 0.3 | 0 | 1 | 0 | DFO
Operable | 60736 | Bio Energy Washington, LLC |  | 57298 | Cedar Hills | WA | Vertical | King | 10 | Landfill Gas | IC |  | S | X | X |  |  | 0.3 | 1 | 0.3 | 0.3 | 0.1 | N |  |  | OP | X | 4 | 2009 | 2009 |  |  | N | IPP Non-CHP | IPP | IPP | 2 | X | LFG | Renewable | 0.3 | 0 | 1 | 0 | DFO
Operable | 60736 | Bio Energy Washington, LLC |  | 57298 | Cedar Hills | WA | Vertical | King | 11 | Landfill Gas | IC |  | S | X | X |  |  | 0.3 | 1 | 0.3 | 0.3 | 0.1 | N |  |  | OP | X | 4 | 2009 | 2009 |  |  | N | IPP Non-CHP | IPP | IPP | 2 | X | LFG | Renewable | 0.3 | 0 | 1 | 0 | DFO
Operable | 60736 | Bio Energy Washington, LLC |  | 57298 | Cedar Hills | WA | Vertical | King | 12 | Landfill Gas | IC |  | S | X | X |  |  | 0.3 | 1 | 0.3 | 0.3 | 0.1 | N |  |  | OP | X | 4 | 2009 | 2009 |  |  | N | IPP Non-CHP | IPP | IPP | 2 | X | LFG | Renewable | 0.3 | 0 | 1 | 0 | DFO
Operable | 60736 | Bio Energy Washington, LLC |  | 57298 | Cedar Hills | WA | Vertical | King | 13 | Landfill Gas | IC |  | S | X | X |  |  | 0.3 | 1 | 0.3 | 0.3 | 0.1 | N |  |  | OP | X | 4 | 2009 | 2009 |  |  | N | IPP Non-CHP | IPP | IPP | 2 | X | LFG | Renewable | 0.3 | 0 | 1 | 0 | DFO
Operable | 60736 | Bio Energy Washington, LLC |  | 57298 | Cedar Hills | WA | Vertical | King | 14 | Landfill Gas | IC |  | S | X | X |  |  | 0.3 | 1 | 0.3 | 0.3 | 0.1 | N |  |  | OP | X | 4 | 2009 | 2009 |  |  | N | IPP Non-CHP | IPP | IPP | 2 | X | LFG | Renewable | 0.3 | 0 | 1 | 0 | DFO
Operable | 60736 | Bio Energy Washington, LLC |  | 57298 | Cedar Hills | WA | Vertical | King | 15 | Landfill Gas | IC |  | S | X | X |  |  | 0.3 | 1 | 0.3 | 0.3 | 0.1 | N |  |  | OP | X | 4 | 2009 | 2009 |  |  | N | IPP Non-CHP | IPP | IPP | 2 | X | LFG | Renewable | 0.3 | 0 | 1 | 0 | DFO
Operable | 60736 | Bio Energy Washington, LLC |  | 57298 | Cedar Hills | WA | Vertical | King | 16 | Landfill Gas | IC |  | S | X | X |  |  | 0.3 | 1 | 0.3 | 0.3 | 0.1 | N |  |  | OP | X | 4 | 2009 | 2009 |  |  | N | IPP Non-CHP | IPP | IPP | 2 | X | LFG | Renewable | 0.3 | 0 | 1 | 0 | DFO
Operable | 60736 | Bio Energy Washington, LLC |  | 57298 | Cedar Hills | WA | Vertical | King | 17 | Landfill Gas | IC |  | S | X | X |  |  | 0.3 | 1 | 0.3 | 0.3 | 0.1 | N |  |  | OP | X | 4 | 2009 | 2009 |  |  | N | IPP Non-CHP | IPP | IPP | 2 | X | LFG | Renewable | 0.3 | 0 | 1 | 0 | DFO
Operable | 60736 | Bio Energy Washington, LLC |  | 57298 | Cedar Hills | WA | Vertical | King | 18 | Landfill Gas | IC |  | S | X | X |  |  | 0.3 | 1 | 0.3 | 0.3 | 0.1 | N |  |  | OP | X | 4 | 2009 | 2009 |  |  | N | IPP Non-CHP | IPP | IPP | 2 | X | LFG | Renewable | 0.3 | 0 | 1 | 0 | DFO
Operable | 60736 | Bio Energy Washington, LLC |  | 57298 | Cedar Hills | WA | Vertical | King | 2 | Landfill Gas | IC |  | S | X | X |  |  | 0.3 | 1 | 0.3 | 0.3 | 0.1 | N |  |  | OP | X | 4 | 2009 | 2009 |  |  | N | IPP Non-CHP | IPP | IPP | 2 | X | LFG | Renewable | 0.3 | 0 | 1 | 0 | DFO
Operable | 60736 | Bio Energy Washington, LLC |  | 57298 | Cedar Hills | WA | Vertical | King | 3 | Landfill Gas | IC |  | S | X | X |  |  | 0.3 | 1 | 0.3 | 0.3 | 0.1 | N |  |  | OP | X | 4 | 2009 | 2009 |  |  | N | IPP Non-CHP | IPP | IPP | 2 | X | LFG | Renewable | 0.3 | 0 | 1 | 0 | DFO
Operable | 60736 | Bio Energy Washington, LLC |  | 57298 | Cedar Hills | WA | Vertical | King | 4 | Landfill Gas | IC |  | S | X | X |  |  | 0.3 | 1 | 0.3 | 0.3 | 0.1 | N |  |  | OP | X | 4 | 2009 | 2009 |  |  | N | IPP Non-CHP | IPP | IPP | 2 | X | LFG | Renewable | 0.3 | 0 | 1 | 0 | DFO
Operable | 60736 | Bio Energy Washington, LLC |  | 57298 | Cedar Hills | WA | Vertical | King | 5 | Landfill Gas | IC |  | S | X | X |  |  | 0.3 | 1 | 0.3 | 0.3 | 0.1 | N |  |  | OP | X | 4 | 2009 | 2009 |  |  | N | IPP Non-CHP | IPP | IPP | 2 | X | LFG | Renewable | 0.3 | 0 | 1 | 0 | DFO
Operable | 60736 | Bio Energy Washington, LLC |  | 57298 | Cedar Hills | WA | Vertical | King | 6 | Landfill Gas | IC |  | S | X | X |  |  | 0.3 | 1 | 0.3 | 0.3 | 0.1 | N |  |  | OP | X | 4 | 2009 | 2009 |  |  | N | IPP Non-CHP | IPP | IPP | 2 | X | LFG | Renewable | 0.3 | 0 | 1 | 0 | DFO
Operable | 60736 | Bio Energy Washington, LLC |  | 57298 | Cedar Hills | WA | Vertical | King | 7 | Landfill Gas | IC |  | S | X | X |  |  | 0.3 | 1 | 0.3 | 0.3 | 0.1 | N |  |  | OP | X | 4 | 2009 | 2009 |  |  | N | IPP Non-CHP | IPP | IPP | 2 | X | LFG | Renewable | 0.3 | 0 | 1 | 0 | DFO
Operable | 60736 | Bio Energy Washington, LLC |  | 57298 | Cedar Hills | WA | Vertical | King | 8 | Landfill Gas | IC |  | S | X | X |  |  | 0.3 | 1 | 0.3 | 0.3 | 0.1 | N |  |  | OP | X | 4 | 2009 | 2009 |  |  | N | IPP Non-CHP | IPP | IPP | 2 | X | LFG | Renewable | 0.3 | 0 | 1 | 0 | DFO
Operable | 60736 | Bio Energy Washington, LLC |  | 57298 | Cedar Hills | WA | Vertical | King | 9 | Landfill Gas | IC |  | S | X | X |  |  | 0.3 | 1 | 0.3 | 0.3 | 0.1 | N |  |  | OP | X | 4 | 2009 | 2009 |  |  | N | IPP Non-CHP | IPP | IPP | 2 | X | LFG | Renewable | 0.3 | 0 | 1 | 0 | DFO
Operable | 65170 | Bio Town Biogas, LLC |  | 59774 | BioTown Ag | IN | Vertical | White | ENG1 | Other Waste Biomass | IC |  | S | X | X |  |  | 1 | 0.8 | 1 | 1 | 0.5 | N |  |  | OP | X | 6 | 2011 | 2011 |  |  | Y | Industrial CHP | Customer Sited | Other | 7 | T | OBG | Renewable | 1 | 0 | 1 | 0
Operable | 65170 | Bio Town Biogas, LLC |  | 59774 | BioTown Ag | IN | Vertical | White | ENG2 | Other Waste Biomass | IC |  | S | X | X |  |  | 1 | 0.8 | 1 | 1 | 0.5 | N |  |  | OP | X | 6 | 2011 | 2011 |  |  | Y | Industrial CHP | Customer Sited | Other | 7 | T | OBG | Renewable | 1 | 0 | 1 | 0
Operable | 65170 | Bio Town Biogas, LLC |  | 59774 | BioTown Ag | IN | Vertical | White | ENG3 | Other Waste Biomass | IC |  | S | X | X |  |  | 1 | 0.8 | 1 | 1 | 0.5 | N |  |  | OP | X | 6 | 2011 | 2011 |  |  | Y | Industrial CHP | Customer Sited | Other | 7 | T | OBG | Renewable | 1 | 0 | 1 | 0
Operable | 65170 | Bio Town Biogas, LLC |  | 59774 | BioTown Ag | IN | Vertical | White | ENG4 | Other Waste Biomass | IC |  | S | X | X |  |  | 1 | 0.8 | 1 | 1 | 0.5 | N |  |  | OP | X | 4 | 2014 | 2014 |  |  | Y | Industrial CHP | Customer Sited | Other | 7 | T | OBG | Renewable | 1 | 0 | 1 | 0
Operable | 65170 | Bio Town Biogas, LLC |  | 59774 | BioTown Ag | IN | Vertical | White | ENG5 | Other Waste Biomass | IC |  | S | X | X |  |  | 1 | 0.8 | 1 | 1 | 0.5 | N |  |  | OP | X | 4 | 2014 | 2014 |  |  | Y | Industrial CHP | Customer Sited | Other | 7 | T | OBG | Renewable | 1 | 0 | 1 | 0
Operable | 65170 | Bio Town Biogas, LLC |  | 59774 | BioTown Ag | IN | Vertical | White | ENG6 | Other Waste Biomass | IC |  | S | X | X |  |  | 1 | 0.8 | 1 | 1 | 0.5 | N |  |  | OP | X | 4 | 2014 | 2014 |  |  | Y | Industrial CHP | Customer Sited | Other | 7 | T | OBG | Renewable | 1 | 0 | 1 | 0
Operable | 55920 | Bio-Gas Technologies LTD |  | 57249 | Renewable Energy Services of Ohio | OH | Restructured | Erie | GEN1 | Landfill Gas | IC |  | W | X | X |  |  | 1.6 | 0.9 | 1.6 | 1.6 | 1.2 | N |  |  | OP | X | 4 | 2010 | 2010 |  |  | N | IPP Non-CHP | IPP | IPP | 2 | X | LFG | Renewable | 1.6 | 0 | 1 | 0
Operable | 55920 | Bio-Gas Technologies LTD |  | 57249 | Renewable Energy Services of Ohio | OH | Restructured | Erie | GEN2 | Landfill Gas | IC |  | W | X | X |  |  | 0.8 | 0.9 | 0.8 | 0.8 | 0.6 | N |  |  | OP | X | 8 | 2014 | 2014 |  |  | N | IPP Non-CHP | IPP | IPP | 2 | X | LFG | Renewable | 0.8 | 0 | 1 | 0
Operable | 63827 | Bioenergy DevCo |  | 64241 | Maryland Bioenergy Center (Jessup) | MD | Restructured | Howard | CHP1 | Natural Gas Fired Combustion Turbine | GT |  | S | X | X |  |  | 1.1 | 0.8 | 1.1 | 1.1 | 0.5 | N |  |  | OP | X | 9 | 2022 | 2022 |  |  | Y | Industrial CHP | Customer Sited | Other | 7 | T | NG | Non-Renewable | 0 | 1.1 | 0 | 1
Operable | 1752 | Biola University |  | 54296 | Biola University Hybrid | CA | Vertical | Los Angeles | BATT | Batteries | BA |  | S | X | X |  |  | 0.3 | 1 | 0.3 | 0.3 | 0 | N |  |  | OP | X | 2 | 2018 | 2018 |  |  | N | Commercial CHP | Customer Sited | Other | 5 | X | MWH | Other | 0 | 0 | 0 | 0
Operable | 1752 | Biola University |  | 54296 | Biola University Hybrid | CA | Vertical | Los Angeles | EG-1H | Natural Gas Internal Combustion Engine | IC |  | S | X | X |  |  | 1.5 | 0.8 | 1.5 | 1.5 | 0.8 | N |  |  | OP | X | 2 | 2023 | 2023 |  |  | Y | Commercial CHP | Customer Sited | Other | 5 | T | NG | Non-Renewable | 0 | 1.5 | 0 | 1
Operable | 1752 | Biola University |  | 54296 | Biola University Hybrid | CA | Vertical | Los Angeles | EG-2H | Natural Gas Internal Combustion Engine | IC |  | S | X | X |  |  | 1.5 | 0.8 | 1.5 | 1.5 | 0.8 | N |  |  | OP | X | 12 | 2022 | 2022 |  |  | Y | Commercial CHP | Customer Sited | Other | 5 | T | NG | Non-Renewable | 0 | 1.5 | 0 | 1
Operable | 1752 | Biola University |  | 54296 | Biola University Hybrid | CA | Vertical | Los Angeles | EG3 | Natural Gas Internal Combustion Engine | IC |  | S | X | X |  |  | 1 | 0.9 | 1 | 1 | 0.8 | N |  |  | OP | X | 9 | 2002 | 2002 |  |  | Y | Commercial CHP | Customer Sited | Other | 5 | T | NG | Non-Renewable | 0 | 1 | 0 | 1
Operable | 1745 | Biomass One LP |  | 10869 | Biomass One LP | OR | Vertical | Jackson | BBC | Wood/Wood Waste Biomass | ST |  | S | X | X |  |  | 10 | 0.8 | 8.5 | 8.5 | 6 | N |  |  | SB | Y | 12 | 1985 | Pre-2000 |  |  | N | IPP Non-CHP | IPP | IPP | 2 | X | WDS | Renewable | 10 | 0 | 1 | 0
Operable | 1745 | Biomass One LP |  | 10869 | Biomass One LP | OR | Vertical | Jackson | GE | Wood/Wood Waste Biomass | ST |  | S | X | X |  |  | 15 | 0.8 | 14 | 14 | 5 | N |  |  | OP | X | 12 | 1985 | Pre-2000 |  |  | N | IPP Non-CHP | IPP | IPP | 2 | X | WDS | Renewable | 15 | 0 | 1 | 0
Operable | 1745 | Biomass One LP |  | 10869 | Biomass One LP | OR | Vertical | Jackson | GE-2 | Wood/Wood Waste Biomass | ST |  | S | X | X |  |  | 15 | 0.8 | 14 | 14 | 5 | N |  |  | OP | X | 1 | 2009 | 2009 |  |  | N | IPP Non-CHP | IPP | IPP | 2 | X | WDS | Renewable | 15 | 0 | 1 | 0
Operable | 65338 | BiOrigin Specialty Products |  | 54878 | Dunn Paper | NY | Restructured | St Lawrence | 1 | Conventional Hydroelectric | HY |  | S | X | X |  |  | 0.4 | 0.9 | 0.4 | 0.4 | 0.1 | N |  |  | OP | X | 1 | 1959 | Pre-2000 |  |  | N | Industrial Non-CHP | Customer Sited | Other | 6 | X | WAT | Renewable | 0.4 | 0 | 1 | 0
Operable | 65338 | BiOrigin Specialty Products |  | 54878 | Dunn Paper | NY | Restructured | St Lawrence | 2 | Conventional Hydroelectric | HY |  | S | X | X |  |  | 0.3 | 0.9 | 0.3 | 0.3 | 0.1 | N |  |  | OP | X | 1 | 1959 | Pre-2000 |  |  | N | Industrial Non-CHP | Customer Sited | Other | 6 | X | WAT | Renewable | 0.3 | 0 | 1 | 0
Operable | 65338 | BiOrigin Specialty Products |  | 54878 | Dunn Paper | NY | Restructured | St Lawrence | 3 | Conventional Hydroelectric | HY |  | S | X | X |  |  | 0.3 | 0.9 | 0.3 | 0.3 | 0.1 | N |  |  | OP | X | 1 | 1959 | Pre-2000 |  |  | N | Industrial Non-CHP | Customer Sited | Other | 6 | X | WAT | Renewable | 0.3 | 0 | 1 | 0
Operable | 64580 | BioUrja Renewables LLC |  | 10866 | Archer Daniels Midland Peoria | IL | Restructured | Peoria | GEN6 | Natural Gas Fired Combustion Turbine | GT |  | S | X | X |  |  | 18 | 0.85 | 15 | 18 | 5 | N |  |  | OP | X | 1 | 1988 | Pre-2000 |  |  | Y | Industrial CHP | Customer Sited | Other | 7 | T | NG | Non-Renewable | 0 | 18 | 0 | 1
Operable | 64580 | BioUrja Renewables LLC |  | 10866 | Archer Daniels Midland Peoria | IL | Restructured | Peoria | GEN7 | Natural Gas Fired Combustion Turbine | GT |  | S | X | X |  |  | 18 | 0.85 | 15 | 18 | 5 | N |  |  | OP | X | 1 | 1988 | Pre-2000 |  |  | Y | Industrial CHP | Customer Sited | Other | 7 | T | NG | Non-Renewable | 0 | 18 | 0 | 1
Operable | 1751 | Birch Power Co |  | 10140 | Birch Creek Power | ID | Vertical | Clark | GEN1 | Conventional Hydroelectric | HY |  | S | X | X |  |  | 2.6 | 1 | 2.6 | 2.6 | 0.2 | N |  |  | OP | X | 4 | 1986 | Pre-2000 |  |  | N | IPP Non-CHP | IPP | IPP | 2 | X | WAT | Renewable | 2.6 | 0 | 1 | 0
Operable | 61706 | Birch Power LLC |  | 62172 | Birch | IA | Vertical | Taylor | BIR | Onshore Wind Turbine | WT |  | S | X | X |  |  | 1.8 |  | 1.8 | 1.8 | 0 | N |  |  | OP | X | 2 | 2017 | 2017 |  |  | N | IPP Non-CHP | IPP | IPP | 2 | X | WND | Renewable | 1.8 | 0 | 1 | 0
Operable | 65210 | Bird Dog Solar, LLC |  | 66024 | Bird Dog Solar | GA | Vertical | Burke | GA-01 | Solar Photovoltaic | PV |  | S | X | X |  |  | 40 |  | 40 | 40 |  | N |  |  | OP | X | 12 | 2023 | 2023 |  |  | N | IPP Non-CHP | IPP | IPP | 2 | X | SUN | Renewable | 40 | 0 | 1 | 0
Operable | 60513 | Bird Machine Solar Farm, LLC |  | 60854 | Bird Machine Solar Farm | MA | Restructured | Norfolk | BRDMA | Solar Photovoltaic | PV |  | S | X | X |  |  | 3.5 |  | 3.5 | 3.5 |  | N |  |  | OP | X | 8 | 2017 | 2017 |  |  | N | IPP Non-CHP | IPP | IPP | 2 | X | SUN | Renewable | 3.5 | 0 | 1 | 0
Operable | 60672 | Birdsboro Power LLC |  | 61035 | Birdsboro Power | PA | Restructured | Berks | GEN1 | Natural Gas Fired Combined Cycle | CS |  | S | N | N | 1552843818 | 1552843818 | 525 | 0.85 | 485 | 485 | 90 | N |  |  | OP | X | 5 | 2019 | 2019 |  |  | N | IPP Non-CHP | IPP | IPP | 2 | X | NG | Non-Renewable | 0 | 525 | 0 | 1
Operable | 59870 | Bishop Hill Energy II, LLC |  | 58111 | Bishop Hill II Wind Farm | IL | Restructured | Henry | 1 | Onshore Wind Turbine | WT |  | S | X | X |  |  | 81 |  | 81 | 81 | 1 | N |  |  | OP | X | 10 | 2012 | 2012 |  |  | N | IPP Non-CHP | IPP | IPP | 2 | X | WND | Renewable | 81 | 0 | 1 | 0
Operable | 65039 | Bishopville Solar II, LLC |  | 65781 | Bishopville Solar II, LLC | SC | Vertical | Lee | BSHP2 | Solar Photovoltaic | PV |  | S | X | X |  |  | 10 |  | 10 | 10 |  | N |  |  | OP | X | 12 | 2022 | 2022 |  |  | N | IPP Non-CHP | IPP | IPP | 2 | X | SUN | Renewable | 10 | 0 | 1 | 0
Operable | 60143 | Bison Solar LLC |  | 60351 | Bison Solar LLC | CO | Vertical | Larimer | BSPV1 | Solar Photovoltaic | PV |  | S | X | X |  |  | 30 |  | 30 | 30 |  | N |  |  | OP | X | 10 | 2016 | 2016 |  |  | N | IPP Non-CHP | IPP | IPP | 2 | X | SUN | Renewable | 30 | 0 | 1 | 0
Operable | 61139 | Bisson Windfarm LLC |  | 56201 | Bisson Windfarm LLC | MN | Vertical | Pipestone | I | Onshore Wind Turbine | WT |  | W | X | X | MISO | MISO | 2 |  | 2 | 2 | 1 | N |  |  | OP | X | 10 | 2003 | 2003 |  |  | N | IPP Non-CHP | IPP | IPP | 2 | X | WND | Renewable | 2 | 0 | 1 | 0
Operable | 63373 | Bitter Ridge Wind Farm, LLC |  | 63666 | Bitter Ridge Wind Farm, LLC | IN | Vertical | Jay | BIT | Onshore Wind Turbine | WT |  | S | X | X |  |  | 130 |  | 130 | 130 | 130 | N |  |  | OP | X | 9 | 2020 | 2020 |  |  | N | IPP Non-CHP | IPP | IPP | 2 | X | WND | Renewable | 130 | 0 | 1 | 0
Operable | 1784 | Black Creek Hydro Inc |  | 54860 | Black Creek | WA | Vertical | King | GEN1 | Conventional Hydroelectric | HY |  | S | X | X |  |  | 3.7 | 0.9 | 3.7 | 3.7 | 0.1 | N |  |  | OP | X | 2 | 1994 | Pre-2000 |  |  | N | IPP Non-CHP | IPP | IPP | 2 | X | WAT | Renewable | 3.7 | 0 | 1 | 0
Operable | 56146 | Black Hills Colorado Electric, LLC |  | 460 | Pueblo | CO | Vertical | Pueblo | IC1 | Petroleum Liquids | IC |  | S | X | X |  |  | 2 | 0.8 | 2 | 2 | 2 | N |  |  | OP | X | 2 | 1964 | Pre-2000 |  |  | N | Electric Utility | Utility | Investor Owned Utility | 1 | X | DFO | Non-Renewable | 0 | 2 | 0 | 1
Operable | 56146 | Black Hills Colorado Electric, LLC |  | 460 | Pueblo | CO | Vertical | Pueblo | IC3 | Petroleum Liquids | IC |  | S | X | X |  |  | 2 | 0.8 | 2 | 2 | 2 | N |  |  | OP | X | 2 | 1964 | Pre-2000 |  |  | N | Electric Utility | Utility | Investor Owned Utility | 1 | X | DFO | Non-Renewable | 0 | 2 | 0 | 1
Operable | 56146 | Black Hills Colorado Electric, LLC |  | 460 | Pueblo | CO | Vertical | Pueblo | IC4 | Petroleum Liquids | IC |  | S | X | X |  |  | 2 | 0.8 | 2 | 2 | 2 | N |  |  | OP | X | 2 | 1964 | Pre-2000 |  |  | N | Electric Utility | Utility | Investor Owned Utility | 1 | X | DFO | Non-Renewable | 0 | 2 | 0 | 1
Operable | 56146 | Black Hills Colorado Electric, LLC |  | 460 | Pueblo | CO | Vertical | Pueblo | IC5 | Petroleum Liquids | IC |  | S | X | X |  |  | 2 | 0.8 | 2 | 2 | 2 | N |  |  | OP | X | 2 | 1964 | Pre-2000 |  |  | N | Electric Utility | Utility | Investor Owned Utility | 1 | X | DFO | Non-Renewable | 0 | 2 | 0 | 1
Operable | 56146 | Black Hills Colorado Electric, LLC |  | 6516 | Rocky Ford | CO | Vertical | Otero | IC1A | Petroleum Liquids | IC |  | S | X | X |  |  | 2 | 0.8 | 2 | 2 | 2 | N |  |  | OP | X | 2 | 1964 | Pre-2000 |  |  | N | Electric Utility | Utility | Investor Owned Utility | 1 | X | DFO | Non-Renewable | 0 | 2 | 0 | 1
Operable | 56146 | Black Hills Colorado Electric, LLC |  | 6516 | Rocky Ford | CO | Vertical | Otero | IC2 | Petroleum Liquids | IC |  | S | X | X |  |  | 2 | 0.8 | 2 | 2 | 2 | N |  |  | OP | X | 6 | 1964 | Pre-2000 |  |  | N | Electric Utility | Utility | Investor Owned Utility | 1 | X | DFO | Non-Renewable | 0 | 2 | 0 | 1
Operable | 56146 | Black Hills Colorado Electric, LLC |  | 6516 | Rocky Ford | CO | Vertical | Otero | IC3 | Petroleum Liquids | IC |  | S | X | X |  |  | 2 | 0.8 | 2 | 2 | 2 | N |  |  | OP | X | 6 | 1964 | Pre-2000 |  |  | N | Electric Utility | Utility | Investor Owned Utility | 1 | X | DFO | Non-Renewable | 0 | 2 | 0 | 1
Operable | 56146 | Black Hills Colorado Electric, LLC |  | 6516 | Rocky Ford | CO | Vertical | Otero | IC4 | Petroleum Liquids | IC |  | S | X | X |  |  | 2 | 0.8 | 2 | 2 | 2 | N |  |  | OP | X | 6 | 1964 | Pre-2000 |  |  | N | Electric Utility | Utility | Investor Owned Utility | 1 | X | DFO | Non-Renewable | 0 | 2 | 0 | 1
Operable | 56146 | Black Hills Colorado Electric, LLC |  | 6516 | Rocky Ford | CO | Vertical | Otero | IC5 | Petroleum Liquids | IC |  | S | X | X |  |  | 2 | 0.8 | 2 | 2 | 2 | N |  |  | OP | X | 6 | 1964 | Pre-2000 |  |  | N | Electric Utility | Utility | Investor Owned Utility | 1 | X | DFO | Non-Renewable | 0 | 2 | 0 | 1
Operable | 56146 | Black Hills Colorado Electric, LLC |  | 7995 | Airport Industrial | CO | Vertical | Pueblo | IC1 | Petroleum Liquids | IC |  | S | X | X |  |  | 2.5 | 0.8 | 2.5 | 2.5 | 2 | N |  |  | OP | X | 1 | 2002 | 2002 |  |  | N | Electric Utility | Utility | Investor Owned Utility | 1 | X | DFO | Non-Renewable | 0 | 2.5 | 0 | 1
Operable | 56146 | Black Hills Colorado Electric, LLC |  | 7995 | Airport Industrial | CO | Vertical | Pueblo | IC2 | Petroleum Liquids | IC |  | S | X | X |  |  | 2.5 | 0.8 | 2.5 | 2.5 | 2 | N |  |  | OP | X | 1 | 2002 | 2002 |  |  | N | Electric Utility | Utility | Investor Owned Utility | 1 | X | DFO | Non-Renewable | 0 | 2.5 | 0 | 1
Operable | 56146 | Black Hills Colorado Electric, LLC |  | 7995 | Airport Industrial | CO | Vertical | Pueblo | IC3 | Petroleum Liquids | IC |  | S | X | X |  |  | 2.5 | 0.8 | 2.5 | 2.5 | 2 | N |  |  | OP | X | 1 | 2002 | 2002 |  |  | N | Electric Utility | Utility | Investor Owned Utility | 1 | X | DFO | Non-Renewable | 0 | 2.5 | 0 | 1
Operable | 56146 | Black Hills Colorado Electric, LLC |  | 7995 | Airport Industrial | CO | Vertical | Pueblo | IC4 | Petroleum Liquids | IC |  | S | X | X |  |  | 2.5 | 0.8 | 2.5 | 2.5 | 2 | N |  |  | OP | X | 1 | 2002 | 2002 |  |  | N | Electric Utility | Utility | Investor Owned Utility | 1 | X | DFO | Non-Renewable | 0 | 2.5 | 0 | 1
Operable | 56146 | Black Hills Colorado Electric, LLC |  | 57980 | Busch Ranch Wind Energy Farm | CO | Vertical | Huerfano | WTG | Onshore Wind Turbine | WT |  | J | X | X |  |  | 29 | 0.87 | 29 | 29 | 2 | N |  |  | OP | X | 10 | 2012 | 2012 |  |  | N | Electric Utility | Utility | Investor Owned Utility | 1 | X | WND | Renewable | 29 | 0 | 1 | 0
Operable | 56146 | Black Hills Colorado Electric, LLC |  | 60143 | Peak View Wind Farm | CO | Vertical | Huerfano | WTG | Onshore Wind Turbine | WT |  | S | X | X |  |  | 60.8 | 0.95 | 60.8 | 60.8 | 1 | N |  |  | OP | X | 11 | 2016 | 2016 |  |  | N | Electric Utility | Utility | Investor Owned Utility | 1 | X | WND | Renewable | 60.8 | 0 | 1 | 0
Operable | 61973 | Black Hills Electric Generation LLC |  | 62445 | Busch Ranch II Wind Farm | CO | Vertical | Huerfano | WT | Onshore Wind Turbine | WT |  | S | X | X |  |  | 59.4 |  | 59.4 | 59.4 | 1 | N |  |  | OP | X | 11 | 2019 | 2019 |  |  | N | IPP Non-CHP | IPP | IPP | 2 | X | WND | Renewable | 59.4 | 0 | 1 | 0
Operable | 19545 | Black Hills Power, Inc. |  | 3325 | Ben French | SD | Vertical | Pennington | 1 | Petroleum Liquids | IC |  | S | X | X |  |  | 2 | 0.8 | 2 | 2 | 2 | N |  |  | OP | X | 7 | 1965 | Pre-2000 |  |  | N | Electric Utility | Utility | Investor Owned Utility | 1 | X | DFO | Non-Renewable | 0 | 2 | 0 | 1
Operable | 19545 | Black Hills Power, Inc. |  | 3325 | Ben French | SD | Vertical | Pennington | 2 | Petroleum Liquids | IC |  | S | X | X |  |  | 2 | 0.8 | 2 | 2 | 2 | N |  |  | OP | X | 7 | 1965 | Pre-2000 |  |  | N | Electric Utility | Utility | Investor Owned Utility | 1 | X | DFO | Non-Renewable | 0 | 2 | 0 | 1
Operable | 19545 | Black Hills Power, Inc. |  | 3325 | Ben French | SD | Vertical | Pennington | 3 | Petroleum Liquids | IC |  | S | X | X |  |  | 2 | 0.8 | 2 | 2 | 2 | N |  |  | OP | X | 7 | 1965 | Pre-2000 |  |  | N | Electric Utility | Utility | Investor Owned Utility | 1 | X | DFO | Non-Renewable | 0 | 2 | 0 | 1
Operable | 19545 | Black Hills Power, Inc. |  | 3325 | Ben French | SD | Vertical | Pennington | 4 | Petroleum Liquids | IC |  | S | X | X |  |  | 2 | 0.8 | 2 | 2 | 2 | N |  |  | OP | X | 7 | 1965 | Pre-2000 |  |  | N | Electric Utility | Utility | Investor Owned Utility | 1 | X | DFO | Non-Renewable | 0 | 2 | 0 | 1
Operable | 19545 | Black Hills Power, Inc. |  | 3325 | Ben French | SD | Vertical | Pennington | 5 | Petroleum Liquids | IC |  | S | X | X |  |  | 2 | 0.8 | 2 | 2 | 2 | N |  |  | OP | X | 7 | 1965 | Pre-2000 |  |  | N | Electric Utility | Utility | Investor Owned Utility | 1 | X | DFO | Non-Renewable | 0 | 2 | 0 | 1
Operable | 19545 | Black Hills Power, Inc. |  | 3325 | Ben French | SD | Vertical | Pennington | GT1 | Natural Gas Fired Combustion Turbine | GT |  | S | X | X |  |  | 25 | 0.9 | 17 | 25 | 2 | N |  |  | OP | X | 7 | 1977 | Pre-2000 |  |  | N | Electric Utility | Utility | Investor Owned Utility | 1 | X | NG | Non-Renewable | 0 | 25 | 0 | 1 | DFO
Operable | 19545 | Black Hills Power, Inc. |  | 3325 | Ben French | SD | Vertical | Pennington | GT2 | Natural Gas Fired Combustion Turbine | GT |  | S | X | X |  |  | 25 | 0.9 | 17 | 25 | 2 | N |  |  | OP | X | 8 | 1977 | Pre-2000 |  |  | N | Electric Utility | Utility | Investor Owned Utility | 1 | X | NG | Non-Renewable | 0 | 25 | 0 | 1 | DFO
Operable | 19545 | Black Hills Power, Inc. |  | 3325 | Ben French | SD | Vertical | Pennington | GT3 | Natural Gas Fired Combustion Turbine | GT |  | S | X | X |  |  | 25 | 0.9 | 17 | 25 | 2 | N |  |  | OP | X | 6 | 1978 | Pre-2000 |  |  | N | Electric Utility | Utility | Investor Owned Utility | 1 | X | NG | Non-Renewable | 0 | 25 | 0 | 1 | DFO
Operable | 19545 | Black Hills Power, Inc. |  | 3325 | Ben French | SD | Vertical | Pennington | GT4 | Natural Gas Fired Combustion Turbine | GT |  | S | X | X |  |  | 25 | 0.9 | 17 | 25 | 2 | N |  |  | OP | X | 6 | 1979 | Pre-2000 |  |  | N | Electric Utility | Utility | Investor Owned Utility | 1 | X | NG | Non-Renewable | 0 | 25 | 0 | 1 | DFO
Operable | 19545 | Black Hills Power, Inc. |  | 7504 | Neil Simpson II | WY | Vertical | Campbell | 2 | Conventional Steam Coal | ST |  | S | X | X |  |  | 90 | 0.9 | 80 | 80 | 52 | N |  |  | OP | X | 9 | 1995 | Pre-2000 |  |  | N | Electric Utility | Utility | Investor Owned Utility | 1 | X | SUB | Non-Renewable | 0 | 90 | 0 | 1
Operable | 19545 | Black Hills Power, Inc. |  | 7504 | Neil Simpson II | WY | Vertical | Campbell | GT1 | Natural Gas Fired Combustion Turbine | GT |  | S | X | X |  |  | 40 | 0.9 | 34 | 37 | 24.7 | N |  |  | OP | X | 6 | 2000 | 2000 |  |  | N | Electric Utility | Utility | Investor Owned Utility | 1 | X | NG | Non-Renewable | 0 | 40 | 0 | 1
Operable | 19545 | Black Hills Power, Inc. |  | 55477 | Neil Simpson Gas Turbine #2 | WY | Vertical | Campbell | GT2 | Natural Gas Fired Combustion Turbine | GT |  | W | X | X |  |  | 40 | 0.9 | 34 | 38 | 24.7 | N |  |  | OP | X | 4 | 2001 | 2001 |  |  | N | Electric Utility | Utility | Investor Owned Utility | 1 | X | NG | Non-Renewable | 0 | 40 | 0 | 1
Operable | 19545 | Black Hills Power, Inc. |  | 55478 | Lange Gas Turbines | SD | Vertical | Pennington | 1 | Natural Gas Fired Combustion Turbine | GT |  | S | X | X |  |  | 40 | 0.85 | 34 | 38 | 20 | N |  |  | OP | X | 3 | 2002 | 2002 |  |  | N | Electric Utility | Utility | Investor Owned Utility | 1 | X | NG | Non-Renewable | 0 | 40 | 0 | 1
Operable | 19545 | Black Hills Power, Inc. |  | 55479 | Wygen 1 | WY | Vertical | Campbell | 1 | Conventional Steam Coal | ST |  | J | X | X |  |  | 90 | 0.9 | 85 | 86 | 57.2 | N |  |  | OP | X | 1 | 2003 | 2003 |  |  | N | IPP Non-CHP | Utility | Investor Owned Utility | 2 | X | SUB | Non-Renewable | 0 | 90 | 0 | 1
Operable | 19545 | Black Hills Power, Inc. |  | 56319 | Wygen 2 | WY | Vertical | Campbell | 1 | Conventional Steam Coal | ST |  | W | X | X |  |  | 95 | 0.9 | 90 | 91 | 62 | N |  |  | OP | X | 1 | 2008 | 2008 |  |  | N | Electric Utility | Utility | Investor Owned Utility | 1 | X | SUB | Non-Renewable | 0 | 95 | 0 | 1
Operable | 19545 | Black Hills Power, Inc. |  | 56596 | Wygen III | WY | Vertical | Campbell | 5 | Conventional Steam Coal | ST |  | J | X | X |  |  | 116 | 0.9 | 100 | 103 | 71.5 | N |  |  | OP | X | 4 | 2010 | 2010 |  |  | N | Electric Utility | Utility | Investor Owned Utility | 1 | X | SUB | Non-Renewable | 0 | 116 | 0 | 1
Operable | 56771 | Black Hills Service Company LLC |  | 56998 | Pueblo Airport Generating Station | CO | Vertical | Pueblo | 4 | Natural Gas Fired Combined Cycle | CT | PB4 | W | X | Y |  |  | 40 | 0.85 | 37 | 37 | 35 | N |  |  | OP | X | 1 | 2012 | 2012 |  |  | N | IPP Non-CHP | IPP | IPP | 2 | X | NG | Non-Renewable | 0 | 40 | 0 | 1
Operable | 56771 | Black Hills Service Company LLC |  | 56998 | Pueblo Airport Generating Station | CO | Vertical | Pueblo | 43 | Natural Gas Fired Combined Cycle | CA | PB4 | W | N | X |  |  | 20 | 0.85 | 20 | 20 | 10 | N |  |  | OP | X | 1 | 2012 | 2012 |  |  | N | IPP Non-CHP | IPP | IPP | 2 | X | NG | Non-Renewable | 0 | 20 | 0 | 1
Operable | 56771 | Black Hills Service Company LLC |  | 56998 | Pueblo Airport Generating Station | CO | Vertical | Pueblo | 5 | Natural Gas Fired Combined Cycle | CT | PB4 | W | X | Y |  |  | 40 | 0.85 | 37 | 37 | 35 | N |  |  | OP | X | 1 | 2012 | 2012 |  |  | N | IPP Non-CHP | IPP | IPP | 2 | X | NG | Non-Renewable | 0 | 40 | 0 | 1
Operable | 56771 | Black Hills Service Company LLC |  | 56998 | Pueblo Airport Generating Station | CO | Vertical | Pueblo | 53 | Natural Gas Fired Combined Cycle | CA | PB5 | W | N | X |  |  | 20 | 0.85 | 20 | 20 | 10 | N |  |  | OP | X | 1 | 2012 | 2012 |  |  | N | IPP Non-CHP | IPP | IPP | 2 | X | NG | Non-Renewable | 0 | 20 | 0 | 1
Operable | 56771 | Black Hills Service Company LLC |  | 56998 | Pueblo Airport Generating Station | CO | Vertical | Pueblo | 6 | Natural Gas Fired Combined Cycle | CT | PB5 | W | X | Y |  |  | 40 | 0.85 | 37 | 37 | 35 | N |  |  | OP | X | 1 | 2012 | 2012 |  |  | N | IPP Non-CHP | IPP | IPP | 2 | X | NG | Non-Renewable | 0 | 40 | 0 | 1
Operable | 56771 | Black Hills Service Company LLC |  | 56998 | Pueblo Airport Generating Station | CO | Vertical | Pueblo | 7 | Natural Gas Fired Combined Cycle | CT | PB5 | W | X | Y |  |  | 40 | 0.85 | 37 | 37 | 35 | N |  |  | OP | X | 1 | 2012 | 2012 |  |  | N | IPP Non-CHP | IPP | IPP | 2 | X | NG | Non-Renewable | 0 | 40 | 0 | 1
Operable | 56771 | Black Hills Service Company LLC |  | 56998 | Pueblo Airport Generating Station | CO | Vertical | Pueblo | CT08 | Natural Gas Fired Combustion Turbine | GT |  | W | X | X |  |  | 40 | 0.85 | 40 | 40 | 18 | N |  |  | OP | X | 12 | 2016 | 2016 |  |  | N | IPP Non-CHP | IPP | IPP | 2 | X | NG | Non-Renewable | 0 | 40 | 0 | 1
Operable | 56771 | Black Hills Service Company LLC |  | 56998 | Pueblo Airport Generating Station | CO | Vertical | Pueblo | GT1 | Natural Gas Fired Combustion Turbine | GT |  | W | X | X |  |  | 100 | 0.85 | 90 | 90 | 35 | N |  |  | OP | X | 1 | 2012 | 2012 |  |  | N | IPP Non-CHP | IPP | IPP | 2 | X | NG | Non-Renewable | 0 | 100 | 0 | 1
Operable | 56771 | Black Hills Service Company LLC |  | 56998 | Pueblo Airport Generating Station | CO | Vertical | Pueblo | GT2 | Natural Gas Fired Combustion Turbine | GT |  | W | X | X |  |  | 100 | 0.85 | 90 | 90 | 35 | N |  |  | OP | X | 1 | 2012 | 2012 |  |  | N | IPP Non-CHP | IPP | IPP | 2 | X | NG | Non-Renewable | 0 | 100 | 0 | 1
Operable | 56771 | Black Hills Service Company LLC |  | 57703 | Cheyenne Prairie Generating Station | WY | Vertical | Laramie | 01A | Natural Gas Fired Combined Cycle | CT | PB1 | J | X | Y |  |  | 40 | 0.85 | 37 | 37 | 20 | N |  |  | OP | X | 10 | 2014 | 2014 |  |  | N | Electric Utility | Utility | Investor Owned Utility | 1 | X | NG | Non-Renewable | 0 | 40 | 0 | 1
Operable | 56771 | Black Hills Service Company LLC |  | 57703 | Cheyenne Prairie Generating Station | WY | Vertical | Laramie | 01B | Natural Gas Fired Combined Cycle | CT | PB1 | J | X | Y |  |  | 40 | 0.85 | 37 | 37 | 20 | N |  |  | OP | X | 10 | 2014 | 2014 |  |  | N | Electric Utility | Utility | Investor Owned Utility | 1 | X | NG | Non-Renewable | 0 | 40 | 0 | 1
Operable | 56771 | Black Hills Service Company LLC |  | 57703 | Cheyenne Prairie Generating Station | WY | Vertical | Laramie | 01C | Natural Gas Fired Combined Cycle | CA | PB1 | J | N | X |  |  | 20 | 0.85 | 20 | 20 | 5 | N |  |  | OP | X | 10 | 2014 | 2014 |  |  | N | Electric Utility | Utility | Investor Owned Utility | 1 | X | NG | Non-Renewable | 0 | 20 | 0 | 1
Operable | 56771 | Black Hills Service Company LLC |  | 57703 | Cheyenne Prairie Generating Station | WY | Vertical | Laramie | 02A | Natural Gas Fired Combustion Turbine | GT |  | W | X | X |  |  | 40 | 0.85 | 37 | 37 | 20 | N |  |  | OP | X | 10 | 2014 | 2014 |  |  | N | Electric Utility | Utility | Investor Owned Utility | 1 | X | NG | Non-Renewable | 0 | 40 | 0 | 1
Operable | 56771 | Black Hills Service Company LLC |  | 63436 | Corriedale Wind Energy | WY | Vertical | Laramie | WTG | Onshore Wind Turbine | WT |  | J | X | X |  |  | 52.5 | 0.95 | 52.5 | 52.5 | 2 | N |  |  | OP | X | 11 | 2020 | 2020 |  |  | N | Electric Utility | Utility | Investor Owned Utility | 1 | X | WND | Renewable | 52.5 | 0 | 1 | 0
Operable | 65526 | Black Mesa Solar, LLC |  | 66569 | Black Mesa Solar, LLC | ID | Vertical | Elmore | BMSA | Solar Photovoltaic | PV |  | S | X | X |  |  | 40 |  | 40 | 40 |  | N |  |  | OP | X | 6 | 2023 | 2023 |  |  | N | IPP Non-CHP | IPP | IPP | 2 | X | SUN | Renewable | 40 | 0 | 1 | 0
Operable | 58625 | Black Oak Wind, LLC |  | 58692 | Black Oak Wind Farm | MN | Vertical | Stearns | 1 | Onshore Wind Turbine | WT |  | S | X | X | NSP.MMPA.BOGYF | NSP.MMPA.BOGYF | 78 |  | 78 | 78 | 0 | N |  |  | OP | X | 12 | 2016 | 2016 |  |  | N | IPP Non-CHP | IPP | IPP | 2 | X | WND | Renewable | 78 | 0 | 1 | 0
Operable | 1746 | Black River Generation LLC |  | 10464 | ReEnergy Black River | NY | Restructured | Jefferson | GEN1 | Wood/Wood Waste Biomass | ST |  | S | X | X |  |  | 55.5 | 0.95 | 55 | 56 | 15 |  |  |  | OS | X | 6 | 1989 | Pre-2000 |  |  | N | IPP Non-CHP | IPP | IPP | 2 | X | WDS | Renewable | 55.5 | 0 | 1 | 0 | TDF | DFO
Operable | 64068 | Black Rock Wind Force, LLC |  | 64433 | Black Rock Wind | WV | Vertical | Mineral | BRW | Onshore Wind Turbine | WT |  | S | X | X |  |  | 115 |  | 115 | 115 | 0.7 | N |  |  | OP | X | 2 | 2022 | 2022 |  |  | N | IPP Non-CHP | IPP | IPP | 2 | X | WND | Renewable | 115 | 0 | 1 | 0
Operable | 65252 | Blacksmith Road Solar 1, LLC |  | 66075 | Blacksmith Road Solar 1 | MA | Restructured | Barnstable | 18120 | Solar Photovoltaic | PV |  | S | X | X |  |  | 5 |  | 5 | 4.8 |  | N |  |  | OP | X | 12 | 2021 | 2021 |  |  | N | IPP Non-CHP | IPP | IPP | 2 | X | SUN | Renewable | 5 | 0 | 1 | 0
Operable | 65252 | Blacksmith Road Solar 1, LLC |  | 66075 | Blacksmith Road Solar 1 | MA | Restructured | Barnstable | 18121 | Batteries | BA |  | S | X | X |  |  | 2 |  | 2 | 1.8 |  | N |  |  | OP | X | 12 | 2021 | 2021 |  |  | N | IPP Non-CHP | IPP | IPP | 2 | X | MWH | Other | 0 | 0 | 0 | 0
Operable | 56844 | Blackstone Hydro Inc. |  | 50177 | Blackstone/Tupperware | RI | Restructured | Providence | GEN1 | Conventional Hydroelectric | HY |  | S | X | X |  |  | 0.4 | 0.99 | 0.4 | 0.4 | 0.1 | N |  |  | OP | X | 1 | 1981 | Pre-2000 |  |  | N | IPP Non-CHP | IPP | IPP | 2 | X | WAT | Renewable | 0.4 | 0 | 1 | 0
Operable | 56844 | Blackstone Hydro Inc. |  | 50177 | Blackstone/Tupperware | RI | Restructured | Providence | GEN2 | Conventional Hydroelectric | HY |  | S | X | X |  |  | 0.4 | 0.99 | 0.4 | 0.4 | 0.1 | N |  |  | OP | X | 1 | 1981 | Pre-2000 |  |  | N | IPP Non-CHP | IPP | IPP | 2 | X | WAT | Renewable | 0.4 | 0 | 1 | 0
Operable | 56844 | Blackstone Hydro Inc. |  | 50177 | Blackstone/Tupperware | RI | Restructured | Providence | GEN3 | Conventional Hydroelectric | HY |  | S | X | X |  |  | 0.4 | 0.99 | 0.4 | 0.4 | 0.1 | N |  |  | OP | X | 1 | 1981 | Pre-2000 |  |  | N | IPP Non-CHP | IPP | IPP | 2 | X | WAT | Renewable | 0.4 | 0 | 1 | 0
Operable | 56844 | Blackstone Hydro Inc. |  | 50177 | Blackstone/Tupperware | RI | Restructured | Providence | GEN4 | Conventional Hydroelectric | HY |  | S | X | X |  |  | 0.4 | 0.99 | 0.4 | 0.4 | 0.1 | N |  |  | OP | X | 1 | 1981 | Pre-2000 |  |  | N | IPP Non-CHP | IPP | IPP | 2 | X | WAT | Renewable | 0.4 | 0 | 1 | 0
Operable | 56421 | Blackstone Wind Farm II LLC |  | 57113 | Blackstone Wind Farm II LLC | IL | Restructured | Livingston | GEN 1 | Onshore Wind Turbine | WT |  | S | X | X |  |  | 200 |  | 200 | 200 | 198 | N |  |  | OP | X | 8 | 2010 | 2010 |  |  | N | IPP Non-CHP | IPP | IPP | 2 | X | WND | Renewable | 200 | 0 | 1 | 0
Operable | 56418 | Blackstone Wind Farm LLC |  | 57110 | Blackstone Wind Farm LLC | IL | Restructured | Livingston | GEN 1 | Onshore Wind Turbine | WT |  | S | X | X |  |  | 106 |  | 106 | 106 | 102 | N |  |  | OP | X | 10 | 2009 | 2009 |  |  | N | IPP Non-CHP | IPP | IPP | 2 | X | WND | Renewable | 106 | 0 | 1 | 0
Operable | 58180 | Blackwell Wind, LLC |  | 58209 | NextEra-Blackwell Wind, LLC | OK | Vertical | Kay | WT | Onshore Wind Turbine | WT |  | S | X | X |  |  | 59.8 |  | 59.8 | 59.8 | 3 | N |  |  | OP | X | 12 | 2012 | 2012 |  |  | N | IPP Non-CHP | IPP | IPP | 2 | X | WND | Renewable | 59.8 | 0 | 1 | 0
Operable | 61644 | Bladenboro Farm 2 LLC |  | 62101 | Bladenboro Solar 2 | NC | Vertical | Bladen | PGRF6 | Solar Photovoltaic | PV |  | S | X | X |  |  | 4.5 |  | 4.5 | 4.5 |  | N |  |  | OP | X | 8 | 2018 | 2018 |  |  | N | IPP Non-CHP | IPP | IPP | 2 | X | SUN | Renewable | 4.5 | 0 | 1 | 0
Operable | 63595 | Blandford Sun, LLC |  | 63942 | Sunpin Blandford | MA | Restructured | Hampden | SUNBI | Solar Photovoltaic | PV |  | S | X | X |  |  | 4.7 | 1 | 4.7 | 4.7 |  | N |  |  | OP | X | 6 | 2020 | 2020 |  |  | N | IPP Non-CHP | IPP | IPP | 2 | X | SUN | Renewable | 4.7 | 0 | 1 | 0
Operable | 1851 | Blind Canyon Aquaranch, Inc. |  | 54514 | Blind Canyon Hydro | ID | Vertical | Gooding | 1 | Conventional Hydroelectric | HY |  | S | X | X |  |  | 1.3 | 0.8 | 1.3 | 1.3 | 1.3 | N |  |  | OP | X | 4 | 1992 | Pre-2000 |  |  | N | IPP Non-CHP | IPP | IPP | 2 | X | WAT | Renewable | 1.3 | 0 | 1 | 0
Operable | 1857 | Block Island Utility District |  | 6567 | Block Island | RI | Restructured | Washington | 23 | Petroleum Liquids | IC |  | S | X | X |  |  | 1.2 | 0.8 | 1.2 | 1.2 | 1.2 | N |  |  | SB | Y | 7 | 2001 | 2001 |  |  | N | Electric Utility | Utility | Other | 1 | X | DFO | Non-Renewable | 0 | 1.2 | 0 | 1
Operable | 1857 | Block Island Utility District |  | 6567 | Block Island | RI | Restructured | Washington | 24 | Petroleum Liquids | IC |  | S | X | X |  |  | 1.6 | 0.8 | 1.6 | 1.6 | 1.6 | N |  |  | SB | Y | 4 | 2002 | 2002 |  |  | N | Electric Utility | Utility | Other | 1 | X | DFO | Non-Renewable | 0 | 1.6 | 0 | 1
Operable | 1857 | Block Island Utility District |  | 6567 | Block Island | RI | Restructured | Washington | 25 | Petroleum Liquids | IC |  | S | X | X |  |  | 1.8 | 0.8 | 1.8 | 1.8 | 1.8 | N |  |  | SB | Y | 3 | 2006 | 2006 |  |  | N | Electric Utility | Utility | Other | 1 | X | DFO | Non-Renewable | 0 | 1.8 | 0 | 1
Operable | 1857 | Block Island Utility District |  | 6567 | Block Island | RI | Restructured | Washington | 27 | Petroleum Liquids | IC |  | S | X | X |  |  | 2.5 | 0.8 | 2.5 | 2.5 | 0.3 | N |  |  | SB | Y | 6 | 2018 | 2018 |  |  | N | Electric Utility | Utility | Other | 1 | X | DFO | Non-Renewable | 0 | 2.5 | 0 | 1
Operable | 64241 | Blodgett Street Solar 1, LLC |  | 64627 | Blodgett Solar CSG | MA | Restructured | Middlesex | BLD | Solar Photovoltaic | PV |  | S | X | X |  |  | 5 |  | 5 | 5 |  | N |  |  | OP | X | 8 | 2021 | 2021 |  |  | N | IPP Non-CHP | IPP | IPP | 2 | X | SUN | Renewable | 5 | 0 | 1 | 0
Operable | 64241 | Blodgett Street Solar 1, LLC |  | 64627 | Blodgett Solar CSG | MA | Restructured | Middlesex | BLO | Batteries | BA |  | S | X | X |  |  | 5 |  | 5 | 5 | 5 | N |  |  | OP | X | 8 | 2021 | 2021 |  |  | N | IPP Non-CHP | IPP | IPP | 2 | X | MWH | Other | 0 | 0 | 0 | 0
Operable | 57128 | Bloom Energy |  | 57809 | Franklin Templeton San Mateo | CA | Vertical | San Mateo | FRK00 | Other Natural Gas | FC |  | W | X | X |  |  | 1.1 |  | 1 | 1 | 0 | N |  |  | OP | X | 11 | 2011 | 2011 |  |  | N | IPP Non-CHP | IPP | IPP | 2 | X | NG | Non-Renewable | 0 | 1.1 | 0 | 1
Operable | 57128 | Bloom Energy |  | 57811 | Adobe San Jose | CA | Vertical | Santa Clara | ADB00 | Other Natural Gas | FC |  | W | X | X |  |  | 0.8 |  | 0.8 | 0.8 | 0 | N |  |  | OP | X | 8 | 2010 | 2010 |  |  | N | IPP Non-CHP | IPP | IPP | 2 | X | NG | Non-Renewable | 0 | 0.8 | 0 | 1
Operable | 57128 | Bloom Energy |  | 57811 | Adobe San Jose | CA | Vertical | Santa Clara | ADB01 | Other Natural Gas | FC |  | W | X | X |  |  | 0.4 |  | 0.4 | 0.4 | 0 | N |  |  | OP | X | 8 | 2010 | 2010 |  |  | N | IPP Non-CHP | IPP | IPP | 2 | X | NG | Non-Renewable | 0 | 0.4 | 0 | 1
Operable | 57128 | Bloom Energy |  | 58296 | Roll Delano 2 | CA | Vertical | Kern | ROL6 | Other Natural Gas | FC |  | W | X | X |  |  | 1.6 |  | 1.6 | 1.6 | 0 | N |  |  | OP | X | 9 | 2012 | 2012 |  |  | N | IPP Non-CHP | IPP | IPP | 2 | X | NG | Non-Renewable | 0 | 1.6 | 0 | 1
Operable | 57128 | Bloom Energy |  | 58297 | Roll Delano | CA | Vertical | Kern | ROL4 | Other Natural Gas | FC |  | W | X | X |  |  | 1.2 |  | 1.2 | 1.2 | 0 | N |  |  | OP | X | 9 | 2012 | 2012 |  |  | N | IPP Non-CHP | IPP | IPP | 2 | X | NG | Non-Renewable | 0 | 1.2 | 0 | 1
Operable | 57128 | Bloom Energy |  | 58298 | Roll Lost Hills | CA | Vertical | Kern | ROL3 | Other Natural Gas | FC |  | W | X | X |  |  | 1.1 |  | 1 | 1 | 0 | N |  |  | OP | X | 12 | 2012 | 2012 |  |  | N | IPP Non-CHP | IPP | IPP | 2 | X | NG | Non-Renewable | 0 | 1.1 | 0 | 1
Operable | 57128 | Bloom Energy |  | 58299 | Xilinx San Jose | CA | Vertical | Santa Clara | XLX01 | Other Natural Gas | FC |  | S | X | X |  |  | 1 |  | 1 | 1 | 1 | N |  |  | OP | X | 5 | 2018 | 2018 |  |  | N | IPP Non-CHP | IPP | IPP | 2 | X | NG | Non-Renewable | 0 | 1 | 0 | 1
Operable | 57128 | Bloom Energy |  | 58300 | Honda Torrance | CA | Vertical | Los Angeles | HON | Other Natural Gas | FC |  | W | X | X |  |  | 1.1 |  | 1 | 1 | 0 | N |  |  | OP | X | 12 | 2012 | 2012 |  |  | N | IPP Non-CHP | IPP | IPP | 2 | X | NG | Non-Renewable | 0 | 1.1 | 0 | 1
Operable | 57128 | Bloom Energy |  | 58301 | Juniper Networks Sunnyvale | CA | Vertical | Santa Clara | JPR | Other Natural Gas | FC |  | W | X | X |  |  | 1.1 |  | 1 | 1 | 0 | N |  |  | OP | X | 12 | 2012 | 2012 |  |  | N | IPP Non-CHP | IPP | IPP | 2 | X | NG | Non-Renewable | 0 | 1.1 | 0 | 1
Operable | 57128 | Bloom Energy |  | 58302 | Life Technologies Carlsbad | CA | Vertical | San Diego | LFT | Other Natural Gas | FC |  | W | X | X |  |  | 1.1 |  | 1 | 1 | 0 | N |  |  | OP | X | 8 | 2012 | 2012 |  |  | N | IPP Non-CHP | IPP | IPP | 2 | X | NG | Non-Renewable | 0 | 1.1 | 0 | 1
Operable | 57128 | Bloom Energy |  | 58303 | Taylor Farms Salinas | CA | Vertical | Monterey | TLR | Other Natural Gas | FC |  | W | X | X |  |  | 1.1 |  | 1 | 1 | 0 | N |  |  | OP | X | 9 | 2012 | 2012 |  |  | N | IPP Non-CHP | IPP | IPP | 2 | X | NG | Non-Renewable | 0 | 1.1 | 0 | 1
Operable | 57128 | Bloom Energy |  | 59261 | Verizon-Torrance | CA | Vertical | Los Angeles | VZ300 | Other Natural Gas | FC |  | W | X | X |  |  | 1 |  | 1 | 1 | 0 | N |  |  | OP | X | 12 | 2013 | 2013 |  |  | N | IPP Non-CHP | IPP | IPP | 2 | X | NG | Non-Renewable | 0 | 1 | 0 | 1
Operable | 57128 | Bloom Energy |  | 59279 | Life Technologies - Pleasanton | CA | Vertical | Alameda | LFT01 | Other Natural Gas | FC |  | W | X | X |  |  | 1.1 |  | 1 | 1 | 0 | N |  |  | OP | X | 3 | 2013 | 2013 |  |  | N | IPP Non-CHP | IPP | IPP | 2 | X | NG | Non-Renewable | 0 | 1.1 | 0 | 1
Operable | 57128 | Bloom Energy |  | 59280 | Kellogg's - San Jose | CA | Vertical | Santa Clara | KLG00 | Other Natural Gas | FC |  | W | X | X |  |  | 1.1 |  | 1 | 1 | 0 | N |  |  | OP | X | 9 | 2013 | 2013 |  |  | N | IPP Non-CHP | IPP | IPP | 2 | X | NG | Non-Renewable | 0 | 1.1 | 0 | 1
Operable | 57128 | Bloom Energy |  | 59800 | Amazon San Bernardino | CA | Vertical | San Bernardino | AMZ00 | Other Natural Gas | FC |  | W | X | X |  |  | 1.1 |  | 1 | 1 | 0 | N |  |  | OP | X | 11 | 2014 | 2014 |  |  | N | IPP Non-CHP | IPP | IPP | 2 | X | NG | Non-Renewable | 0 | 1.1 | 0 | 1
Operable | 57128 | Bloom Energy |  | 59801 | IBM Southbury | CT | Restructured | New Haven | IBM00 | Other Natural Gas | FC |  | W | X | X |  |  | 1.1 |  | 1 | 1 | 0 | N |  |  | OP | X | 11 | 2014 | 2014 |  |  | N | IPP Non-CHP | IPP | IPP | 2 | X | NG | Non-Renewable | 0 | 1.1 | 0 | 1
Operable | 57128 | Bloom Energy |  | 59802 | Maxim | CA | Vertical | Santa Clara | MXM00 | Other Natural Gas | FC |  | W | X | X |  |  | 1.1 |  | 1 | 1 | 0 | N |  |  | OP | X | 8 | 2014 | 2014 |  |  | N | IPP Non-CHP | IPP | IPP | 2 | X | NG | Non-Renewable | 0 | 1.1 | 0 | 1
Operable | 57128 | Bloom Energy |  | 59803 | Pixar - Emeryville | CA | Vertical | Alameda | PXR00 | Other Natural Gas | FC |  | W | X | X |  |  | 1.1 |  | 1 | 1 | 0 | N |  |  | OP | X | 1 | 2014 | 2014 |  |  | N | IPP Non-CHP | IPP | IPP | 2 | X | NG | Non-Renewable | 0 | 1.1 | 0 | 1
Operable | 57128 | Bloom Energy |  | 59804 | Starbucks - Evolution Fresh | CA | Vertical | San Bernardino | SBK00 | Other Natural Gas | FC |  | W | X | X |  |  | 1.1 |  | 1 | 1 | 0 | N |  |  | OP | X | 6 | 2014 | 2014 |  |  | N | IPP Non-CHP | IPP | IPP | 2 | X | NG | Non-Renewable | 0 | 1.1 | 0 | 1
Operable | 57128 | Bloom Energy |  | 59805 | Yahoo! - HQ | CA | Vertical | Santa Clara | YAH00 | Other Natural Gas | FC |  | W | X | X |  |  | 1.1 |  | 1 | 1 | 0 | N |  |  | OP | X | 7 | 2014 | 2014 |  |  | N | IPP Non-CHP | IPP | IPP | 2 | X | NG | Non-Renewable | 0 | 1.1 | 0 | 1
Operable | 57128 | Bloom Energy |  | 60223 | Equinix San Jose | CA | Vertical | Santa Clara | EQXOO | Other Natural Gas | FC |  | W | X | X |  |  | 1.1 |  | 1 | 1 | 0.1 | N |  |  | OP | X | 11 | 2015 | 2015 |  |  | N | IPP Non-CHP | IPP | IPP | 2 | X | NG | Non-Renewable | 0 | 1.1 | 0 | 1
Operable | 57128 | Bloom Energy |  | 60224 | Intel Santa Clara | CA | Vertical | Santa Clara | NTL00 | Other Natural Gas | FC |  | W | X | X |  |  | 1.1 |  | 1 | 1 | 0.1 | N |  |  | OP | X | 1 | 2015 | 2015 |  |  | N | IPP Non-CHP | IPP | IPP | 2 | X | NG | Non-Renewable | 0 | 1.1 | 0 | 1
Operable | 57128 | Bloom Energy |  | 61153 | AT&T Holger | CA | Vertical | Santa Clara | AT057 | Other Natural Gas | FC |  | W | X | X |  |  | 1.3 |  | 1.3 | 1.3 | 0 | N |  |  | OP | X | 6 | 2016 | 2016 |  |  | N | IPP Non-CHP | IPP | IPP | 2 | X | NG | Non-Renewable | 0 | 1.3 | 0 | 1
Operable | 57128 | Bloom Energy |  | 61154 | AT&T Anaheim | CA | Vertical | Orange | AT058 | Other Natural Gas | FC |  | W | X | X |  |  | 1.3 |  | 1.3 | 1.3 | 0 | N |  |  | OP | X | 9 | 2016 | 2016 |  |  | N | IPP Non-CHP | IPP | IPP | 2 | X | NG | Non-Renewable | 0 | 1.3 | 0 | 1
Operable | 57128 | Bloom Energy |  | 62455 | Digital Fairfield | CT | Restructured | Fairfield | DGR01 | Other Natural Gas | FC |  | W | X | X |  |  | 2 |  | 2 | 2 | 0.1 | N |  |  | OP | X | 6 | 2018 | 2018 |  |  | N | IPP Non-CHP | IPP | IPP | 2 | X | NG | Non-Renewable | 0 | 2 | 0 | 1
Operable | 57128 | Bloom Energy |  | 62456 | Regeneron Tarrytown | NY | Restructured | Westchester | RGP00 | Other Natural Gas | FC |  | W | X | X |  |  | 1.5 |  | 1.5 | 1.5 | 0.1 | N |  |  | OP | X | 10 | 2018 | 2018 |  |  | N | IPP Non-CHP | IPP | IPP | 2 | X | NG | Non-Renewable | 0 | 1.5 | 0 | 1
Operable | 57128 | Bloom Energy |  | 62458 | Ratkovich Alhambra | CA | Vertical | Los Angeles | RAT00 | Other Natural Gas | FC |  | W | X | X |  |  | 1 |  | 1 | 1 | 0.1 | N |  |  | OP | X | 12 | 2018 | 2018 |  |  | N | IPP Non-CHP | IPP | IPP | 2 | X | NG | Non-Renewable | 0 | 1 | 0 | 1
Operable | 57128 | Bloom Energy |  | 62459 | Micro Santa Clara | CA | Vertical | Santa Clara | SMC01 | Other Natural Gas | FC |  | W | X | X |  |  | 2 |  | 2 | 2 | 0.1 | N |  |  | OP | X | 7 | 2018 | 2018 |  |  | N | IPP Non-CHP | IPP | IPP | 2 | X | NG | Non-Renewable | 0 | 2 | 0 | 1
Operable | 57128 | Bloom Energy |  | 62571 | Disney Prospect | CA | Vertical | Los Angeles | DSY01 | Other Natural Gas | FC |  | W | X | X |  |  | 1 |  | 1 | 1 | 0 | N |  |  | OP | X | 3 | 2017 | 2017 |  |  | N | IPP Non-CHP | IPP | IPP | 2 | X | NG | Non-Renewable | 0 | 1 | 0 | 1
Operable | 57128 | Bloom Energy |  | 62572 | ATT Jericho | NY | Restructured | Suffolk | ATT49 | Other Natural Gas | FC |  | W | X | X |  |  | 1 |  | 1 | 1 | 0 | N |  |  | OP | X | 3 | 2017 | 2017 |  |  | N | IPP Non-CHP | IPP | IPP | 2 | X | NG | Non-Renewable | 0 | 1 | 0 | 1
Operable | 57128 | Bloom Energy |  | 62573 | ATT Kelvin | CA | Vertical | Orange | ATT56 | Other Natural Gas | FC |  | W | X | X |  |  | 1 |  | 1 | 1 | 0 | N |  |  | OP | X | 4 | 2017 | 2017 |  |  | N | IPP Non-CHP | IPP | IPP | 2 | X | NG | Non-Renewable | 0 | 1 | 0 | 1
Operable | 57128 | Bloom Energy |  | 62574 | ATT Van Nyus | CA | Vertical | Los Angeles | ATT93 | Other Natural Gas | FC |  | W | X | X |  |  | 1 |  | 1 | 1 | 0 | N |  |  | OP | X | 7 | 2017 | 2017 |  |  | N | IPP Non-CHP | IPP | IPP | 2 | X | NG | Non-Renewable | 0 | 1 | 0 | 1
Operable | 57128 | Bloom Energy |  | 62575 | FLEX Gibraltar | CA | Vertical | Santa Clara | FLX01 | Other Natural Gas | FC |  | W | X | X |  |  | 1 |  | 1 | 1 | 0 | N |  |  | OP | X | 2 | 2017 | 2017 |  |  | N | IPP Non-CHP | IPP | IPP | 2 | X | NG | Non-Renewable | 0 | 1 | 0 | 1
Operable | 57128 | Bloom Energy |  | 62576 | MER Queens | NY | Restructured | Queens | MER01 | Other Natural Gas | FC |  | W | X | X |  |  | 1.2 |  | 1.2 | 1.2 | 0 | N |  |  | OP | X | 3 | 2017 | 2017 |  |  | N | IPP Non-CHP | IPP | IPP | 2 | X | NG | Non-Renewable | 0 | 1.2 | 0 | 1
Operable | 57128 | Bloom Energy |  | 62577 | APP Prune A-D | CA | Vertical | Santa Clara | AP11A | Other Natural Gas | FC |  | W | X | X |  |  | 1 |  | 1 | 1 | 0 | N |  |  | OP | X | 5 | 2017 | 2017 |  |  | N | IPP Non-CHP | IPP | IPP | 2 | X | NG | Non-Renewable | 0 | 1 | 0 | 1
Operable | 57128 | Bloom Energy |  | 62577 | APP Prune A-D | CA | Vertical | Santa Clara | AP11B | Other Natural Gas | FC |  | W | X | X |  |  | 1 |  | 1 | 1 | 0 | N |  |  | OP | X | 6 | 2017 | 2017 |  |  | N | IPP Non-CHP | IPP | IPP | 2 | X | NG | Non-Renewable | 0 | 1 | 0 | 1
Operable | 57128 | Bloom Energy |  | 62577 | APP Prune A-D | CA | Vertical | Santa Clara | AP11C | Other Natural Gas | FC |  | W | X | X |  |  | 1 |  | 1 | 1 | 0 | N |  |  | OP | X | 6 | 2017 | 2017 |  |  | N | IPP Non-CHP | IPP | IPP | 2 | X | NG | Non-Renewable | 0 | 1 | 0 | 1
Operable | 57128 | Bloom Energy |  | 62577 | APP Prune A-D | CA | Vertical | Santa Clara | AP11D | Other Natural Gas | FC |  | W | X | X |  |  | 1 |  | 1 | 1 | 0 | N |  |  | OP | X | 6 | 2017 | 2017 |  |  | N | IPP Non-CHP | IPP | IPP | 2 | X | NG | Non-Renewable | 0 | 1 | 0 | 1
Operable | 57128 | Bloom Energy |  | 63603 | Illumina Way SD | CA | Vertical | San Diego | ILM01 | Other Natural Gas | FC |  | W | X | X |  |  | 3.5 |  | 3.5 | 3.5 | 0.1 | N |  |  | OP | X | 9 | 2019 | 2019 |  |  | N | Industrial Non-CHP | Customer Sited | Other | 6 | X | NG | Non-Renewable | 0 | 3.5 | 0 | 1
Operable | 57128 | Bloom Energy |  | 63604 | Extreme San Ignacio | CA | Vertical | Santa Clara | EXN02 | Other Natural Gas | FC |  | W | X | X |  |  | 1 |  | 1 | 1 | 0.1 | N |  |  | OP | X | 5 | 2019 | 2019 |  |  | N | Commercial Non-CHP | Customer Sited | Other | 4 | X | NG | Non-Renewable | 0 | 1 | 0 | 1
Operable | 57128 | Bloom Energy |  | 63605 | ATT North Watney | CA | Vertical | Solano | ATT35 | Other Natural Gas | FC |  | W | X | X |  |  | 2 |  | 2 | 2 | 0.1 | N |  |  | OP | X | 12 | 2019 | 2019 |  |  | N | Commercial Non-CHP | Customer Sited | Other | 4 | X | NG | Non-Renewable | 0 | 2 | 0 | 1
Operable | 57128 | Bloom Energy |  | 63606 | ATT Ventura Blvd | CA | Vertical | Los Angeles | ATT27 | Other Natural Gas | FC |  | W | X | X |  |  | 1 |  | 1 | 1 | 0.1 | N |  |  | OP | X | 11 | 2019 | 2019 |  |  | N | Commercial Non-CHP | Customer Sited | Other | 4 | X | NG | Non-Renewable | 0 | 1 | 0 | 1
Operable | 57128 | Bloom Energy |  | 63607 | Extreme Via Del Oro | CA | Vertical | Santa Clara | EXN01 | Other Natural Gas | FC |  | W | X | X |  |  | 1.2 |  | 1.2 | 1.2 | 0.1 | N |  |  | OP | X | 3 | 2019 | 2019 |  |  | N | Commercial Non-CHP | Customer Sited | Other | 4 | X | NG | Non-Renewable | 0 | 1.2 | 0 | 1
Operable | 57128 | Bloom Energy |  | 63637 | One Patriot | MA | Restructured | Norfolk | TKG00 | Other Natural Gas | FC |  | W | X | X |  |  | 2 |  | 2 | 2 | 0.1 | N |  |  | OP | X | 12 | 2019 | 2019 |  |  | N | Commercial Non-CHP | Customer Sited | Other | 4 | X | NG | Non-Renewable | 0 | 2 | 0 | 1
Operable | 57128 | Bloom Energy |  | 65192 | AT&T San Diego | CA | Vertical | San Diego | ATT41 | Other Natural Gas | FC |  | S | X | X |  |  | 1 |  | 1 | 1 | 1 | N |  |  | OP | X | 3 | 2015 | 2015 |  |  | N | IPP Non-CHP | IPP | IPP | 2 | X | NG | Non-Renewable | 0 | 1 | 0 | 1
Operable | 57128 | Bloom Energy |  | 65196 | SCC - San Jose | CA | Vertical | Santa Clara | SCC02 | Other Natural Gas | FC |  | S | X | X |  |  | 1 |  | 1 | 1 | 1 | N |  |  | OP | X | 3 | 2014 | 2014 |  |  | N | IPP Non-CHP | IPP | IPP | 2 | X | NG | Non-Renewable | 0 | 1 | 0 | 1
Operable | 57128 | Bloom Energy |  | 65197 | Medtronic - New Haven 2 | CT | Restructured | New Haven | MDC04 | Other Natural Gas | FC |  | S | X | X |  |  | 2.2 |  | 2.2 | 2.2 | 2.2 | N |  |  | OP | X | 10 | 2020 | 2020 |  |  | N | IPP Non-CHP | IPP | IPP | 2 | X | NG | Non-Renewable | 0 | 2.2 | 0 | 1
Operable | 57128 | Bloom Energy |  | 65198 | Medtronic - New Haven | CT | Restructured | New Haven | MDC02 | Other Natural Gas | FC |  | S | X | X |  |  | 2.3 |  | 2.3 | 2.3 | 2.3 | N |  |  | OP | X | 10 | 2020 | 2020 |  |  | N | IPP Non-CHP | IPP | IPP | 2 | X | NG | Non-Renewable | 0 | 2.3 | 0 | 1
Operable | 57128 | Bloom Energy |  | 65199 | Keysight - Santa Rosa | CA | Vertical | Sonoma | KST00 | Other Natural Gas | FC |  | S | X | X |  |  | 4.5 |  | 4.5 | 4.5 | 4.5 | N |  |  | OP | X | 9 | 2018 | 2018 |  |  | N | IPP Non-CHP | IPP | IPP | 2 | X | NG | Non-Renewable | 0 | 4.5 | 0 | 1
Operable | 57128 | Bloom Energy |  | 65200 | DirecTV - Los Angeles | CA | Vertical | Los Angeles | DTV02 | Other Natural Gas | FC |  | S | X | X |  |  | 1 |  | 1 | 1 | 1 | N |  |  | OP | X | 10 | 2016 | 2016 |  |  | N | IPP Non-CHP | IPP | IPP | 2 | X | NG | Non-Renewable | 0 | 1 | 0 | 1
Operable | 57128 | Bloom Energy |  | 65201 | Certain Solar - Staten Island | NY | Restructured | Richmond | CTS0A | Other Natural Gas | FC |  | S | X | X |  |  | 2 |  | 2 | 2 | 2 | N |  |  | OP | X | 9 | 2020 | 2020 |  |  | N | IPP Non-CHP | IPP | IPP | 2 | X | NG | Non-Renewable | 0 | 2 | 0 | 1
Operable | 57128 | Bloom Energy |  | 65201 | Certain Solar - Staten Island | NY | Restructured | Richmond | CTS0B | Other Natural Gas | FC |  | S | X | X |  |  | 1.5 |  | 1.5 | 1.5 | 1.5 | N |  |  | OP | X | 9 | 2020 | 2020 |  |  | N | IPP Non-CHP | IPP | IPP | 2 | X | NG | Non-Renewable | 0 | 1.5 | 0 | 1
Operable | 57128 | Bloom Energy |  | 65201 | Certain Solar - Staten Island | NY | Restructured | Richmond | CTS0C | Other Natural Gas | FC |  | S | X | X |  |  | 2 |  | 2 | 2 | 2 | N |  |  | OP | X | 9 | 2020 | 2020 |  |  | N | IPP Non-CHP | IPP | IPP | 2 | X | NG | Non-Renewable | 0 | 2 | 0 | 1
Operable | 57128 | Bloom Energy |  | 65201 | Certain Solar - Staten Island | NY | Restructured | Richmond | CTS0D | Other Natural Gas | FC |  | S | X | X |  |  | 2 |  | 2 | 2 | 2 | N |  |  | OP | X | 9 | 2020 | 2020 |  |  | N | IPP Non-CHP | IPP | IPP | 2 | X | NG | Non-Renewable | 0 | 2 | 0 | 1
Operable | 57128 | Bloom Energy |  | 65202 | CalTech - Pasadena | CA | Vertical | Los Angeles | CLT05 | Other Natural Gas | FC |  | S | X | X |  |  | 1 |  | 1 | 1 | 1 | N |  |  | OP | X | 3 | 2016 | 2016 |  |  | N | IPP Non-CHP | IPP | IPP | 2 | X | NG | Non-Renewable | 0 | 1 | 0 | 1
Operable | 57128 | Bloom Energy |  | 65203 | Beckton Dickenson - San Jose | CA | Vertical | Santa Clara | BDB01 | Other Natural Gas | FC |  | S | X | X |  |  | 1 |  | 1 | 1 | 1 | N |  |  | OP | X | 7 | 2016 | 2016 |  |  | N | IPP Non-CHP | IPP | IPP | 2 | X | NG | Non-Renewable | 0 | 1 | 0 | 1
Operable | 57128 | Bloom Energy |  | 65204 | AT&T - Redwood City | CA | Vertical | San Mateo | ATT95 | Other Natural Gas | FC |  | S | X | X |  |  | 1 |  | 1 | 1 | 1 | N |  |  | OP | X | 3 | 2013 | 2013 |  |  | N | IPP Non-CHP | IPP | IPP | 2 | X | NG | Non-Renewable | 0 | 1 | 0 | 1
Operable | 57128 | Bloom Energy |  | 65205 | AT&T - Gardena | CA | Vertical | Los Angeles | ATT26 | Other Natural Gas | FC |  | S | X | X |  |  | 1 |  | 1 | 1 | 1 | N |  |  | OP | X | 6 | 2013 | 2013 |  |  | N | IPP Non-CHP | IPP | IPP | 2 | X | NG | Non-Renewable | 0 | 1 | 0 | 1
Operable | 57128 | Bloom Energy |  | 65206 | AT&T - Hawthorne | CA | Vertical | Los Angeles | ATT58 | Other Natural Gas | FC |  | S | X | X |  |  | 1 |  | 1 | 1 | 1 | N |  |  | OP | X | 10 | 2016 | 2016 |  |  | N | IPP Non-CHP | IPP | IPP | 2 | X | NG | Non-Renewable | 0 | 1 | 0 | 1
Operable | 57128 | Bloom Energy |  | 65208 | AT&T - Hayward | CA | Vertical | Alameda | ATA17 | Other Natural Gas | FC |  | S | X | X |  |  | 1 |  | 1 | 1 | 1 | N |  |  | OP | X | 11 | 2016 | 2016 |  |  | N | IPP Non-CHP | IPP | IPP | 2 | X | NG | Non-Renewable | 0 | 1 | 0 | 1
Operable | 57128 | Bloom Energy |  | 65209 | Equinix - Billerica | MA | Restructured | Middlesex | EQX53 | Other Natural Gas | FC |  | S | X | X |  |  | 1.9 |  | 1.9 | 1.9 | 1.9 | N |  |  | OP | X | 9 | 2021 | 2021 |  |  | N | IPP Non-CHP | IPP | IPP | 2 | X | NG | Non-Renewable | 0 | 1.9 | 0 | 1
Operable | 57128 | Bloom Energy |  | 65210 | Enloe Medical - Chico | CA | Vertical | Butte | ENL00 | Other Natural Gas | FC |  | S | X | X |  |  | 1.7 |  | 1.7 | 1.7 | 1.7 | N |  |  | OP | X | 6 | 2021 | 2021 |  |  | N | IPP Non-CHP | IPP | IPP | 2 | X | NG | Non-Renewable | 0 | 1.7 | 0 | 1
Operable | 57128 | Bloom Energy |  | 65211 | Comcast - Universal City | CA | Vertical | Los Angeles | CMC04 | Other Natural Gas | FC |  | S | X | X |  |  | 1 |  | 1 | 1 | 1 | N |  |  | OP | X | 9 | 2021 | 2021 |  |  | N | IPP Non-CHP | IPP | IPP | 2 | X | NG | Non-Renewable | 0 | 1 | 0 | 1
Operable | 57128 | Bloom Energy |  | 65212 | Altice - Hicksville | NY | Restructured | Nassau | ATC04 | Other Natural Gas | FC |  | S | X | X |  |  | 2 |  | 2 | 2 | 2 | N |  |  | OP | X | 8 | 2021 | 2021 |  |  | N | IPP Non-CHP | IPP | IPP | 2 | X | NG | Non-Renewable | 0 | 2 | 0 | 1
Operable | 57128 | Bloom Energy |  | 65213 | Altice - Parsippany | NJ | Restructured | Morris | ATC03 | Other Natural Gas | FC |  | S | X | X |  |  | 2 |  | 2 | 2 | 2 | N |  |  | OP | X | 7 | 2021 | 2021 |  |  | N | IPP Non-CHP | IPP | IPP | 2 | X | NG | Non-Renewable | 0 | 2 | 0 | 1
Operable | 57128 | Bloom Energy |  | 65360 | AT&T - San Diego Trade Street | CA | Vertical | San Diego | ATA02 | Other Natural Gas | FC |  | S | X | X |  |  | 1 |  | 1 | 1 | 1 | N |  |  | OP | X | 3 | 2016 | 2016 |  |  | N | IPP Non-CHP | IPP | IPP | 2 | X | NG | Non-Renewable | 0 | 1 | 0 | 1
Operable | 57128 | Bloom Energy |  | 65361 | CalTech - Pasadena Wilson Ave | CA | Vertical | Los Angeles | CLT30 | Other Natural Gas | FC |  | S | X | X |  |  | 1 |  | 1 | 1 | 1 | N |  |  | OP | X | 12 | 2019 | 2019 |  |  | N | IPP Non-CHP | IPP | IPP | 2 | X | NG | Non-Renewable | 0 | 1 | 0 | 1
Operable | 57128 | Bloom Energy |  | 66142 | Kaiser - Harbor City | CA | Vertical | Los Angeles | KSR48 | Other Natural Gas | FC |  | S | X | X |  |  | 2.1 |  | 2.1 | 2.1 | 2.1 | N |  |  | OP | X | 12 | 2019 | 2019 |  |  | N | IPP Non-CHP | IPP | IPP | 2 | X | NG | Non-Renewable | 0 | 2.1 | 0 | 1
Operable | 57128 | Bloom Energy |  | 66143 | San Diego Community College | CA | Vertical | San Diego | SDC01 | Other Natural Gas | FC |  | S | X | X |  |  | 1 |  | 1 | 1 | 1 | N |  |  | OP | X | 3 | 2020 | 2020 |  |  | N | IPP Non-CHP | IPP | IPP | 2 | X | NG | Non-Renewable | 0 | 1 | 0 | 1
Operable | 57128 | Bloom Energy |  | 66145 | Life Technologies - Fremont | CA | Vertical | Alameda | TMF06 | Other Natural Gas | FC |  | S | X | X |  |  | 1.3 |  | 1.3 | 1.3 | 1.3 | N |  |  | OP | X | 12 | 2020 | 2020 |  |  | N | IPP Non-CHP | IPP | IPP | 2 | X | NG | Non-Renewable | 0 | 1.3 | 0 | 1
Operable | 57128 | Bloom Energy |  | 66146 | Kaiser - LA | CA | Vertical | Los Angeles | KSR40 | Other Natural Gas | FC |  | S | X | X |  |  | 4.5 |  | 4.5 | 4.5 | 4.5 | N |  |  | OP | X | 6 | 2020 | 2020 |  |  | N | IPP Non-CHP | IPP | IPP | 2 | X | NG | Non-Renewable | 0 | 4.5 | 0 | 1
Operable | 57128 | Bloom Energy |  | 66148 | Kaiser - Woodland Hills | CA | Vertical | Los Angeles | KSR55 | Other Natural Gas | FC |  | S | X | X |  |  | 3.1 |  | 3.1 | 3.1 | 3.1 | N |  |  | OP | X | 9 | 2019 | 2019 |  |  | N | IPP Non-CHP | IPP | IPP | 2 | X | NG | Non-Renewable | 0 | 3.1 | 0 | 1
Operable | 57128 | Bloom Energy |  | 66150 | Equinix - Elmsford | NY | Restructured | Westchester | EQX36 | Other Natural Gas | FC |  | S | X | X |  |  | 1.7 |  | 1.7 | 1.7 | 1.7 | N |  |  | OP | X | 9 | 2020 | 2020 |  |  | N | IPP Non-CHP | IPP | IPP | 2 | X | NG | Non-Renewable | 0 | 1.7 | 0 | 1
Operable | 57128 | Bloom Energy |  | 66151 | CoreSite - Somerville | MA | Restructured | Middlesex | CST00 | Other Natural Gas | FC |  | S | X | X |  |  | 3.6 |  | 3.6 | 3.6 | 3.6 | N |  |  | OP | X | 9 | 2020 | 2020 |  |  | N | IPP Non-CHP | IPP | IPP | 2 | X | NG | Non-Renewable | 0 | 3.6 | 0 | 1
Operable | 57128 | Bloom Energy |  | 66152 | Connecticut College | CT | Restructured | New London | CNC00 | Other Natural Gas | FC |  | S | X | X |  |  | 1.2 |  | 1.2 | 1.2 | 1.2 | N |  |  | OP | X | 9 | 2019 | 2019 |  |  | N | IPP Non-CHP | IPP | IPP | 2 | X | NG | Non-Renewable | 0 | 1.2 | 0 | 1
Operable | 57128 | Bloom Energy |  | 66455 | Yale New Haven - New London | CT | Restructured | New London | YNH01 | Other Natural Gas | FC |  | S | X | X |  |  | 1.8 |  | 1.8 | 1.8 | 1.8 | N |  |  | OP | X | 9 | 2022 | 2022 |  |  | N | IPP Non-CHP | IPP | IPP | 2 | X | NG | Non-Renewable | 0 | 1.8 | 0 | 1
Operable | 57128 | Bloom Energy |  | 66456 | Anheuser Busch - Fairfield | CA | Vertical | Solano | ANB00 | Other Natural Gas | FC |  | S | X | X |  |  | 2.6 |  | 2.6 | 2.6 | 2.6 | N |  |  | OP | X | 12 | 2022 | 2022 |  |  | N | IPP Non-CHP | IPP | IPP | 2 | X | NG | Non-Renewable | 0 | 2.6 | 0 | 1
Operable | 57128 | Bloom Energy |  | 66457 | Apple Staten Island - Industrial Loop | NY | Restructured | Richmond | APP18 | Other Natural Gas | FC |  | S | X | X |  |  | 5 |  | 5 | 5 | 5 | N |  |  | OP | X | 6 | 2022 | 2022 |  |  | N | IPP Non-CHP | IPP | IPP | 2 | X | NG | Non-Renewable | 0 | 5 | 0 | 1
Operable | 57128 | Bloom Energy |  | 66458 | Redlands Community Hospital | CA | Vertical | San Bernardino | RCH00 | Other Natural Gas | FC |  | S | X | X |  |  | 1.1 |  | 1.1 | 1.1 | 1.1 | N |  |  | OP | X | 6 | 2021 | 2021 |  |  | N | IPP Non-CHP | IPP | IPP | 2 | X | NG | Non-Renewable | 0 | 1.1 | 0 | 1
Operable | 57128 | Bloom Energy |  | 66459 | Taylor Farms - Schilling Place | CA | Vertical | Monterey | TLR01 | Other Natural Gas | FC |  | S | X | X |  |  | 1 |  | 1 | 1 | 1 | N |  |  | OP | X | 7 | 2019 | 2019 |  |  | N | IPP Non-CHP | IPP | IPP | 2 | X | NG | Non-Renewable | 0 | 1 | 0 | 1
Operable | 57128 | Bloom Energy |  | 66460 | Apple Staten Island - Winant Place | NY | Restructured | Richmond | APP21 | Other Natural Gas | FC |  | S | X | X |  |  | 5 |  | 5 | 5 | 5 | N |  |  | OP | X | 8 | 2022 | 2022 |  |  | N | IPP Non-CHP | IPP | IPP | 2 | X | NG | Non-Renewable | 0 | 5 | 0 | 1
Operable | 56778 | Bloom Energy 2009 PPA |  | 57460 | Caltech Central | CA | Vertical | Los Angeles | CL00 | Other Natural Gas | FC |  | S | X | X |  |  | 0.1 |  | 0.1 | 0.1 | 0.1 | N |  |  | OP | X | 11 | 2010 | 2010 | 3 | 2031 | N | IPP Non-CHP | IPP | IPP | 2 | X | NG | Non-Renewable | 0 | 0.1 | 0 | 1
Operable | 56778 | Bloom Energy 2009 PPA |  | 57460 | Caltech Central | CA | Vertical | Los Angeles | CL01 | Other Natural Gas | FC |  | S | X | X |  |  | 0.1 |  | 0.1 | 0.1 | 0.1 | N |  |  | OP | X | 11 | 2010 | 2010 | 3 | 2031 | N | IPP Non-CHP | IPP | IPP | 2 | X | NG | Non-Renewable | 0 | 0.1 | 0 | 1
Operable | 56778 | Bloom Energy 2009 PPA |  | 57460 | Caltech Central | CA | Vertical | Los Angeles | CL02 | Other Natural Gas | FC |  | S | X | X |  |  | 0.1 |  | 0.1 | 0.1 | 0.1 | N |  |  | OP | X | 11 | 2010 | 2010 | 3 | 2031 | N | IPP Non-CHP | IPP | IPP | 2 | X | NG | Non-Renewable | 0 | 0.1 | 0 | 1
Operable | 56778 | Bloom Energy 2009 PPA |  | 57460 | Caltech Central | CA | Vertical | Los Angeles | CL03 | Other Natural Gas | FC |  | S | X | X |  |  | 0.1 |  | 0.1 | 0.1 | 0.1 | N |  |  | OP | X | 11 | 2010 | 2010 | 3 | 2031 | N | IPP Non-CHP | IPP | IPP | 2 | X | NG | Non-Renewable | 0 | 0.1 | 0 | 1
Operable | 56778 | Bloom Energy 2009 PPA |  | 57460 | Caltech Central | CA | Vertical | Los Angeles | CL04 | Other Natural Gas | FC |  | S | X | X |  |  | 0.1 |  | 0.1 | 0.1 | 0.1 | N |  |  | OP | X | 11 | 2010 | 2010 | 3 | 2031 | N | IPP Non-CHP | IPP | IPP | 2 | X | NG | Non-Renewable | 0 | 0.1 | 0 | 1
Operable | 56778 | Bloom Energy 2009 PPA |  | 57460 | Caltech Central | CA | Vertical | Los Angeles | CL05 | Other Natural Gas | FC |  | S | X | X |  |  | 0.1 |  | 0.1 | 0.1 | 0.1 | N |  |  | OP | X | 11 | 2010 | 2010 | 3 | 2031 | N | IPP Non-CHP | IPP | IPP | 2 | X | NG | Non-Renewable | 0 | 0.1 | 0 | 1
Operable | 56778 | Bloom Energy 2009 PPA |  | 57460 | Caltech Central | CA | Vertical | Los Angeles | CL06 | Other Natural Gas | FC |  | S | X | X |  |  | 0.1 |  | 0.1 | 0.1 | 0.1 | N |  |  | OP | X | 11 | 2010 | 2010 | 3 | 2031 | N | IPP Non-CHP | IPP | IPP | 2 | X | NG | Non-Renewable | 0 | 0.1 | 0 | 1
Operable | 56778 | Bloom Energy 2009 PPA |  | 57460 | Caltech Central | CA | Vertical | Los Angeles | CL07 | Other Natural Gas | FC |  | S | X | X |  |  | 0.1 |  | 0.1 | 0.1 | 0.1 | N |  |  | OP | X | 11 | 2010 | 2010 | 3 | 2031 | N | IPP Non-CHP | IPP | IPP | 2 | X | NG | Non-Renewable | 0 | 0.1 | 0 | 1
Operable | 56778 | Bloom Energy 2009 PPA |  | 57460 | Caltech Central | CA | Vertical | Los Angeles | CL08 | Other Natural Gas | FC |  | S | X | X |  |  | 0.1 |  | 0.1 | 0.1 | 0.1 | N |  |  | OP | X | 11 | 2010 | 2010 | 3 | 2031 | N | IPP Non-CHP | IPP | IPP | 2 | X | NG | Non-Renewable | 0 | 0.1 | 0 | 1
Operable | 56778 | Bloom Energy 2009 PPA |  | 57460 | Caltech Central | CA | Vertical | Los Angeles | CL09 | Other Natural Gas | FC |  | S | X | X |  |  | 0.1 |  | 0.1 | 0.1 | 0.1 | N |  |  | OP | X | 11 | 2010 | 2010 | 3 | 2031 | N | IPP Non-CHP | IPP | IPP | 2 | X | NG | Non-Renewable | 0 | 0.1 | 0 | 1
Operable | 56778 | Bloom Energy 2009 PPA |  | 57460 | Caltech Central | CA | Vertical | Los Angeles | CL10 | Other Natural Gas | FC |  | S | X | X |  |  | 0.1 |  | 0.1 | 0.1 | 0.1 | N |  |  | OP | X | 11 | 2010 | 2010 | 3 | 2031 | N | IPP Non-CHP | IPP | IPP | 2 | X | NG | Non-Renewable | 0 | 0.1 | 0 | 1
Operable | 56778 | Bloom Energy 2009 PPA |  | 58128 | Kaiser Downey | CA | Vertical | Los Angeles | KRSO1 | Other Natural Gas | FC |  | S | X | X |  |  | 0.2 |  | 0.2 | 0.2 | 0.2 | N |  |  | OP | X | 6 | 2012 | 2012 |  |  | N | IPP Non-CHP | IPP | IPP | 2 | X | NG | Non-Renewable | 0 | 0.2 | 0 | 1
Operable | 56778 | Bloom Energy 2009 PPA |  | 58128 | Kaiser Downey | CA | Vertical | Los Angeles | KRSO2 | Other Natural Gas | FC |  | S | X | X |  |  | 0.2 |  | 0.2 | 0.2 | 0.2 | N |  |  | OP | X | 6 | 2012 | 2012 |  |  | N | IPP Non-CHP | IPP | IPP | 2 | X | NG | Non-Renewable | 0 | 0.2 | 0 | 1
Operable | 56778 | Bloom Energy 2009 PPA |  | 58128 | Kaiser Downey | CA | Vertical | Los Angeles | KRSO3 | Other Natural Gas | FC |  | S | X | X |  |  | 0.2 |  | 0.2 | 0.2 | 0.2 | N |  |  | OP | X | 6 | 2012 | 2012 |  |  | N | IPP Non-CHP | IPP | IPP | 2 | X | NG | Non-Renewable | 0 | 0.2 | 0 | 1
Operable | 56778 | Bloom Energy 2009 PPA |  | 58128 | Kaiser Downey | CA | Vertical | Los Angeles | KRSO4 | Other Natural Gas | FC |  | S | X | X |  |  | 0.2 |  | 0.2 | 0.2 | 0.2 | N |  |  | OP | X | 6 | 2012 | 2012 |  |  | N | IPP Non-CHP | IPP | IPP | 2 | X | NG | Non-Renewable | 0 | 0.2 | 0 | 1
Operable | 56778 | Bloom Energy 2009 PPA |  | 58128 | Kaiser Downey | CA | Vertical | Los Angeles | KRSO5 | Other Natural Gas | FC |  | S | X | X |  |  | 0.2 |  | 0.2 | 0.2 | 0.2 | N |  |  | OP | X | 6 | 2012 | 2012 |  |  | N | IPP Non-CHP | IPP | IPP | 2 | X | NG | Non-Renewable | 0 | 0.2 | 0 | 1
Operable | 56778 | Bloom Energy 2009 PPA |  | 58132 | Kaiser Ontario | CA | Vertical | San Bernardino | KSRO1 | Other Natural Gas | FC |  | S | X | X |  |  | 0.2 |  | 0.2 | 0.2 | 0.2 | N |  |  | OP | X | 10 | 2012 | 2012 |  |  | N | IPP Non-CHP | IPP | IPP | 2 | X | NG | Non-Renewable | 0 | 0.2 | 0 | 1
Operable | 56778 | Bloom Energy 2009 PPA |  | 58132 | Kaiser Ontario | CA | Vertical | San Bernardino | KSRO2 | Other Natural Gas | FC |  | S | X | X |  |  | 0.2 |  | 0.2 | 0.2 | 0.2 | N |  |  | OP | X | 10 | 2012 | 2012 |  |  | N | IPP Non-CHP | IPP | IPP | 2 | X | NG | Non-Renewable | 0 | 0.2 | 0 | 1
Operable | 56778 | Bloom Energy 2009 PPA |  | 58132 | Kaiser Ontario | CA | Vertical | San Bernardino | KSRO3 | Other Natural Gas | FC |  | S | X | X |  |  | 0.2 |  | 0.2 | 0.2 | 0.2 | N |  |  | OP | X | 10 | 2012 | 2012 |  |  | N | IPP Non-CHP | IPP | IPP | 2 | X | NG | Non-Renewable | 0 | 0.2 | 0 | 1
Operable | 56778 | Bloom Energy 2009 PPA |  | 58132 | Kaiser Ontario | CA | Vertical | San Bernardino | KSRO4 | Other Natural Gas | FC |  | S | X | X |  |  | 0.2 |  | 0.2 | 0.2 | 0.2 | N |  |  | OP | X | 10 | 2012 | 2012 |  |  | N | IPP Non-CHP | IPP | IPP | 2 | X | NG | Non-Renewable | 0 | 0.2 | 0 | 1
Operable | 56778 | Bloom Energy 2009 PPA |  | 58132 | Kaiser Ontario | CA | Vertical | San Bernardino | KSRO5 | Other Natural Gas | FC |  | S | X | X |  |  | 0.2 |  | 0.2 | 0.2 | 0.2 | N |  |  | OP | X | 10 | 2012 | 2012 |  |  | N | IPP Non-CHP | IPP | IPP | 2 | X | NG | Non-Renewable | 0 | 0.2 | 0 | 1
Operable | 56778 | Bloom Energy 2009 PPA |  | 65191 | University of San Diego | CA | Vertical | San Diego | USD00 | Other Natural Gas | FC |  | S | X | X |  |  | 1 |  | 1 | 1 | 1 | N |  |  | OP | X | 12 | 2016 | 2016 |  |  | N | IPP Non-CHP | IPP | IPP | 2 | X | NG | Non-Renewable | 0 | 1 | 0 | 1
Operable | 56778 | Bloom Energy 2009 PPA |  | 65193 | CalTech - Pasadena (PPA) | CA | Vertical | Los Angeles | CLT05 | Other Natural Gas | FC |  | S | X | X |  |  | 1 |  | 1 | 1 | 1 | N |  |  | OP | X | 3 | 2016 | 2016 |  |  | N | IPP Non-CHP | IPP | IPP | 2 | X | NG | Non-Renewable | 0 | 1 | 0 | 1
Operable | 56778 | Bloom Energy 2009 PPA |  | 65194 | AT&T Middletown | NJ | Restructured | Monmouth | ATT39 | Other Natural Gas | FC |  | S | X | X |  |  | 2 |  | 2 | 2 | 2 | N |  |  | OP | X | 7 | 2015 | 2015 |  |  | N | IPP Non-CHP | IPP | IPP | 2 | X | NG | Non-Renewable | 0 | 2 | 0 | 1
Operable | 63043 | Blossburg Power, LLC |  | 3120 | Blossburg | PA | Restructured | Tioga | 1 | Natural Gas Fired Combustion Turbine | GT |  | S | X | X | 50765 | bLOSSBUR 13 KV UNITCT | 24 | 0.85 | 20.9 | 19 | 16 | N |  |  | OP | X | 5 | 1971 | Pre-2000 |  |  | N | IPP Non-CHP | IPP | IPP | 2 | X | NG | Non-Renewable | 0 | 24 | 0 | 1
Operable | 54707 | Blue Canyon Windpower II LLC |  | 56335 | Blue Canyon Windpower II | OK | Vertical | Comanche | EW2 | Onshore Wind Turbine | WT |  | S | X | X |  |  | 151.4 |  | 151.4 | 151.4 | 7.1 | N |  |  | OP | X | 12 | 2005 | 2005 |  |  | N | IPP Non-CHP | IPP | IPP | 2 | X | WND | Renewable | 151.4 | 0 | 1 | 0
Operable | 1881 | Blue Canyon Windpower LLC |  | 56081 | Blue Canyon Windpower | OK | Vertical | Comanche | EW | Onshore Wind Turbine | WT |  | S | X | X |  |  | 74.3 |  | 74.3 | 74.3 | 2.9 | N |  |  | OP | X | 12 | 2003 | 2003 |  |  | N | IPP Non-CHP | IPP | IPP | 2 | X | WND | Renewable | 74.3 | 0 | 1 | 0
Operable | 56416 | Blue Canyon Windpower V LLC |  | 57108 | Blue Canyon Windpower V LLC | OK | Vertical | Caddo | GEN 1 | Onshore Wind Turbine | WT |  | S | X | X |  |  | 99 |  | 99 | 99 | 1 | N |  |  | OP | X | 10 | 2009 | 2009 |  |  | N | IPP Non-CHP | IPP | IPP | 2 | X | WND | Renewable | 99 | 0 | 1 | 0
Operable | 56945 | Blue Canyon Windpower VI LLC |  | 57616 | Blue Canyon Windpower VI LLC | OK | Vertical | Caddo | GEN1 | Onshore Wind Turbine | WT |  | S | X | X |  |  | 99.8 |  | 99.8 | 99.8 | 4.7 | N |  |  | OP | X | 12 | 2011 | 2011 |  |  | N | IPP Non-CHP | IPP | IPP | 2 | X | WND | Renewable | 99.8 | 0 | 1 | 0
Operable | 1883 | Blue Earth Light & Water |  | 1967 | Blue Earth | MN | Vertical | Faribault | IC1 | Petroleum Liquids | IC |  | S | X | X |  |  | 1.5 | 0.9 | 1.5 | 1.5 | 0.5 | N |  |  | OP | X | 11 | 1960 | Pre-2000 |  |  | N | Electric Utility | Utility | Municipal | 1 | X | DFO | Non-Renewable | 0 | 1.5 | 0 | 1
Operable | 1883 | Blue Earth Light & Water |  | 1967 | Blue Earth | MN | Vertical | Faribault | IC3 | Petroleum Liquids | IC |  | S | X | X |  |  | 1.6 | 0.9 | 1.6 | 1.6 | 0.5 | N |  |  | OP | X | 11 | 1993 | Pre-2000 |  |  | N | Electric Utility | Utility | Municipal | 1 | X | DFO | Non-Renewable | 0 | 1.6 | 0 | 1
Operable | 1883 | Blue Earth Light & Water |  | 1967 | Blue Earth | MN | Vertical | Faribault | IC4 | Petroleum Liquids | IC |  | S | X | X |  |  | 1.6 | 0.9 | 1.6 | 1.6 | 0.5 | N |  |  | OP | X | 11 | 1993 | Pre-2000 |  |  | N | Electric Utility | Utility | Municipal | 1 | X | DFO | Non-Renewable | 0 | 1.6 | 0 | 1
Operable | 1883 | Blue Earth Light & Water |  | 1967 | Blue Earth | MN | Vertical | Faribault | IC5 | Petroleum Liquids | IC |  | S | X | X |  |  | 1.6 | 0.9 | 1.6 | 1.6 | 0.5 | N |  |  | OP | X | 11 | 1993 | Pre-2000 |  |  | N | Electric Utility | Utility | Municipal | 1 | X | DFO | Non-Renewable | 0 | 1.6 | 0 | 1
Operable | 1883 | Blue Earth Light & Water |  | 1967 | Blue Earth | MN | Vertical | Faribault | IC6 | Petroleum Liquids | IC |  | S | X | X |  |  | 1.8 | 0.9 | 1.8 | 1.8 | 0.5 | N |  |  | OP | X | 2 | 1996 | Pre-2000 |  |  | N | Electric Utility | Utility | Municipal | 1 | X | DFO | Non-Renewable | 0 | 1.8 | 0 | 1
Operable | 1883 | Blue Earth Light & Water |  | 1967 | Blue Earth | MN | Vertical | Faribault | IC7 | Petroleum Liquids | IC |  | S | X | X |  |  | 1.1 | 0.9 | 1.1 | 1.1 | 0.5 | N |  |  | OP | X | 9 | 2015 | 2015 |  |  | N | Electric Utility | Utility | Municipal | 1 | X | DFO | Non-Renewable | 0 | 1.1 | 0 | 1
Operable | 1883 | Blue Earth Light & Water |  | 1967 | Blue Earth | MN | Vertical | Faribault | IC8 | Petroleum Liquids | IC |  | S | X | X |  |  | 1.8 | 0.9 | 1.8 | 1.8 | 0.5 | N |  |  | OP | X | 9 | 2015 | 2015 |  |  | N | Electric Utility | Utility | Municipal | 1 | X | DFO | Non-Renewable | 0 | 1.8 | 0 | 1
Operable | 65272 | Blue Elk III Solar, LLC |  | 66103 | Blue Elk III Solar, LLC | MI | Vertical | Ingham | BEIII | Solar Photovoltaic | PV |  | S | X | X |  |  | 20 | 0.95 | 20 | 20 |  | N |  |  | OP | X | 12 | 2023 | 2023 |  |  | N | IPP Non-CHP | IPP | IPP | 2 | X | SUN | Renewable | 20 | 0 | 1 | 0
Operable | 65269 | Blue Elk IV Solar, LLC |  | 66102 | Blue Elk IV Solar, LLC | MI | Vertical | Lenawee | BEIV | Solar Photovoltaic | PV |  | S | X | X |  |  | 20 | 0.95 | 20 | 20 |  | N |  |  | OP | X | 12 | 2023 | 2023 |  |  | N | IPP Non-CHP | IPP | IPP | 2 | X | SUN | Renewable | 20 | 0 | 1 | 0
Operable | 65273 | Blue Elk VII Solar, LLC |  | 66104 | Blue Elk VII Solar, LLC | MI | Vertical | Genesee | BEVII | Solar Photovoltaic | PV |  | S | X | X |  |  | 12.5 | 0.95 | 12.5 | 12.5 |  | N |  |  | OP | X | 11 | 2023 | 2023 |  |  | N | IPP Non-CHP | IPP | IPP | 2 | X | SUN | Renewable | 12.5 | 0 | 1 | 0
Operable | 63834 | Blue Goose Solar |  | 64228 | Blue Goose Solar CSG | IL | Restructured | Whiteside | BLGS | Solar Photovoltaic | PV |  | S | X | X |  |  | 2 |  | 2 | 2 |  | N |  |  | OP | X | 12 | 2020 | 2020 |  |  | N | IPP Non-CHP | IPP | IPP | 2 | X | SUN | Renewable | 2 | 0 | 1 | 0
Operable | 65364 | Blue Harvest Solar Park LLC |  | 66249 | Blue Harvest Solar Park | OH | Restructured | Putnam | GEN01 | Solar Photovoltaic | PV |  | S | X | X |  |  | 49.9 |  | 49.9 | 49.9 |  | N |  |  | OP | X | 12 | 2023 | 2023 |  |  | N | IPP Non-CHP | IPP | IPP | 2 | X | SUN | Renewable | 49.9 | 0 | 1 | 0
Operable | 64266 | Blue Jay Solar I, LLC |  | 64672 | Blue Jay Solar I, LLC | TX | Restructured | Grimes | BLUEJ | Batteries | BA |  | S | X | X |  |  | 51.6 |  | 51.6 | 51.6 | 0.1 | N |  |  | OP | X | 6 | 2023 | 2023 |  |  | N | IPP Non-CHP | IPP | IPP | 2 | X | MWH | Other | 0 | 0 | 0 | 0
Operable | 56120 | Blue Lake Power LLC |  | 10764 | Blue Lake Power LLC | CA | Vertical | Humboldt | GEN1 | Wood/Wood Waste Biomass | ST |  | S | X | X |  |  | 13.8 | 0.85 | 11.5 | 10 | 10 | N |  |  | OS | X | 7 | 1985 | Pre-2000 |  |  | N | IPP Non-CHP | IPP | IPP | 2 | X | WDS | Renewable | 13.8 | 0 | 1 | 0 | PG
Operable | 58081 | Blue Mountain Biogas LLC |  | 58130 | Blue Mountain Biogas | UT | Vertical | Beaver | BMB N | Other Waste Biomass | IC |  | S | X | X |  |  | 1.6 | 0.95 | 1.5 | 1.5 | 0.8 | N |  |  | OS | X | 10 | 2012 | 2012 |  |  | N | IPP Non-CHP | IPP | IPP | 2 | X | OBG | Renewable | 1.6 | 0 | 1 | 0
Operable | 58081 | Blue Mountain Biogas LLC |  | 58130 | Blue Mountain Biogas | UT | Vertical | Beaver | BMB S | Other Waste Biomass | IC |  | S | X | X |  |  | 1.6 | 0.95 | 1.5 | 1.5 | 0.8 | N |  |  | OS | X | 10 | 2012 | 2012 |  |  | N | IPP Non-CHP | IPP | IPP | 2 | X | OBG | Renewable | 1.6 | 0 | 1 | 0
Operable | 58567 | Blue Renewable Energy IMS, LLC |  | 58615 | Indianapolis Motor Speedway Solar PV | IN | Vertical | Marion | IMS | Solar Photovoltaic | PV |  | J | X | X |  |  | 9 |  | 9 | 9 |  | N |  |  | OP | X | 7 | 2014 | 2014 |  |  | N | IPP Non-CHP | IPP | IPP | 2 | X | SUN | Renewable | 9 | 0 | 1 | 0
Operable | 65522 | Blue Skies Solar, LLC |  | 66466 | Blue Skies Solar, LLC | CA | Vertical | Kern | 43580 | Solar Photovoltaic | PV |  | W | X | X |  |  | 1 |  | 1 | 1 |  | N |  |  | OP | X | 12 | 2021 | 2021 |  |  | N | IPP Non-CHP | IPP | IPP | 2 | X | SUN | Renewable | 1 | 0 | 1 | 0
Operable | 61563 | Blue Summit II Wind, LLC |  | 61970 | Blue Summit II Wind, LLC | TX | Restructured | Wilbarger | BSII | Onshore Wind Turbine | WT |  | S | X | X |  |  | 99.4 |  | 99.4 | 99.4 | 1 | N |  |  | OP | X | 1 | 2019 | 2019 |  |  | N | IPP Non-CHP | IPP | IPP | 2 | X | WND | Renewable | 99.4 | 0 | 1 | 0
Operable | 62063 | Blue Summit III Wind, LLC |  | 62566 | Blue Summit III Wind | TX | Restructured | Hardeman | BS3 | Onshore Wind Turbine | WT |  | S | X | X |  |  | 200.2 |  | 200.2 | 200.2 | 1 | N |  |  | OP | X | 12 | 2019 | 2019 |  |  | N | IPP Non-CHP | IPP | IPP | 2 | X | WND | Renewable | 200.2 | 0 | 1 | 0
Operable | 60409 | Blue Summit Storage, LLC |  | 60690 | Blue Summit Storage, LLC | TX | Restructured | Wilbarger | WBSS | Batteries | BA |  | S | X | X |  |  | 30 |  | 30 | 30 | 0 | N |  |  | OP | X | 8 | 2017 | 2017 |  |  | N | IPP Non-CHP | IPP | IPP | 2 | X | MWH | Other | 0 | 0 | 0 | 0
Operable | 58360 | Blue Summit Wind LLC |  | 58372 | Blue Summit Wind LLC | TX | Restructured | Wilbarger | GEN1 | Onshore Wind Turbine | WT |  | S | X | X |  |  | 135.4 |  | 135.4 | 135.4 | 6.8 | N |  |  | OP | X | 12 | 2012 | 2012 |  |  | N | IPP Non-CHP | IPP | IPP | 2 | X | WND | Renewable | 135.4 | 0 | 1 | 0
Operable | 57029 | Blue Water Renewables Inc |  | 57706 | Blue Water Renewables Inc | MI | Vertical | St Clair | 1 | Landfill Gas | IC |  | S | X | X |  |  | 1.6 | 0.8 | 1.6 | 1.6 | 1.1 | N |  |  | OP | X | 12 | 2011 | 2011 |  |  | N | IPP Non-CHP | IPP | IPP | 2 | X | LFG | Renewable | 1.6 | 0 | 1 | 0
Operable | 57029 | Blue Water Renewables Inc |  | 57706 | Blue Water Renewables Inc | MI | Vertical | St Clair | 2 | Landfill Gas | IC |  | S | X | X |  |  | 1.6 | 0.8 | 1.6 | 1.6 | 1.1 | N |  |  | OP | X | 12 | 2011 | 2011 |  |  | N | IPP Non-CHP | IPP | IPP | 2 | X | LFG | Renewable | 1.6 | 0 | 1 | 0
Operable | 63116 | Bluebell Solar II, LLC |  | 63351 | Bluebell Solar II | TX | Restructured | Sterling | BBS2 | Solar Photovoltaic | PV |  | S | X | X |  |  | 115 |  | 115 | 115 |  | N |  |  | OP | X | 12 | 2020 | 2020 |  |  | N | IPP Non-CHP | IPP | IPP | 2 | X | SUN | Renewable | 115 | 0 | 1 | 0
Operable | 60476 | Bluebell Solar, LLC |  | 60789 | Bluebell Solar | TX | Restructured | Sterling | UNIT1 | Solar Photovoltaic | PV |  | S | X | X |  |  | 30 |  | 30 | 30 |  | N |  |  | OP | X | 11 | 2018 | 2018 |  |  | N | IPP Non-CHP | IPP | IPP | 2 | X | SUN | Renewable | 30 | 0 | 1 | 0
Operable | 63507 | Bluebird Solar LLC |  | 63833 | Bluebird Solar SC LLC | SC | Vertical | Anderson | BB | Solar Photovoltaic | PV |  | S | X | X |  |  | 3 |  | 3 | 3 |  | N |  |  | OP | X | 9 | 2020 | 2020 |  |  | N | IPP Non-CHP | IPP | IPP | 2 | X | SUN | Renewable | 3 | 0 | 1 | 0
Operable | 63080 | Bluefin Origination 1, LLC |  | 63323 | Bluefin Origination 1 | MD | Restructured | Prince Georges | SIMBA | Solar Photovoltaic | PV |  | S | X | X |  |  | 2 |  | 2 | 2 |  | N |  |  | OP | X | 11 | 2019 | 2019 |  |  | N | IPP Non-CHP | IPP | IPP | 2 | X | SUN | Renewable | 2 | 0 | 1 | 0
Operable | 63575 | Bluegrass Solar, LLC |  | 63910 | Bluegrass Solar | MD | Restructured | Queen Annes | BGS | Solar Photovoltaic | PV |  | S | X | X |  |  | 79.6 |  | 79.6 | 79.6 | 1 | N |  |  | OP | X | 10 | 2022 | 2022 |  |  | N | IPP Non-CHP | IPP | IPP | 2 | X | SUN | Renewable | 79.6 | 0 | 1 | 0
Operable | 66238 | BluePath Solar Sacramento I LLC |  | 67516 | CSU Sacramento I | CA | Vertical | Sacramento | 59211 | Solar Photovoltaic | PV |  | S | X | X |  |  | 1.3 |  | 1.3 | 1.2 |  | N |  |  | OP | X | 2 | 2023 | 2023 |  |  | N | IPP Non-CHP | IPP | IPP | 2 | X | SUN | Renewable | 1.3 | 0 | 1 | 0
Operable | 58190 | Bluestem LLC |  | 7771 | Springview | NE | Vertical | Keya Paha | 3 | Onshore Wind Turbine | WT |  | S | X | X |  |  | 1.5 |  | 1.5 | 1.5 | 1.5 | N |  |  | OP | X | 6 | 2011 | 2011 |  |  | N | IPP Non-CHP | IPP | IPP | 2 | X | WND | Renewable | 1.5 | 0 | 1 | 0
Operable | 58190 | Bluestem LLC |  | 7771 | Springview | NE | Vertical | Keya Paha | 4 | Onshore Wind Turbine | WT |  | S | X | X |  |  | 1.5 |  | 1.5 | 1.5 | 1.5 | N |  |  | OP | X | 6 | 2011 | 2011 |  |  | N | IPP Non-CHP | IPP | IPP | 2 | X | WND | Renewable | 1.5 | 0 | 1 | 0
Operable | 60044 | Bluestem Wind Energy, LLC |  | 60256 | Bluestem | OK | Vertical | Beaver | 1 | Onshore Wind Turbine | WT |  | S | X | X | OKGEBADGER7UNBLUESTEM_WIND | OKGEBADGER7UNBLUESTEM_WIND | 198 |  | 198 | 198 | 0.8 | N |  |  | OP | X | 12 | 2016 | 2016 |  |  | N | IPP Non-CHP | IPP | IPP | 2 | X | WND | Renewable | 198 | 0 | 1 | 0
Operable | 62972 | Bluestone Coke LLC |  | 50359 | Sloss Industries Corp | AL | Vertical | Jefferson | 10 | Natural Gas Steam Turbine | ST |  | S | X | X |  |  | 12.5 | 0.8 | 8.5 | 7.5 | 3 | N |  |  | OS | X | 5 | 1958 | Pre-2000 |  |  | Y | Industrial CHP | Customer Sited | Other | 7 | B | NG | Non-Renewable | 0 | 12.5 | 0 | 1 | OG
Operable | 62972 | Bluestone Coke LLC |  | 50359 | Sloss Industries Corp | AL | Vertical | Jefferson | 9 | Natural Gas Steam Turbine | ST |  | S | X | X |  |  | 12.5 | 0.8 | 7.5 | 6.5 | 3 | N |  |  | OS | X | 5 | 1958 | Pre-2000 |  |  | Y | Industrial CHP | Customer Sited | Other | 7 | B | NG | Non-Renewable | 0 | 12.5 | 0 | 1 | OG
Operable | 62805 | Bluestone Farm Solar, LLC |  | 62950 | Bluestone Solar | VA | Vertical | Mecklenburg | BLUE1 | Solar Photovoltaic | PV |  | S | X | X |  |  | 49.9 | 0.95 | 49.9 | 40.5 |  | N |  |  | OP | X | 5 | 2021 | 2021 |  |  | N | IPP Non-CHP | IPP | IPP | 2 | X | SUN | Renewable | 49.9 | 0 | 1 | 0
Operable | 63444 | Bluestone Solar LLC |  | 63750 | Bluestone | NY | Restructured | Ulster | BLU | Solar Photovoltaic | PV |  | S | X | X |  |  | 2 |  | 2 | 2 |  | N |  |  | OP | X | 3 | 2019 | 2019 |  |  | N | IPP Non-CHP | IPP | IPP | 2 | X | SUN | Renewable | 2 | 0 | 1 | 0
Operable | 64805 | Bluestone Wind, LLC |  | 65496 | Bluestone Wind, LLC | NY | Restructured | Broome | BLUES | Onshore Wind Turbine | WT |  | S | X | X |  |  | 111.8 | 0.95 | 111.8 | 111.8 | 1 | N |  |  | OP | X | 10 | 2023 | 2023 |  |  | N | IPP Non-CHP | IPP | IPP | 2 | X | WND | Renewable | 111.8 | 0 | 1 | 0
Operable | 60944 | Bluff Point Wind, LLC |  | 61303 | Bluff Point Wind Facility | IN | Vertical | Jay | BLUFF | Onshore Wind Turbine | WT |  | S | X | X |  |  | 119.7 |  | 119.7 | 119.7 | 0.1 | N |  |  | OP | X | 12 | 2017 | 2017 |  |  | N | IPP Non-CHP | IPP | IPP | 2 | X | WND | Renewable | 119.7 | 0 | 1 | 0
Operable | 64459 | Blythe Mesa Solar II, LLC |  | 65053 | Blythe Mesa Solar II | CA | Vertical | Riverside | BMSES | Batteries | BA |  | S | X | X | CENTPD_2_BMSX2-APND | CENTPD_2_BMSX2 | 112 |  | 112 | 112 |  | N |  |  | OP | X | 12 | 2022 | 2022 |  |  | N | IPP Non-CHP | IPP | IPP | 2 | X | MWH | Other | 0 | 0 | 0 | 0
Operable | 64459 | Blythe Mesa Solar II, LLC |  | 65053 | Blythe Mesa Solar II | CA | Vertical | Riverside | IPBMS | Solar Photovoltaic | PV |  | S | X | X | CENTPD_2_BMSSX2-APND | CENTPD_2_BMSSX2 | 223.6 |  | 223.6 | 223.6 |  | N |  |  | OP | X | 12 | 2022 | 2022 |  |  | N | IPP Non-CHP | IPP | IPP | 2 | X | SUN | Renewable | 223.6 | 0 | 1 | 0
Operable | 59842 | Blythe Solar 110, LLC |  | 60093 | Blythe Solar 110, LLC | CA | Vertical | Riverside | BES1 | Batteries | BA |  | S | X | X |  |  | 63 |  | 63 | 63 | 0 | N |  |  | OP | X | 6 | 2021 | 2021 |  |  | N | IPP Non-CHP | IPP | IPP | 2 | X | MWH | Other | 0 | 0 | 0 | 0
Operable | 59842 | Blythe Solar 110, LLC |  | 60093 | Blythe Solar 110, LLC | CA | Vertical | Riverside | BLCK1 | Solar Photovoltaic | PV |  | S | X | X |  |  | 38.7 |  | 38.7 | 38.7 | 0 | N |  |  | OP | X | 3 | 2016 | 2016 |  |  | N | IPP Non-CHP | IPP | IPP | 2 | X | SUN | Renewable | 38.7 | 0 | 1 | 0
Operable | 59842 | Blythe Solar 110, LLC |  | 60093 | Blythe Solar 110, LLC | CA | Vertical | Riverside | BLCK2 | Solar Photovoltaic | PV |  | S | X | X |  |  | 36.3 |  | 36.3 | 36.3 |  | N |  |  | OP | X | 4 | 2016 | 2016 |  |  | N | IPP Non-CHP | IPP | IPP | 2 | X | SUN | Renewable | 36.3 | 0 | 1 | 0
Operable | 59842 | Blythe Solar 110, LLC |  | 60093 | Blythe Solar 110, LLC | CA | Vertical | Riverside | BLCK3 | Solar Photovoltaic | PV |  | S | X | X |  |  | 34.8 |  | 34.8 | 34.8 |  | N |  |  | OP | X | 4 | 2016 | 2016 |  |  | N | IPP Non-CHP | IPP | IPP | 2 | X | SUN | Renewable | 34.8 | 0 | 1 | 0
Operable | 59843 | Blythe Solar II, LLC |  | 60092 | Blythe Solar II, LLC | CA | Vertical | Riverside | BLCK4 | Solar Photovoltaic | PV |  | S | X | X |  |  | 33.2 |  | 33.2 | 33.2 |  | N |  |  | OP | X | 7 | 2016 | 2016 |  |  | N | IPP Non-CHP | IPP | IPP | 2 | X | SUN | Renewable | 33.2 | 0 | 1 | 0
Operable | 59843 | Blythe Solar II, LLC |  | 60092 | Blythe Solar II, LLC | CA | Vertical | Riverside | BLCK5 | Solar Photovoltaic | PV |  | S | X | X |  |  | 33.9 |  | 33.9 | 33.9 |  | N |  |  | OP | X | 8 | 2016 | 2016 |  |  | N | IPP Non-CHP | IPP | IPP | 2 | X | SUN | Renewable | 33.9 | 0 | 1 | 0
Operable | 59843 | Blythe Solar II, LLC |  | 60092 | Blythe Solar II, LLC | CA | Vertical | Riverside | BLCK6 | Solar Photovoltaic | PV |  | S | X | X |  |  | 32 |  | 32 | 32 |  | N |  |  | OP | X | 9 | 2016 | 2016 |  |  | N | IPP Non-CHP | IPP | IPP | 2 | X | SUN | Renewable | 32 | 0 | 1 | 0
Operable | 59843 | Blythe Solar II, LLC |  | 60092 | Blythe Solar II, LLC | CA | Vertical | Riverside | BLCK7 | Solar Photovoltaic | PV |  | S | X | X |  |  | 32.1 |  | 32.1 | 32.1 |  | N |  |  | OP | X | 10 | 2016 | 2016 |  |  | N | IPP Non-CHP | IPP | IPP | 2 | X | SUN | Renewable | 32.1 | 0 | 1 | 0
Operable | 59843 | Blythe Solar II, LLC |  | 60092 | Blythe Solar II, LLC | CA | Vertical | Riverside | BLST2 | Batteries | BA |  | S | X | X |  |  | 115 |  | 115 | 115 | 0 | N |  |  | OP | X | 3 | 2021 | 2021 |  |  | N | IPP Non-CHP | IPP | IPP | 2 | X | MWH | Other | 0 | 0 | 0 | 0
Operable | 59844 | Blythe Solar III, LLC |  | 60094 | Blythe Solar III, LLC Hybrid | CA | Vertical | Riverside | BLSL3 | Solar Photovoltaic | PV |  | S | X | X |  |  | 136.8 |  | 136.8 | 136.8 |  | N |  |  | OP | X | 5 | 2020 | 2020 |  |  | N | IPP Non-CHP | IPP | IPP | 2 | X | SUN | Renewable | 136.8 | 0 | 1 | 0
Operable | 59844 | Blythe Solar III, LLC |  | 60094 | Blythe Solar III, LLC Hybrid | CA | Vertical | Riverside | BLST3 | Batteries | BA |  | S | X | X |  |  | 115 |  | 115 | 115 | 0 | N |  |  | OP | X | 5 | 2021 | 2021 |  |  | N | IPP Non-CHP | IPP | IPP | 2 | X | MWH | Other | 0 | 0 | 0 | 0
Operable | 59845 | Blythe Solar IV, LLC |  | 60095 | Blythe Solar IV, LLC | CA | Vertical | Riverside | BLS4A | Solar Photovoltaic | PV |  | S | X | X |  |  | 68.7 |  | 68.7 | 68.7 |  | N |  |  | OP | X | 11 | 2020 | 2020 |  |  | N | IPP Non-CHP | IPP | IPP | 2 | X | SUN | Renewable | 68.7 | 0 | 1 | 0
Operable | 59845 | Blythe Solar IV, LLC |  | 60095 | Blythe Solar IV, LLC | CA | Vertical | Riverside | BLS4B | Solar Photovoltaic | PV |  | S | X | X |  |  | 68.7 |  | 68.7 | 68.7 |  | N |  |  | OP | X | 11 | 2020 | 2020 |  |  | N | IPP Non-CHP | IPP | IPP | 2 | X | SUN | Renewable | 68.7 | 0 | 1 | 0
Operable | 59845 | Blythe Solar IV, LLC |  | 60095 | Blythe Solar IV, LLC | CA | Vertical | Riverside | BLST4 | Batteries | BA |  | S | X | X |  |  | 47 |  | 47 | 47 |  | N |  |  | OP | X | 10 | 2022 | 2022 |  |  | N | IPP Non-CHP | IPP | IPP | 2 | X | MWH | Other | 0 | 0 | 0 | 0
Operable | 62659 | BMP Wind LLC |  | 62809 | BMP Wind (TX) | TX | Restructured | Callahan | BMP | Onshore Wind Turbine | WT |  | S | X | X |  |  | 293.3 |  | 293.3 | 293.3 | 23 | N |  |  | OP | X | 12 | 2021 | 2021 |  |  | N | IPP Non-CHP | IPP | IPP | 2 | X | WND | Renewable | 293.3 | 0 | 1 | 0
Operable | 58144 | BMW Manufacturing Co LLC |  | 58173 | BMW Manufacturing Co | SC | Vertical | Spartanburg | GT601 | Landfill Gas | GT |  | S | X | X |  |  | 5.5 | 0.95 | 5 | 5 | 5 | N |  |  | OP | X | 6 | 2009 | 2009 |  |  | Y | Industrial CHP | Customer Sited | Other | 7 | T | LFG | Renewable | 5.5 | 0 | 1 | 0 | NG
Operable | 58144 | BMW Manufacturing Co LLC |  | 58173 | BMW Manufacturing Co | SC | Vertical | Spartanburg | GT602 | Landfill Gas | GT |  | S | X | X |  |  | 5.5 | 0.95 | 5 | 5 | 5 | N |  |  | OP | X | 6 | 2009 | 2009 |  |  | Y | Industrial CHP | Customer Sited | Other | 7 | T | LFG | Renewable | 5.5 | 0 | 1 | 0 | NG
Operable | 63796 | Bo Biggs Solar, LLC |  | 64192 | Bo Biggs Solar | NC | Vertical | Robeson | BB08 | Solar Photovoltaic | PV |  | S | X | X |  |  | 4.9 |  | 4.9 | 4.9 |  | N |  |  | OP | X | 12 | 2018 | 2018 |  |  | N | IPP Non-CHP | IPP | IPP | 2 | X | SUN | Renewable | 4.9 | 0 | 1 | 0
Operable | 13143 | Board of Water Electric & Communications |  | 1167 | Muscatine Plant #1 | IA | Vertical | Muscatine | 7 | Conventional Steam Coal | ST |  | S | X | X | MPW.UNIT_7 | MPW.UNIT_9 | 25 | 0.85 | 20.1 | 20.1 | 6 | N |  |  | OP | X | 4 | 1958 | Pre-2000 |  |  | N | Electric Utility | Utility | Municipal | 1 | X | SUB | Non-Renewable | 0 | 25 | 0 | 1 | NG
Operable | 13143 | Board of Water Electric & Communications |  | 1167 | Muscatine Plant #1 | IA | Vertical | Muscatine | 8 | Conventional Steam Coal | ST |  | S | X | X | MPW.UNIT_8 | MPW.UNIT_9 | 75 | 0.85 | 68 | 68 | 36 | N |  |  | OP | X | 1 | 1969 | Pre-2000 |  |  | N | Electric Utility | Utility | Municipal | 1 | X | SUB | Non-Renewable | 0 | 75 | 0 | 1
Operable | 13143 | Board of Water Electric & Communications |  | 1167 | Muscatine Plant #1 | IA | Vertical | Muscatine | 8A | Conventional Steam Coal | ST |  | S | X | X | MPW.UNIT_8A | MPW.UNIT_9 | 18 | 0.85 | 14.5 | 14.5 | 10 | N |  |  | OS | X | 7 | 2000 | 2000 | 3 | 2024 | Y | Electric Utility | Utility | Municipal | 1 | T | SUB | Non-Renewable | 0 | 18 | 0 | 1
Operable | 13143 | Board of Water Electric & Communications |  | 1167 | Muscatine Plant #1 | IA | Vertical | Muscatine | 9 | Conventional Steam Coal | ST |  | S | X | X | MPW.UNIT_9 | MPW.UNIT_9 | 175.5 | 0.85 | 160.8 | 160.8 | 45 | N |  |  | OP | X | 4 | 1983 | Pre-2000 |  |  | N | Electric Utility | Utility | Municipal | 1 | X | SUB | Non-Renewable | 0 | 175.5 | 0 | 1
Operable | 1947 | Bob Jones University |  | 10280 | Central Plant | SC | Vertical | GREENVILLE | ENG1 | Petroleum Liquids | IC |  | S | X | X |  |  | 1.1 | 0.8 | 1.1 | 1.1 | 0.4 | N |  |  | SB | N | 1 | 1978 | Pre-2000 |  |  | N | Commercial Non-CHP | Customer Sited | Other | 4 | X | DFO | Non-Renewable | 0 | 1.1 | 0 | 1
Operable | 1947 | Bob Jones University |  | 10280 | Central Plant | SC | Vertical | GREENVILLE | ENG5 | Petroleum Liquids | IC |  | S | X | X |  |  | 1 | 0.8 | 1 | 1 | 0.4 | N |  |  | SB | N | 10 | 2008 | 2008 |  |  | N | Commercial Non-CHP | Customer Sited | Other | 4 | X | DFO | Non-Renewable | 0 | 1 | 0 | 1
Operable | 1947 | Bob Jones University |  | 10280 | Central Plant | SC | Vertical | GREENVILLE | ENG6 | Petroleum Liquids | IC |  | S | X | X |  |  | 1 | 0.8 | 1 | 1 | 0.4 | N |  |  | SB | N | 10 | 2008 | 2008 |  |  | N | Commercial Non-CHP | Customer Sited | Other | 4 | X | DFO | Non-Renewable | 0 | 1 | 0 | 1
Operable | 1947 | Bob Jones University |  | 10280 | Central Plant | SC | Vertical | GREENVILLE | ENG7 | Petroleum Liquids | IC |  | S | X | X |  |  | 1 | 0.8 | 1 | 1 | 0.4 | N |  |  | SB | N | 10 | 2008 | 2008 |  |  | N | Commercial Non-CHP | Customer Sited | Other | 4 | X | DFO | Non-Renewable | 0 | 1 | 0 | 1
Operable | 64725 | Bodega Avenue Solar LLC |  | 65383 | Bodega Avenue Solar LLC | CA | Vertical | Sonoma | 003-A | Solar Photovoltaic | PV |  | S | X | X |  |  | 1 |  | 1 | 1 |  | N |  |  | OP | X | 2 | 2021 | 2021 |  |  | N | IPP Non-CHP | IPP | IPP | 2 | X | SUN | Renewable | 1 | 0 | 1 | 0
Operable | 64725 | Bodega Avenue Solar LLC |  | 65383 | Bodega Avenue Solar LLC | CA | Vertical | Sonoma | 003-B | Solar Photovoltaic | PV |  | S | X | X |  |  | 1 |  | 1 | 1 |  | N |  |  | OP | X | 1 | 2021 | 2021 |  |  | N | IPP Non-CHP | IPP | IPP | 2 | X | SUN | Renewable | 1 | 0 | 1 | 0
Operable | 49874 | Boeve Windfarm LLC |  | 56209 | Boeve Windfarm LLC | MN | Vertical | Pipestone | 1 | Onshore Wind Turbine | WT |  | S | X | X | MISO | MISO | 2 |  | 2 | 2 | 1 | N |  |  | OP | X | 8 | 2003 | 2003 |  |  | N | IPP Non-CHP | IPP | IPP | 2 | X | WND | Renewable | 2 | 0 | 1 | 0
Operable | 50082 | Boise Cascade Wood Products LLC |  | 56193 | Medford Operation | OR | Vertical | Jackson | 1 | Wood/Wood Waste Biomass | ST |  | S | X | X |  |  | 3.5 | 0.8 | 3.1 | 3.1 | 1 | N |  |  | OS | X | 6 | 1956 | Pre-2000 |  |  | Y | Industrial CHP | Customer Sited | Other | 7 | B | WDS | Renewable | 3.5 | 0 | 1 | 0
Operable | 50082 | Boise Cascade Wood Products LLC |  | 56193 | Medford Operation | OR | Vertical | Jackson | 2 | Wood/Wood Waste Biomass | ST |  | S | X | X |  |  | 5 | 0.8 | 4.4 | 4.4 | 1 | N |  |  | OS | X | 1 | 1965 | Pre-2000 |  |  | Y | Industrial CHP | Customer Sited | Other | 7 | B | WDS | Renewable | 5 | 0 | 1 | 0
Operable | 1991 | Boise White Paper LLC |  | 10486 | Boise Cascade International Falls | MN | Vertical | Koochiching | GEN 6 | Wood/Wood Waste Biomass | ST |  | S | X | X |  |  | 52.3 | 0.8 | 40 | 40 | 1 | N |  |  | OP | X | 10 | 2015 | 2015 |  |  | Y | Industrial CHP | Customer Sited | Other | 7 | T | BLQ | Renewable | 52.3 | 0 | 1 | 0 | NG | WDS | SLW
Operable | 1991 | Boise White Paper LLC |  | 10487 | International Falls Power | MN | Vertical | Koochiching | GEN1 | Conventional Hydroelectric | HY |  | S | X | X |  |  | 2.2 | 0.8 | 2.2 | 2.2 | 0 | N |  |  | OP | X | 1 | 1946 | Pre-2000 |  |  | N | Industrial Non-CHP | Customer Sited | Other | 6 | X | WAT | Renewable | 2.2 | 0 | 1 | 0
Operable | 1991 | Boise White Paper LLC |  | 10487 | International Falls Power | MN | Vertical | Koochiching | GEN2 | Conventional Hydroelectric | HY |  | S | X | X |  |  | 2.2 | 0.8 | 2.2 | 2.2 | 0 | N |  |  | OP | X | 1 | 1946 | Pre-2000 |  |  | N | Industrial Non-CHP | Customer Sited | Other | 6 | X | WAT | Renewable | 2.2 | 0 | 1 | 0
Operable | 1991 | Boise White Paper LLC |  | 10487 | International Falls Power | MN | Vertical | Koochiching | GEN3 | Conventional Hydroelectric | HY |  | S | X | X |  |  | 2.2 | 0.8 | 2.2 | 2.2 | 0 | N |  |  | OP | X | 1 | 1946 | Pre-2000 |  |  | N | Industrial Non-CHP | Customer Sited | Other | 6 | X | WAT | Renewable | 2.2 | 0 | 1 | 0
Operable | 1991 | Boise White Paper LLC |  | 10487 | International Falls Power | MN | Vertical | Koochiching | GEN4 | Conventional Hydroelectric | HY |  | S | X | X |  |  | 2.2 | 0.8 | 2.2 | 2.2 | 0 | N |  |  | OP | X | 1 | 1946 | Pre-2000 |  |  | N | Industrial Non-CHP | Customer Sited | Other | 6 | X | WAT | Renewable | 2.2 | 0 | 1 | 0
Operable | 1991 | Boise White Paper LLC |  | 10487 | International Falls Power | MN | Vertical | Koochiching | GEN5 | Conventional Hydroelectric | HY |  | S | X | X |  |  | 2.2 | 0.8 | 2.2 | 2.2 | 0 | N |  |  | OP | X | 1 | 1946 | Pre-2000 |  |  | N | Industrial Non-CHP | Customer Sited | Other | 6 | X | WAT | Renewable | 2.2 | 0 | 1 | 0
Operable | 1991 | Boise White Paper LLC |  | 10487 | International Falls Power | MN | Vertical | Koochiching | GEN6 | Conventional Hydroelectric | HY |  | S | X | X |  |  | 1.6 | 0.8 | 1.6 | 1.6 | 0 | N |  |  | OP | X | 1 | 1924 | Pre-2000 |  |  | N | Industrial Non-CHP | Customer Sited | Other | 6 | X | WAT | Renewable | 1.6 | 0 | 1 | 0
Operable | 1991 | Boise White Paper LLC |  | 10487 | International Falls Power | MN | Vertical | Koochiching | GEN7 | Conventional Hydroelectric | HY |  | S | X | X |  |  | 1.6 | 0.8 | 1.6 | 1.6 | 0 | N |  |  | OP | X | 1 | 1924 | Pre-2000 |  |  | N | Industrial Non-CHP | Customer Sited | Other | 6 | X | WAT | Renewable | 1.6 | 0 | 1 | 0
Operable | 56310 | Boise White Paper LLC |  | 55044 | Packaging Corp. of America Jackson Mill | AL | Vertical | Clarke | STG1 | Wood/Wood Waste Biomass | ST |  | S | X | X |  |  | 15.6 | 0.85 | 15.3 | 15.6 | 1 | N |  |  | OP | X | 6 | 1996 | Pre-2000 |  |  | Y | Industrial CHP | Customer Sited | Other | 7 | T | BLQ | Renewable | 15.6 | 0 | 1 | 0 | NG | DFO
Operable | 56310 | Boise White Paper LLC |  | 55044 | Packaging Corp. of America Jackson Mill | AL | Vertical | Clarke | STG2 | Natural Gas Steam Turbine | ST |  | S | X | X |  |  | 28.8 | 0.8 | 26.8 | 28.8 | 2 | N |  |  | OP | X | 2 | 2023 | 2023 |  |  | Y | Industrial CHP | Customer Sited | Other | 7 | T | NG | Non-Renewable | 0 | 28.8 | 0 | 1 | BLQ | DFO
Operable | 1932 | Boise-Kuna Irrigation District |  | 10014 | Lucky Peak Power Plant Project | ID | Vertical | Ada | U131 | Conventional Hydroelectric | HY |  | S | X | X |  |  | 45 | 0.9 | 36.2 | 19.2 | 0 | N |  |  | OP | X | 10 | 1988 | Pre-2000 |  |  | N | IPP Non-CHP | IPP | IPP | 2 | X | WAT | Renewable | 45 | 0 | 1 | 0
Operable | 1932 | Boise-Kuna Irrigation District |  | 10014 | Lucky Peak Power Plant Project | ID | Vertical | Ada | U132 | Conventional Hydroelectric | HY |  | S | X | X |  |  | 45 | 0.9 | 36.2 | 19.2 | 0 | N |  |  | OP | X | 10 | 1988 | Pre-2000 |  |  | N | IPP Non-CHP | IPP | IPP | 2 | X | WAT | Renewable | 45 | 0 | 1 | 0
Operable | 1932 | Boise-Kuna Irrigation District |  | 10014 | Lucky Peak Power Plant Project | ID | Vertical | Ada | U133 | Conventional Hydroelectric | HY |  | S | X | X |  |  | 11.2 | 0.9 | 10.6 | 10.3 | 0 | N |  |  | OP | X | 10 | 1988 | Pre-2000 |  |  | N | IPP Non-CHP | IPP | IPP | 2 | X | WAT | Renewable | 11.2 | 0 | 1 | 0
Operable | 1932 | Boise-Kuna Irrigation District |  | 56498 | Mora Drop Hydroelectric Project | ID | Vertical | Ada | 1 | Conventional Hydroelectric | HY |  | S | X | X |  |  | 1.7 | 0.9 | 0.8 | 0.8 | 0.1 | N |  |  | OP | X | 6 | 2006 | 2006 |  |  | N | IPP Non-CHP | IPP | IPP | 2 | X | WAT | Renewable | 1.7 | 0 | 1 | 0
Operable | 1932 | Boise-Kuna Irrigation District |  | 56997 | Arrowrock Hydroelectric Project | ID | Vertical | Elmore | 1 | Conventional Hydroelectric | HY |  | S | X | X |  |  | 7.5 | 0.9 | 8 | 8 | 0.1 | N |  |  | OP | X | 4 | 2010 | 2010 |  |  | N | IPP Non-CHP | IPP | IPP | 2 | X | WAT | Renewable | 7.5 | 0 | 1 | 0
Operable | 1932 | Boise-Kuna Irrigation District |  | 56997 | Arrowrock Hydroelectric Project | ID | Vertical | Elmore | 2 | Conventional Hydroelectric | HY |  | S | X | X |  |  | 7.5 | 0.9 | 8 | 8 | 0.1 | N |  |  | OP | X | 4 | 2010 | 2010 |  |  | N | IPP Non-CHP | IPP | IPP | 2 | X | WAT | Renewable | 7.5 | 0 | 1 | 0
Operable | 66355 | Bollinger Canyon Road BR 1-X Solar Project 2020 |  | 67743 | Bishop Ranch BR 1-X | CA | Vertical | Contra Costa | 4057B | Batteries | BA |  | S | X | X |  |  | 0.5 |  | 0.5 | 0.5 | 0.1 | N |  |  | OP | X | 3 | 2022 | 2022 |  |  | N | IPP Non-CHP | IPP | IPP | 2 | X | MWH | Other | 0 | 0 | 0 | 0
Operable | 66355 | Bollinger Canyon Road BR 1-X Solar Project 2020 |  | 67743 | Bishop Ranch BR 1-X | CA | Vertical | Contra Costa | 4057C | Solar Photovoltaic | PV |  | S | X | X |  |  | 0.6 |  | 0.6 | 0.6 |  | N |  |  | OP | X | 3 | 2022 | 2022 |  |  | N | IPP Non-CHP | IPP | IPP | 2 | X | SUN | Renewable | 0.6 | 0 | 1 | 0
Operable | 66355 | Bollinger Canyon Road BR 1-X Solar Project 2020 |  | 67743 | Bishop Ranch BR 1-X | CA | Vertical | Contra Costa | 4057R | Solar Photovoltaic | PV |  | S | X | X |  |  | 0.3 |  | 0.3 | 0.3 |  | N |  |  | OP | X | 3 | 2022 | 2022 |  |  | N | IPP Non-CHP | IPP | IPP | 2 | X | SUN | Renewable | 0.3 | 0 | 1 | 0
Operable | 1966 | Boltonville Hydro Associates |  | 50539 | Boltonville Hydro Associates | VT | Vertical | Orange | 1 | Conventional Hydroelectric | HY |  | S | X | X |  |  | 0.5 | 0.8 | 0.5 | 0.5 | 0 | N |  |  | OP | X | 7 | 1984 | Pre-2000 |  |  | N | IPP Non-CHP | IPP | IPP | 2 | X | WAT | Renewable | 0.5 | 0 | 1 | 0
Operable | 1966 | Boltonville Hydro Associates |  | 50539 | Boltonville Hydro Associates | VT | Vertical | Orange | 2 | Conventional Hydroelectric | HY |  | S | X | X |  |  | 0.3 | 0.8 | 0.3 | 0.3 | 0 | N |  |  | OP | X | 7 | 1984 | Pre-2000 |  |  | N | IPP Non-CHP | IPP | IPP | 2 | X | WAT | Renewable | 0.3 | 0 | 1 | 0
Operable | 1966 | Boltonville Hydro Associates |  | 50539 | Boltonville Hydro Associates | VT | Vertical | Orange | 3 | Conventional Hydroelectric | HY |  | S | X | X |  |  | 0.3 | 0.8 | 0.3 | 0.3 | 0 | N |  |  | OS | X | 12 | 1989 | Pre-2000 |  |  | N | IPP Non-CHP | IPP | IPP | 2 | X | WAT | Renewable | 0.3 | 0 | 1 | 0
Operable | 58166 | Bonanza BioEnergy LLC |  | 58193 | Bonanza BioEnergy LLC | KS | Vertical | Finney | ST96 | Natural Gas Steam Turbine | ST |  | S | X | X | 0 | 0 | 2 | 0.85 | 2 | 2 | 0.1 | N |  |  | OP | X | 8 | 2008 | 2008 |  |  | Y | Industrial CHP | Customer Sited | Other | 7 | B | NG | Non-Renewable | 0 | 2 | 0 | 1
Operable | 63201 | Bonefish Solar, LLC |  | 63461 | Bonefish Solar | SC | Vertical | Clarendon | PGR15 | Solar Photovoltaic | PV |  | S | X | X |  |  | 2 |  | 2 | 2 |  | N |  |  | OP | X | 12 | 2019 | 2019 |  |  | N | IPP Non-CHP | IPP | IPP | 2 | X | SUN | Renewable | 2 | 0 | 1 | 0
Operable | 66271 | Boott Hydro, LLC - Hybrid |  | 10556 | Boott Hydropower | MA | Restructured | Middlesex | GEN1 | Conventional Hydroelectric | HY |  | S | X | X |  |  | 7.5 | 1 | 7.1 | 6.9 | 0.1 | N |  |  | OP | X | 10 | 1985 | Pre-2000 |  |  | N | IPP Non-CHP | IPP | IPP | 2 | X | WAT | Renewable | 7.5 | 0 | 1 | 0
Operable | 66271 | Boott Hydro, LLC - Hybrid |  | 10556 | Boott Hydropower | MA | Restructured | Middlesex | GEN2 | Conventional Hydroelectric | HY |  | S | X | X |  |  | 7.5 | 1 | 7.1 | 6.9 | 0.1 | N |  |  | OP | X | 10 | 1985 | Pre-2000 |  |  | N | IPP Non-CHP | IPP | IPP | 2 | X | WAT | Renewable | 7.5 | 0 | 1 | 0
Operable | 66271 | Boott Hydro, LLC - Hybrid |  | 10556 | Boott Hydropower | MA | Restructured | Middlesex | GEN3 | Conventional Hydroelectric | HY |  | S | X | X |  |  | 7.9 | 1 | 7.5 | 7.3 | 0.1 | N |  |  | OP | X | 10 | 1985 | Pre-2000 |  |  | N | IPP Non-CHP | IPP | IPP | 2 | X | WAT | Renewable | 7.9 | 0 | 1 | 0
Operable | 55754 | Boralex Hydro Operations Inc |  | 10218 | Warrensburg Hydroelectric | NY | Restructured | Warren | HY1 | Conventional Hydroelectric | HY |  | J | X | X | F | F | 2.9 | 0.95 | 2.9 | 2.9 | 0.1 | N |  |  | OP | X | 12 | 1988 | Pre-2000 |  |  | N | IPP Non-CHP | IPP | IPP | 2 | X | WAT | Renewable | 2.9 | 0 | 1 | 0
Operable | 55754 | Boralex Hydro Operations Inc |  | 10219 | Middle Falls Hydro | NY | Restructured | Washington | HY1 | Conventional Hydroelectric | HY |  | J | X | X | F | F | 1.1 | 0.95 | 1.1 | 1.1 | 0.1 | N |  |  | OP | X | 9 | 1989 | Pre-2000 |  |  | N | IPP Non-CHP | IPP | IPP | 2 | X | WAT | Renewable | 1.1 | 0 | 1 | 0
Operable | 55754 | Boralex Hydro Operations Inc |  | 10219 | Middle Falls Hydro | NY | Restructured | Washington | HY2 | Conventional Hydroelectric | HY |  | J | X | X | F | F | 1.1 | 0.95 | 1.1 | 1.1 | 0.1 | N |  |  | OP | X | 9 | 1989 | Pre-2000 |  |  | N | IPP Non-CHP | IPP | IPP | 2 | X | WAT | Renewable | 1.1 | 0 | 1 | 0
Operable | 55754 | Boralex Hydro Operations Inc |  | 10220 | Sissonville Hydro | NY | Restructured | St Lawrence | HY1 | Conventional Hydroelectric | HY |  | J | X | X | E | E | 3 | 0.95 | 3 | 3 | 0.1 | N |  |  | OP | X | 7 | 1990 | Pre-2000 |  |  | N | IPP Non-CHP | IPP | IPP | 2 | X | WAT | Renewable | 3 | 0 | 1 | 0
Operable | 55754 | Boralex Hydro Operations Inc |  | 10221 | New York State Dam Hydro | NY | Restructured | Saratoga | GEN1 | Conventional Hydroelectric | HY |  | J | X | X | F | F | 5.7 | 0.95 | 5.7 | 5.7 | 0.1 | N |  |  | OP | X | 11 | 1990 | Pre-2000 |  |  | N | IPP Non-CHP | IPP | IPP | 2 | X | WAT | Renewable | 5.7 | 0 | 1 | 0
Operable | 55754 | Boralex Hydro Operations Inc |  | 10221 | New York State Dam Hydro | NY | Restructured | Saratoga | GEN2 | Conventional Hydroelectric | HY |  | J | X | X | F | F | 5.7 | 0.95 | 5.7 | 5.7 | 0.1 | N |  |  | OP | X | 11 | 1990 | Pre-2000 |  |  | N | IPP Non-CHP | IPP | IPP | 2 | X | WAT | Renewable | 5.7 | 0 | 1 | 0
Operable | 55754 | Boralex Hydro Operations Inc |  | 54772 | South Glens Falls Hydroelectric | NY | Restructured | Saratoga | GEN1 | Conventional Hydroelectric | HY |  | J | X | X | F | F | 6.9 | 0.95 | 6.9 | 6.9 | 0.1 | N |  |  | OP | X | 8 | 1994 | Pre-2000 |  |  | N | IPP Non-CHP | IPP | IPP | 2 | X | WAT | Renewable | 6.9 | 0 | 1 | 0
Operable | 55754 | Boralex Hydro Operations Inc |  | 54772 | South Glens Falls Hydroelectric | NY | Restructured | Saratoga | GEN2 | Conventional Hydroelectric | HY |  | J | X | X | F | F | 6.9 | 0.95 | 6.9 | 6.9 | 0.1 | N |  |  | OP | X | 8 | 1994 | Pre-2000 |  |  | N | IPP Non-CHP | IPP | IPP | 2 | X | WAT | Renewable | 6.9 | 0 | 1 | 0
Operable | 55754 | Boralex Hydro Operations Inc |  | 54953 | Hudson Falls Hydroelectric Project | NY | Restructured | Saratoga | GEN1 | Conventional Hydroelectric | HY |  | J | X | X | F | F | 22 | 0.95 | 22 | 22 | 0.1 | N |  |  | OP | X | 11 | 1995 | Pre-2000 |  |  | N | IPP Non-CHP | IPP | IPP | 2 | X | WAT | Renewable | 22 | 0 | 1 | 0
Operable | 55754 | Boralex Hydro Operations Inc |  | 54953 | Hudson Falls Hydroelectric Project | NY | Restructured | Saratoga | GEN2 | Conventional Hydroelectric | HY |  | J | X | X | F | F | 22 | 0.95 | 22 | 22 | 0.1 | N |  |  | OP | X | 11 | 1995 | Pre-2000 |  |  | N | IPP Non-CHP | IPP | IPP | 2 | X | WAT | Renewable | 22 | 0 | 1 | 0
Operable | 66100 | Boralex US Operations LLC |  | 58771 | Roosevelt County | NM | Vertical | Roosevelt | GEN1 | Onshore Wind Turbine | WT |  | S | X | X |  |  | 250 |  | 250 | 250 | 0 | N |  |  | OP | X | 12 | 2015 | 2015 |  |  | N | IPP Non-CHP | IPP | IPP | 2 | X | WND | Renewable | 250 | 0 | 1 | 0
Operable | 66100 | Boralex US Operations LLC |  | 58772 | Longhorn Wind | TX | Restructured | Briscoe | GEN1 | Onshore Wind Turbine | WT |  | S | X | X |  |  | 200 |  | 200 | 200 | 0 | N |  |  | OP | X | 5 | 2015 | 2015 |  |  | N | IPP Non-CHP | IPP | IPP | 2 | X | WND | Renewable | 200 | 0 | 1 | 0
Operable | 66100 | Boralex US Operations LLC |  | 58775 | Spinning Spur Wind III | TX | Restructured | Oldham | GEN1 | Onshore Wind Turbine | WT |  | S | X | X |  |  | 194 |  | 194 | 194 | 0 | N |  |  | OP | X | 9 | 2015 | 2015 |  |  | N | IPP Non-CHP | IPP | IPP | 2 | X | WND | Renewable | 194 | 0 | 1 | 0
Operable | 66100 | Boralex US Operations LLC |  | 59838 | Milo Wind Project LLC | NM | Vertical | Roosevelt | GEN1 | Onshore Wind Turbine | WT |  | S | X | X |  |  | 50 |  | 50 | 50 | 50 | N |  |  | OP | X | 1 | 2016 | 2016 |  |  | N | IPP Non-CHP | IPP | IPP | 2 | X | WND | Renewable | 50 | 0 | 1 | 0
Operable | 64250 | Borderlands Wind, LLC |  | 64638 | Borderlands Wind, LLC | NM | Vertical | Catron | WBB | Onshore Wind Turbine | WT |  | S | X | X |  |  | 100 |  | 100 | 100 | 3 | N |  |  | OP | X | 12 | 2021 | 2021 |  |  | N | IPP Non-CHP | IPP | IPP | 2 | X | WND | Renewable | 100 | 0 | 1 | 0
Operable | 23913 | Borger Energy Associates LP |  | 55064 | Black Hawk Station | TX | Restructured | Hutchinson | UNT1 | Natural Gas Fired Combustion Turbine | GT |  | S | X | X |  |  | 126.9 | 0.9 | 109.2 | 126.9 | 80 | N |  |  | OP | X | 6 | 1999 | Pre-2000 |  |  | Y | IPP CHP | IPP | IPP | 3 | T | NG | Non-Renewable | 0 | 126.9 | 0 | 1
Operable | 23913 | Borger Energy Associates LP |  | 55064 | Black Hawk Station | TX | Restructured | Hutchinson | UNT2B | Natural Gas Fired Combustion Turbine | GT |  | S | X | X |  |  | 117 | 0.998 | 109.1 | 117 | 80 | N |  |  | OP | X | 11 | 2005 | 2005 |  |  | Y | IPP CHP | IPP | IPP | 3 | T | NG | Non-Renewable | 0 | 117 | 0 | 1
Operable | 61705 | Boring Solar LLC |  | 62169 | Boring Solar LLC | OR | Vertical | Clackamas | BSPV2 | Solar Photovoltaic | PV |  | S | X | X |  |  | 2.2 |  | 2.2 | 2.2 |  | N |  |  | OP | X | 4 | 2019 | 2019 |  |  | N | IPP Non-CHP | IPP | IPP | 2 | X | SUN | Renewable | 2.2 | 0 | 1 | 0
Operable | 3329 | Borough of Chambersburg |  | 7397 | Falling Spring | PA | Restructured | Franklin | 5 | Natural Gas Internal Combustion Engine | IC |  | S | X | X | Grand Point | Grand Point | 2 | 0.8 | 2.1 | 2.1 | 1 | N |  |  | OP | X | 12 | 1967 | Pre-2000 |  |  | N | Electric Utility | Utility | Municipal | 1 | X | NG | Non-Renewable | 0 | 2 | 0 | 1 | DFO
Operable | 3329 | Borough of Chambersburg |  | 7397 | Falling Spring | PA | Restructured | Franklin | 6 | Natural Gas Internal Combustion Engine | IC |  | S | X | X | Grand Point | Grand Point | 2 | 0.8 | 2.1 | 2.1 | 1 | N |  |  | OP | X | 12 | 1967 | Pre-2000 |  |  | N | Electric Utility | Utility | Municipal | 1 | X | NG | Non-Renewable | 0 | 2 | 0 | 1 | DFO
Operable | 3329 | Borough of Chambersburg |  | 7397 | Falling Spring | PA | Restructured | Franklin | 7 | Natural Gas Internal Combustion Engine | IC |  | S | X | X | Grand Point | Grand Point | 3.2 | 0.8 | 2.9 | 2.9 | 1 | N |  |  | OP | X | 6 | 2001 | 2001 |  |  | N | Electric Utility | Utility | Municipal | 1 | X | NG | Non-Renewable | 0 | 3.2 | 0 | 1 | DFO
Operable | 3329 | Borough of Chambersburg |  | 55997 | Orchard Park | PA | Restructured | Franklin | 10 | Natural Gas Internal Combustion Engine | IC |  | S | X | X | Grand Point | Grand Point | 6 | 0.8 | 5.8 | 5.8 | 1 | N |  |  | OP | X | 12 | 2003 | 2003 |  |  | N | Electric Utility | Utility | Municipal | 1 | X | NG | Non-Renewable | 0 | 6 | 0 | 1 | DFO
Operable | 3329 | Borough of Chambersburg |  | 55997 | Orchard Park | PA | Restructured | Franklin | 11 | Natural Gas Internal Combustion Engine | IC |  | S | X | X | Grand Point | Grand Point | 6 | 0.8 | 5.8 | 5.8 | 1 | N |  |  | OP | X | 12 | 2003 | 2003 |  |  | N | Electric Utility | Utility | Municipal | 1 | X | NG | Non-Renewable | 0 | 6 | 0 | 1 | DFO
Operable | 3329 | Borough of Chambersburg |  | 55997 | Orchard Park | PA | Restructured | Franklin | 8 | Natural Gas Internal Combustion Engine | IC |  | S | X | X | Grand Point | Grand Point | 6 | 0.8 | 5.8 | 5.8 | 1 | N |  |  | OP | X | 12 | 2003 | 2003 |  |  | N | Electric Utility | Utility | Municipal | 1 | X | NG | Non-Renewable | 0 | 6 | 0 | 1 | DFO
Operable | 3329 | Borough of Chambersburg |  | 55997 | Orchard Park | PA | Restructured | Franklin | 9 | Natural Gas Internal Combustion Engine | IC |  | S | X | X | Grand Point | Grand Point | 6 | 0.8 | 5.8 | 5.8 | 1 | N |  |  | OP | X | 12 | 2003 | 2003 |  |  | N | Electric Utility | Utility | Municipal | 1 | X | NG | Non-Renewable | 0 | 6 | 0 | 1 | DFO
Operable | 56953 | Bos Dairy, LLC |  | 57625 | Bos Dairy, LLC | IN | Vertical | Jasper | BOS4 | Natural Gas Internal Combustion Engine | IC |  | S | X | X |  |  | 1 | 1 | 0.9 | 0.9 | 0.2 | N |  |  | OP | X | 3 | 2020 | 2020 |  |  | N | Industrial Non-CHP | Customer Sited | Other | 6 | X | NG | Non-Renewable | 0 | 1 | 0 | 1
Operable | 60816 | Boston Medical Center |  | 61186 | Boston Medical Center CHP Plant | MA | Restructured | Suffolk | BATT | Batteries | BA |  | S | X | X |  |  | 1 | 0.95 | 1 | 1 |  | N |  |  | OP | X | 4 | 2023 | 2023 |  |  | N | Commercial CHP | Customer Sited | Other | 5 | X | MWH | Other | 0 | 0 | 0 | 0
Operable | 60816 | Boston Medical Center |  | 61186 | Boston Medical Center CHP Plant | MA | Restructured | Suffolk | COGEN | Natural Gas Internal Combustion Engine | IC |  | S | X | X |  |  | 2 | 1 | 2 | 2 | 1 | N |  |  | OP | X | 4 | 2017 | 2017 |  |  | Y | Commercial CHP | Customer Sited | Other | 5 | T | NG | Non-Renewable | 0 | 2 | 0 | 1
Operable | 1994 | Boulder City of |  | 466 | Boulder Canyon Hydro | CO | Vertical | Boulder | 1A | Conventional Hydroelectric | HY |  | S | X | X |  |  | 5 | 0.9 | 5 | 5 | 0.3 | N |  |  | OA | X | 6 | 2013 | 2013 |  |  | N | IPP Non-CHP | IPP | IPP | 2 | X | WAT | Renewable | 5 | 0 | 1 | 0
Operable | 1994 | Boulder City of |  | 54679 | Boulder City Lakewood Hydro | CO | Vertical | Boulder | 1 | Conventional Hydroelectric | HY |  | S | X | X |  |  | 3.5 | 0.9 | 3.5 | 3.5 | 0.3 | N |  |  | OP | X | 2 | 2004 | 2004 |  |  | N | IPP Non-CHP | IPP | IPP | 2 | X | WAT | Renewable | 3.5 | 0 | 1 | 0
Operable | 1994 | Boulder City of |  | 54680 | Boulder City Betasso Hydro Plant | CO | Vertical | Boulder | 1 | Conventional Hydroelectric | HY |  | S | X | X |  |  | 3 | 0.9 | 3 | 3 | 0.3 | N |  |  | OP | X | 12 | 1987 | Pre-2000 |  |  | N | IPP Non-CHP | IPP | IPP | 2 | X | WAT | Renewable | 3 | 0 | 1 | 0
Operable | 1994 | Boulder City of |  | 55931 | Boulder City Silver Lake Hydro | CO | Vertical | Boulder | 1 | Conventional Hydroelectric | HY |  | S | X | X |  |  | 3.3 | 0.9 | 3.3 | 3.3 | 0.3 | N |  |  | OP | X | 5 | 2000 | 2000 |  |  | N | IPP Non-CHP | IPP | IPP | 2 | X | WAT | Renewable | 3.3 | 0 | 1 | 0
Operable | 2053 | Bowater Newport Coosa Pines Op |  | 54216 | U S Alliance Coosa Pines | AL | Vertical | Talladega | GEN7 | Wood/Wood Waste Biomass | ST |  | S | X | X |  |  | 25.9 | 0.85 | 24.9 | 24.9 | 4 | N |  |  | OP | X | 11 | 2007 | 2007 |  |  | Y | Industrial CHP | Customer Sited | Other | 7 | T | BLQ | Renewable | 25.9 | 0 | 1 | 0 | NG
Operable | 59228 | Bowerman Power LFG, LLC |  | 59461 | Bowerman Power LFG, LLC | CA | Vertical | Orange | GEN01 | Landfill Gas | IC |  | S | X | X |  |  | 3.4 | 0.8 | 3.4 | 3.4 | 0.5 | N |  |  | OP | X | 4 | 2016 | 2016 |  |  | N | IPP Non-CHP | IPP | IPP | 2 | X | LFG | Renewable | 3.4 | 0 | 1 | 0
Operable | 59228 | Bowerman Power LFG, LLC |  | 59461 | Bowerman Power LFG, LLC | CA | Vertical | Orange | GEN02 | Landfill Gas | IC |  | S | X | X |  |  | 3.4 | 0.8 | 3.4 | 3.4 | 0.5 | N |  |  | OP | X | 4 | 2016 | 2016 |  |  | N | IPP Non-CHP | IPP | IPP | 2 | X | LFG | Renewable | 3.4 | 0 | 1 | 0
Operable | 59228 | Bowerman Power LFG, LLC |  | 59461 | Bowerman Power LFG, LLC | CA | Vertical | Orange | GEN03 | Landfill Gas | IC |  | S | X | X |  |  | 3.4 | 0.8 | 3.4 | 3.4 | 0.5 | N |  |  | OP | X | 4 | 2016 | 2016 |  |  | N | IPP Non-CHP | IPP | IPP | 2 | X | LFG | Renewable | 3.4 | 0 | 1 | 0
Operable | 59228 | Bowerman Power LFG, LLC |  | 59461 | Bowerman Power LFG, LLC | CA | Vertical | Orange | GEN04 | Landfill Gas | IC |  | S | X | X |  |  | 3.4 | 0.8 | 3.4 | 3.4 | 0.5 | N |  |  | OP | X | 4 | 2016 | 2016 |  |  | N | IPP Non-CHP | IPP | IPP | 2 | X | LFG | Renewable | 3.4 | 0 | 1 | 0
Operable | 59228 | Bowerman Power LFG, LLC |  | 59461 | Bowerman Power LFG, LLC | CA | Vertical | Orange | GEN05 | Landfill Gas | IC |  | S | X | X |  |  | 3.4 | 0.8 | 3.4 | 3.4 | 0.5 | N |  |  | OP | X | 4 | 2016 | 2016 |  |  | N | IPP Non-CHP | IPP | IPP | 2 | X | LFG | Renewable | 3.4 | 0 | 1 | 0
Operable | 59228 | Bowerman Power LFG, LLC |  | 59461 | Bowerman Power LFG, LLC | CA | Vertical | Orange | GEN06 | Landfill Gas | IC |  | S | X | X |  |  | 3.4 | 0.8 | 3.4 | 3.4 | 0.5 | N |  |  | OP | X | 4 | 2016 | 2016 |  |  | N | IPP Non-CHP | IPP | IPP | 2 | X | LFG | Renewable | 3.4 | 0 | 1 | 0
Operable | 59228 | Bowerman Power LFG, LLC |  | 59461 | Bowerman Power LFG, LLC | CA | Vertical | Orange | GEN07 | Landfill Gas | IC |  | S | X | X |  |  | 3.4 | 0.8 | 3.4 | 3.4 | 0.5 | N |  |  | OP | X | 4 | 2016 | 2016 |  |  | N | IPP Non-CHP | IPP | IPP | 2 | X | LFG | Renewable | 3.4 | 0 | 1 | 0
Operable | 2048 | Bowersock Mills & Power Co |  | 10279 | Kansas River Project | KS | Vertical | Douglas | 1 | Conventional Hydroelectric | HY |  | S | X | X | KACYBOWERSOCK | KACYBOWERSOCK | 0.3 | 1 | 0.3 | 0.4 | 0.1 | N |  |  | OP | X | 1 | 1920 | Pre-2000 |  |  | N | IPP Non-CHP | IPP | IPP | 2 | X | WAT | Renewable | 0.3 | 0 | 1 | 0
Operable | 2048 | Bowersock Mills & Power Co |  | 10279 | Kansas River Project | KS | Vertical | Douglas | 10 | Conventional Hydroelectric | HY |  | S | X | X | KACYBOWERSOCK | KACYBOWERSOCK | 1.3 | 1 | 1.3 | 1.3 | 0.9 | N |  |  | OP | X | 12 | 2012 | 2012 |  |  | N | IPP Non-CHP | IPP | IPP | 2 | X | WAT | Renewable | 1.3 | 0 | 1 | 0
Operable | 2048 | Bowersock Mills & Power Co |  | 10279 | Kansas River Project | KS | Vertical | Douglas | 11 | Conventional Hydroelectric | HY |  | S | X | X | KACYBOWERSOCK | KACYBOWERSOCK | 1 | 1 | 1 | 1 | 0.8 | N |  |  | OP | X | 12 | 2012 | 2012 |  |  | N | IPP Non-CHP | IPP | IPP | 2 | X | WAT | Renewable | 1 | 0 | 1 | 0
Operable | 2048 | Bowersock Mills & Power Co |  | 10279 | Kansas River Project | KS | Vertical | Douglas | 2 | Conventional Hydroelectric | HY |  | S | X | X | KACYBOWERSOCK | KACYBOWERSOCK | 0.3 | 1 | 0.3 | 0.3 | 0.1 | N |  |  | OP | X | 7 | 1922 | Pre-2000 |  |  | N | IPP Non-CHP | IPP | IPP | 2 | X | WAT | Renewable | 0.3 | 0 | 1 | 0
Operable | 2048 | Bowersock Mills & Power Co |  | 10279 | Kansas River Project | KS | Vertical | Douglas | 3 | Conventional Hydroelectric | HY |  | S | X | X | KACYBOWERSOCK | KACYBOWERSOCK | 0.3 | 1 | 0.3 | 0.3 | 0.1 | N |  |  | OP | X | 7 | 1922 | Pre-2000 |  |  | N | IPP Non-CHP | IPP | IPP | 2 | X | WAT | Renewable | 0.3 | 0 | 1 | 0
Operable | 2048 | Bowersock Mills & Power Co |  | 10279 | Kansas River Project | KS | Vertical | Douglas | 4 | Conventional Hydroelectric | HY |  | S | X | X | KACYBOWERSOCK | KACYBOWERSOCK | 0.3 | 1 | 0.3 | 0.3 | 0.1 | N |  |  | OP | X | 7 | 1922 | Pre-2000 |  |  | N | IPP Non-CHP | IPP | IPP | 2 | X | WAT | Renewable | 0.3 | 0 | 1 | 0
Operable | 2048 | Bowersock Mills & Power Co |  | 10279 | Kansas River Project | KS | Vertical | Douglas | 5 | Conventional Hydroelectric | HY |  | S | X | X | KACYBOWERSOCK | KACYBOWERSOCK | 0.4 | 1 | 0.4 | 0.4 | 0.1 | N |  |  | OP | X | 7 | 1922 | Pre-2000 |  |  | N | IPP Non-CHP | IPP | IPP | 2 | X | WAT | Renewable | 0.4 | 0 | 1 | 0
Operable | 2048 | Bowersock Mills & Power Co |  | 10279 | Kansas River Project | KS | Vertical | Douglas | 6 | Conventional Hydroelectric | HY |  | S | X | X | KACYBOWERSOCK | KACYBOWERSOCK | 0.4 | 1 | 0.4 | 0.4 | 0.2 | N |  |  | OP | X | 5 | 1925 | Pre-2000 |  |  | N | IPP Non-CHP | IPP | IPP | 2 | X | WAT | Renewable | 0.4 | 0 | 1 | 0
Operable | 2048 | Bowersock Mills & Power Co |  | 10279 | Kansas River Project | KS | Vertical | Douglas | 7 | Conventional Hydroelectric | HY |  | S | X | X | KACYBOWERSOCK | `KACYBOWERSOCK | 0.4 | 1 | 0.4 | 0.4 | 0.2 | N |  |  | OP | X | 5 | 1925 | Pre-2000 |  |  | N | IPP Non-CHP | IPP | IPP | 2 | X | WAT | Renewable | 0.4 | 0 | 1 | 0
Operable | 2048 | Bowersock Mills & Power Co |  | 10279 | Kansas River Project | KS | Vertical | Douglas | 8 | Conventional Hydroelectric | HY |  | S | X | X | KACYBOWERSOCK | KACYBOWERSOCK | 1 | 1 | 1 | 1 | 0.8 | N |  |  | OP | X | 12 | 2012 | 2012 |  |  | N | IPP Non-CHP | IPP | IPP | 2 | X | WAT | Renewable | 1 | 0 | 1 | 0
Operable | 2048 | Bowersock Mills & Power Co |  | 10279 | Kansas River Project | KS | Vertical | Douglas | 9 | Conventional Hydroelectric | HY |  | S | X | X | KACYBOWERSOCK | KACYBOWERSOCK | 1.3 | 1 | 1.3 | 1.3 | 0.9 | N |  |  | OP | X | 12 | 2012 | 2012 |  |  | N | IPP Non-CHP | IPP | IPP | 2 | X | WAT | Renewable | 1.3 | 0 | 1 | 0
Operable | 64082 | Bowline, LLC |  | 2625 | Bowline Point | NY | Restructured | Rockland | 1 | Natural Gas Steam Turbine | ST |  | S | X | X | 23526 | 23526 | 621 | 0.9 | 586 | 593.2 | 80 | N |  |  | OP | X | 9 | 1972 | Pre-2000 |  |  | N | IPP Non-CHP | IPP | IPP | 2 | X | NG | Non-Renewable | 0 | 621 | 0 | 1 | RFO
Operable | 64082 | Bowline, LLC |  | 2625 | Bowline Point | NY | Restructured | Rockland | 2 | Natural Gas Steam Turbine | ST |  | S | X | X | 23595 | 23595 | 621 | 0.9 | 573.6 | 568.8 | 100 | N |  |  | OP | X | 5 | 1974 | Pre-2000 |  |  | N | IPP Non-CHP | IPP | IPP | 2 | X | NG | Non-Renewable | 0 | 621 | 0 | 1 | RFO
Operable | 66154 | Bowser Road Solar Project 2021, LLC |  | 67292 | Rutgers Busch Livingston Lot B & C | NJ | Restructured | Middlesex | P6301 | Solar Photovoltaic | PV |  | S | X | X |  |  | 1.5 |  | 1.5 | 1.5 |  | N |  |  | OP | X | 12 | 2023 | 2023 |  |  | N | IPP Non-CHP | IPP | IPP | 2 | X | SUN | Renewable | 1.5 | 0 | 1 | 0
Operable | 66154 | Bowser Road Solar Project 2021, LLC |  | 67401 | Rutgers Busch Liv (Lot 55, 58, 58A, 58B) | NJ | Restructured | Middlesex | P5292 | Solar Photovoltaic | PV |  | S | X | X |  |  | 1.3 |  | 1.3 | 1.3 |  | N |  |  | OP | X | 12 | 2023 | 2023 |  |  | N | IPP Non-CHP | IPP | IPP | 2 | X | SUN | Renewable | 1.3 | 0 | 1 | 0
Operable | 56195 | BP Alternative Energy |  | 55259 | Whiting Clean Energy | IN | Vertical | Lake | CT1 | Natural Gas Fired Combined Cycle | CT | CC1 | S | X | N | nips.cc.whitn | nips.cc.whitn | 181.9 | 0.85 | 150 | 172 | 92 | N |  |  | OP | X | 4 | 2002 | 2002 |  |  | Y | IPP CHP | IPP | IPP | 3 | T | NG | Non-Renewable | 0 | 181.9 | 0 | 1
Operable | 56195 | BP Alternative Energy |  | 55259 | Whiting Clean Energy | IN | Vertical | Lake | CT2 | Natural Gas Fired Combined Cycle | CT | CC1 | S | X | N |  |  | 181.9 | 0.85 | 150 | 172 | 92 | N |  |  | OP | X | 4 | 2002 | 2002 |  |  | Y | IPP CHP | IPP | IPP | 3 | T | NG | Non-Renewable | 0 | 181.9 | 0 | 1
Operable | 56195 | BP Alternative Energy |  | 55259 | Whiting Clean Energy | IN | Vertical | Lake | ST1 | Natural Gas Fired Combined Cycle | CA | CC1 | S | Y | X |  |  | 213 | 0.9 | 213 | 213 | 25 | N |  |  | OP | X | 4 | 2002 | 2002 |  |  | Y | IPP CHP | IPP | IPP | 3 | T | NG | Non-Renewable | 0 | 213 | 0 | 1
Operable | 54679 | BP Piney & Deep Creek LLC |  | 1567 | Deep Creek | MD | Restructured | Garrett | 1 | Conventional Hydroelectric | HY |  | S | X | X |  |  | 10 | 0.8 | 9 | 9 | 5 | N |  |  | OP | X | 7 | 1925 | Pre-2000 |  |  | N | IPP Non-CHP | IPP | IPP | 2 | X | WAT | Renewable | 10 | 0 | 1 | 0
Operable | 54679 | BP Piney & Deep Creek LLC |  | 1567 | Deep Creek | MD | Restructured | Garrett | 2 | Conventional Hydroelectric | HY |  | S | X | X |  |  | 10 | 0.8 | 9 | 9 | 5 | N |  |  | OP | X | 7 | 1925 | Pre-2000 |  |  | N | IPP Non-CHP | IPP | IPP | 2 | X | WAT | Renewable | 10 | 0 | 1 | 0
Operable | 54679 | BP Piney & Deep Creek LLC |  | 3124 | Piney | PA | Restructured | Clarion | 1 | Conventional Hydroelectric | HY |  | S | X | X |  |  | 10 | 0.8 | 11.8 | 11.8 | 4 | N |  |  | OP | X | 6 | 1924 | Pre-2000 |  |  | N | IPP Non-CHP | IPP | IPP | 2 | X | WAT | Renewable | 10 | 0 | 1 | 0
Operable | 54679 | BP Piney & Deep Creek LLC |  | 3124 | Piney | PA | Restructured | Clarion | 2 | Conventional Hydroelectric | HY |  | S | X | X |  |  | 10 | 0.8 | 11.8 | 11.8 | 4 | N |  |  | OP | X | 7 | 1924 | Pre-2000 |  |  | N | IPP Non-CHP | IPP | IPP | 2 | X | WAT | Renewable | 10 | 0 | 1 | 0
Operable | 54679 | BP Piney & Deep Creek LLC |  | 3124 | Piney | PA | Restructured | Clarion | 3 | Conventional Hydroelectric | HY |  | S | X | X |  |  | 10 | 0.8 | 9.6 | 9.6 | 3 | N |  |  | OP | X | 2 | 1928 | Pre-2000 |  |  | N | IPP Non-CHP | IPP | IPP | 2 | X | WAT | Renewable | 10 | 0 | 1 | 0
Operable | 44466 | BP PLC |  | 52130 | Whiting Refinery | IN | Vertical | Lake | 31TG | Other Gases | ST |  | S | X | X |  |  | 12.5 | 0.95 | 11.2 | 11.2 | 5 | N |  |  | OP | X | 1 | 1948 | Pre-2000 |  |  | Y | Industrial CHP | Customer Sited | Other | 7 | T | OG | Non-Renewable | 0 | 12.5 | 0 | 1 | NG | PUR
Operable | 44466 | BP PLC |  | 52130 | Whiting Refinery | IN | Vertical | Lake | 32TG | Other Gases | ST |  | S | X | X |  |  | 12.5 | 0.95 | 11.2 | 11.2 | 5 | N |  |  | OA | X | 1 | 1948 | Pre-2000 |  |  | Y | Industrial CHP | Customer Sited | Other | 7 | T | OG | Non-Renewable | 0 | 12.5 | 0 | 1 | NG | PUR
Operable | 44466 | BP PLC |  | 52130 | Whiting Refinery | IN | Vertical | Lake | 33TG | Other Gases | ST |  | S | X | X |  |  | 18.8 | 0.95 | 16.4 | 16.4 | 5 | N |  |  | OA | X | 1 | 1955 | Pre-2000 |  |  | Y | Industrial CHP | Customer Sited | Other | 7 | T | OG | Non-Renewable | 0 | 18.8 | 0 | 1 | NG | PUR
Operable | 44466 | BP PLC |  | 52130 | Whiting Refinery | IN | Vertical | Lake | 34TG | Other Gases | ST |  | S | X | X |  |  | 10 | 0.95 | 11.8 | 11.8 | 5 | N |  |  | OP | X | 1 | 1955 | Pre-2000 |  |  | Y | Industrial CHP | Customer Sited | Other | 7 | T | OG | Non-Renewable | 0 | 10 | 0 | 1 | NG | PUR
Operable | 44466 | BP PLC |  | 52130 | Whiting Refinery | IN | Vertical | Lake | 35TG | Other Gases | ST |  | S | X | X |  |  | 30 | 0.95 | 38 | 38 | 5 | N |  |  | OP | X | 1 | 1980 | Pre-2000 |  |  | Y | Industrial CHP | Customer Sited | Other | 7 | T | OG | Non-Renewable | 0 | 30 | 0 | 1 | NG | PUR
Operable | 65412 | BPL Files Solar LLC |  | 66324 | BPL Files Solar | TX | Restructured | Hill | FILES | Solar Photovoltaic | PV |  | S | X | X |  |  | 157.5 |  | 145 | 145 |  | N |  |  | OP | X | 8 | 2023 | 2023 |  |  | N | IPP Non-CHP | IPP | IPP | 2 | X | SUN | Renewable | 157.5 | 0 | 1 | 0
Operable | 59474 | BQ Energy LLC |  | 61898 | Solean Solar Project | NY | Restructured | Cattaraugus | SOLEA | Solar Photovoltaic | PV |  | S | X | X |  |  | 4 |  | 4 | 4 | 4 | N |  |  | OP | X | 4 | 2016 | 2016 |  |  | N | IPP Non-CHP | IPP | IPP | 2 | X | SUN | Renewable | 4 | 0 | 1 | 0
Operable | 59474 | BQ Energy LLC |  | 61922 | Sunlight Beacon | NY | Restructured | Dutchess | BEACO | Solar Photovoltaic | PV |  | S | X | X |  |  | 2 |  | 2 | 2 |  | N |  |  | OP | X | 7 | 2018 | 2018 |  |  | N | IPP Non-CHP | IPP | IPP | 2 | X | SUN | Renewable | 2 | 0 | 1 | 0
Operable | 59474 | BQ Energy LLC |  | 62721 | Steel Sun 2: 2303-III-9 Hamburg Tpke | NY | Restructured | Erie | SS29 | Solar Photovoltaic | PV |  | J | X | X |  |  | 2 | 1 | 2 | 2 | 2 | N |  |  | OP | X | 5 | 2019 | 2019 |  |  | N | IPP Non-CHP | IPP | IPP | 2 | X | SUN | Renewable | 2 | 0 | 1 | 0
Operable | 59474 | BQ Energy LLC |  | 62722 | Steel Sun 2: 2303-III-4 Hamburg Tpke | NY | Restructured | Erie | SS24 | Solar Photovoltaic | PV |  | J | X | X |  |  | 2 | 1 | 2 | 2 | 2 | N |  |  | OP | X | 5 | 2019 | 2019 |  |  | N | IPP Non-CHP | IPP | IPP | 2 | X | SUN | Renewable | 2 | 0 | 1 | 0
Operable | 59474 | BQ Energy LLC |  | 62723 | Steel Sun 2: 2303-III-2 Hamburg Tpke | NY | Restructured | Erie | SS22 | Solar Photovoltaic | PV |  | J | X | X |  |  | 2 | 1 | 2 | 2 | 2 | N |  |  | OP | X | 5 | 2019 | 2019 |  |  | N | IPP Non-CHP | IPP | IPP | 2 | X | SUN | Renewable | 2 | 0 | 1 | 0
Operable | 59474 | BQ Energy LLC |  | 62724 | Homer Street West | NY | Restructured | Cattaraugus | HSW | Solar Photovoltaic | PV |  | J | X | X |  |  | 1.6 | 1 | 1.6 | 1.6 | 1.6 | N |  |  | OP | X | 5 | 2019 | 2019 |  |  | N | IPP Non-CHP | IPP | IPP | 2 | X | SUN | Renewable | 1.6 | 0 | 1 | 0
Operable | 59474 | BQ Energy LLC |  | 62725 | Homer Street East | NY | Restructured | Cattaraugus | HSE | Solar Photovoltaic | PV |  | J | X | X |  |  | 1.6 | 1 | 1.6 | 1.6 | 1.6 | N |  |  | OP | X | 5 | 2019 | 2019 |  |  | N | IPP Non-CHP | IPP | IPP | 2 | X | SUN | Renewable | 1.6 | 0 | 1 | 0
Operable | 59474 | BQ Energy LLC |  | 62737 | West Valley West | NY | Restructured | Cattaraugus | WVW | Solar Photovoltaic | PV |  | S | X | X |  |  | 5 | 1 | 5 | 5 | 0.5 | N |  |  | OP | X | 12 | 2022 | 2022 | 12 | 2057 | N | IPP Non-CHP | IPP | IPP | 2 | X | SUN | Renewable | 5 | 0 | 1 | 0
Operable | 59474 | BQ Energy LLC |  | 62738 | West Valley East | NY | Restructured | Cattaraugus | WVE | Solar Photovoltaic | PV |  | S | X | X |  |  | 5 | 1 | 5 | 5 | 0.5 | N |  |  | OP | X | 12 | 2022 | 2022 | 12 | 2057 | N | IPP Non-CHP | IPP | IPP | 2 | X | SUN | Renewable | 5 | 0 | 1 | 0
Operable | 59474 | BQ Energy LLC |  | 63774 | Mount Kisco Landfill Solar & Storage CSG | NY | Restructured | Westchester | KISCB | Batteries | BA |  | S | X | X |  |  | 0.7 |  | 0.5 | 0.5 | 0.1 | N |  |  | OP | X | 12 | 2020 | 2020 | 12 | 2035 | N | IPP Non-CHP | IPP | IPP | 2 | X | MWH | Other | 0 | 0 | 0 | 0
Operable | 59474 | BQ Energy LLC |  | 63774 | Mount Kisco Landfill Solar & Storage CSG | NY | Restructured | Westchester | KRS | Solar Photovoltaic | PV |  | S | X | X |  |  | 1 |  | 1 | 1 |  | N |  |  | OP | X | 12 | 2020 | 2020 |  |  | N | IPP Non-CHP | IPP | IPP | 2 | X | SUN | Renewable | 1 | 0 | 1 | 0
Operable | 60149 | Brady Wind II, LLC |  | 60354 | Brady II Wind Energy Center | ND | Vertical | Stark | BWEC2 | Onshore Wind Turbine | WT |  | S | X | X |  |  | 150 |  | 150 | 150 | 37 | N |  |  | OP | X | 12 | 2016 | 2016 |  |  | N | IPP Non-CHP | IPP | IPP | 2 | X | WND | Renewable | 150 | 0 | 1 | 0
Operable | 60148 | Brady Wind, LLC |  | 60355 | Brady Wind Energy Center | ND | Vertical | Stark | BWEC1 | Onshore Wind Turbine | WT |  | S | X | X |  |  | 150 |  | 150 | 150 | 37 | N |  |  | OP | X | 11 | 2016 | 2016 |  |  | N | IPP Non-CHP | IPP | IPP | 2 | X | WND | Renewable | 150 | 0 | 1 | 0
Operable | 2138 | Brainerd Public Utilities |  | 50636 | Brainerd Public Utilities | MN | Vertical | Crow Wing | 1 | Conventional Hydroelectric | HY |  | S | X | X |  |  | 0.6 | 0.8 | 0.6 | 0.6 | 0.1 | N |  |  | OP | X | 1 | 1917 | Pre-2000 |  |  | N | Electric Utility | Utility | Municipal | 1 | X | WAT | Renewable | 0.6 | 0 | 1 | 0
Operable | 2138 | Brainerd Public Utilities |  | 50636 | Brainerd Public Utilities | MN | Vertical | Crow Wing | 2 | Conventional Hydroelectric | HY |  | S | X | X |  |  | 0.6 | 0.8 | 0.6 | 0.6 | 0.1 | N |  |  | OP | X | 1 | 1917 | Pre-2000 |  |  | N | Electric Utility | Utility | Municipal | 1 | X | WAT | Renewable | 0.6 | 0 | 1 | 0
Operable | 2138 | Brainerd Public Utilities |  | 50636 | Brainerd Public Utilities | MN | Vertical | Crow Wing | 3 | Conventional Hydroelectric | HY |  | S | X | X |  |  | 0.5 | 0.8 | 0.5 | 0.5 | 0.1 | N |  |  | OA | X | 7 | 1936 | Pre-2000 |  |  | N | Electric Utility | Utility | Municipal | 1 | X | WAT | Renewable | 0.5 | 0 | 1 | 0
Operable | 2138 | Brainerd Public Utilities |  | 50636 | Brainerd Public Utilities | MN | Vertical | Crow Wing | 4 | Conventional Hydroelectric | HY |  | S | X | X |  |  | 0.6 | 0.8 | 0.6 | 0.6 | 0.1 | N |  |  | OS | X | 1 | 1936 | Pre-2000 | 12 | 2025 | N | Electric Utility | Utility | Municipal | 1 | X | WAT | Renewable | 0.6 | 0 | 1 | 0
Operable | 2138 | Brainerd Public Utilities |  | 50636 | Brainerd Public Utilities | MN | Vertical | Crow Wing | 5 | Conventional Hydroelectric | HY |  | S | X | X |  |  | 0.6 | 0.8 | 0.6 | 0.6 | 0.1 | N |  |  | OP | X | 1 | 1940 | Pre-2000 |  |  | N | Electric Utility | Utility | Municipal | 1 | X | WAT | Renewable | 0.6 | 0 | 1 | 0
Operable | 60421 | Brandon Shores LLC |  | 602 | Brandon Shores | MD | Restructured | Anne Arundel | 1 | Conventional Steam Coal | ST |  | S | X | X | 50659 | 50659 | 685.1 | 0.9 | 635 | 635 | 220 | N |  |  | OP | X | 5 | 1984 | Pre-2000 | 6 | 2025 | N | IPP Non-CHP | IPP | IPP | 2 | X | BIT | Non-Renewable | 0 | 685.1 | 0 | 1
Operable | 60421 | Brandon Shores LLC |  | 602 | Brandon Shores | MD | Restructured | Anne Arundel | 2 | Conventional Steam Coal | ST |  | S | X | X | 50660 | 50660 | 685.1 | 0.9 | 638 | 638 | 220 | N |  |  | OP | X | 5 | 1991 | Pre-2000 | 6 | 2025 | N | IPP Non-CHP | IPP | IPP | 2 | X | BIT | Non-Renewable | 0 | 685.1 | 0 | 1
Operable | 63060 | Brass Mill Center |  | 63288 | Brass Mill Center | CT | Restructured | New Haven | BMC | Solar Photovoltaic | PV |  | W | X | X |  |  | 3.4 | 1 | 3.4 | 3.4 |  | N |  |  | OP | X | 12 | 2017 | 2017 |  |  | N | Commercial Non-CHP | Customer Sited | Other | 4 | X | SUN | Renewable | 3.4 | 0 | 1 | 0
Operable | 2179 | Brassua Hydroelectric LP |  | 10555 | Brassua Hydroelectric Project | ME | Restructured | Somerset | 1 | Conventional Hydroelectric | HY |  | J | X | X |  |  | 3.6 | 0.9 | 3.6 | 3.6 | 0.2 | N |  |  | OP | X | 9 | 1989 | Pre-2000 |  |  | N | IPP Non-CHP | IPP | IPP | 2 | X | WAT | Renewable | 3.6 | 0 | 1 | 0
Operable | 65949 | Bravo REC Management LLC |  | 67030 | Elkhorn Dairy | CA | Vertical | Tulare | ELKHO | Solar Photovoltaic | PV |  | S | X | X |  |  | 1 |  | 0.9 | 0.4 |  | N |  |  | OP | X | 2 | 2009 | 2009 |  |  | N | Industrial Non-CHP | Customer Sited | Other | 6 | X | SUN | Renewable | 1 | 0 | 1 | 0
Operable | 65949 | Bravo REC Management LLC |  | 67073 | Case Vander Eyk, Jr Dairy Solar | CA | Vertical | Tulare | CEYK | Solar Photovoltaic | PV |  | S | X | X |  |  | 1.2 |  | 1.1 | 0.7 |  | N |  |  | OP | X | 10 | 2023 | 2023 |  |  | N | Industrial Non-CHP | Customer Sited | Other | 6 | X | SUN | Renewable | 1.2 | 0 | 1 | 0
Operable | 65949 | Bravo REC Management LLC |  | 67432 | Double J Dairy Array | CA | Vertical | Tulare | DBL-J | Solar Photovoltaic | PV |  | W | X | X |  |  | 4 |  | 4 | 4 |  | N |  |  | OP | X | 11 | 2023 | 2023 |  |  | N | Industrial Non-CHP | Customer Sited | Other | 6 | X | SUN | Renewable | 4 | 0 | 1 | 0
Operable | 65949 | Bravo REC Management LLC |  | 67512 | Lone Oak | CA | Vertical | Kings | LNOAK | Solar Photovoltaic | PV |  | S | X | X |  |  | 2.9 |  | 2.9 | 2.9 |  | N |  |  | OP | X | 3 | 2023 | 2023 |  |  | N | Industrial Non-CHP | Customer Sited | Other | 6 | X | SUN | Renewable | 2.9 | 0 | 1 | 0
Operable | 65221 | Brazoria County Solar Project |  | 66046 | Brazoria County Solar Project (Danciger) | TX | Restructured | Brazoria | BRZ01 | Solar Photovoltaic | PV |  | S | X | X | DAG_ALL | DAG_ALL | 200 |  | 200 | 200 |  | N |  |  | OP | X | 7 | 2022 | 2022 |  |  | N | IPP Non-CHP | IPP | IPP | 2 | X | SUN | Renewable | 200 | 0 | 1 | 0
Operable | 64108 | Brazoria West Solar Project, LLC |  | 64447 | Brazoria West | TX | Restructured | Brazoria | GEN1 | Solar Photovoltaic | PV |  | S | X | X |  |  | 200 |  | 200 | 200 | 0.1 | N |  |  | OP | X | 9 | 2022 | 2022 |  |  | N | IPP Non-CHP | IPP | IPP | 2 | X | SUN | Renewable | 200 | 0 | 1 | 0
Operable | 2171 | Brazos Valley Energy |  | 55357 | Jack Fusco Energy Center | TX | Restructured | Fort Bend | CTG1 | Natural Gas Fired Combined Cycle | CT | STG1 | S | X | N | Brazos V | Brazos V | 200 | 0.8 | 167 | 161 | 90 | N |  |  | OP | X | 5 | 2003 | 2003 |  |  | N | IPP Non-CHP | IPP | IPP | 2 | X | NG | Non-Renewable | 0 | 200 | 0 | 1
Operable | 2171 | Brazos Valley Energy |  | 55357 | Jack Fusco Energy Center | TX | Restructured | Fort Bend | CTG2 | Natural Gas Fired Combined Cycle | CT | STG1 | S | X | N | Braxos V | Brazos V | 200 | 0.8 | 167 | 161 | 90 | N |  |  | OP | X | 5 | 2003 | 2003 |  |  | N | IPP Non-CHP | IPP | IPP | 2 | X | NG | Non-Renewable | 0 | 200 | 0 | 1
Operable | 2171 | Brazos Valley Energy |  | 55357 | Jack Fusco Energy Center | TX | Restructured | Fort Bend | STG1 | Natural Gas Fired Combined Cycle | CA | STG1 | S | Y | X | Brazos V | Brazos V | 275.6 | 0.8 | 204 | 228 | 150 | N |  |  | OP | X | 5 | 2003 | 2003 |  |  | N | IPP Non-CHP | IPP | IPP | 2 | X | NG | Non-Renewable | 0 | 275.6 | 0 | 1
Operable | 57384 | Brea Power II |  | 58007 | Brea Expansion Plant | CA | Vertical | Orange | G1 | Landfill Gas | CT | CC1 | S | X | N | OLINDA_6_N009 | OLINDA_6_N009 | 6.3 | 0.98 | 6.8 | 6.8 | 3.5 | N |  |  | OP | X | 11 | 2012 | 2012 |  |  | N | IPP Non-CHP | IPP | IPP | 2 | X | LFG | Renewable | 6.3 | 0 | 1 | 0
Operable | 57384 | Brea Power II |  | 58007 | Brea Expansion Plant | CA | Vertical | Orange | G2 | Landfill Gas | CT | CC1 | S | X | N | OLINDA_6_N009 | OLINDA_6_N009 | 6.3 | 0.98 | 6.8 | 6.8 | 3.5 | N |  |  | OP | X | 11 | 2012 | 2012 |  |  | N | IPP Non-CHP | IPP | IPP | 2 | X | LFG | Renewable | 6.3 | 0 | 1 | 0
Operable | 57384 | Brea Power II |  | 58007 | Brea Expansion Plant | CA | Vertical | Orange | G3 | Landfill Gas | CT | CC1 | S | X | N | OLINDA_6_N009 | OLINDA_6_N009 | 6.3 | 0.98 | 6.8 | 6.8 | 3.5 | N |  |  | OP | X | 11 | 2012 | 2012 |  |  | N | IPP Non-CHP | IPP | IPP | 2 | X | LFG | Renewable | 6.3 | 0 | 1 | 0
Operable | 57384 | Brea Power II |  | 58007 | Brea Expansion Plant | CA | Vertical | Orange | G4 | Landfill Gas | CT | CC1 | S | X | N | OLINDA_6_N009 | OLINDA_6_N009 | 6.3 | 0.98 | 6.8 | 6.8 | 3.5 | N |  |  | OP | X | 11 | 2012 | 2012 |  |  | N | IPP Non-CHP | IPP | IPP | 2 | X | LFG | Renewable | 6.3 | 0 | 1 | 0
Operable | 57384 | Brea Power II |  | 58007 | Brea Expansion Plant | CA | Vertical | Orange | G5 | Landfill Gas | CA | CC1 | S | N | X | OLINDA_6_N009 | OLINDA_6_N009 | 10.5 | 0.98 | 10 | 10 | 4 | N |  |  | OP | X | 11 | 2012 | 2012 |  |  | N | IPP Non-CHP | IPP | IPP | 2 | X | LFG | Renewable | 10.5 | 0 | 1 | 0
Operable | 64069 | Breckenridge Street Solar 1, LLC |  | 64432 | Breckenridge Solar | MA | Restructured | Hampden | BBA | Batteries | BA |  | S | X | X |  |  | 2.2 |  | 2.2 | 2.2 | 0 | N |  |  | OP | X | 11 | 2020 | 2020 |  |  | N | IPP Non-CHP | IPP | IPP | 2 | X | MWH | Other | 0 | 0 | 0 | 0
Operable | 64069 | Breckenridge Street Solar 1, LLC |  | 64432 | Breckenridge Solar | MA | Restructured | Hampden | BKS | Solar Photovoltaic | PV |  | S | X | X |  |  | 5 |  | 5 | 5 |  | N |  |  | OP | X | 11 | 2020 | 2020 |  |  | N | IPP Non-CHP | IPP | IPP | 2 | X | SUN | Renewable | 5 | 0 | 1 | 0
Operable | 63380 | Brenda Luhman Community Solar LLC |  | 63682 | Brenda Luhman - CSG | MN | Vertical | Goodhue | BLCS | Solar Photovoltaic | PV |  | S | X | X |  |  | 1 |  | 1 | 1 |  | N |  |  | OP | X | 8 | 2020 | 2020 |  |  | N | IPP Non-CHP | IPP | IPP | 2 | X | SUN | Renewable | 1 | 0 | 1 | 0
Operable | 56800 | Brewster |  | 56207 | DL Windy Acres LLC | MN | Vertical | Jackson | 1 | Onshore Wind Turbine | WT |  | S | X | X |  |  | 2 |  | 2 | 2 | 0 | N |  |  | OP | X | 12 | 2003 | 2003 |  |  | N | IPP Non-CHP | IPP | IPP | 2 | X | WND | Renewable | 2 | 0 | 1 | 0
Operable | 56800 | Brewster |  | 56208 | S&P Windfarm LLC | MN | Vertical | Jackson | 1 | Onshore Wind Turbine | WT |  | S | X | X |  |  | 2 |  | 2 | 2 | 0 | N |  |  | OP | X | 12 | 2003 | 2003 |  |  | N | IPP Non-CHP | IPP | IPP | 2 | X | WND | Renewable | 2 | 0 | 1 | 0
Operable | 56800 | Brewster |  | 56210 | B&K Energy Systems LLC | MN | Vertical | Jackson | 1 | Onshore Wind Turbine | WT |  | S | X | X |  |  | 2 |  | 2 | 2 | 0 | N |  |  | OP | X | 12 | 2003 | 2003 |  |  | N | IPP Non-CHP | IPP | IPP | 2 | X | WND | Renewable | 2 | 0 | 1 | 0
Operable | 24793 | Briar-Hydro Associates |  | 50351 | Rolfe Canal Hydro | NH | Restructured | Merrimack | 1 | Conventional Hydroelectric | HY |  | S | X | X |  |  | 4.3 | 0.9 | 4.3 | 4.3 | 0.2 | N |  |  | OP | X | 12 | 1987 | Pre-2000 |  |  | N | IPP Non-CHP | IPP | IPP | 2 | X | WAT | Renewable | 4.3 | 0 | 1 | 0
Operable | 24793 | Briar-Hydro Associates |  | 50353 | Penacook Lower Falls | NH | Restructured | Merrimack | 1 | Conventional Hydroelectric | HY |  | S | X | X |  |  | 4.6 | 0.9 | 4.6 | 4.6 | 0.1 | N |  |  | OP | X | 8 | 1983 | Pre-2000 |  |  | N | IPP Non-CHP | IPP | IPP | 2 | X | WAT | Renewable | 4.6 | 0 | 1 | 0
Operable | 24793 | Briar-Hydro Associates |  | 50414 | Penacook Upper Falls Hydro | NH | Restructured | Merrimack | 1 | Conventional Hydroelectric | HY |  | S | X | X |  |  | 3.4 | 0.9 | 3.4 | 3.4 | 0.1 | N |  |  | OP | X | 12 | 1986 | Pre-2000 |  |  | N | IPP Non-CHP | IPP | IPP | 2 | X | WAT | Renewable | 3.4 | 0 | 1 | 0
Operable | 64051 | Briarwood Solar, LLC |  | 64410 | Briarwood | SC | Vertical | Greenwood | BRIAR | Solar Photovoltaic | PV |  | S | X | X |  |  | 2 |  | 2 | 2 |  | N |  |  | OP | X | 12 | 2020 | 2020 |  |  | N | IPP Non-CHP | IPP | IPP | 2 | X | SUN | Renewable | 2 | 0 | 1 | 0
Operable | 63661 | Brick Church Solar 1, LLC |  | 64017 | Brick Church Solar | NY | Restructured | Rensselaer | 7405 | Solar Photovoltaic | PV |  | S | X | X |  |  | 4 |  | 4 | 3.2 |  | N |  |  | OP | X | 9 | 2019 | 2019 |  |  | N | IPP Non-CHP | IPP | IPP | 2 | X | SUN | Renewable | 4 | 0 | 1 | 0
Operable | 65724 | Brick City Solar, LLC |  | 66710 | Brick City Solar | NC | Vertical | Duplin | BRICT | Solar Photovoltaic | PV |  | S | X | X |  |  | 5 |  | 5 | 5 |  | N |  |  | OP | X | 12 | 2021 | 2021 |  |  | N | IPP Non-CHP | IPP | IPP | 2 | X | SUN | Renewable | 5 | 0 | 1 | 0
Operable | 61143 | Bridge Energy LLC |  | 56090 | Blacksand Generating Facility | CA | Vertical | Orange | D182 | Natural Gas Fired Combustion Turbine | GT |  | S | X | X |  |  | 4 | 0.8 | 2.5 | 2.5 | 2.1 | N |  |  | OP | X | 6 | 2000 | 2000 |  |  | N | Industrial Non-CHP | Customer Sited | Other | 6 | X | NG | Non-Renewable | 0 | 4 | 0 | 1
Operable | 61143 | Bridge Energy LLC |  | 56090 | Blacksand Generating Facility | CA | Vertical | Orange | D189 | Natural Gas Fired Combustion Turbine | GT |  | S | X | X |  |  | 3.7 | 0.8 | 3 | 3 | 2.1 | N |  |  | OP | X | 11 | 2000 | 2000 |  |  | N | Industrial Non-CHP | Customer Sited | Other | 6 | X | NG | Non-Renewable | 0 | 3.7 | 0 | 1
Operable | 61143 | Bridge Energy LLC |  | 56090 | Blacksand Generating Facility | CA | Vertical | Orange | D190 | Natural Gas Fired Combustion Turbine | GT |  | S | X | X |  |  | 0.3 | 1 | 0.3 | 0.3 | 0.3 | N |  |  | OP | X | 9 | 2012 | 2012 |  |  | N | Industrial Non-CHP | Customer Sited | Other | 6 | X | NG | Non-Renewable | 0 | 0.3 | 0 | 1
Operable | 58977 | Bridgeport Disposal LLC |  | 59166 | Bridgeport Disposal Solar Farm | NJ | Restructured | Gloucester | BRIDG | Solar Photovoltaic | PV |  | S | X | X |  |  | 1.2 |  | 1.2 | 1.2 |  | N |  |  | OP | X | 4 | 2011 | 2011 |  |  | N | Commercial Non-CHP | Customer Sited | Other | 4 | X | SUN | Renewable | 1.2 | 0 | 1 | 0
Operable | 2232 | Bridgeport Energy LLC |  | 55042 | Bridgeport Energy Project | CT | Restructured | Fairfield | GEN1 | Natural Gas Fired Combined Cycle | CT | BPE1 | S | X | N | UN.BPT_ENER16 BHCC | UN.BPT_ENER16 BHCC | 170 | 0.85 | 180 | 185 | 92 | N |  |  | OP | X | 6 | 1998 | Pre-2000 |  |  | N | IPP Non-CHP | IPP | IPP | 2 | X | NG | Non-Renewable | 0 | 170 | 0 | 1
Operable | 2232 | Bridgeport Energy LLC |  | 55042 | Bridgeport Energy Project | CT | Restructured | Fairfield | GEN2 | Natural Gas Fired Combined Cycle | CT | BPE1 | S | X | N | UN.BPT_ENER16 BHCC | UN.BPT_ENER16 BHCC | 170 | 0.85 | 180 | 185 | 92 | N |  |  | OP | X | 6 | 1998 | Pre-2000 |  |  | N | IPP Non-CHP | IPP | IPP | 2 | X | NG | Non-Renewable | 0 | 170 | 0 | 1
Operable | 2232 | Bridgeport Energy LLC |  | 55042 | Bridgeport Energy Project | CT | Restructured | Fairfield | GEN3 | Natural Gas Fired Combined Cycle | CA | BPE1 | S | N | X | UN.BPT_ENER16 BHCC | UN.BPT_ENER16 BHCC | 180 | 0.85 | 178 | 185 | 122 | N |  |  | OP | X | 5 | 1999 | Pre-2000 |  |  | N | IPP Non-CHP | IPP | IPP | 2 | X | NG | Non-Renewable | 0 | 180 | 0 | 1
Operable | 63130 | Bridgeport Fuel Cell, LLC |  | 58551 | Bridgeport Fuel Cell, LLC | CT | Restructured | Fairfield | 1 | Other Natural Gas | FC |  | S | X | X | UN.CONGRESS13.8BPFC | UN.CONGRESS13.8BPFC Location 16738 | 16.6 |  | 13.7 | 14.9 | 0.6 | N |  |  | OP | X | 12 | 2013 | 2013 |  |  | N | IPP Non-CHP | IPP | IPP | 2 | X | NG | Non-Renewable | 0 | 16.6 | 0 | 1
Operable | 2226 | Bridgewater Power Co LP |  | 10290 | Bridgewater Power LP | NH | Restructured | Grafton | GEN1 | Wood/Wood Waste Biomass | ST |  | J | X | X |  |  | 20 | 0.9 | 16 | 16.5 | 2 | N |  |  | OP | X | 8 | 1987 | Pre-2000 |  |  | N | IPP Non-CHP | IPP | IPP | 2 | X | WDS | Renewable | 20 | 0 | 1 | 0 | DFO
Operable | 64447 | Briel Solar Farm, LLC |  | 65022 | Briel Solar Farm | VA | Vertical | Henrico | BMS | Solar Photovoltaic | PV |  | S | X | X |  |  | 20 |  | 20 | 20 |  | N |  |  | OP | X | 8 | 2021 | 2021 |  |  | N | IPP Non-CHP | IPP | IPP | 2 | X | SUN | Renewable | 20 | 0 | 1 | 0
Operable | 2220 | Brigham City Corporation |  | 3666 | Brigham City | UT | Vertical | Box Elder | 1 | Conventional Hydroelectric | HY |  | S | X | X |  |  | 0.6 | 0.9 | 0.5 | 0.5 | 0.2 | N |  |  | OP | X | 1 | 1921 | Pre-2000 |  |  | N | Electric Utility | Utility | Municipal | 1 | X | WAT | Renewable | 0.6 | 0 | 1 | 0
Operable | 2220 | Brigham City Corporation |  | 3666 | Brigham City | UT | Vertical | Box Elder | 2 | Conventional Hydroelectric | HY |  | S | X | X |  |  | 0.6 | 0.9 | 0.5 | 0.5 | 0.2 | N |  |  | OP | X | 1 | 1921 | Pre-2000 |  |  | N | Electric Utility | Utility | Municipal | 1 | X | WAT | Renewable | 0.6 | 0 | 1 | 0
Operable | 2220 | Brigham City Corporation |  | 3666 | Brigham City | UT | Vertical | Box Elder | 8182 | Conventional Hydroelectric | HY |  | S | X | X |  |  | 0.6 | 0.9 | 0.5 | 0.5 | 0.2 | N |  |  | OP | X | 1 | 1964 | Pre-2000 |  |  | N | Electric Utility | Utility | Municipal | 1 | X | WAT | Renewable | 0.6 | 0 | 1 | 0
Operable | 59251 | Brigham Young Univ Idaho |  | 59496 | BYUI Central Energy Facility | ID | Vertical | Madison | ST601 | Natural Gas Fired Combustion Turbine | GT |  | S | X | X |  |  | 5.6 | 0.99 | 4.6 | 5.3 | 0.3 | N |  |  | OP | X | 8 | 2015 | 2015 |  |  | Y | Commercial CHP | Customer Sited | Other | 5 | T | NG | Non-Renewable | 0 | 5.6 | 0 | 1 | DFO
Operable | 63170 | Brigham Young University (BYU) |  | 63423 | BYU Central Heating Plant | UT | Vertical | Utah | GEN1 | Natural Gas Fired Combustion Turbine | GT |  | S | X | X |  |  | 16.5 | 0.8 | 14 | 15 | 5.8 | N |  |  | OP | X | 2 | 2019 | 2019 |  |  | Y | IPP CHP | IPP | IPP | 3 | T | NG | Non-Renewable | 0 | 16.5 | 0 | 1
Operable | 65534 | Bright Canyon Energy |  | 66532 | BCE Los Alamitos 2 | CA | Vertical | Orange | BCE21 | Solar Photovoltaic | PV |  | S | X | X | ALASB2_7_NSB2 | ALASB2_7_NSB2 | 10 | 1 | 10 | 10 |  | N |  |  | OP | X | 8 | 2023 | 2023 |  |  | N | IPP Non-CHP | IPP | IPP | 2 | X | SUN | Renewable | 10 | 0 | 1 | 0
Operable | 65534 | Bright Canyon Energy |  | 66532 | BCE Los Alamitos 2 | CA | Vertical | Orange | BCE22 | Batteries | BA |  | S | X | X | ALASB2_7_NSB2 | ALASB2_7_NSB2 | 10 | 1 | 10 | 10 |  | N |  |  | OP | X | 8 | 2023 | 2023 |  |  | N | IPP Non-CHP | IPP | IPP | 2 | X | MWH | Other | 0 | 0 | 0 | 0
Operable | 65534 | Bright Canyon Energy |  | 66533 | BCE Los Alamitos 1 | CA | Vertical | Orange | BCE11 | Solar Photovoltaic | PV |  | S | X | X | ALASB1_7_NSB1 | ALASB1_7_NSB1 | 10 | 1 | 10 | 10 |  | N |  |  | OP | X | 8 | 2023 | 2023 |  |  | N | IPP Non-CHP | IPP | IPP | 2 | X | SUN | Renewable | 10 | 0 | 1 | 0
Operable | 65534 | Bright Canyon Energy |  | 66533 | BCE Los Alamitos 1 | CA | Vertical | Orange | BCE12 | Batteries | BA |  | S | X | X | ALASB1_7_NSB1 | ALASB1_7_NSB1 | 10 | 1 | 10 | 10 |  | N |  |  | OP | X | 8 | 2023 | 2023 |  |  | N | IPP Non-CHP | IPP | IPP | 2 | X | MWH | Other | 0 | 0 | 0 | 0
Operable | 64390 | Brighter Future Solar LLC |  | 64910 | Brighter Future Solar | NC | Vertical | Caldwell | BFSNC | Solar Photovoltaic | PV |  | S | X | X |  |  | 11 | 1 | 11 | 11 |  | N |  |  | OP | X | 1 | 2022 | 2022 | 1 | 2052 | N | IPP Non-CHP | IPP | IPP | 2 | X | SUN | Renewable | 11 | 0 | 1 | 0
Operable | 64341 | Brightwood Solar, LLC |  | 64830 | Brightwood Solar, LLC | OR | Vertical | Clackamas | OS | Solar Photovoltaic | PV |  | S | X | X |  |  | 10 |  | 10 | 10 |  | N |  |  | OP | X | 12 | 2021 | 2021 |  |  | N | IPP Non-CHP | IPP | IPP | 2 | X | SUN | Renewable | 10 | 0 | 1 | 0
Operable | 65757 | Briscoe Wind Farm, LLC |  | 59734 | Briscoe Wind Farm | TX | Restructured | Briscoe | BFW | Onshore Wind Turbine | WT |  | S | X | X |  |  | 150 |  | 150 | 150 | 1 | N |  |  | OP | X | 10 | 2015 | 2015 |  |  | N | IPP Non-CHP | IPP | IPP | 2 | X | WND | Renewable | 150 | 0 | 1 | 0
Operable | 2265 | Bristol-Myers Squibb Co |  | 54829 | Bristol Myers Squibb New Brunswick | NJ | Restructured | Middlesex | GEN1 | Natural Gas Fired Combustion Turbine | GT |  | S | X | X |  |  | 9.5 | 0.8 | 8.8 | 10.5 | 5.8 | N |  |  | OP | X | 7 | 1992 | Pre-2000 |  |  | Y | Industrial CHP | Customer Sited | Other | 7 | T | NG | Non-Renewable | 0 | 9.5 | 0 | 1 | DFO
Operable | 2265 | Bristol-Myers Squibb Co |  | 54829 | Bristol Myers Squibb New Brunswick | NJ | Restructured | Middlesex | GEN2 | Natural Gas Steam Turbine | ST |  | S | X | X |  |  | 1 | 0.8 | 0.6 | 1 | 0.2 | N |  |  | SB | Y | 8 | 1999 | Pre-2000 |  |  | Y | Industrial CHP | Customer Sited | Other | 7 | T | NG | Non-Renewable | 0 | 1 | 0 | 1 | DFO
Operable | 2265 | Bristol-Myers Squibb Co |  | 58947 | Bristol Myers Squibb Lawrenceville | NJ | Restructured | Mercer | DG101 | Petroleum Liquids | IC |  | S | X | X |  |  | 1.2 | 0.8 | 0.9 | 0.9 | 0.5 | N |  |  | SB | Y | 1 | 1991 | Pre-2000 |  |  | N | IPP CHP | IPP | IPP | 3 | X | DFO | Non-Renewable | 0 | 1.2 | 0 | 1
Operable | 2265 | Bristol-Myers Squibb Co |  | 58947 | Bristol Myers Squibb Lawrenceville | NJ | Restructured | Mercer | TG101 | Natural Gas Fired Combustion Turbine | GT |  | S | X | X |  |  | 4.3 | 0.8 | 4 | 4.4 | 2.4 | N |  |  | OP | X | 4 | 1995 | Pre-2000 |  |  | N | IPP CHP | IPP | IPP | 3 | X | NG | Non-Renewable | 0 | 4.3 | 0 | 1 | DFO
Operable | 2265 | Bristol-Myers Squibb Co |  | 58947 | Bristol Myers Squibb Lawrenceville | NJ | Restructured | Mercer | TG102 | Natural Gas Fired Combustion Turbine | GT |  | S | X | X |  |  | 5.6 | 0.8 | 5.4 | 5.8 | 2.8 | N |  |  | OP | X | 6 | 2021 | 2021 |  |  | Y | IPP CHP | IPP | IPP | 3 | T | NG | Non-Renewable | 0 | 5.6 | 0 | 1 | DFO
Operable | 54810 | Broad River Energy LLC |  | 55166 | Broad River Energy Center | SC | Vertical | Cherokee | CT01 | Natural Gas Fired Combustion Turbine | GT |  | S | X | X |  |  | 197 | 0.85 | 176.5 | 182.7 | 100 | N |  |  | OP | X | 7 | 2000 | 2000 |  |  | N | IPP Non-CHP | IPP | IPP | 2 | X | NG | Non-Renewable | 0 | 197 | 0 | 1 | DFO
Operable | 54810 | Broad River Energy LLC |  | 55166 | Broad River Energy Center | SC | Vertical | Cherokee | CT02 | Natural Gas Fired Combustion Turbine | GT |  | S | X | X |  |  | 197 | 0.85 | 168.1 | 177.2 | 100 | N |  |  | OP | X | 7 | 2000 | 2000 |  |  | N | IPP Non-CHP | IPP | IPP | 2 | X | NG | Non-Renewable | 0 | 197 | 0 | 1 | DFO
Operable | 54810 | Broad River Energy LLC |  | 55166 | Broad River Energy Center | SC | Vertical | Cherokee | CT03 | Natural Gas Fired Combustion Turbine | GT |  | S | X | X |  |  | 197 | 0.85 | 169.9 | 166.4 | 100 | N |  |  | OP | X | 7 | 2000 | 2000 |  |  | N | IPP Non-CHP | IPP | IPP | 2 | X | NG | Non-Renewable | 0 | 197 | 0 | 1 | DFO
Operable | 54810 | Broad River Energy LLC |  | 55166 | Broad River Energy Center | SC | Vertical | Cherokee | CT04 | Natural Gas Fired Combustion Turbine | GT |  | S | X | X |  |  | 197 | 0.85 | 173.8 | 173.1 | 100 | N |  |  | OP | X | 6 | 2001 | 2001 |  |  | N | IPP Non-CHP | IPP | IPP | 2 | X | NG | Non-Renewable | 0 | 197 | 0 | 1 | DFO
Operable | 54810 | Broad River Energy LLC |  | 55166 | Broad River Energy Center | SC | Vertical | Cherokee | CT05 | Natural Gas Fired Combustion Turbine | GT |  | S | X | X |  |  | 197 | 0.85 | 174.3 | 172.6 | 100 | N |  |  | OP | X | 7 | 2001 | 2001 |  |  | N | IPP Non-CHP | IPP | IPP | 2 | X | NG | Non-Renewable | 0 | 197 | 0 | 1 | DFO
Operable | 56917 | Broadridge Customer Communications |  | 57580 | Broadridge Cogen | CA | Vertical | El Dorado | CG1 | Natural Gas Internal Combustion Engine | IC |  | W | X | X |  |  | 2.1 | 0.8 | 2.1 | 2.1 | 0.5 | N |  |  | OA | X | 5 | 2008 | 2008 |  |  | Y | IPP CHP | IPP | IPP | 3 | T | NG | Non-Renewable | 0 | 2.1 | 0 | 1
Operable | 56917 | Broadridge Customer Communications |  | 57580 | Broadridge Cogen | CA | Vertical | El Dorado | CG2 | Natural Gas Internal Combustion Engine | IC |  | W | X | X |  |  | 2.1 | 0.8 | 2.1 | 2.1 | 0.5 | N |  |  | OA | X | 5 | 2008 | 2008 |  |  | Y | IPP CHP | IPP | IPP | 3 | T | NG | Non-Renewable | 0 | 2.1 | 0 | 1
Operable | 56917 | Broadridge Customer Communications |  | 57580 | Broadridge Cogen | CA | Vertical | El Dorado | PV1 | Solar Photovoltaic | PV |  | W | X | X |  |  | 0.5 |  | 0.3 | 0.2 | 0.1 | N |  |  | OP | X | 12 | 2011 | 2011 |  |  | N | IPP CHP | IPP | IPP | 3 | X | SUN | Renewable | 0.5 | 0 | 1 | 0
Operable | 56917 | Broadridge Customer Communications |  | 57580 | Broadridge Cogen | CA | Vertical | El Dorado | PV2 | Solar Photovoltaic | PV |  | W | X | X |  |  | 0.5 |  | 0.5 | 0.3 | 0.1 | N |  |  | OP | X | 12 | 2011 | 2011 |  |  | N | IPP CHP | IPP | IPP | 3 | X | SUN | Renewable | 0.5 | 0 | 1 | 0
Operable | 66106 | Broadway CDG Solar LLC |  | 67228 | Broadway CDG Solar LLC | NY | Restructured | Erie | BROAD | Solar Photovoltaic | PV |  | S | X | X |  |  | 5 |  | 5 | 5 | 4.9 | Y | 12 | 2023 | OP | X | 12 | 2023 | 2023 |  |  |  | IPP Non-CHP | IPP | IPP | 2 |  | SUN | Renewable | 5 | 0 | 1 | 0
Operable | 64343 | Broadway Road Solar, LLC |  | 64820 | Broadway Road Solar, LLC | NC | Vertical | Lee | OS | Solar Photovoltaic | PV |  | S | X | X |  |  | 2 |  | 2 | 2 |  | N |  |  | OP | X | 12 | 2021 | 2021 |  |  | N | IPP Non-CHP | IPP | IPP | 2 | X | SUN | Renewable | 2 | 0 | 1 | 0
Operable | 64889 | Brockelman Road Solar 2, LLC |  | 65650 | Brockelman Road Solar 2 | MA | Restructured | Worcester | 15446 | Solar Photovoltaic | PV |  | S | X | X |  |  | 1 |  | 1 | 0.8 |  | N |  |  | OP | X | 8 | 2021 | 2021 |  |  | N | IPP Non-CHP | IPP | IPP | 2 | X | SUN | Renewable | 1 | 0 | 1 | 0
Operable | 64889 | Brockelman Road Solar 2, LLC |  | 65650 | Brockelman Road Solar 2 | MA | Restructured | Worcester | 15447 | Batteries | BA |  | S | X | X |  |  | 2 |  | 2 | 1.8 |  | N |  |  | OP | X | 9 | 2021 | 2021 |  |  | N | IPP Non-CHP | IPP | IPP | 2 | X | MWH | Other | 0 | 0 | 0 | 0
Operable | 64616 | Broken Bow Wind LLC |  | 57593 | Broken Bow Wind LLC | NE | Vertical | Custer | 1 | Onshore Wind Turbine | WT |  | J | X | X | SPP | SPP | 79.9 |  | 79.9 | 79.9 | 1 | N |  |  | OP | X | 12 | 2012 | 2012 |  |  | N | IPP Non-CHP | IPP | IPP | 2 | X | WND | Renewable | 79.9 | 0 | 1 | 0
Operable | 65166 | Bronco Plains Wind II, LLC |  | 66014 | Bronco Plains Wind II, LLC | CO | Vertical | Kit Carson | WBOPT | Onshore Wind Turbine | WT |  | S | X | X |  |  | 200 |  | 199 | 199 | 2.3 | N |  |  | OP | X | 12 | 2023 | 2023 |  |  | N | IPP Non-CHP | IPP | IPP | 2 | X | WND | Renewable | 200 | 0 | 1 | 0
Operable | 63487 | Bronco Plains Wind, LLC |  | 63803 | Bronco Plains Wind, LLC | CO | Vertical | Kit Carson | WBOPL | Onshore Wind Turbine | WT |  | S | X | X |  |  | 300 | 0.9 | 299 | 299 | 1 | N |  |  | OP | X | 9 | 2020 | 2020 |  |  | N | IPP Non-CHP | IPP | IPP | 2 | X | WND | Renewable | 300 | 0 | 1 | 0
Operable | 64310 | Bronx Community Clean Energy Project LLC |  | 64747 | Fuel Cell 3245 Yates Avenue | NY | Restructured | Bronx | C3245 | Other Natural Gas | FC |  | W | X | X |  |  | 5 |  | 5 | 5 | 0.1 | N |  |  | OP | X | 8 | 2022 | 2022 |  |  | N | IPP Non-CHP | IPP | IPP | 2 | X | NG | Non-Renewable | 0 | 5 | 0 | 1 | H2
Operable | 60650 | Brook Street Solar 1, LLC |  | 61008 | Brook Street Solar 1 CSG | MA | Restructured | Plymouth | BROOK | Solar Photovoltaic | PV |  | S | X | X |  |  | 5 |  | 5 | 5 |  | N |  |  | OP | X | 8 | 2017 | 2017 |  |  | N | IPP Non-CHP | IPP | IPP | 2 | X | SUN | Renewable | 5 | 0 | 1 | 0
Operable | 59178 | Brookfield Black Bear Hydro, LLC |  | 1469 | Ellsworth Hydro Station | ME | Restructured | Hancock | EL01 | Conventional Hydroelectric | HY |  | S | X | X |  |  | 2.5 | 0.8 | 2.6 | 2.5 | 1 | N |  |  | OP | X | 7 | 1924 | Pre-2000 |  |  | N | IPP Non-CHP | IPP | IPP | 2 | X | WAT | Renewable | 2.5 | 0 | 1 | 0
Operable | 59178 | Brookfield Black Bear Hydro, LLC |  | 1469 | Ellsworth Hydro Station | ME | Restructured | Hancock | EL02 | Conventional Hydroelectric | HY |  | S | X | X |  |  | 2 | 0.8 | 2.1 | 2 | 0.5 | N |  |  | OP | X | 7 | 1938 | Pre-2000 |  |  | N | IPP Non-CHP | IPP | IPP | 2 | X | WAT | Renewable | 2 | 0 | 1 | 0
Operable | 59178 | Brookfield Black Bear Hydro, LLC |  | 1469 | Ellsworth Hydro Station | ME | Restructured | Hancock | EL03 | Conventional Hydroelectric | HY |  | S | X | X |  |  | 2 | 0.8 | 2.1 | 2 | 0.5 | N |  |  | OP | X | 7 | 1938 | Pre-2000 |  |  | N | IPP Non-CHP | IPP | IPP | 2 | X | WAT | Renewable | 2 | 0 | 1 | 0
Operable | 59178 | Brookfield Black Bear Hydro, LLC |  | 1469 | Ellsworth Hydro Station | ME | Restructured | Hancock | EL04 | Conventional Hydroelectric | HY |  | S | X | X |  |  | 2.4 | 0.8 | 2.5 | 2.4 | 1 | N |  |  | OP | X | 7 | 1924 | Pre-2000 |  |  | N | IPP Non-CHP | IPP | IPP | 2 | X | WAT | Renewable | 2.4 | 0 | 1 | 0
Operable | 59178 | Brookfield Black Bear Hydro, LLC |  | 1475 | Milford Hydro Station | ME | Restructured | Penobscot | MF01 | Conventional Hydroelectric | HY |  | S | X | X |  |  | 0.7 | 0.9 | 0.7 | 0.7 | 0.2 | N |  |  | OP | X | 11 | 2011 | 2011 |  |  | N | IPP Non-CHP | IPP | IPP | 2 | X | WAT | Renewable | 0.7 | 0 | 1 | 0
Operable | 59178 | Brookfield Black Bear Hydro, LLC |  | 1475 | Milford Hydro Station | ME | Restructured | Penobscot | MF02 | Conventional Hydroelectric | HY |  | S | X | X |  |  | 0.7 | 0.9 | 0.7 | 0.7 | 0.2 | N |  |  | OP | X | 11 | 2011 | 2011 |  |  | N | IPP Non-CHP | IPP | IPP | 2 | X | WAT | Renewable | 0.7 | 0 | 1 | 0
Operable | 59178 | Brookfield Black Bear Hydro, LLC |  | 1475 | Milford Hydro Station | ME | Restructured | Penobscot | MF03 | Conventional Hydroelectric | HY |  | S | X | X |  |  | 1.6 | 0.8 | 1.6 | 1.6 | 1.2 | N |  |  | OP | X | 7 | 1956 | Pre-2000 |  |  | N | IPP Non-CHP | IPP | IPP | 2 | X | WAT | Renewable | 1.6 | 0 | 1 | 0
Operable | 59178 | Brookfield Black Bear Hydro, LLC |  | 1475 | Milford Hydro Station | ME | Restructured | Penobscot | MF04 | Conventional Hydroelectric | HY |  | S | X | X |  |  | 1.6 | 0.8 | 1.6 | 1.6 | 0.8 | N |  |  | OP | X | 7 | 1946 | Pre-2000 |  |  | N | IPP Non-CHP | IPP | IPP | 2 | X | WAT | Renewable | 1.6 | 0 | 1 | 0
Operable | 59178 | Brookfield Black Bear Hydro, LLC |  | 1475 | Milford Hydro Station | ME | Restructured | Penobscot | MF05 | Conventional Hydroelectric | HY |  | S | X | X |  |  | 1.6 | 0.8 | 1.6 | 1.6 | 0.7 | N |  |  | OP | X | 7 | 1941 | Pre-2000 |  |  | N | IPP Non-CHP | IPP | IPP | 2 | X | WAT | Renewable | 1.6 | 0 | 1 | 0
Operable | 59178 | Brookfield Black Bear Hydro, LLC |  | 1475 | Milford Hydro Station | ME | Restructured | Penobscot | MF06 | Conventional Hydroelectric | HY |  | S | X | X |  |  | 1.6 | 0.8 | 1.6 | 1.6 | 0.7 | N |  |  | OP | X | 7 | 1942 | Pre-2000 |  |  | N | IPP Non-CHP | IPP | IPP | 2 | X | WAT | Renewable | 1.6 | 0 | 1 | 0
Operable | 59178 | Brookfield Black Bear Hydro, LLC |  | 1478 | Stillwater Hydro Station | ME | Restructured | Penobscot | SW01 | Conventional Hydroelectric | HY |  | S | X | X |  |  | 0.4 | 0.8 | 0.5 | 0.5 | 0.2 | N |  |  | OP | X | 1 | 1913 | Pre-2000 |  |  | N | IPP Non-CHP | IPP | IPP | 2 | X | WAT | Renewable | 0.4 | 0 | 1 | 0
Operable | 59178 | Brookfield Black Bear Hydro, LLC |  | 1478 | Stillwater Hydro Station | ME | Restructured | Penobscot | SW02 | Conventional Hydroelectric | HY |  | S | X | X |  |  | 0.4 | 0.8 | 0.5 | 0.5 | 0.2 | N |  |  | OP | X | 1 | 1913 | Pre-2000 |  |  | N | IPP Non-CHP | IPP | IPP | 2 | X | WAT | Renewable | 0.4 | 0 | 1 | 0
Operable | 59178 | Brookfield Black Bear Hydro, LLC |  | 1478 | Stillwater Hydro Station | ME | Restructured | Penobscot | SW03 | Conventional Hydroelectric | HY |  | S | X | X |  |  | 0.4 | 0.8 | 0.5 | 0.5 | 0.2 | N |  |  | OP | X | 1 | 1916 | Pre-2000 |  |  | N | IPP Non-CHP | IPP | IPP | 2 | X | WAT | Renewable | 0.4 | 0 | 1 | 0
Operable | 59178 | Brookfield Black Bear Hydro, LLC |  | 1478 | Stillwater Hydro Station | ME | Restructured | Penobscot | SW04 | Conventional Hydroelectric | HY |  | S | X | X |  |  | 0.6 | 0.8 | 0.6 | 0.6 | 0.2 | N |  |  | OP | X | 1 | 1929 | Pre-2000 |  |  | N | IPP Non-CHP | IPP | IPP | 2 | X | WAT | Renewable | 0.6 | 0 | 1 | 0
Operable | 59178 | Brookfield Black Bear Hydro, LLC |  | 10255 | West Enfield Hydro | ME | Restructured | Penobscot | GEN1 | Conventional Hydroelectric | HY |  | W | X | X |  |  | 6.5 | 0.9 | 4.4 | 4.4 | 2 | N |  |  | OP | X | 4 | 1988 | Pre-2000 |  |  | N | IPP Non-CHP | IPP | IPP | 2 | X | WAT | Renewable | 6.5 | 0 | 1 | 0
Operable | 59178 | Brookfield Black Bear Hydro, LLC |  | 10255 | West Enfield Hydro | ME | Restructured | Penobscot | GEN2 | Conventional Hydroelectric | HY |  | W | X | X |  |  | 6.5 | 0.9 | 5.1 | 5.1 | 2 | N |  |  | OP | X | 4 | 1988 | Pre-2000 |  |  | N | IPP Non-CHP | IPP | IPP | 2 | X | WAT | Renewable | 6.5 | 0 | 1 | 0
Operable | 59178 | Brookfield Black Bear Hydro, LLC |  | 55288 | Medway Hydro | ME | Restructured | Penobscot | MW01 | Conventional Hydroelectric | HY |  | S | X | X |  |  | 0.8 | 0.9 | 0.7 | 0.7 | 0.4 | N |  |  | OP | X | 1 | 1923 | Pre-2000 |  |  | N | IPP Non-CHP | IPP | IPP | 2 | X | WAT | Renewable | 0.8 | 0 | 1 | 0
Operable | 59178 | Brookfield Black Bear Hydro, LLC |  | 55288 | Medway Hydro | ME | Restructured | Penobscot | MW02 | Conventional Hydroelectric | HY |  | S | X | X |  |  | 0.8 | 0.9 | 0.7 | 0.7 | 0.4 | N |  |  | OP | X | 1 | 1923 | Pre-2000 |  |  | N | IPP Non-CHP | IPP | IPP | 2 | X | WAT | Renewable | 0.8 | 0 | 1 | 0
Operable | 59178 | Brookfield Black Bear Hydro, LLC |  | 55288 | Medway Hydro | ME | Restructured | Penobscot | MW03 | Conventional Hydroelectric | HY |  | S | X | X |  |  | 0.8 | 0.9 | 0.7 | 0.7 | 0.3 | N |  |  | OP | X | 1 | 1923 | Pre-2000 |  |  | N | IPP Non-CHP | IPP | IPP | 2 | X | WAT | Renewable | 0.8 | 0 | 1 | 0
Operable | 59178 | Brookfield Black Bear Hydro, LLC |  | 55288 | Medway Hydro | ME | Restructured | Penobscot | MW04 | Conventional Hydroelectric | HY |  | S | X | X |  |  | 0.8 | 0.9 | 0.9 | 0.9 | 0.4 | N |  |  | OP | X | 1 | 1925 | Pre-2000 |  |  | N | IPP Non-CHP | IPP | IPP | 2 | X | WAT | Renewable | 0.8 | 0 | 1 | 0
Operable | 59178 | Brookfield Black Bear Hydro, LLC |  | 55288 | Medway Hydro | ME | Restructured | Penobscot | MW05 | Conventional Hydroelectric | HY |  | S | X | X |  |  | 0.8 | 0.9 | 0.9 | 0.9 | 0.4 | N |  |  | OP | X | 1 | 1925 | Pre-2000 |  |  | N | IPP Non-CHP | IPP | IPP | 2 | X | WAT | Renewable | 0.8 | 0 | 1 | 0
Operable | 59178 | Brookfield Black Bear Hydro, LLC |  | 57184 | Orono Hydro Station | ME | Restructured | Penobscot | 1 | Conventional Hydroelectric | HY |  | S | X | X |  |  | 0.5 | 0.8 | 0.5 | 0.5 | 0.2 | N |  |  | OP | X | 3 | 2009 | 2009 |  |  | N | IPP Non-CHP | IPP | IPP | 2 | X | WAT | Renewable | 0.5 | 0 | 1 | 0
Operable | 59178 | Brookfield Black Bear Hydro, LLC |  | 57184 | Orono Hydro Station | ME | Restructured | Penobscot | 2 | Conventional Hydroelectric | HY |  | S | X | X |  |  | 0.6 | 0.8 | 0.6 | 0.6 | 0.2 | N |  |  | OP | X | 3 | 2009 | 2009 |  |  | N | IPP Non-CHP | IPP | IPP | 2 | X | WAT | Renewable | 0.6 | 0 | 1 | 0
Operable | 59178 | Brookfield Black Bear Hydro, LLC |  | 57184 | Orono Hydro Station | ME | Restructured | Penobscot | 3 | Conventional Hydroelectric | HY |  | S | X | X |  |  | 0.8 | 0.8 | 0.8 | 0.8 | 0.3 | N |  |  | OP | X | 1 | 2009 | 2009 |  |  | N | IPP Non-CHP | IPP | IPP | 2 | X | WAT | Renewable | 0.8 | 0 | 1 | 0
Operable | 59178 | Brookfield Black Bear Hydro, LLC |  | 57184 | Orono Hydro Station | ME | Restructured | Penobscot | 4 | Conventional Hydroelectric | HY |  | S | X | X |  |  | 0.8 | 0.8 | 0.8 | 0.8 | 0.3 | N |  |  | OP | X | 1 | 2009 | 2009 |  |  | N | IPP Non-CHP | IPP | IPP | 2 | X | WAT | Renewable | 0.8 | 0 | 1 | 0
Operable | 59178 | Brookfield Black Bear Hydro, LLC |  | 59437 | Stillwater B | ME | Restructured | Penobscot | SWB-1 | Conventional Hydroelectric | HY |  | S | X | X |  |  | 0.8 | 0.9 | 0.8 | 0.8 | 0.3 | N |  |  | OP | X | 9 | 2013 | 2013 |  |  | N | IPP Non-CHP | IPP | IPP | 2 | X | WAT | Renewable | 0.8 | 0 | 1 | 0
Operable | 59178 | Brookfield Black Bear Hydro, LLC |  | 59437 | Stillwater B | ME | Restructured | Penobscot | SWB-2 | Conventional Hydroelectric | HY |  | S | X | X |  |  | 0.8 | 0.9 | 0.8 | 0.8 | 0.3 | N |  |  | OP | X | 9 | 2013 | 2013 |  |  | N | IPP Non-CHP | IPP | IPP | 2 | X | WAT | Renewable | 0.8 | 0 | 1 | 0
Operable | 59178 | Brookfield Black Bear Hydro, LLC |  | 59437 | Stillwater B | ME | Restructured | Penobscot | SWB-3 | Conventional Hydroelectric | HY |  | S | X | X |  |  | 0.8 | 0.9 | 0.8 | 0.8 | 0.3 | N |  |  | OP | X | 9 | 2013 | 2013 |  |  | N | IPP Non-CHP | IPP | IPP | 2 | X | WAT | Renewable | 0.8 | 0 | 1 | 0
Operable | 59178 | Brookfield Black Bear Hydro, LLC |  | 59438 | Orono B | ME | Restructured | Penobscot | ORB-1 | Conventional Hydroelectric | HY |  | S | X | X |  |  | 1.3 | 0.9 | 1.3 | 1.3 | 0.5 | N |  |  | OP | X | 11 | 2013 | 2013 |  |  | N | IPP Non-CHP | IPP | IPP | 2 | X | WAT | Renewable | 1.3 | 0 | 1 | 0
Operable | 59178 | Brookfield Black Bear Hydro, LLC |  | 59438 | Orono B | ME | Restructured | Penobscot | ORB-2 | Conventional Hydroelectric | HY |  | S | X | X |  |  | 1.3 | 0.9 | 1.3 | 1.3 | 0.5 | N |  |  | OP | X | 11 | 2013 | 2013 |  |  | N | IPP Non-CHP | IPP | IPP | 2 | X | WAT | Renewable | 1.3 | 0 | 1 | 0
Operable | 59178 | Brookfield Black Bear Hydro, LLC |  | 59438 | Orono B | ME | Restructured | Penobscot | ORB-3 | Conventional Hydroelectric | HY |  | S | X | X |  |  | 1.3 | 0.9 | 1.3 | 1.3 | 0.5 | N |  |  | OP | X | 11 | 2013 | 2013 |  |  | N | IPP Non-CHP | IPP | IPP | 2 | X | WAT | Renewable | 1.3 | 0 | 1 | 0
Operable | 50083 | Brookfield Power New England |  | 10493 | Rumford Falls Hydro Facility | ME | Restructured | Oxford | BES1 | Batteries | BA |  | S | X | X |  |  | 8 | 0.95 | 8 | 8 | 0.1 | N |  |  | OP | X | 5 | 2023 | 2023 |  |  | N | IPP Non-CHP | IPP | IPP | 2 | X | MWH | Other | 0 | 0 | 0 | 0
Operable | 50083 | Brookfield Power New England |  | 10493 | Rumford Falls Hydro Facility | ME | Restructured | Oxford | GEN1 | Conventional Hydroelectric | HY |  | S | X | X |  |  | 8.1 | 0.9 | 8.1 | 8.1 | 4 | N |  |  | OP | X | 1 | 1918 | Pre-2000 |  |  | N | IPP Non-CHP | IPP | IPP | 2 | X | WAT | Renewable | 8.1 | 0 | 1 | 0
Operable | 50083 | Brookfield Power New England |  | 10493 | Rumford Falls Hydro Facility | ME | Restructured | Oxford | GEN2 | Conventional Hydroelectric | HY |  | S | X | X |  |  | 8.1 | 0.9 | 8.1 | 8.1 | 4 | N |  |  | OP | X | 1 | 1918 | Pre-2000 |  |  | N | IPP Non-CHP | IPP | IPP | 2 | X | WAT | Renewable | 8.1 | 0 | 1 | 0
Operable | 50083 | Brookfield Power New England |  | 10493 | Rumford Falls Hydro Facility | ME | Restructured | Oxford | GEN3 | Conventional Hydroelectric | HY |  | S | X | X |  |  | 8.8 | 0.9 | 8.8 | 8.8 | 8 | N |  |  | OP | X | 1 | 1926 | Pre-2000 |  |  | N | IPP Non-CHP | IPP | IPP | 2 | X | WAT | Renewable | 8.8 | 0 | 1 | 0
Operable | 50083 | Brookfield Power New England |  | 10493 | Rumford Falls Hydro Facility | ME | Restructured | Oxford | GEN4 | Conventional Hydroelectric | HY |  | S | X | X |  |  | 4.3 | 0.9 | 4.3 | 4.3 | 2 | N |  |  | SB | N | 1 | 1950 | Pre-2000 |  |  | N | IPP Non-CHP | IPP | IPP | 2 | X | WAT | Renewable | 4.3 | 0 | 1 | 0
Operable | 50083 | Brookfield Power New England |  | 10493 | Rumford Falls Hydro Facility | ME | Restructured | Oxford | GEN5 | Conventional Hydroelectric | HY |  | S | X | X |  |  | 7.6 | 0.9 | 7.6 | 7.6 | 3.5 | N |  |  | OP | X | 10 | 1954 | Pre-2000 |  |  | N | IPP Non-CHP | IPP | IPP | 2 | X | WAT | Renewable | 7.6 | 0 | 1 | 0
Operable | 50083 | Brookfield Power New England |  | 10493 | Rumford Falls Hydro Facility | ME | Restructured | Oxford | GEN6 | Conventional Hydroelectric | HY |  | S | X | X |  |  | 7.6 | 0.9 | 7.6 | 7.6 | 3.5 | N |  |  | OP | X | 10 | 1954 | Pre-2000 |  |  | N | IPP Non-CHP | IPP | IPP | 2 | X | WAT | Renewable | 7.6 | 0 | 1 | 0
Operable | 63235 | Brookfield Renewable Trading and Marketing LP |  | 10458 | Muck Valley Hydroelectric | CA | Vertical | Lassen | GEN1 | Conventional Hydroelectric | HY |  | W | X | X |  |  | 29.9 | 1 | 29.9 | 29.9 | 1 | N |  |  | OP | X | 12 | 1988 | Pre-2000 |  |  | N | IPP Non-CHP | IPP | IPP | 2 | X | WAT | Renewable | 29.9 | 0 | 1 | 0
Operable | 63235 | Brookfield Renewable Trading and Marketing LP |  | 57775 | Kingman 1 | AZ | Vertical | Mohave | PV | Solar Photovoltaic | PV |  | W | X | X |  |  | 0.5 |  | 0.5 | 0.5 | 0.1 | N |  |  | OP | X | 9 | 2011 | 2011 |  |  | N | IPP Non-CHP | IPP | IPP | 2 | X | SUN | Renewable | 0.5 | 0 | 1 | 0
Operable | 63235 | Brookfield Renewable Trading and Marketing LP |  | 57775 | Kingman 1 | AZ | Vertical | Mohave | WGNS | Onshore Wind Turbine | WT |  | W | X | X |  |  | 10 |  | 10 | 10 | 0 | N |  |  | OP | X | 9 | 2011 | 2011 |  |  | N | IPP Non-CHP | IPP | IPP | 2 | X | WND | Renewable | 10 | 0 | 1 | 0
Operable | 306 | Brookfield Smoky Mountain Hydropower LP |  | 54898 | Santeetlah | NC | Vertical | Graham | 1 | Conventional Hydroelectric | HY |  | S | X | X |  |  | 22.5 | 0.8 | 20 | 20 | 12 | N |  |  | OP | X | 6 | 1928 | Pre-2000 |  |  | N | IPP Non-CHP | IPP | IPP | 2 | X | WAT | Renewable | 22.5 | 0 | 1 | 0
Operable | 306 | Brookfield Smoky Mountain Hydropower LP |  | 54898 | Santeetlah | NC | Vertical | Graham | 2 | Conventional Hydroelectric | HY |  | S | X | X |  |  | 22.5 | 0.8 | 20 | 20 | 12 | N |  |  | OP | X | 6 | 1928 | Pre-2000 |  |  | N | IPP Non-CHP | IPP | IPP | 2 | X | WAT | Renewable | 22.5 | 0 | 1 | 0
Operable | 306 | Brookfield Smoky Mountain Hydropower LP |  | 54899 | Cheoah | NC | Vertical | Graham | 1A | Conventional Hydroelectric | HY |  | S | X | X |  |  | 27.5 | 0.8 | 28 | 28 | 14 | N |  |  | OP | X | 9 | 2012 | 2012 |  |  | N | IPP Non-CHP | IPP | IPP | 2 | X | WAT | Renewable | 27.5 | 0 | 1 | 0
Operable | 306 | Brookfield Smoky Mountain Hydropower LP |  | 54899 | Cheoah | NC | Vertical | Graham | 2A | Conventional Hydroelectric | HY |  | S | X | X |  |  | 27.5 | 0.8 | 28 | 28 | 14 | N |  |  | OP | X | 8 | 2012 | 2012 |  |  | N | IPP Non-CHP | IPP | IPP | 2 | X | WAT | Renewable | 27.5 | 0 | 1 | 0
Operable | 306 | Brookfield Smoky Mountain Hydropower LP |  | 54899 | Cheoah | NC | Vertical | Graham | 3A | Conventional Hydroelectric | HY |  | S | X | X |  |  | 27.5 | 0.8 | 28 | 28 | 14 | N |  |  | OP | X | 7 | 2013 | 2013 |  |  | N | IPP Non-CHP | IPP | IPP | 2 | X | WAT | Renewable | 27.5 | 0 | 1 | 0
Operable | 306 | Brookfield Smoky Mountain Hydropower LP |  | 54899 | Cheoah | NC | Vertical | Graham | 4A | Conventional Hydroelectric | HY |  | S | X | X |  |  | 27.5 | 0.8 | 28 | 28 | 14 | N |  |  | OP | X | 11 | 2012 | 2012 |  |  | N | IPP Non-CHP | IPP | IPP | 2 | X | WAT | Renewable | 27.5 | 0 | 1 | 0
Operable | 306 | Brookfield Smoky Mountain Hydropower LP |  | 54899 | Cheoah | NC | Vertical | Graham | 5 | Conventional Hydroelectric | HY |  | S | X | X |  |  | 30 | 0.8 | 31 | 31 | 15 | N |  |  | OP | X | 9 | 1949 | Pre-2000 |  |  | N | IPP Non-CHP | IPP | IPP | 2 | X | WAT | Renewable | 30 | 0 | 1 | 0
Operable | 306 | Brookfield Smoky Mountain Hydropower LP |  | 54900 | Calderwood | TN | Vertical | Blount | 1 | Conventional Hydroelectric | HY |  | S | X | X |  |  | 52.2 | 0.8 | 52 | 52 | 35 | N |  |  | OP | X | 4 | 1930 | Pre-2000 |  |  | N | IPP Non-CHP | IPP | IPP | 2 | X | WAT | Renewable | 52.2 | 0 | 1 | 0
Operable | 306 | Brookfield Smoky Mountain Hydropower LP |  | 54900 | Calderwood | TN | Vertical | Blount | 2 | Conventional Hydroelectric | HY |  | S | X | X |  |  | 52.2 | 0.8 | 52 | 52 | 35 | N |  |  | OP | X | 4 | 1930 | Pre-2000 |  |  | N | IPP Non-CHP | IPP | IPP | 2 | X | WAT | Renewable | 52.2 | 0 | 1 | 0
Operable | 306 | Brookfield Smoky Mountain Hydropower LP |  | 54900 | Calderwood | TN | Vertical | Blount | 3 | Conventional Hydroelectric | HY |  | S | X | X |  |  | 52.2 | 0.8 | 52 | 52 | 35 | N |  |  | OP | X | 6 | 1938 | Pre-2000 |  |  | N | IPP Non-CHP | IPP | IPP | 2 | X | WAT | Renewable | 52.2 | 0 | 1 | 0
Operable | 306 | Brookfield Smoky Mountain Hydropower LP |  | 54901 | Chilhowee | TN | Vertical | Blount | 1 | Conventional Hydroelectric | HY |  | S | X | X |  |  | 16.6 | 0.8 | 17 | 17 | 8 | N |  |  | OP | X | 8 | 1957 | Pre-2000 |  |  | N | IPP Non-CHP | IPP | IPP | 2 | X | WAT | Renewable | 16.6 | 0 | 1 | 0
Operable | 306 | Brookfield Smoky Mountain Hydropower LP |  | 54901 | Chilhowee | TN | Vertical | Blount | 2 | Conventional Hydroelectric | HY |  | S | X | X |  |  | 16.6 | 0.8 | 17 | 17 | 8 | N |  |  | OP | X | 10 | 1957 | Pre-2000 |  |  | N | IPP Non-CHP | IPP | IPP | 2 | X | WAT | Renewable | 16.6 | 0 | 1 | 0
Operable | 306 | Brookfield Smoky Mountain Hydropower LP |  | 54901 | Chilhowee | TN | Vertical | Blount | 3 | Conventional Hydroelectric | HY |  | S | X | X |  |  | 16.6 | 0.8 | 17 | 17 | 8 | N |  |  | OP | X | 9 | 1957 | Pre-2000 |  |  | N | IPP Non-CHP | IPP | IPP | 2 | X | WAT | Renewable | 16.6 | 0 | 1 | 0
Operable | 39006 | Brookfield White Pine Hydro LLC |  | 805 | Charles E Monty | ME | Restructured | Androscoggin | M-1 | Conventional Hydroelectric | HY |  | S | X | X |  |  | 14.2 | 0.9 | 14 | 14 | 0.2 | N |  |  | OP | X | 1 | 1990 | Pre-2000 |  |  | N | IPP Non-CHP | IPP | IPP | 2 | X | WAT | Renewable | 14.2 | 0 | 1 | 0
Operable | 39006 | Brookfield White Pine Hydro LLC |  | 805 | Charles E Monty | ME | Restructured | Androscoggin | M2 | Conventional Hydroelectric | HY |  | S | X | X |  |  | 14.2 | 0.9 | 14 | 14 | 0.2 | N |  |  | OP | X | 1 | 1990 | Pre-2000 |  |  | N | IPP Non-CHP | IPP | IPP | 2 | X | WAT | Renewable | 14.2 | 0 | 1 | 0
Operable | 39006 | Brookfield White Pine Hydro LLC |  | 1482 | Bonny Eagle | ME | Restructured | York | 1 | Conventional Hydroelectric | HY |  | S | X | X |  |  | 1.2 | 0.9 | 1.5 | 1.5 | 0.1 | N |  |  | OP | X | 1 | 1910 | Pre-2000 |  |  | N | IPP Non-CHP | IPP | IPP | 2 | X | WAT | Renewable | 1.2 | 0 | 1 | 0
Operable | 39006 | Brookfield White Pine Hydro LLC |  | 1482 | Bonny Eagle | ME | Restructured | York | 2 | Conventional Hydroelectric | HY |  | S | X | X |  |  | 1.2 | 0.9 | 1.5 | 1.5 | 0.1 | N |  |  | OP | X | 1 | 1910 | Pre-2000 |  |  | N | IPP Non-CHP | IPP | IPP | 2 | X | WAT | Renewable | 1.2 | 0 | 1 | 0
Operable | 39006 | Brookfield White Pine Hydro LLC |  | 1482 | Bonny Eagle | ME | Restructured | York | 3 | Conventional Hydroelectric | HY |  | S | X | X |  |  | 1.2 | 0.9 | 1.5 | 1.5 | 0.1 | N |  |  | OP | X | 1 | 1910 | Pre-2000 |  |  | N | IPP Non-CHP | IPP | IPP | 2 | X | WAT | Renewable | 1.2 | 0 | 1 | 0
Operable | 39006 | Brookfield White Pine Hydro LLC |  | 1482 | Bonny Eagle | ME | Restructured | York | 4 | Conventional Hydroelectric | HY |  | S | X | X |  |  | 1.2 | 0.9 | 1.5 | 1.5 | 0.1 | N |  |  | OP | X | 1 | 1910 | Pre-2000 |  |  | N | IPP Non-CHP | IPP | IPP | 2 | X | WAT | Renewable | 1.2 | 0 | 1 | 0
Operable | 39006 | Brookfield White Pine Hydro LLC |  | 1482 | Bonny Eagle | ME | Restructured | York | 5 | Conventional Hydroelectric | HY |  | S | X | X |  |  | 1.2 | 0.9 | 1.5 | 1.5 | 0.1 | N |  |  | OP | X | 1 | 1910 | Pre-2000 |  |  | N | IPP Non-CHP | IPP | IPP | 2 | X | WAT | Renewable | 1.2 | 0 | 1 | 0
Operable | 39006 | Brookfield White Pine Hydro LLC |  | 1482 | Bonny Eagle | ME | Restructured | York | 6 | Conventional Hydroelectric | HY |  | S | X | X |  |  | 1.2 | 0.9 | 1.5 | 1.5 | 0.1 | N |  |  | OP | X | 1 | 1910 | Pre-2000 |  |  | N | IPP Non-CHP | IPP | IPP | 2 | X | WAT | Renewable | 1.2 | 0 | 1 | 0
Operable | 39006 | Brookfield White Pine Hydro LLC |  | 1482 | Bonny Eagle | ME | Restructured | York | BES1 | Batteries | BA |  | S | X | X |  |  | 8 | 0.95 | 8 | 8 | 0.1 | N |  |  | OP | X | 4 | 2023 | 2023 |  |  | N | IPP Non-CHP | IPP | IPP | 2 | X | MWH | Other | 0 | 0 | 0 | 0
Operable | 39006 | Brookfield White Pine Hydro LLC |  | 1483 | Brunswick Hydro | ME | Restructured | Cumberland | B1 | Conventional Hydroelectric | HY |  | S | X | X |  |  | 12.6 | 0.9 | 13 | 13 | 0.1 | N |  |  | OP | X | 3 | 1982 | Pre-2000 |  |  | N | IPP Non-CHP | IPP | IPP | 2 | X | WAT | Renewable | 12.6 | 0 | 1 | 0
Operable | 39006 | Brookfield White Pine Hydro LLC |  | 1483 | Brunswick Hydro | ME | Restructured | Cumberland | B2 | Conventional Hydroelectric | HY |  | S | X | X |  |  | 3.5 | 0.9 | 3.5 | 3.5 | 0.1 | N |  |  | OP | X | 4 | 1983 | Pre-2000 |  |  | N | IPP Non-CHP | IPP | IPP | 2 | X | WAT | Renewable | 3.5 | 0 | 1 | 0
Operable | 39006 | Brookfield White Pine Hydro LLC |  | 1483 | Brunswick Hydro | ME | Restructured | Cumberland | B3 | Conventional Hydroelectric | HY |  | S | X | X |  |  | 3.5 | 0.9 | 3.5 | 3.5 | 0.1 | N |  |  | OP | X | 4 | 1983 | Pre-2000 |  |  | N | IPP Non-CHP | IPP | IPP | 2 | X | WAT | Renewable | 3.5 | 0 | 1 | 0
Operable | 39006 | Brookfield White Pine Hydro LLC |  | 1486 | Cataract Hydro | ME | Restructured | York | 1 | Conventional Hydroelectric | HY |  | S | X | X |  |  | 6.6 | 0.8 | 8 | 8 | 0.5 | N |  |  | OP | X | 1 | 1937 | Pre-2000 |  |  | N | IPP Non-CHP | IPP | IPP | 2 | X | WAT | Renewable | 6.6 | 0 | 1 | 0
Operable | 39006 | Brookfield White Pine Hydro LLC |  | 1488 | Deer Rips | ME | Restructured | Androscoggin | DR1 | Conventional Hydroelectric | HY |  | S | X | X |  |  | 0.6 | 0.8 | 0.7 | 0.7 | 0.1 | N |  |  | OP | X | 1 | 1903 | Pre-2000 |  |  | N | IPP Non-CHP | IPP | IPP | 2 | X | WAT | Renewable | 0.6 | 0 | 1 | 0
Operable | 39006 | Brookfield White Pine Hydro LLC |  | 1488 | Deer Rips | ME | Restructured | Androscoggin | DR2 | Conventional Hydroelectric | HY |  | S | X | X |  |  | 0.6 | 0.8 | 0.7 | 0.7 | 0.1 | N |  |  | OP | X | 1 | 1903 | Pre-2000 |  |  | N | IPP Non-CHP | IPP | IPP | 2 | X | WAT | Renewable | 0.6 | 0 | 1 | 0
Operable | 39006 | Brookfield White Pine Hydro LLC |  | 1488 | Deer Rips | ME | Restructured | Androscoggin | DR3 | Conventional Hydroelectric | HY |  | S | X | X |  |  | 0.9 | 0.8 | 0.8 | 0.8 | 0.1 | N |  |  | OP | X | 1 | 1906 | Pre-2000 |  |  | N | IPP Non-CHP | IPP | IPP | 2 | X | WAT | Renewable | 0.9 | 0 | 1 | 0
Operable | 39006 | Brookfield White Pine Hydro LLC |  | 1488 | Deer Rips | ME | Restructured | Androscoggin | DR4 | Conventional Hydroelectric | HY |  | S | X | X |  |  | 0.8 | 0.8 | 0.7 | 0.7 | 0.1 | N |  |  | OP | X | 1 | 1911 | Pre-2000 |  |  | N | IPP Non-CHP | IPP | IPP | 2 | X | WAT | Renewable | 0.8 | 0 | 1 | 0
Operable | 39006 | Brookfield White Pine Hydro LLC |  | 1488 | Deer Rips | ME | Restructured | Androscoggin | DR5 | Conventional Hydroelectric | HY |  | S | X | X |  |  | 0.8 | 0.8 | 0.7 | 0.7 | 0.1 | N |  |  | OP | X | 1 | 1913 | Pre-2000 |  |  | N | IPP Non-CHP | IPP | IPP | 2 | X | WAT | Renewable | 0.8 | 0 | 1 | 0
Operable | 39006 | Brookfield White Pine Hydro LLC |  | 1488 | Deer Rips | ME | Restructured | Androscoggin | DR6 | Conventional Hydroelectric | HY |  | S | X | X |  |  | 1.8 | 0.8 | 1.7 | 1.7 | 0.1 | N |  |  | OP | X | 1 | 1919 | Pre-2000 |  |  | N | IPP Non-CHP | IPP | IPP | 2 | X | WAT | Renewable | 1.8 | 0 | 1 | 0
Operable | 39006 | Brookfield White Pine Hydro LLC |  | 1488 | Deer Rips | ME | Restructured | Androscoggin | DR7 | Conventional Hydroelectric | HY |  | S | X | X |  |  | 1 | 0.8 | 0.9 | 0.9 | 0.1 | N |  |  | OP | X | 1 | 1924 | Pre-2000 |  |  | N | IPP Non-CHP | IPP | IPP | 2 | X | WAT | Renewable | 1 | 0 | 1 | 0
Operable | 39006 | Brookfield White Pine Hydro LLC |  | 1491 | Gulf Island | ME | Restructured | Androscoggin | GI1 | Conventional Hydroelectric | HY |  | S | X | X |  |  | 6.4 | 0.8 | 7.2 | 7.2 | 0.5 | N |  |  | OP | X | 1 | 1926 | Pre-2000 |  |  | N | IPP Non-CHP | IPP | IPP | 2 | X | WAT | Renewable | 6.4 | 0 | 1 | 0
Operable | 39006 | Brookfield White Pine Hydro LLC |  | 1491 | Gulf Island | ME | Restructured | Androscoggin | GI2 | Conventional Hydroelectric | HY |  | S | X | X |  |  | 6.4 | 0.8 | 8.1 | 8.1 | 0.5 | N |  |  | OP | X | 1 | 1926 | Pre-2000 |  |  | N | IPP Non-CHP | IPP | IPP | 2 | X | WAT | Renewable | 6.4 | 0 | 1 | 0
Operable | 39006 | Brookfield White Pine Hydro LLC |  | 1491 | Gulf Island | ME | Restructured | Androscoggin | GI3 | Conventional Hydroelectric | HY |  | S | X | X |  |  | 6.4 | 0.8 | 7.9 | 7.9 | 0.5 | N |  |  | OP | X | 1 | 1926 | Pre-2000 |  |  | N | IPP Non-CHP | IPP | IPP | 2 | X | WAT | Renewable | 6.4 | 0 | 1 | 0
Operable | 39006 | Brookfield White Pine Hydro LLC |  | 1492 | Harris Hydro | ME | Restructured | Somerset | HA1 | Conventional Hydroelectric | HY |  | S | X | X |  |  | 15 | 0.9 | 16.8 | 16.8 | 2 | N |  |  | OP | X | 1 | 1954 | Pre-2000 |  |  | N | IPP Non-CHP | IPP | IPP | 2 | X | WAT | Renewable | 15 | 0 | 1 | 0
Operable | 39006 | Brookfield White Pine Hydro LLC |  | 1492 | Harris Hydro | ME | Restructured | Somerset | HA2 | Conventional Hydroelectric | HY |  | S | X | X |  |  | 30 | 0.9 | 35 | 34.9 | 15 | N |  |  | OP | X | 1 | 1954 | Pre-2000 |  |  | N | IPP Non-CHP | IPP | IPP | 2 | X | WAT | Renewable | 30 | 0 | 1 | 0
Operable | 39006 | Brookfield White Pine Hydro LLC |  | 1492 | Harris Hydro | ME | Restructured | Somerset | HA3 | Conventional Hydroelectric | HY |  | S | X | X |  |  | 30 | 0.9 | 34.2 | 34.2 | 15 | N |  |  | OP | X | 1 | 1955 | Pre-2000 |  |  | N | IPP Non-CHP | IPP | IPP | 2 | X | WAT | Renewable | 30 | 0 | 1 | 0
Operable | 39006 | Brookfield White Pine Hydro LLC |  | 1492 | Harris Hydro | ME | Restructured | Somerset | HA4 | Conventional Hydroelectric | HY |  | S | X | X |  |  | 1.4 | 0.9 | 1.4 | 1.4 | 0.1 | N |  |  | OP | X | 1 | 1955 | Pre-2000 |  |  | N | IPP Non-CHP | IPP | IPP | 2 | X | WAT | Renewable | 1.4 | 0 | 1 | 0
Operable | 39006 | Brookfield White Pine Hydro LLC |  | 1493 | Hiram | ME | Restructured | Cumberland | 1 | Conventional Hydroelectric | HY |  | S | X | X |  |  | 2.4 | 0.9 | 3.1 | 3.1 | 0.1 | N |  |  | OP | X | 1 | 1917 | Pre-2000 |  |  | N | IPP Non-CHP | IPP | IPP | 2 | X | WAT | Renewable | 2.4 | 0 | 1 | 0
Operable | 39006 | Brookfield White Pine Hydro LLC |  | 1493 | Hiram | ME | Restructured | Cumberland | 2 | Conventional Hydroelectric | HY |  | S | X | X |  |  | 8.1 | 0.9 | 8.5 | 8.5 | 0.1 | N |  |  | OP | X | 1 | 1985 | Pre-2000 |  |  | N | IPP Non-CHP | IPP | IPP | 2 | X | WAT | Renewable | 8.1 | 0 | 1 | 0
Operable | 39006 | Brookfield White Pine Hydro LLC |  | 1501 | North Gorham | ME | Restructured | Cumberland | 1 | Conventional Hydroelectric | HY |  | S | X | X |  |  | 1.1 | 0.9 | 1 | 1 | 0.1 | N |  |  | OP | X | 1 | 1925 | Pre-2000 |  |  | N | IPP Non-CHP | IPP | IPP | 2 | X | WAT | Renewable | 1.1 | 0 | 1 | 0
Operable | 39006 | Brookfield White Pine Hydro LLC |  | 1501 | North Gorham | ME | Restructured | Cumberland | 2 | Conventional Hydroelectric | HY |  | S | X | X |  |  | 1.1 | 0.9 | 1 | 1 | 0.1 | N |  |  | OP | X | 1 | 1925 | Pre-2000 |  |  | N | IPP Non-CHP | IPP | IPP | 2 | X | WAT | Renewable | 1.1 | 0 | 1 | 0
Operable | 39006 | Brookfield White Pine Hydro LLC |  | 1504 | Shawmut | ME | Restructured | Somerset | SH1 | Conventional Hydroelectric | HY |  | S | X | X |  |  | 0.7 | 0.9 | 0.9 | 0.9 | 0.1 | N |  |  | OP | X | 1 | 1913 | Pre-2000 |  |  | N | IPP Non-CHP | IPP | IPP | 2 | X | WAT | Renewable | 0.7 | 0 | 1 | 0
Operable | 39006 | Brookfield White Pine Hydro LLC |  | 1504 | Shawmut | ME | Restructured | Somerset | SH2 | Conventional Hydroelectric | HY |  | S | X | X |  |  | 0.7 | 0.9 | 0.9 | 0.9 | 0.1 | N |  |  | OP | X | 1 | 1913 | Pre-2000 |  |  | N | IPP Non-CHP | IPP | IPP | 2 | X | WAT | Renewable | 0.7 | 0 | 1 | 0
Operable | 39006 | Brookfield White Pine Hydro LLC |  | 1504 | Shawmut | ME | Restructured | Somerset | SH3 | Conventional Hydroelectric | HY |  | S | X | X |  |  | 0.7 | 0.9 | 0.9 | 0.9 | 0.1 | N |  |  | OP | X | 1 | 1913 | Pre-2000 |  |  | N | IPP Non-CHP | IPP | IPP | 2 | X | WAT | Renewable | 0.7 | 0 | 1 | 0
Operable | 39006 | Brookfield White Pine Hydro LLC |  | 1504 | Shawmut | ME | Restructured | Somerset | SH4 | Conventional Hydroelectric | HY |  | S | X | X |  |  | 0.7 | 0.9 | 0.9 | 0.9 | 0.1 | N |  |  | OP | X | 1 | 1913 | Pre-2000 |  |  | N | IPP Non-CHP | IPP | IPP | 2 | X | WAT | Renewable | 0.7 | 0 | 1 | 0
Operable | 39006 | Brookfield White Pine Hydro LLC |  | 1504 | Shawmut | ME | Restructured | Somerset | SH5 | Conventional Hydroelectric | HY |  | S | X | X |  |  | 0.7 | 0.9 | 0.9 | 0.9 | 0.1 | N |  |  | OP | X | 1 | 1913 | Pre-2000 |  |  | N | IPP Non-CHP | IPP | IPP | 2 | X | WAT | Renewable | 0.7 | 0 | 1 | 0
Operable | 39006 | Brookfield White Pine Hydro LLC |  | 1504 | Shawmut | ME | Restructured | Somerset | SH6 | Conventional Hydroelectric | HY |  | S | X | X |  |  | 0.9 | 0.9 | 0.9 | 0.9 | 0.1 | N |  |  | OP | X | 1 | 1921 | Pre-2000 |  |  | N | IPP Non-CHP | IPP | IPP | 2 | X | WAT | Renewable | 0.9 | 0 | 1 | 0
Operable | 39006 | Brookfield White Pine Hydro LLC |  | 1504 | Shawmut | ME | Restructured | Somerset | SH7 | Conventional Hydroelectric | HY |  | S | X | X |  |  | 2.2 | 0.9 | 1.9 | 1.9 | 0.1 | N |  |  | OP | X | 1 | 1982 | Pre-2000 |  |  | N | IPP Non-CHP | IPP | IPP | 2 | X | WAT | Renewable | 2.2 | 0 | 1 | 0
Operable | 39006 | Brookfield White Pine Hydro LLC |  | 1504 | Shawmut | ME | Restructured | Somerset | SH8 | Conventional Hydroelectric | HY |  | S | X | X |  |  | 2.2 | 0.9 | 1.9 | 1.9 | 0.1 | N |  |  | OP | X | 1 | 1982 | Pre-2000 |  |  | N | IPP Non-CHP | IPP | IPP | 2 | X | WAT | Renewable | 2.2 | 0 | 1 | 0
Operable | 39006 | Brookfield White Pine Hydro LLC |  | 1505 | Skelton | ME | Restructured | York | 1 | Conventional Hydroelectric | HY |  | S | X | X |  |  | 8.4 | 0.9 | 10.8 | 10.8 | 0.5 | N |  |  | OP | X | 1 | 1948 | Pre-2000 |  |  | N | IPP Non-CHP | IPP | IPP | 2 | X | WAT | Renewable | 8.4 | 0 | 1 | 0
Operable | 39006 | Brookfield White Pine Hydro LLC |  | 1505 | Skelton | ME | Restructured | York | 2 | Conventional Hydroelectric | HY |  | S | X | X |  |  | 8.4 | 0.9 | 10.8 | 10.8 | 0.5 | N |  |  | OP | X | 1 | 1948 | Pre-2000 |  |  | N | IPP Non-CHP | IPP | IPP | 2 | X | WAT | Renewable | 8.4 | 0 | 1 | 0
Operable | 39006 | Brookfield White Pine Hydro LLC |  | 1508 | West Buxton | ME | Restructured | York | WB1 | Conventional Hydroelectric | HY |  | S | X | X |  |  | 0.6 | 0.9 | 0.6 | 0.6 | 0.1 | N |  |  | OP | X | 1 | 1982 | Pre-2000 |  |  | N | IPP Non-CHP | IPP | IPP | 2 | X | WAT | Renewable | 0.6 | 0 | 1 | 0
Operable | 39006 | Brookfield White Pine Hydro LLC |  | 1508 | West Buxton | ME | Restructured | York | WB2 | Conventional Hydroelectric | HY |  | S | X | X |  |  | 0.6 | 0.9 | 0.6 | 0.6 | 0.1 | N |  |  | OP | X | 1 | 1982 | Pre-2000 |  |  | N | IPP Non-CHP | IPP | IPP | 2 | X | WAT | Renewable | 0.6 | 0 | 1 | 0
Operable | 39006 | Brookfield White Pine Hydro LLC |  | 1508 | West Buxton | ME | Restructured | York | WB3 | Conventional Hydroelectric | HY |  | S | X | X |  |  | 1.1 | 0.9 | 1.1 | 1.1 | 0.1 | N |  |  | OP | X | 1 | 1920 | Pre-2000 |  |  | N | IPP Non-CHP | IPP | IPP | 2 | X | WAT | Renewable | 1.1 | 0 | 1 | 0
Operable | 39006 | Brookfield White Pine Hydro LLC |  | 1508 | West Buxton | ME | Restructured | York | WB4 | Conventional Hydroelectric | HY |  | S | X | X |  |  | 0.7 | 0.9 | 0.7 | 0.7 | 0.1 | N |  |  | OP | X | 1 | 1907 | Pre-2000 |  |  | N | IPP Non-CHP | IPP | IPP | 2 | X | WAT | Renewable | 0.7 | 0 | 1 | 0
Operable | 39006 | Brookfield White Pine Hydro LLC |  | 1508 | West Buxton | ME | Restructured | York | WB5 | Conventional Hydroelectric | HY |  | S | X | X |  |  | 0.7 | 0.9 | 0.7 | 0.7 | 0.1 | N |  |  | OP | X | 1 | 1904 | Pre-2000 |  |  | N | IPP Non-CHP | IPP | IPP | 2 | X | WAT | Renewable | 0.7 | 0 | 1 | 0
Operable | 39006 | Brookfield White Pine Hydro LLC |  | 1508 | West Buxton | ME | Restructured | York | WB6 | Conventional Hydroelectric | HY |  | S | X | X |  |  | 4 | 0.9 | 4 | 4 | 0.1 | N |  |  | OP | X | 1 | 1927 | Pre-2000 |  |  | N | IPP Non-CHP | IPP | IPP | 2 | X | WAT | Renewable | 4 | 0 | 1 | 0
Operable | 39006 | Brookfield White Pine Hydro LLC |  | 1509 | Weston Hydro | ME | Restructured | Somerset | WE1 | Conventional Hydroelectric | HY |  | S | X | X |  |  | 3 | 0.8 | 3.3 | 3.3 | 0.1 | N |  |  | OP | X | 1 | 1921 | Pre-2000 |  |  | N | IPP Non-CHP | IPP | IPP | 2 | X | WAT | Renewable | 3 | 0 | 1 | 0
Operable | 39006 | Brookfield White Pine Hydro LLC |  | 1509 | Weston Hydro | ME | Restructured | Somerset | WE2 | Conventional Hydroelectric | HY |  | S | X | X |  |  | 3 | 0.8 | 3.3 | 3.3 | 0.1 | N |  |  | OP | X | 1 | 1920 | Pre-2000 |  |  | N | IPP Non-CHP | IPP | IPP | 2 | X | WAT | Renewable | 3 | 0 | 1 | 0
Operable | 39006 | Brookfield White Pine Hydro LLC |  | 1509 | Weston Hydro | ME | Restructured | Somerset | WE3 | Conventional Hydroelectric | HY |  | S | X | X |  |  | 3 | 0.8 | 3.3 | 3.3 | 0.1 | N |  |  | OP | X | 1 | 1921 | Pre-2000 |  |  | N | IPP Non-CHP | IPP | IPP | 2 | X | WAT | Renewable | 3 | 0 | 1 | 0
Operable | 39006 | Brookfield White Pine Hydro LLC |  | 1509 | Weston Hydro | ME | Restructured | Somerset | WE4 | Conventional Hydroelectric | HY |  | S | X | X |  |  | 3 | 0.8 | 3.3 | 3.3 | 0.1 | N |  |  | OP | X | 1 | 1923 | Pre-2000 |  |  | N | IPP Non-CHP | IPP | IPP | 2 | X | WAT | Renewable | 3 | 0 | 1 | 0
Operable | 39006 | Brookfield White Pine Hydro LLC |  | 1510 | Williams Hydro | ME | Restructured | Somerset | WI1 | Conventional Hydroelectric | HY |  | S | X | X |  |  | 7 | 0.9 | 8.2 | 8.2 | 0.1 | N |  |  | OP | X | 1 | 1939 | Pre-2000 |  |  | N | IPP Non-CHP | IPP | IPP | 2 | X | WAT | Renewable | 7 | 0 | 1 | 0
Operable | 39006 | Brookfield White Pine Hydro LLC |  | 1510 | Williams Hydro | ME | Restructured | Somerset | WI2 | Conventional Hydroelectric | HY |  | S | X | X |  |  | 6 | 0.9 | 6.7 | 6.7 | 0.1 | N |  |  | OP | X | 1 | 1950 | Pre-2000 |  |  | N | IPP Non-CHP | IPP | IPP | 2 | X | WAT | Renewable | 6 | 0 | 1 | 0
Operable | 39006 | Brookfield White Pine Hydro LLC |  | 1511 | Wyman Hydro | ME | Restructured | Somerset | WY1 | Conventional Hydroelectric | HY |  | S | X | X |  |  | 24 | 0.9 | 29.4 | 29.4 | 8 | N |  |  | OP | X | 1 | 1930 | Pre-2000 |  |  | N | IPP Non-CHP | IPP | IPP | 2 | X | WAT | Renewable | 24 | 0 | 1 | 0
Operable | 39006 | Brookfield White Pine Hydro LLC |  | 1511 | Wyman Hydro | ME | Restructured | Somerset | WY2 | Conventional Hydroelectric | HY |  | S | X | X |  |  | 24 | 1 | 29.9 | 29.9 | 23 | N |  |  | OP | X | 1 | 1931 | Pre-2000 |  |  | N | IPP Non-CHP | IPP | IPP | 2 | X | WAT | Renewable | 24 | 0 | 1 | 0
Operable | 39006 | Brookfield White Pine Hydro LLC |  | 1511 | Wyman Hydro | ME | Restructured | Somerset | WY3 | Conventional Hydroelectric | HY |  | S | X | X |  |  | 24 | 0.9 | 29.2 | 29.2 | 8 | N |  |  | OP | X | 1 | 1940 | Pre-2000 |  |  | N | IPP Non-CHP | IPP | IPP | 2 | X | WAT | Renewable | 24 | 0 | 1 | 0
Operable | 39006 | Brookfield White Pine Hydro LLC |  | 50999 | Aziscohos Hydroelectric Project | ME | Restructured | Oxford | GEN1 | Conventional Hydroelectric | HY |  | W | X | X |  |  | 6.7 | 0.9 | 6.8 | 6.8 | 0.1 | N |  |  | OP | X | 6 | 1988 | Pre-2000 |  |  | N | IPP Non-CHP | IPP | IPP | 2 | X | WAT | Renewable | 6.7 | 0 | 1 | 0
Operable | 61584 | Brooklyn Hospital Center |  | 62002 | Brooklyn Hospital Center | NY | Restructured | Kings | 400DF | Petroleum Liquids | IC |  | S | X | X |  |  | 0.4 | 0.8 | 0.4 | 0.4 | 0 | N |  |  | SB | N | 1 | 2004 | 2004 |  |  | N | Commercial Non-CHP | Customer Sited | Other | 4 | X | DFO | Non-Renewable | 0 | 0.4 | 0 | 1
Operable | 61584 | Brooklyn Hospital Center |  | 62002 | Brooklyn Hospital Center | NY | Restructured | Kings | 500RE | Petroleum Liquids | IC |  | S | X | X |  |  | 0.5 | 0.8 | 0.5 | 0.5 | 0 | N |  |  | SB | N | 1 | 2014 | 2014 |  |  | N | Commercial Non-CHP | Customer Sited | Other | 4 | X | DFO | Non-Renewable | 0 | 0.5 | 0 | 1
Operable | 61584 | Brooklyn Hospital Center |  | 62002 | Brooklyn Hospital Center | NY | Restructured | Kings | C18 | Petroleum Liquids | IC |  | S | X | X |  |  | 0.6 | 0.8 | 0.6 | 0.6 | 0.1 | N |  |  | SB | N | 1 | 2019 | 2019 |  |  | N | Commercial Non-CHP | Customer Sited | Other | 4 | X | DFO | Non-Renewable | 0 | 0.6 | 0 | 1
Operable | 2313 | Brooklyn Navy Yard Cogen PLP |  | 54914 | Brooklyn Navy Yard Cogeneration | NY | Restructured | Kings | 1 | Natural Gas Fired Combined Cycle | CT | CC1 | J | X | N |  |  | 121 | 1 | 95 | 110 | 90 | N |  |  | OP | X | 3 | 1996 | Pre-2000 |  |  | Y | IPP CHP | IPP | IPP | 3 | T | NG | Non-Renewable | 0 | 121 | 0 | 1 | DFO
Operable | 2313 | Brooklyn Navy Yard Cogen PLP |  | 54914 | Brooklyn Navy Yard Cogeneration | NY | Restructured | Kings | 2 | Natural Gas Fired Combined Cycle | CT | CC2 | J | X | N |  |  | 121 | 1 | 95 | 110 | 90 | N |  |  | OP | X | 3 | 1996 | Pre-2000 |  |  | Y | IPP CHP | IPP | IPP | 3 | T | NG | Non-Renewable | 0 | 121 | 0 | 1 | DFO
Operable | 2313 | Brooklyn Navy Yard Cogen PLP |  | 54914 | Brooklyn Navy Yard Cogeneration | NY | Restructured | Kings | 3 | Natural Gas Fired Combined Cycle | CA | CC1 | J | N | X |  |  | 40 | 1 | 35 | 38 | 35 | N |  |  | OP | X | 6 | 1996 | Pre-2000 |  |  | Y | IPP CHP | IPP | IPP | 3 | T | NG | Non-Renewable | 0 | 40 | 0 | 1
Operable | 2313 | Brooklyn Navy Yard Cogen PLP |  | 54914 | Brooklyn Navy Yard Cogeneration | NY | Restructured | Kings | 4 | Natural Gas Fired Combined Cycle | CA | CC2 | J | N | X |  |  | 40 | 1 | 35 | 38 | 35 | N |  |  | OP | X | 6 | 1996 | Pre-2000 |  |  | Y | IPP CHP | IPP | IPP | 3 | T | NG | Non-Renewable | 0 | 40 | 0 | 1
Operable | 59597 | Broome Energy Resources, LLC |  | 59816 | Nanticoke LFG | NY | Restructured | Broome | BR12 | Landfill Gas | IC |  | S | X | X |  |  | 4 | 1 | 4 | 4 | 0.8 | N |  |  | OP | X | 3 | 2006 | 2006 |  |  | N | IPP Non-CHP | IPP | IPP | 2 | X | LFG | Renewable | 4 | 0 | 1 | 0
Operable | 59147 | Broshco Fabricated Products |  | 59373 | Broshco Fabricated Products | OH | Restructured | Richland | 1 | Natural Gas Fired Combustion Turbine | GT |  | S | X | X |  |  | 1.2 | 0.8 | 1.2 | 1.2 | 0.2 | N |  |  | OP | X | 9 | 2001 | 2001 |  |  | Y | Industrial CHP | Customer Sited | Other | 7 | T | NG | Non-Renewable | 0 | 1.2 | 0 | 1
Operable | 59147 | Broshco Fabricated Products |  | 59373 | Broshco Fabricated Products | OH | Restructured | Richland | 2 | Natural Gas Fired Combustion Turbine | GT |  | S | X | X |  |  | 1.2 | 0.8 | 1.2 | 1.2 | 0.2 | N |  |  | OP | X | 9 | 2001 | 2001 |  |  | Y | Industrial CHP | Customer Sited | Other | 7 | T | NG | Non-Renewable | 0 | 1.2 | 0 | 1
Operable | 59147 | Broshco Fabricated Products |  | 59373 | Broshco Fabricated Products | OH | Restructured | Richland | 3 | Natural Gas Fired Combustion Turbine | GT |  | S | X | X |  |  | 1.2 | 0.8 | 1.2 | 1.2 | 0.2 | N |  |  | OP | X | 9 | 2001 | 2001 |  |  | Y | Industrial CHP | Customer Sited | Other | 7 | T | NG | Non-Renewable | 0 | 1.2 | 0 | 1
Operable | 59147 | Broshco Fabricated Products |  | 59373 | Broshco Fabricated Products | OH | Restructured | Richland | 4 | Natural Gas Fired Combustion Turbine | GT |  | S | X | X |  |  | 1.1 | 0.8 | 1.1 | 1.1 | 0.2 | N |  |  | OP | X | 7 | 2005 | 2005 |  |  | Y | Industrial CHP | Customer Sited | Other | 7 | T | NG | Non-Renewable | 0 | 1.1 | 0 | 1
Operable | 2409 | Brownsville Public Utilities Board |  | 3559 | Silas Ray | TX | Restructured | Cameron | 10 | Natural Gas Fired Combustion Turbine | GT |  | S | X | X | SILASRAY_SILAS_10 | SILASRAY_SILAS_10 | 61 | 0.85 | 45 | 48 | 15 | N |  |  | OP | X | 12 | 2004 | 2004 |  |  | N | Electric Utility | Utility | Municipal | 1 | X | NG | Non-Renewable | 0 | 61 | 0 | 1
Operable | 2409 | Brownsville Public Utilities Board |  | 3559 | Silas Ray | TX | Restructured | Cameron | 6 | Natural Gas Fired Combined Cycle | CA | CC1 | S | Y | X | SILASRAY_SILAS_CC1_2 | SILASRAY_SILAS_CC1_2 | 25 | 0.85 | 20 | 20 | 15 | N |  |  | OP | X | 5 | 1959 | Pre-2000 |  |  | N | Electric Utility | Utility | Municipal | 1 | X | NG | Non-Renewable | 0 | 25 | 0 | 1
Operable | 2409 | Brownsville Public Utilities Board |  | 3559 | Silas Ray | TX | Restructured | Cameron | 9 | Natural Gas Fired Combined Cycle | CT | CC1 | S | X | Y | SILASRAY_SILAS_CC1_1 | SILASRAY_SILAS_CC1_1 | 50 | 0.85 | 42 | 52 | 32 | N |  |  | OP | X | 6 | 1996 | Pre-2000 |  |  | N | Electric Utility | Utility | Municipal | 1 | X | NG | Non-Renewable | 0 | 50 | 0 | 1
Operable | 2409 | Brownsville Public Utilities Board |  | 3559 | Silas Ray | TX | Restructured | Cameron | DG-3a | Petroleum Liquids | IC |  | S | X | X |  |  | 1.3 | 0.8 | 1 | 1 | 1 | N |  |  | SB | Y | 11 | 2001 | 2001 |  |  | N | Electric Utility | Utility | Municipal | 1 | X | DFO | Non-Renewable | 0 | 1.3 | 0 | 1
Operable | 2409 | Brownsville Public Utilities Board |  | 3559 | Silas Ray | TX | Restructured | Cameron | DG-3b | Petroleum Liquids | IC |  | S | X | X |  |  | 1.3 | 0.8 | 1 | 1 | 1 | N |  |  | SB | Y | 11 | 2001 | 2001 |  |  | N | Electric Utility | Utility | Municipal | 1 | X | DFO | Non-Renewable | 0 | 1.3 | 0 | 1
Operable | 2409 | Brownsville Public Utilities Board |  | 3559 | Silas Ray | TX | Restructured | Cameron | DG-4 | Petroleum Liquids | IC |  | S | X | X |  |  | 1.3 | 0.8 | 1 | 1 | 1 | N |  |  | SB | Y | 11 | 2001 | 2001 |  |  | N | Electric Utility | Utility | Municipal | 1 | X | DFO | Non-Renewable | 0 | 1.3 | 0 | 1
Operable | 2409 | Brownsville Public Utilities Board |  | 3559 | Silas Ray | TX | Restructured | Cameron | DG-6a | Petroleum Liquids | IC |  | S | X | X |  |  | 1.3 | 0.8 | 1 | 1 | 1 | N |  |  | SB | N | 11 | 2001 | 2001 |  |  | N | Electric Utility | Utility | Municipal | 1 | X | DFO | Non-Renewable | 0 | 1.3 | 0 | 1
Operable | 2409 | Brownsville Public Utilities Board |  | 3559 | Silas Ray | TX | Restructured | Cameron | DG-6b | Petroleum Liquids | IC |  | S | X | X |  |  | 1.3 | 0.8 | 1 | 1 | 1 | N |  |  | SB | N | 11 | 2001 | 2001 |  |  | N | Electric Utility | Utility | Municipal | 1 | X | DFO | Non-Renewable | 0 | 1.3 | 0 | 1
Operable | 15537 | Brunner Island LLC |  | 3140 | Brunner Island | PA | Restructured | York | 1 | Natural Gas Steam Turbine | ST |  | S | X | X | 50578 | 50578 | 363.3 | 0.9 | 306 | 306 | 122 | N |  |  | OP | X | 5 | 1961 | Pre-2000 |  |  | N | IPP Non-CHP | IPP | IPP | 2 | X | NG | Non-Renewable | 0 | 363.3 | 0 | 1 | BIT
Operable | 15537 | Brunner Island LLC |  | 3140 | Brunner Island | PA | Restructured | York | 2 | Natural Gas Steam Turbine | ST |  | S | X | X | 50579 | 50579 | 405 | 0.9 | 363 | 363 | 126 | N |  |  | OP | X | 9 | 1965 | Pre-2000 |  |  | N | IPP Non-CHP | IPP | IPP | 2 | X | NG | Non-Renewable | 0 | 405 | 0 | 1 | BIT
Operable | 15537 | Brunner Island LLC |  | 3140 | Brunner Island | PA | Restructured | York | 3 | Natural Gas Steam Turbine | ST |  | S | X | X | 50581 | 50581 | 847.8 | 0.97 | 742 | 742 | 365 | N |  |  | OP | X | 6 | 1969 | Pre-2000 |  |  | N | IPP Non-CHP | IPP | IPP | 2 | X | NG | Non-Renewable | 0 | 847.8 | 0 | 1 | BIT
Operable | 63032 | Brunot Island Power, LLC |  | 3096 | Brunot Island | PA | Restructured | Allegheny | 1A | Petroleum Liquids | GT |  | S | X | X | 38367979 | BRUNOTIS 13 KV CT1A | 25.5 | 0.85 | 18.1 | 15 | 15 | N |  |  | OP | X | 3 | 1972 | Pre-2000 |  |  | N | IPP Non-CHP | IPP | IPP | 2 | X | DFO | Non-Renewable | 0 | 25.5 | 0 | 1
Operable | 63032 | Brunot Island Power, LLC |  | 3096 | Brunot Island | PA | Restructured | Allegheny | 2A | Natural Gas Fired Combined Cycle | CT | BICC | S | X | N | 38367987 | BRUNOTIS 13 KV CT2A | 65.3 | 0.9 | 47.4 | 54 | 30 | N |  |  | OP | X | 6 | 1973 | Pre-2000 |  |  | N | IPP Non-CHP | IPP | IPP | 2 | X | NG | Non-Renewable | 0 | 65.3 | 0 | 1
Operable | 63032 | Brunot Island Power, LLC |  | 3096 | Brunot Island | PA | Restructured | Allegheny | 2B | Natural Gas Fired Combined Cycle | CT | BICC | S | X | N | 38367985 | BRUNOTIS 13 KV CT2B | 65.3 | 0.9 | 47 | 56.7 | 30 | N |  |  | OP | X | 6 | 1973 | Pre-2000 |  |  | N | IPP Non-CHP | IPP | IPP | 2 | X | NG | Non-Renewable | 0 | 65.3 | 0 | 1
Operable | 63032 | Brunot Island Power, LLC |  | 3096 | Brunot Island | PA | Restructured | Allegheny | 3 | Natural Gas Fired Combined Cycle | CT | BICC | S | X | N | 38367989 | BRUNOT IS 13KV UNIT 3 | 65.3 | 0.9 | 47.5 | 57.7 | 30 | N |  |  | OP | X | 6 | 1973 | Pre-2000 |  |  | N | IPP Non-CHP | IPP | IPP | 2 | X | NG | Non-Renewable | 0 | 65.3 | 0 | 1
Operable | 63032 | Brunot Island Power, LLC |  | 3096 | Brunot Island | PA | Restructured | Allegheny | ST4 | Natural Gas Fired Combined Cycle | CA | BICC | S | Y | X | 38367991 | BRUNOTIS 13 KV UNIT4 | 144 | 0.9 | 101.6 | 101 | 32 | N |  |  | OP | X | 7 | 1974 | Pre-2000 |  |  | N | IPP Non-CHP | IPP | IPP | 2 | X | NG | Non-Renewable | 0 | 144 | 0 | 1
Operable | 50003 | Brunswick Cellulose LLC |  | 10605 | Brunswick Cellulose | GA | Vertical | Glynn | GEN3 | Wood/Wood Waste Biomass | ST |  | S | X | X |  |  | 9.2 | 1 | 9.2 | 9.2 | 0.1 | N |  |  | OP | X | 6 | 1954 | Pre-2000 |  |  | Y | Industrial CHP | Customer Sited | Other | 7 | T | BLQ | Renewable | 9.2 | 0 | 1 | 0 | NG | WDS | RFO | TDF | DFO
Operable | 50003 | Brunswick Cellulose LLC |  | 10605 | Brunswick Cellulose | GA | Vertical | Glynn | GEN4 | Wood/Wood Waste Biomass | ST |  | S | X | X |  |  | 50 | 0.98 | 50 | 50 | 0.1 | N |  |  | OP | X | 8 | 1960 | Pre-2000 |  |  | Y | Industrial CHP | Customer Sited | Other | 7 | T | BLQ | Renewable | 50 | 0 | 1 | 0 | NG | WDS | RFO | TDF | DFO
Operable | 50003 | Brunswick Cellulose LLC |  | 10605 | Brunswick Cellulose | GA | Vertical | Glynn | GEN5 | Wood/Wood Waste Biomass | ST |  | S | X | X |  |  | 13 | 0.85 | 13 | 13 | 0.1 | N |  |  | OP | X | 10 | 1996 | Pre-2000 |  |  | Y | Industrial CHP | Customer Sited | Other | 7 | T | BLQ | Renewable | 13 | 0 | 1 | 0 | NG | WDS | RFO | TDF | DFO
Operable | 63205 | Brush Creek Solar, LLC |  | 63464 | Brush Creek Solar | OR | Vertical | Marion | PGR19 | Solar Photovoltaic | PV |  | S | X | X |  |  | 2.2 |  | 2.2 | 2.2 |  | N |  |  | OP | X | 5 | 2020 | 2020 |  |  | N | IPP Non-CHP | IPP | IPP | 2 | X | SUN | Renewable | 2.2 | 0 | 1 | 0
Operable | 66084 | Brush Power LLC |  | 10682 | Brush Generation Facility | CO | Vertical | Morgan | GT1 | Natural Gas Fired Combined Cycle | CT | CPP | W | X | N |  |  | 23.8 | 0.85 | 25 | 30 | 25 | N |  |  | OP | X | 10 | 1990 | Pre-2000 |  |  | N | IPP Non-CHP | IPP | IPP | 2 | X | NG | Non-Renewable | 0 | 23.8 | 0 | 1
Operable | 66084 | Brush Power LLC |  | 10682 | Brush Generation Facility | CO | Vertical | Morgan | GT2 | Natural Gas Fired Combustion Turbine | GT |  | W | X | X |  |  | 23.8 | 0.85 | 25 | 30 | 25 | N |  |  | OP | X | 10 | 1990 | Pre-2000 |  |  | N | IPP Non-CHP | IPP | IPP | 2 | X | NG | Non-Renewable | 0 | 23.8 | 0 | 1
Operable | 66084 | Brush Power LLC |  | 10682 | Brush Generation Facility | CO | Vertical | Morgan | GT3 | Natural Gas Fired Combined Cycle | CT | BCP | W | X | N |  |  | 37 | 0.85 | 32 | 38 | 32 | N |  |  | OP | X | 1 | 1994 | Pre-2000 |  |  | N | IPP Non-CHP | IPP | IPP | 2 | X | NG | Non-Renewable | 0 | 37 | 0 | 1
Operable | 66084 | Brush Power LLC |  | 10682 | Brush Generation Facility | CO | Vertical | Morgan | GT4 | Natural Gas Fired Combined Cycle | CT | BIV | W | X | Y |  |  | 23.8 | 0.85 | 25 | 30 | 23 | N |  |  | OP | X | 6 | 1999 | Pre-2000 |  |  | N | IPP Non-CHP | IPP | IPP | 2 | X | NG | Non-Renewable | 0 | 23.8 | 0 | 1
Operable | 66084 | Brush Power LLC |  | 10682 | Brush Generation Facility | CO | Vertical | Morgan | GT5 | Natural Gas Fired Combined Cycle | CT | BIV | W | X | Y |  |  | 23.8 | 0.85 | 25 | 30 | 23 | N |  |  | OP | X | 6 | 1999 | Pre-2000 |  |  | N | IPP Non-CHP | IPP | IPP | 2 | X | NG | Non-Renewable | 0 | 23.8 | 0 | 1
Operable | 66084 | Brush Power LLC |  | 10682 | Brush Generation Facility | CO | Vertical | Morgan | ST1 | Natural Gas Fired Combined Cycle | CA | CPP | W | Y | X |  |  | 38 | 0.8 | 30 | 30 | 10 | N |  |  | OP | X | 10 | 1990 | Pre-2000 |  |  | N | IPP Non-CHP | IPP | IPP | 2 | X | NG | Non-Renewable | 0 | 38 | 0 | 1
Operable | 66084 | Brush Power LLC |  | 10682 | Brush Generation Facility | CO | Vertical | Morgan | ST2 | Natural Gas Fired Combined Cycle | CA | BCP | W | Y | X |  |  | 37 | 0.85 | 40 | 40 | 15 | N |  |  | OP | X | 1 | 1994 | Pre-2000 |  |  | N | IPP Non-CHP | IPP | IPP | 2 | X | NG | Non-Renewable | 0 | 37 | 0 | 1
Operable | 66084 | Brush Power LLC |  | 10682 | Brush Generation Facility | CO | Vertical | Morgan | ST4 | Natural Gas Fired Combined Cycle | CA | BIV | W | Y | X |  |  | 90 | 0.8 | 90 | 90 | 30 | N |  |  | OP | X | 9 | 2002 | 2002 |  |  | N | IPP Non-CHP | IPP | IPP | 2 | X | NG | Non-Renewable | 0 | 90 | 0 | 1
Operable | 62680 | BT Coniglio Solar LLC |  | 62772 | Coniglio Solar | TX | Restructured | Fannin | BTCON | Solar Photovoltaic | PV |  | S | X | X |  |  | 123.6 |  | 123.6 | 123.6 |  | N |  |  | OP | X | 8 | 2021 | 2021 |  |  | N | IPP Non-CHP | IPP | IPP | 2 | X | SUN | Renewable | 123.6 | 0 | 1 | 0
Operable | 65159 | BT Generation Holdings, LLC |  | 54586 | Tanner Street Generation | MA | Restructured | Middlesex | TRENT | Natural Gas Fired Combined Cycle | CT | CC1 | S | X | N | UN.LENERGIA13.8LENR | 461 | 57.9 | 0.85 | 58 | 58 | 45 | N |  |  | OP | X | 10 | 2008 | 2008 | 6 | 2027 | N | IPP Non-CHP | IPP | IPP | 2 | X | NG | Non-Renewable | 0 | 57.9 | 0 | 1 | DFO
Operable | 65159 | BT Generation Holdings, LLC |  | 54586 | Tanner Street Generation | MA | Restructured | Middlesex | VAX | Natural Gas Fired Combined Cycle | CA | CC1 | S | Y | X |  |  | 27.1 | 0.85 | 17 | 19 | 10 | N |  |  | OP | X | 10 | 1992 | Pre-2000 | 6 | 2027 | N | IPP Non-CHP | IPP | IPP | 2 | X | NG | Non-Renewable | 0 | 27.1 | 0 | 1 | DFO
Operable | 64568 | BT Noble Solar, LLC |  | 65271 | Noble Solar | TX | Restructured | Denton | NBSLR | Solar Photovoltaic | PV |  | S | X | X |  |  | 275 | 1 | 275 | 275 | 0 | N |  |  | OP | X | 9 | 2022 | 2022 |  |  | N | IPP Non-CHP | IPP | IPP | 2 | X | SUN | Renewable | 275 | 0 | 1 | 0
Operable | 64568 | BT Noble Solar, LLC |  | 65271 | Noble Solar | TX | Restructured | Denton | NBSTG | Batteries | BA |  | S | X | X |  |  | 125 | 1 | 125 | 125 | 0 | N |  |  | OP | X | 10 | 2022 | 2022 |  |  | N | IPP Non-CHP | IPP | IPP | 2 | X | MWH | Other | 0 | 0 | 0 | 0
Operable | 61318 | Buchanan Generation, LLC |  | 55738 | Buchanan Generation LLC | VA | Vertical | Buchanan | 1 | Natural Gas Fired Combustion Turbine | GT |  | J | X | X |  |  | 44 | 0.9 | 43 | 45.7 | 4 | N |  |  | OP | X | 6 | 2002 | 2002 |  |  | N | IPP Non-CHP | IPP | IPP | 2 | X | NG | Non-Renewable | 0 | 44 | 0 | 1
Operable | 61318 | Buchanan Generation, LLC |  | 55738 | Buchanan Generation LLC | VA | Vertical | Buchanan | 2 | Natural Gas Fired Combustion Turbine | GT |  | J | X | X |  |  | 44 | 0.9 | 41 | 44.3 | 4 | N |  |  | OP | X | 6 | 2002 | 2002 |  |  | N | IPP Non-CHP | IPP | IPP | 2 | X | NG | Non-Renewable | 0 | 44 | 0 | 1
Operable | 7004 | Buckeye Power, Inc |  | 7872 | Robert P Mone Plant | OH | Restructured | Van Wert | 1 | Natural Gas Fired Combustion Turbine | GT |  | S | X | X | 32419345 | 32419345 | 198 | 0.85 | 147 | 180 | 100 | N |  |  | OP | X | 7 | 2002 | 2002 |  |  | N | Electric Utility | Utility | Cooperative | 1 | X | NG | Non-Renewable | 0 | 198 | 0 | 1 | DFO
Operable | 7004 | Buckeye Power, Inc |  | 7872 | Robert P Mone Plant | OH | Restructured | Van Wert | 2 | Natural Gas Fired Combustion Turbine | GT |  | S | X | X | 32419347 | 32419347 | 198 | 0.85 | 147 | 180 | 100 | N |  |  | OP | X | 7 | 2002 | 2002 |  |  | N | Electric Utility | Utility | Cooperative | 1 | X | NG | Non-Renewable | 0 | 198 | 0 | 1 | DFO
Operable | 7004 | Buckeye Power, Inc |  | 7872 | Robert P Mone Plant | OH | Restructured | Van Wert | 3 | Natural Gas Fired Combustion Turbine | GT |  | S | X | X | 32419349 | 32419349 | 198 | 0.85 | 147 | 180 | 100 | N |  |  | OP | X | 7 | 2002 | 2002 |  |  | N | Electric Utility | Utility | Cooperative | 1 | X | NG | Non-Renewable | 0 | 198 | 0 | 1 | DFO
Operable | 7004 | Buckeye Power, Inc |  | 55228 | Greenville Electric Generating Station | OH | Restructured | Darke | GT1 | Natural Gas Fired Combustion Turbine | GT |  | S | X | X | 40243881 | 40243881 | 59 | 0.85 | 49 | 59 | 30 | N |  |  | OP | X | 6 | 2000 | 2000 |  |  | N | Electric Utility | Utility | Cooperative | 1 | X | NG | Non-Renewable | 0 | 59 | 0 | 1 | DFO
Operable | 7004 | Buckeye Power, Inc |  | 55228 | Greenville Electric Generating Station | OH | Restructured | Darke | GT2 | Natural Gas Fired Combustion Turbine | GT |  | S | X | X | 40243883 | 40243883 | 59 | 0.85 | 49 | 59 | 30 | N |  |  | OP | X | 6 | 2000 | 2000 |  |  | N | Electric Utility | Utility | Cooperative | 1 | X | NG | Non-Renewable | 0 | 59 | 0 | 1 | DFO
Operable | 7004 | Buckeye Power, Inc |  | 55228 | Greenville Electric Generating Station | OH | Restructured | Darke | GT3 | Natural Gas Fired Combustion Turbine | GT |  | S | X | X | 40243885 | 40243885 | 59 | 0.85 | 49 | 59 | 30 | N |  |  | OP | X | 6 | 2000 | 2000 |  |  | N | Electric Utility | Utility | Cooperative | 1 | X | NG | Non-Renewable | 0 | 59 | 0 | 1 | DFO
Operable | 7004 | Buckeye Power, Inc |  | 55228 | Greenville Electric Generating Station | OH | Restructured | Darke | GT4 | Natural Gas Fired Combustion Turbine | GT |  | S | X | X | 40243887 | 40243887 | 59 | 0.85 | 49 | 59 | 30 | N |  |  | OP | X | 6 | 2000 | 2000 |  |  | N | Electric Utility | Utility | Cooperative | 1 | X | NG | Non-Renewable | 0 | 59 | 0 | 1 | DFO
Operable | 2468 | Bucknell University |  | 54333 | Bucknell University | PA | Restructured | Union | G001 | Natural Gas Fired Combined Cycle | CT | CC1 | S | X | Y | Citizens | Citizens | 4.7 | 0.9 | 4.5 | 5.5 | 2.5 | N |  |  | OP | X | 6 | 1998 | Pre-2000 |  |  | Y | Commercial CHP | Customer Sited | Other | 5 | T | NG | Non-Renewable | 0 | 4.7 | 0 | 1 | DFO
Operable | 2468 | Bucknell University |  | 54333 | Bucknell University | PA | Restructured | Union | G502 | Natural Gas Fired Combined Cycle | CA | CC1 | S | Y | X |  |  | 1.2 | 0.9 | 0.8 | 1.2 | 0.3 | N |  |  | OP | X | 10 | 1991 | Pre-2000 |  |  | Y | Commercial CHP | Customer Sited | Other | 5 | T | NG | Non-Renewable | 0 | 1.2 | 0 | 1 | DFO
Operable | 9303 | Bucksport Generation LLC |  | 50243 | Bucksport Generation LLC | ME | Restructured | Hancock | GEN4 | Natural Gas Fired Combustion Turbine | GT | CC1 | S | X | X | 47390 | 47390 | 186.8 | 0.85 | 178 | 183.1 | 110 | N |  |  | OP | X | 1 | 2001 | 2001 |  |  | N | IPP Non-CHP | IPP | IPP | 2 | X | NG | Non-Renewable | 0 | 186.8 | 0 | 1 | DFO
Operable | 59777 | Buckthorn Westex, LLC |  | 60044 | Buckthorn Westex | TX | Restructured | Pecos | BKTH1 | Solar Photovoltaic | PV |  | S | X | X |  |  | 154 |  | 154 | 154 |  | N |  |  | OP | X | 5 | 2018 | 2018 |  |  | N | IPP Non-CHP | IPP | IPP | 2 | X | SUN | Renewable | 154 | 0 | 1 | 0
Operable | 60617 | Buckthorn Wind Project, LLC |  | 60983 | Buckthorn Wind | TX | Restructured | Erath | BWIND | Onshore Wind Turbine | WT |  | S | X | X |  |  | 100.5 |  | 100.5 | 100.5 | 3.8 | N |  |  | OP | X | 12 | 2017 | 2017 |  |  | N | IPP Non-CHP | IPP | IPP | 2 | X | WND | Renewable | 100.5 | 0 | 1 | 0
Operable | 65486 | Buena Vista Energy Center, LLC |  | 66408 | Buena Vista Energy Center | NM | Vertical | Otero | BESS1 | Batteries | BA |  | S | X | X |  |  | 50 |  | 50 | 50 |  | N |  |  | OP | X | 6 | 2023 | 2023 |  |  | N | IPP Non-CHP | IPP | IPP | 2 | X | MWH | Other | 0 | 0 | 0 | 0
Operable | 65486 | Buena Vista Energy Center, LLC |  | 66408 | Buena Vista Energy Center | NM | Vertical | Otero | BVEC1 | Solar Photovoltaic | PV |  | S | X | X |  |  | 120 |  | 120 | 120 |  | N |  |  | OP | X | 6 | 2023 | 2023 |  |  | N | IPP Non-CHP | IPP | IPP | 2 | X | SUN | Renewable | 120 | 0 | 1 | 0
Operable | 64633 | Buffalo Bear, LLC |  | 56946 | Buffalo Bear LLC | OK | Vertical | Harper | 1 | Onshore Wind Turbine | WT |  | S | X | X | SPP | SPP | 18.9 |  | 18.9 | 18.9 | 1 | N |  |  | OP | X | 12 | 2008 | 2008 |  |  | N | IPP Non-CHP | IPP | IPP | 2 | X | WND | Renewable | 18.9 | 0 | 1 | 0
Operable | 57409 | Buffalo Center Wind LLC |  | 58038 | Buffalo Center Wind LLC | IA | Vertical | Mitchell | BCW | Onshore Wind Turbine | WT |  | S | X | X |  |  | 1.5 |  | 1.5 | 1.5 | 0.1 | N |  |  | OP | X | 11 | 2011 | 2011 |  |  | N | IPP Non-CHP | IPP | IPP | 2 | X | WND | Renewable | 1.5 | 0 | 1 | 0
Operable | 58461 | Buffalo Dunes Wind Project LLC |  | 58474 | Buffalo Dunes Wind Project | KS | Vertical | Haskell | GE1 | Onshore Wind Turbine | WT |  | S | X | X |  |  | 249.8 |  | 249.8 | 249.8 | 0.1 | N |  |  | OP | X | 12 | 2013 | 2013 |  |  | N | IPP Non-CHP | IPP | IPP | 2 | X | WND | Renewable | 249.8 | 0 | 1 | 0
Operable | 63157 | Buffalo Garden LLC |  | 63396 | Buffalo Garden | MN | Vertical | Waseca | CGS | Solar Photovoltaic | PV |  | S | X | X |  |  | 1 | 1 | 1 | 1 |  | N |  |  | OP | X | 3 | 2020 | 2020 |  |  | N | IPP Non-CHP | IPP | IPP | 2 | X | SUN | Renewable | 1 | 0 | 1 | 0
Operable | 65012 | Buffalo Ridge Wind, LLC |  | 65761 | Buffalo Ridge Wind | MN | Vertical | Lincoln | 3161 | Onshore Wind Turbine | WT |  | S | X | X |  |  | 106 |  | 101.9 | 101.9 | 0 | N |  |  | OP | X | 12 | 2022 | 2022 |  |  | N | IPP Non-CHP | IPP | IPP | 2 | X | WND | Renewable | 106 | 0 | 1 | 0
Operable | 56222 | Bull Creek Wind LLC |  | 56956 | Bull Creek Wind | TX | Restructured | Borden | 1 | Onshore Wind Turbine | WT |  | S | X | X |  |  | 180 |  | 180 | 180 | 1 | N |  |  | OP | X | 12 | 2008 | 2008 |  |  | N | IPP Non-CHP | IPP | IPP | 2 | X | WND | Renewable | 180 | 0 | 1 | 0
Operable | 65589 | Bulldog Solar LLC |  | 66542 | Bulldog Solar LLC | GA | Vertical | Warren | PGR37 | Solar Photovoltaic | PV |  | S | X | X |  |  | 80 | 1 | 80 | 80 |  | N |  |  | OP | X | 5 | 2023 | 2023 |  |  | N | IPP Non-CHP | IPP | IPP | 2 | X | SUN | Renewable | 80 | 0 | 1 | 0
Operable | 56961 | Bulldog Wind Energy, LLC |  | 57632 | Bulldog | IA | Vertical | Adair | 1 | Onshore Wind Turbine | WT |  | S | X | X |  |  | 1.5 |  | 1.5 | 1.5 | 0 | N |  |  | OP | X | 10 | 2010 | 2010 |  |  | N | IPP Non-CHP | IPP | IPP | 2 | X | WND | Renewable | 1.5 | 0 | 1 | 0
Operable | 64140 | Bullhead Solar, LLC |  | 64499 | Bullhead Solar, LLC | MI | Vertical | Hillsdale | FACBH | Solar Photovoltaic | PV |  | S | X | X | Cons.Cetr |  | 2 |  | 2 | 2 |  | N |  |  | OP | X | 1 | 2021 | 2021 |  |  | N | IPP Non-CHP | IPP | IPP | 2 | X | SUN | Renewable | 2 | 0 | 1 | 0
Operable | 60655 | Bullock Road Solar 1, LLC |  | 61010 | Bullock Road Solar 1 | MA | Restructured | Bristol | BULLO | Solar Photovoltaic | PV |  | S | X | X |  |  | 1.9 |  | 1.9 | 1.9 |  | N |  |  | OP | X | 7 | 2018 | 2018 |  |  | N | IPP Non-CHP | IPP | IPP | 2 | X | SUN | Renewable | 1.9 | 0 | 1 | 0
Operable | 3283 | Bunge North America East LLC |  | 50316 | Bunge North America East LLC | IN | Vertical | Adams | 3516 | Natural Gas Steam Turbine | ST |  | S | X | X |  |  | 2 | 0.9 | 2.2 | 2.2 | 1 |  |  |  | OP | X | 12 | 1950 | Pre-2000 |  |  | Y | Industrial CHP | Customer Sited | Other | 7 | T | NG | Non-Renewable | 0 | 2 | 0 | 1
Operable | 60714 | Burke Wind LLC |  | 61100 | Burke Wind, LLC | ND | Vertical | Burke | GE23 | Onshore Wind Turbine | WT |  | S | X | X |  |  | 199.4 |  | 199.4 | 199.4 | 0 | N |  |  | OP | X | 12 | 2020 | 2020 |  |  | N | IPP Non-CHP | IPP | IPP | 2 | X | WND | Renewable | 199.4 | 0 | 1 | 0
Operable | 65386 | Burlington Generating Station |  | 2399 | PSEG Burlington Generating Station | NJ | Restructured | Burlington | 121 | Natural Gas Fired Combustion Turbine | GT |  | S | X | X | 93142 | BURLINGT13 KV | 60.5 | 0.85 | 42 | 42 | 42 | N |  |  | OP | X | 6 | 2000 | 2000 |  |  | N | IPP Non-CHP | IPP | IPP | 2 | X | NG | Non-Renewable | 0 | 60.5 | 0 | 1 | KER
Operable | 65386 | Burlington Generating Station |  | 2399 | PSEG Burlington Generating Station | NJ | Restructured | Burlington | 122 | Natural Gas Fired Combustion Turbine | GT |  | S | X | X | 93143 | BURLINGT13 KV | 60.5 | 0.85 | 42 | 42 | 42 | N |  |  | OP | X | 6 | 2000 | 2000 |  |  | N | IPP Non-CHP | IPP | IPP | 2 | X | NG | Non-Renewable | 0 | 60.5 | 0 | 1 | KER
Operable | 65386 | Burlington Generating Station |  | 2399 | PSEG Burlington Generating Station | NJ | Restructured | Burlington | 123 | Natural Gas Fired Combustion Turbine | GT |  | S | X | X | 93144 | BURLINGT13 KV | 60.5 | 0.85 | 42 | 42 | 42 | N |  |  | OP | X | 6 | 2000 | 2000 |  |  | N | IPP Non-CHP | IPP | IPP | 2 | X | NG | Non-Renewable | 0 | 60.5 | 0 | 1 | KER
Operable | 65386 | Burlington Generating Station |  | 2399 | PSEG Burlington Generating Station | NJ | Restructured | Burlington | 124 | Natural Gas Fired Combustion Turbine | GT |  | S | X | X | 93145 | BURLINGT13 KV | 60.5 | 0.85 | 42 | 42 | 42 | N |  |  | OP | X | 6 | 2000 | 2000 |  |  | N | IPP Non-CHP | IPP | IPP | 2 | X | NG | Non-Renewable | 0 | 60.5 | 0 | 1 | KER
Operable | 62970 | Burney Forest Products, A Joint Venture |  | 10652 | Burney Forest Products | CA | Vertical | Shasta | GEN1 | Wood/Wood Waste Biomass | ST |  | S | X | X | BioRAM | BioRAM | 31 | 0.9 | 31 | 31 | 1 | N |  |  | OP | X | 10 | 1989 | Pre-2000 |  |  | Y | IPP CHP | IPP | IPP | 3 | T | WDS | Renewable | 31 | 0 | 1 | 0 | NG
Operable | 62777 | Burrstone Energy Center |  | 62920 | Burrstone Energy Center | NY | Restructured | Oneida | CG-1 | Natural Gas Internal Combustion Engine | IC |  | S | X | X |  |  | 1.1 | 0.8 | 1.1 | 1.1 | 0.7 | N |  |  | OP | X | 8 | 2009 | 2009 |  |  | Y | IPP CHP | IPP | IPP | 3 | T | NG | Non-Renewable | 0 | 1.1 | 0 | 1
Operable | 62777 | Burrstone Energy Center |  | 62920 | Burrstone Energy Center | NY | Restructured | Oneida | CG-2 | Natural Gas Internal Combustion Engine | IC |  | S | X | X |  |  | 1.1 | 0.8 | 1.1 | 1.1 | 0.7 | N |  |  | OP | X | 8 | 2009 | 2009 |  |  | Y | IPP CHP | IPP | IPP | 3 | T | NG | Non-Renewable | 0 | 1.1 | 0 | 1
Operable | 62777 | Burrstone Energy Center |  | 62920 | Burrstone Energy Center | NY | Restructured | Oneida | CG-3 | Natural Gas Internal Combustion Engine | IC |  | S | X | X |  |  | 1.1 | 0.8 | 1.1 | 1.1 | 0.7 | N |  |  | OP | X | 8 | 2009 | 2009 |  |  | Y | IPP CHP | IPP | IPP | 3 | T | NG | Non-Renewable | 0 | 1.1 | 0 | 1
Operable | 62777 | Burrstone Energy Center |  | 62920 | Burrstone Energy Center | NY | Restructured | Oneida | CG-4 | Natural Gas Internal Combustion Engine | IC |  | S | X | X |  |  | 0.3 | 0.8 | 0.3 | 0.3 | 0.2 | N |  |  | OP | X | 8 | 2009 | 2009 |  |  | Y | IPP CHP | IPP | IPP | 3 | T | NG | Non-Renewable | 0 | 0.3 | 0 | 1
Operable | 56484 | Butler Ridge Wind Energy Center |  | 56647 | Butler Ridge | WI | Vertical | Dodge | 1 | Onshore Wind Turbine | WT |  | S | X | X |  |  | 54 |  | 54 | 54 | 2.6 | N |  |  | OP | X | 2 | 2009 | 2009 |  |  | N | IPP Non-CHP | IPP | IPP | 2 | X | WND | Renewable | 54 | 0 | 1 | 0
Operable | 57345 | Butte-Glenn Community College District |  | 57970 | Butte College Main Campus Solar | CA | Vertical | Butte | SOL1 | Solar Photovoltaic | PV |  | S | X | X |  |  | 3.5 |  | 3.6 | 3.5 | 0 | N |  |  | OP | X | 7 | 2011 | 2011 |  |  | N | Commercial Non-CHP | Customer Sited | Other | 4 | X | SUN | Renewable | 3.5 | 0 | 1 | 0
Operable | 62662 | Butter Solar, LLC |  | 62744 | Arcadia Solar | WI | Vertical | Trempealeau | A1 | Solar Photovoltaic | PV |  | S | X | X |  |  | 5 |  | 5 | 5 |  | N |  |  | OP | X | 9 | 2019 | 2019 |  |  | N | IPP Non-CHP | IPP | IPP | 2 | X | SUN | Renewable | 5 | 0 | 1 | 0
Operable | 62662 | Butter Solar, LLC |  | 62847 | Fennimore Solar | WI | Vertical | Grant | FEN6 | Solar Photovoltaic | PV |  | S | X | X |  |  | 3 |  | 3 | 3 |  | N |  |  | OP | X | 9 | 2019 | 2019 |  |  | N | IPP Non-CHP | IPP | IPP | 2 | X | SUN | Renewable | 3 | 0 | 1 | 0
Operable | 62662 | Butter Solar, LLC |  | 62848 | New Lisbon Solar | WI | Vertical | Juneau | NEW9 | Solar Photovoltaic | PV |  | S | X | X |  |  | 2.5 |  | 2.5 | 2.5 |  | N |  |  | OP | X | 9 | 2019 | 2019 |  |  | N | IPP Non-CHP | IPP | IPP | 2 | X | SUN | Renewable | 2.5 | 0 | 1 | 0
Operable | 62662 | Butter Solar, LLC |  | 62849 | Cumberland Solar | WI | Vertical | Barron | CUM4 | Solar Photovoltaic | PV |  | S | X | X |  |  | 2.5 |  | 2.5 | 2.5 |  | N |  |  | OP | X | 9 | 2019 | 2019 |  |  | N | IPP Non-CHP | IPP | IPP | 2 | X | SUN | Renewable | 2.5 | 0 | 1 | 0
Operable | 62662 | Butter Solar, LLC |  | 62858 | Cashton Solar | WI | Vertical | Monroe | CAS3 | Solar Photovoltaic | PV |  | S | X | X |  |  | 2 |  | 2 | 2 |  | N |  |  | OP | X | 9 | 2019 | 2019 |  |  | N | IPP Non-CHP | IPP | IPP | 2 | X | SUN | Renewable | 2 | 0 | 1 | 0
Operable | 62662 | Butter Solar, LLC |  | 62861 | Forest City Solar | IA | Vertical | Winnebago | FOR7 | Solar Photovoltaic | PV |  | S | X | X |  |  | 3 |  | 3 | 3 |  | N |  |  | OP | X | 9 | 2019 | 2019 |  |  | N | IPP Non-CHP | IPP | IPP | 2 | X | SUN | Renewable | 3 | 0 | 1 | 0
Operable | 62662 | Butter Solar, LLC |  | 62868 | Elroy Solar | WI | Vertical | Juneau | ELR5 | Solar Photovoltaic | PV |  | S | X | X |  |  | 1.5 |  | 1.5 | 1.5 |  | N |  |  | OP | X | 9 | 2019 | 2019 |  |  | N | IPP Non-CHP | IPP | IPP | 2 | X | SUN | Renewable | 1.5 | 0 | 1 | 0
Operable | 62662 | Butter Solar, LLC |  | 62869 | St. Charles Solar | MN | Vertical | Winona | STC10 | Solar Photovoltaic | PV |  | S | X | X |  |  | 2 |  | 2 | 2 |  | N |  |  | OP | X | 9 | 2019 | 2019 |  |  | N | IPP Non-CHP | IPP | IPP | 2 | X | SUN | Renewable | 2 | 0 | 1 | 0
Operable | 64200 | BWC Bass River LLC |  | 64574 | Westport Community Solar Garden | MA | Restructured | Bristol | 1 | Solar Photovoltaic | PV |  | S | X | X |  |  | 2 | 1 | 2 | 2 |  | N |  |  | OP | X | 7 | 2017 | 2017 |  |  | N | IPP Non-CHP | IPP | IPP | 2 | X | SUN | Renewable | 2 | 0 | 1 | 0
Operable | 64201 | BWC Box Pond LLC |  | 64575 | Mendon | MA | Restructured | Worcester | 1 | Solar Photovoltaic | PV |  | S | X | X |  |  | 2.6 | 1 | 2.6 | 2.6 |  | N |  |  | OP | X | 12 | 2017 | 2017 |  |  | N | IPP Non-CHP | IPP | IPP | 2 | X | SUN | Renewable | 2.6 | 0 | 1 | 0
Operable | 64202 | BWC Buckmaster Pond LLC |  | 64587 | Dover | MA | Restructured | Norfolk | 1 | Solar Photovoltaic | PV |  | S | X | X |  |  | 1 |  | 1 | 1 |  | N |  |  | OP | X | 8 | 2017 | 2017 |  |  | N | IPP Non-CHP | IPP | IPP | 2 | X | SUN | Renewable | 1 | 0 | 1 | 0
Operable | 64203 | BWC Connecticut River LLC |  | 64588 | Adirondack A+B Community Solar Garden | MA | Restructured | Bristol | 1 | Solar Photovoltaic | PV |  | S | X | X |  |  | 5 |  | 5 | 5 |  | N |  |  | OP | X | 12 | 2018 | 2018 |  |  | N | IPP Non-CHP | IPP | IPP | 2 | X | SUN | Renewable | 5 | 0 | 1 | 0
Operable | 64057 | BWC East Brook, LLC |  | 64417 | Wilbraham | MA | Restructured | Hampden | WILBR | Solar Photovoltaic | PV |  | S | X | X |  |  | 4 |  | 4 | 4 |  | N |  |  | OP | X | 12 | 2020 | 2020 |  |  | N | IPP Non-CHP | IPP | IPP | 2 | X | SUN | Renewable | 4 | 0 | 1 | 0
Operable | 61895 | BWC Gibbs Brook, LLC |  | 62369 | BWC Gibbs Brook | MA | Restructured | Plymouth | 62595 | Solar Photovoltaic | PV |  | S | X | X |  |  | 4 |  | 4 | 4 |  | N |  |  | OP | X | 12 | 2018 | 2018 |  |  | N | IPP Non-CHP | IPP | IPP | 2 | X | SUN | Renewable | 4 | 0 | 1 | 0
Operable | 64204 | BWC Hamilton Brook LLC |  | 64589 | Westport B Community Solar Garden | MA | Restructured | Bristol | 1 | Solar Photovoltaic | PV |  | S | X | X |  |  | 4.5 |  | 4.5 | 4.5 |  | N |  |  | OP | X | 11 | 2018 | 2018 |  |  | N | IPP Non-CHP | IPP | IPP | 2 | X | SUN | Renewable | 4.5 | 0 | 1 | 0
Operable | 61897 | BWC Harlow Brook, LLC |  | 62371 | BWC Harlow Brook | MA | Restructured | Plymouth | 62592 | Solar Photovoltaic | PV |  | S | X | X |  |  | 1.5 |  | 1.5 | 1.5 |  | N |  |  | OP | X | 12 | 2018 | 2018 |  |  | N | IPP Non-CHP | IPP | IPP | 2 | X | SUN | Renewable | 1.5 | 0 | 1 | 0
Operable | 61894 | BWC Origination 18, LLC |  | 62368 | BWC Origination 18 | MA | Restructured | Plymouth | 62591 | Solar Photovoltaic | PV |  | S | X | X |  |  | 4.8 |  | 4.8 | 4.8 |  | N |  |  | OP | X | 12 | 2018 | 2018 |  |  | N | IPP Non-CHP | IPP | IPP | 2 | X | SUN | Renewable | 4.8 | 0 | 1 | 0
Operable | 59545 | BWC Origination 4, LLC |  | 59780 | New Bedford (MA) Plymouth | MA | Restructured | Plymouth | 1 | Solar Photovoltaic | PV |  | S | X | X |  |  | 4.3 |  | 4.3 | 4.3 |  | N |  |  | OP | X | 7 | 2014 | 2014 |  |  | N | IPP Non-CHP | IPP | IPP | 2 | X | SUN | Renewable | 4.3 | 0 | 1 | 0
Operable | 61898 | BWC Pocasset River, LLC |  | 62372 | BWC Pocasset River | MA | Restructured | Plymouth | 62594 | Solar Photovoltaic | PV |  | S | X | X |  |  | 1.5 |  | 1.5 | 1.5 |  | N |  |  | OP | X | 12 | 2018 | 2018 |  |  | N | IPP Non-CHP | IPP | IPP | 2 | X | SUN | Renewable | 1.5 | 0 | 1 | 0
Operable | 59805 | BWC Swan Pond River, LLC |  | 60067 | BWC Swan Pond River CSG | MA | Restructured | Bristol | SPRMA | Solar Photovoltaic | PV |  | S | X | X |  |  | 1.6 |  | 1.6 | 1.6 |  | N |  |  | OP | X | 12 | 2015 | 2015 |  |  | N | IPP Non-CHP | IPP | IPP | 2 | X | SUN | Renewable | 1.6 | 0 | 1 | 0
Operable | 61896 | BWC Wareham River, LLC |  | 62370 | BWC Wareham River | MA | Restructured | Plymouth | 62593 | Solar Photovoltaic | PV |  | S | X | X |  |  | 1 |  | 1 | 1 |  | N |  |  | OP | X | 12 | 2018 | 2018 |  |  | N | IPP Non-CHP | IPP | IPP | 2 | X | SUN | Renewable | 1 | 0 | 1 | 0
Operable | 64564 | Byrd Ranch Storage LLC |  | 65259 | Byrd Ranch Storage | TX | Restructured | Brazoria | P1 | Batteries | BA |  | S | X | X |  |  | 50 |  | 50 | 50 |  | N |  |  | OP | X | 11 | 2022 | 2022 |  |  | N | IPP Non-CHP | IPP | IPP | 2 | X | MWH | Other | 0 | 0 | 0 | 0
Operable | 65880 | Byrne Solar, LLC |  | 67100 | Byrne Solar, LLC | MI | Vertical | Kent | BYR05 | Solar Photovoltaic | PV |  | S | X | X |  |  | 5 |  | 5 | 5 |  | N |  |  | OP | X | 10 | 2023 | 2023 |  |  | N | IPP Non-CHP | IPP | IPP | 2 | X | SUN | Renewable | 5 | 0 | 1 | 0
Operable | 58459 | C-Drop |  | 58470 | C-Drop Hydro | OR | Vertical | Klamath | GEN1 | Conventional Hydroelectric | HY |  | S | X | X |  |  | 1.1 | 0.9 | 1.1 |  | 0.3 | N |  |  | OP | X | 5 | 2012 | 2012 |  |  | N | IPP Non-CHP | IPP | IPP | 2 | X | WAT | Renewable | 1.1 | 0 | 1 | 0
Operable | 61252 | C-S Canal Hydro, LLC |  | 61641 | Seneca Falls Hydroelectric Project | NY | Restructured | Seneca | 23 | Conventional Hydroelectric | HY |  | S | X | X |  |  | 1.7 | 0.8 | 1.7 | 1.7 | 0.6 | N |  |  | OP | X | 1 | 1917 | Pre-2000 |  |  | N | IPP Non-CHP | IPP | IPP | 2 | X | WAT | Renewable | 1.7 | 0 | 1 | 0
Operable | 61252 | C-S Canal Hydro, LLC |  | 61641 | Seneca Falls Hydroelectric Project | NY | Restructured | Seneca | 24 | Conventional Hydroelectric | HY |  | S | X | X |  |  | 1.7 | 0.8 | 1.7 | 1.7 | 0.6 | N |  |  | OP | X | 1 | 1917 | Pre-2000 |  |  | N | IPP Non-CHP | IPP | IPP | 2 | X | WAT | Renewable | 1.7 | 0 | 1 | 0
Operable | 61252 | C-S Canal Hydro, LLC |  | 61641 | Seneca Falls Hydroelectric Project | NY | Restructured | Seneca | 25 | Conventional Hydroelectric | HY |  | S | X | X |  |  | 1.7 | 0.8 | 1.7 | 1.7 | 0.6 | N |  |  | OP | X | 1 | 1917 | Pre-2000 |  |  | N | IPP Non-CHP | IPP | IPP | 2 | X | WAT | Renewable | 1.7 | 0 | 1 | 0
Operable | 61252 | C-S Canal Hydro, LLC |  | 61642 | Waterloo Hydroelectric Project | NY | Restructured | Seneca | 10 | Conventional Hydroelectric | HY |  | S | X | X |  |  | 0.5 | 0.9 | 0.5 | 0.5 | 0.2 | N |  |  | OP | X | 1 | 1915 | Pre-2000 |  |  | N | IPP Non-CHP | IPP | IPP | 2 | X | WAT | Renewable | 0.5 | 0 | 1 | 0
Operable | 61252 | C-S Canal Hydro, LLC |  | 61642 | Waterloo Hydroelectric Project | NY | Restructured | Seneca | 11 | Conventional Hydroelectric | HY |  | S | X | X |  |  | 0.5 | 0.9 | 0.5 | 0.5 | 0.2 | N |  |  | OP | X | 1 | 1915 | Pre-2000 |  |  | N | IPP Non-CHP | IPP | IPP | 2 | X | WAT | Renewable | 0.5 | 0 | 1 | 0
Operable | 61252 | C-S Canal Hydro, LLC |  | 61642 | Waterloo Hydroelectric Project | NY | Restructured | Seneca | 12 | Conventional Hydroelectric | HY |  | S | X | X |  |  | 0.5 | 0.9 | 0.5 | 0.5 | 0.2 | N |  |  | OP | X | 1 | 1915 | Pre-2000 |  |  | N | IPP Non-CHP | IPP | IPP | 2 | X | WAT | Renewable | 0.5 | 0 | 1 | 0
Operable | 58223 | C&H Sugar Company Inc |  | 58251 | C&H Sugar Plant | CA | Vertical | Contra Costa | TG3 | All Other | ST |  | S | X | X |  |  | 4 | 0.8 | 5 | 5 | 1.3 | N |  |  | OP | X | 1 | 1958 | Pre-2000 |  |  | Y | Industrial CHP | Customer Sited | Other | 7 | T | PUR | Other | 0 | 0 | 0 | 0
Operable | 58223 | C&H Sugar Company Inc |  | 58251 | C&H Sugar Plant | CA | Vertical | Contra Costa | TG4 | All Other | ST |  | S | X | X |  |  | 4 | 0.8 | 5 | 5 | 1.3 | N |  |  | OP | X | 10 | 1957 | Pre-2000 |  |  | Y | Industrial CHP | Customer Sited | Other | 7 | T | PUR | Other | 0 | 0 | 0 | 0
Operable | 63391 | C2 MA Lakeville, LLC |  | 63672 | Lakeville Solar | MA | Restructured | Plymouth | LV | Solar Photovoltaic | PV |  | S | X | X |  |  | 2.7 |  | 2.7 | 2.7 |  | N |  |  | OP | X | 12 | 2018 | 2018 |  |  | N | IPP Non-CHP | IPP | IPP | 2 | X | SUN | Renewable | 2.7 | 0 | 1 | 0
Operable | 62764 | C2 Starratt Solar LLC |  | 62940 | Starratt Solar | FL | Vertical | Duval | PV | Solar Photovoltaic | PV |  | S | X | X |  |  | 5 |  | 5 | 5 |  | N |  |  | OP | X | 12 | 2017 | 2017 |  |  | N | IPP Non-CHP | IPP | IPP | 2 | X | SUN | Renewable | 5 | 0 | 1 | 0
Operable | 62772 | CA ODEVI LLC |  | 62902 | Windsor Floating Solar | CA | Vertical | Sonoma | WUS15 | Solar Photovoltaic | PV |  | S | X | X |  |  | 1.5 |  | 1.5 | 1.5 |  | N |  |  | OP | X | 11 | 2020 | 2020 |  |  | N | IPP Non-CHP | IPP | IPP | 2 | X | SUN | Renewable | 1.5 | 0 | 1 | 0
Operable | 64505 | Cabin Creek Solar, LLC |  | 65107 | Cabin Creek Solar, LLC | NC | Vertical | Montgomery | PGR34 | Solar Photovoltaic | PV |  | S | X | X |  |  | 70.2 | 0.95 | 70.2 | 70.2 |  | N |  |  | OP | X | 1 | 2023 | 2023 |  |  | N | IPP Non-CHP | IPP | IPP | 2 | X | SUN | Renewable | 70.2 | 0 | 1 | 0
Operable | 65658 | Caden Energix Axton LLC |  | 66635 | Caden Energix Axton LLC | VA | Vertical | Henry | ENX20 | Solar Photovoltaic | PV |  | S | X | X |  |  | 66 | 0.95 | 66 | 66 |  | N |  |  | OP | X | 12 | 2023 | 2023 |  |  | N | IPP Non-CHP | IPP | IPP | 2 | X | SUN | Renewable | 66 | 0 | 1 | 0
Operable | 64542 | Caden Energix Endless Caverns, LLC |  | 65219 | Caden Energix Endless Caverns, LLC | VA | Vertical | Rockingham | ENX16 | Solar Photovoltaic | PV |  | S | X | X |  |  | 31.4 |  | 31.4 | 31.4 |  | N |  |  | OP | X | 12 | 2023 | 2023 |  |  | N | IPP Non-CHP | IPP | IPP | 2 | X | SUN | Renewable | 31.4 | 0 | 1 | 0
Operable | 62835 | Caden Energix Hickory LLC |  | 63084 | Caden Energix Hickory LLC | VA | Vertical | Chesapeake City | ENX02 | Solar Photovoltaic | PV |  | S | X | X |  |  | 20 |  | 20 | 20 |  | N |  |  | OP | X | 8 | 2020 | 2020 |  |  | N | IPP Non-CHP | IPP | IPP | 2 | X | SUN | Renewable | 20 | 0 | 1 | 0
Operable | 62835 | Caden Energix Hickory LLC |  | 63084 | Caden Energix Hickory LLC | VA | Vertical | Chesapeake City | ENX03 | Solar Photovoltaic | PV |  | S | X | X |  |  | 12 |  | 12 | 12 |  | N |  |  | OP | X | 9 | 2020 | 2020 |  |  | N | IPP Non-CHP | IPP | IPP | 2 | X | SUN | Renewable | 12 | 0 | 1 | 0
Operable | 62834 | Caden Energix Pamplin LLC |  | 63083 | Caden Energix Pamplin LLC | VA | Vertical | Appomattox | ENX04 | Solar Photovoltaic | PV |  | S | X | X |  |  | 15.7 |  | 15.7 | 15.7 |  | N |  |  | OP | X | 7 | 2020 | 2020 |  |  | N | IPP Non-CHP | IPP | IPP | 2 | X | SUN | Renewable | 15.7 | 0 | 1 | 0
Operable | 62900 | Caden Energix Rives Road LLC |  | 63087 | Caden Energix Rives Road LLC | VA | Vertical | Prince George | ENX01 | Solar Photovoltaic | PV |  | S | X | X |  |  | 19.7 |  | 19.7 | 19.7 |  | N |  |  | OP | X | 5 | 2020 | 2020 |  |  | N | IPP Non-CHP | IPP | IPP | 2 | X | SUN | Renewable | 19.7 | 0 | 1 | 0
Operable | 64577 | Caden Energix Wytheville LLC |  | 65314 | Caden Energix Wytheville LLC | VA | Vertical | Wythe | ENX19 | Solar Photovoltaic | PV |  | S | X | X |  |  | 20 |  | 20 | 20 |  | N |  |  | OP | X | 6 | 2022 | 2022 |  |  | N | IPP Non-CHP | IPP | IPP | 2 | X | SUN | Renewable | 20 | 0 | 1 | 0
Operable | 55600 | Cadillac Renewable Energy LLC |  | 54415 | Cadillac Renewable Energy | MI | Vertical | Wexford | GEN2 | Wood/Wood Waste Biomass | ST |  | S | X | X |  |  | 44 | 0.9 | 38 | 38 | 10 | N |  |  | OP | X | 8 | 2020 | 2020 |  |  | N | IPP Non-CHP | IPP | IPP | 2 | X | WDS | Renewable | 44 | 0 | 1 | 0
Operable | 60829 | Caelum Community Solar |  | 61180 | Caelum Community Solar | MN | Vertical | Benton | PCCS1 | Solar Photovoltaic | PV |  | S | X | X |  |  | 1 |  | 0.9 | 0.9 |  | N |  |  | OP | X | 10 | 2017 | 2017 |  |  | N | IPP Non-CHP | IPP | IPP | 2 | X | SUN | Renewable | 1 | 0 | 1 | 0
Operable | 60829 | Caelum Community Solar |  | 61180 | Caelum Community Solar | MN | Vertical | Benton | PCCS2 | Solar Photovoltaic | PV |  | S | X | X |  |  | 1 |  | 0.9 | 0.9 |  | N |  |  | OP | X | 10 | 2017 | 2017 |  |  | N | IPP Non-CHP | IPP | IPP | 2 | X | SUN | Renewable | 1 | 0 | 1 | 0
Operable | 49950 | Caithness Long Island, LLC |  | 56234 | Caithness Long Island Energy Center | NY | Restructured | Suffolk | CT01 | Natural Gas Fired Combined Cycle | CT | CC01 | S | X | N | NYISO PT ID 323624 | NYISO PT ID 323624 | 196.2 | 0.95 | 187.7 | 216 | 150 | N |  |  | OP | X | 8 | 2009 | 2009 |  |  | N | IPP Non-CHP | IPP | IPP | 2 | X | NG | Non-Renewable | 0 | 196.2 | 0 | 1 | DFO
Operable | 49950 | Caithness Long Island, LLC |  | 56234 | Caithness Long Island Energy Center | NY | Restructured | Suffolk | ST01 | Natural Gas Fired Combined Cycle | CA | CC01 | S | Y | X |  |  | 152.7 | 0.95 | 129.6 | 149.2 | 80 | N |  |  | OP | X | 8 | 2009 | 2009 |  |  | N | IPP Non-CHP | IPP | IPP | 2 | X | NG | Non-Renewable | 0 | 152.7 | 0 | 1
Operable | 56865 | Caithness Shepherds Flat LLC |  | 57526 | North Hurlburt Wind LLC | OR | Vertical | Gilliam | NORTH | Onshore Wind Turbine | WT |  | S | X | X |  |  | 265 |  | 265 | 265 | 0 | N |  |  | OP | X | 2 | 2012 | 2012 |  |  | N | IPP Non-CHP | IPP | IPP | 2 | X | WND | Renewable | 265 | 0 | 1 | 0
Operable | 56865 | Caithness Shepherds Flat LLC |  | 57549 | South Hurlburt Wind LLC | OR | Vertical | Gilliam | SOUTH | Onshore Wind Turbine | WT |  | S | X | X |  |  | 290 |  | 290 | 290 | 0 | N |  |  | OP | X | 7 | 2012 | 2012 |  |  | N | IPP Non-CHP | IPP | IPP | 2 | X | WND | Renewable | 290 | 0 | 1 | 0
Operable | 56865 | Caithness Shepherds Flat LLC |  | 57550 | Horseshoe Bend Wind LLC | OR | Vertical | Gilliam | HORSE | Onshore Wind Turbine | WT |  | S | X | X |  |  | 290 |  | 290 | 290 | 0 | N |  |  | OP | X | 7 | 2012 | 2012 |  |  | N | IPP Non-CHP | IPP | IPP | 2 | X | WND | Renewable | 290 | 0 | 1 | 0
Operable | 62885 | CalCity Solar 1, LLC |  | 63054 | CalCity Solar 1 | CA | Vertical | Kern | CALTR | Solar Photovoltaic | PV |  | S | X | X |  |  | 3 |  | 3 | 3 |  | N |  |  | OP | X | 11 | 2019 | 2019 |  |  | N | IPP Non-CHP | IPP | IPP | 2 | X | SUN | Renewable | 3 | 0 | 1 | 0
Operable | 63226 | CalCom Energy |  | 63486 | D'Arrigo Brothers - Phase 4 | CA | Vertical | Monterey | DA04 | Solar Photovoltaic | PV |  | W | X | X |  |  | 1.7 |  | 1.7 | 1.2 |  | N |  |  | OP | X | 3 | 2019 | 2019 |  |  | N | IPP Non-CHP | IPP | IPP | 2 | X | SUN | Renewable | 1.7 | 0 | 1 | 0
Operable | 63226 | CalCom Energy |  | 63486 | D'Arrigo Brothers - Phase 4 | CA | Vertical | Monterey | DA04B | Batteries | BA |  | W | X | X |  |  | 0.5 |  | 0.5 | 0.5 |  | N |  |  | OP | X | 7 | 2019 | 2019 |  |  | N | IPP Non-CHP | IPP | IPP | 2 | X | MWH | Other | 0 | 0 | 0 | 0
Operable | 63226 | CalCom Energy |  | 63514 | Moonlight Packing - Phase 2 | CA | Vertical | Fresno | MLO2 | Solar Photovoltaic | PV |  | W | X | X |  |  | 1.4 |  | 1.4 | 1 |  | N |  |  | OP | X | 6 | 2019 | 2019 |  |  | N | IPP Non-CHP | IPP | IPP | 2 | X | SUN | Renewable | 1.4 | 0 | 1 | 0
Operable | 63226 | CalCom Energy |  | 65485 | Graniterock Quarry | CA | Vertical | San Benito | GRWQ | Solar Photovoltaic | PV |  | W | X | X |  |  | 4.4 |  | 4.4 | 4.1 |  | N |  |  | OP | X | 9 | 2022 | 2022 |  |  | N | IPP Non-CHP | IPP | IPP | 2 | X | SUN | Renewable | 4.4 | 0 | 1 | 0
Operable | 61597 | Caldwell Wastewater Treatment Plant |  | 62027 | Caldwell Wastewater Treatment Plant Hybrid | NJ | Restructured | Essex | BAT1 | Batteries | BA |  | S | X | X | 1379266897 | 1379266897 | 1 |  | 0.5 | 0.5 |  | N |  |  | OP | X | 12 | 2016 | 2016 |  |  | N | Electric Utility | Utility | Municipal | 1 | X | MWH | Other | 0 | 0 | 0 | 0
Operable | 61597 | Caldwell Wastewater Treatment Plant |  | 62027 | Caldwell Wastewater Treatment Plant Hybrid | NJ | Restructured | Essex | PV1 | Solar Photovoltaic | PV |  | S | X | X | 1356162212 | 1356162212 | 0.7 |  | 0.7 | 0.7 |  | N |  |  | OP | X | 12 | 2016 | 2016 |  |  | N | Electric Utility | Utility | Municipal | 1 | X | SUN | Renewable | 0.7 | 0 | 1 | 0
Operable | 49899 | CalEnergy Operating Corporation |  | 10631 | CE Leathers | CA | Vertical | Imperial | GEN1 | Geothermal | ST |  | W | X | X |  |  | 45.5 | 0.85 | 42 | 42 | 2 | N |  |  | OP | X | 11 | 1989 | Pre-2000 |  |  | N | IPP Non-CHP | IPP | IPP | 2 | X | GEO | Renewable | 45.5 | 0 | 1 | 0
Operable | 49899 | CalEnergy Operating Corporation |  | 10632 | Del Ranch Company | CA | Vertical | Imperial | GEN1 | Geothermal | ST |  | W | X | X |  |  | 45.5 | 0.85 | 42 | 42 | 2 | N |  |  | OP | X | 10 | 1988 | Pre-2000 |  |  | N | IPP Non-CHP | IPP | IPP | 2 | X | GEO | Renewable | 45.5 | 0 | 1 | 0
Operable | 49899 | CalEnergy Operating Corporation |  | 10634 | Elmore Company | CA | Vertical | Imperial | GEN1 | Geothermal | ST |  | W | X | X |  |  | 45.5 | 0.85 | 49 | 49 | 2 | N |  |  | OP | X | 11 | 1988 | Pre-2000 |  |  | N | IPP Non-CHP | IPP | IPP | 2 | X | GEO | Renewable | 45.5 | 0 | 1 | 0
Operable | 49899 | CalEnergy Operating Corporation |  | 10759 | Salton Sea Power Gen Co - Unit 3 | CA | Vertical | Imperial | GEN1 | Geothermal | ST |  | W | X | X |  |  | 53.9 | 0.9 | 50 | 50 | 2 | N |  |  | OP | X | 2 | 1989 | Pre-2000 |  |  | N | IPP Non-CHP | IPP | IPP | 2 | X | GEO | Renewable | 53.9 | 0 | 1 | 0
Operable | 49899 | CalEnergy Operating Corporation |  | 10878 | Salton Sea Power Gen Co Unit 1 | CA | Vertical | Imperial | EE11 | Geothermal | ST |  | W | X | X |  |  | 10 | 0.9 | 10 | 10 | 2 | N |  |  | OP | X | 7 | 1982 | Pre-2000 |  |  | N | IPP Non-CHP | IPP | IPP | 2 | X | GEO | Renewable | 10 | 0 | 1 | 0
Operable | 49899 | CalEnergy Operating Corporation |  | 10879 | Salton Sea Power Gen Co - Unit 2 | CA | Vertical | Imperial | GEN1 | Geothermal | ST |  | W | X | X |  |  | 11.5 | 0.9 | 17 | 17 | 2 | N |  |  | OP | X | 3 | 1990 | Pre-2000 |  |  | N | IPP Non-CHP | IPP | IPP | 2 | X | GEO | Renewable | 11.5 | 0 | 1 | 0
Operable | 49899 | CalEnergy Operating Corporation |  | 10879 | Salton Sea Power Gen Co - Unit 2 | CA | Vertical | Imperial | GEN2 | Geothermal | ST |  | W | X | X |  |  | 5 | 1 | 4 | 4 | 2 | N |  |  | OP | X | 3 | 1990 | Pre-2000 |  |  | N | IPP Non-CHP | IPP | IPP | 2 | X | GEO | Renewable | 5 | 0 | 1 | 0
Operable | 49899 | CalEnergy Operating Corporation |  | 10879 | Salton Sea Power Gen Co - Unit 2 | CA | Vertical | Imperial | GEN3 | Geothermal | ST |  | W | X | X |  |  | 3.5 | 0.85 | 2.1 | 2.1 | 1 | N |  |  | OP | X | 3 | 1990 | Pre-2000 |  |  | N | IPP Non-CHP | IPP | IPP | 2 | X | GEO | Renewable | 3.5 | 0 | 1 | 0
Operable | 49899 | CalEnergy Operating Corporation |  | 50210 | Vulcan-BN Geothermal Power Company | CA | Vertical | Imperial | GEN1 | Geothermal | ST |  | W | X | X |  |  | 30.1 | 0.85 | 29 | 29 | 2 | N |  |  | OP | X | 12 | 1985 | Pre-2000 |  |  | N | IPP Non-CHP | IPP | IPP | 2 | X | GEO | Renewable | 30.1 | 0 | 1 | 0
Operable | 49899 | CalEnergy Operating Corporation |  | 50210 | Vulcan-BN Geothermal Power Company | CA | Vertical | Imperial | GEN2 | Geothermal | ST |  | W | X | X |  |  | 9.5 | 0.85 | 9 | 9 | 2 | N |  |  | OP | X | 12 | 1985 | Pre-2000 |  |  | N | IPP Non-CHP | IPP | IPP | 2 | X | GEO | Renewable | 9.5 | 0 | 1 | 0
Operable | 49899 | CalEnergy Operating Corporation |  | 54996 | Salton Sea Power Gen Co - Unit 4 | CA | Vertical | Imperial | 4100 | Geothermal | ST |  | W | X | X |  |  | 47.5 | 0.85 | 44 | 44 | 2 | N |  |  | OP | X | 5 | 1996 | Pre-2000 |  |  | N | IPP Non-CHP | IPP | IPP | 2 | X | GEO | Renewable | 47.5 | 0 | 1 | 0
Operable | 49899 | CalEnergy Operating Corporation |  | 55983 | Salton Sea Power LLC - Unit 5 | CA | Vertical | Imperial | TG51 | Geothermal | ST |  | W | X | X |  |  | 58.3 | 0.9 | 46 | 46 | 2 | N |  |  | OP | X | 4 | 2000 | 2000 |  |  | N | IPP Non-CHP | IPP | IPP | 2 | X | GEO | Renewable | 58.3 | 0 | 1 | 0
Operable | 49899 | CalEnergy Operating Corporation |  | 55984 | CE Turbo LLC | CA | Vertical | Imperial | TG21 | Geothermal | ST |  | W | X | X |  |  | 11.5 | 0.9 | 10 | 10 | 2 | N |  |  | OP | X | 7 | 2000 | 2000 |  |  | N | IPP Non-CHP | IPP | IPP | 2 | X | GEO | Renewable | 11.5 | 0 | 1 | 0
Operable | 2806 | California Dept of Corrections |  | 54936 | Richard J Donovan Correctional Facility | CA | Vertical | San Diego | 3 | Natural Gas Fired Combustion Turbine | GT |  | S | X | X |  |  | 2.6 | 0.82 | 2.2 | 2.6 | 1 |  |  |  | OS | X | 1 | 1987 | Pre-2000 |  |  | Y | Commercial CHP | Customer Sited | Other | 5 | T | NG | Non-Renewable | 0 | 2.6 | 0 | 1
Operable | 3255 | California Dept. of Water Resources |  | 436 | Devil Canyon | CA | Vertical | San Bernardino | 1 | Conventional Hydroelectric | HY |  | S | X | X |  |  | 59.8 | 0.95 | 57 | 57 | 15 | N |  |  | OP | X | 12 | 1972 | Pre-2000 |  |  | N | Electric Utility | Utility | Municipal | 1 | X | WAT | Renewable | 59.8 | 0 | 1 | 0
Operable | 3255 | California Dept. of Water Resources |  | 436 | Devil Canyon | CA | Vertical | San Bernardino | 2 | Conventional Hydroelectric | HY |  | S | X | X |  |  | 59.8 | 0.95 | 57 | 57 | 15 | N |  |  | OP | X | 7 | 1976 | Pre-2000 |  |  | N | Electric Utility | Utility | Municipal | 1 | X | WAT | Renewable | 59.8 | 0 | 1 | 0
Operable | 3255 | California Dept. of Water Resources |  | 436 | Devil Canyon | CA | Vertical | San Bernardino | 3 | Conventional Hydroelectric | HY |  | S | X | X |  |  | 78.3 | 0.95 | 74 | 74 | 15 | N |  |  | OP | X | 7 | 1994 | Pre-2000 |  |  | N | Electric Utility | Utility | Municipal | 1 | X | WAT | Renewable | 78.3 | 0 | 1 | 0
Operable | 3255 | California Dept. of Water Resources |  | 436 | Devil Canyon | CA | Vertical | San Bernardino | 4 | Conventional Hydroelectric | HY |  | S | X | X |  |  | 78.3 | 0.95 | 74 | 74 | 15 | N |  |  | OP | X | 7 | 1992 | Pre-2000 |  |  | N | Electric Utility | Utility | Municipal | 1 | X | WAT | Renewable | 78.3 | 0 | 1 | 0
Operable | 3255 | California Dept. of Water Resources |  | 437 | Edward C Hyatt | CA | Vertical | Butte | 1 | Conventional Hydroelectric | HY |  | S | X | X |  |  | 117 | 0.95 | 135.3 | 131.3 | 115 | N |  |  | OP | X | 3 | 1968 | Pre-2000 |  |  | N | Electric Utility | Utility | Municipal | 1 | X | WAT | Renewable | 117 | 0 | 1 | 0
Operable | 3255 | California Dept. of Water Resources |  | 437 | Edward C Hyatt | CA | Vertical | Butte | 2 | Hydroelectric Pumped Storage | PS |  | S | X | X |  |  | 97.7 | 0.85 | 112.4 | 122.6 | 97 | N |  |  | OP | X | 11 | 1968 | Pre-2000 |  |  | N | Electric Utility | Utility | Municipal | 1 | X | WAT | Renewable | 97.7 | 0 | 1 | 0
Operable | 3255 | California Dept. of Water Resources |  | 437 | Edward C Hyatt | CA | Vertical | Butte | 3 | Conventional Hydroelectric | HY |  | S | X | X |  |  | 117 | 0.95 | 135.3 | 131.3 | 115 | N |  |  | OP | X | 6 | 1968 | Pre-2000 |  |  | N | Electric Utility | Utility | Municipal | 1 | X | WAT | Renewable | 117 | 0 | 1 | 0
Operable | 3255 | California Dept. of Water Resources |  | 437 | Edward C Hyatt | CA | Vertical | Butte | 4 | Hydroelectric Pumped Storage | PS |  | S | X | X |  |  | 97.7 | 0.85 | 112.4 | 122.6 | 97 | N |  |  | OP | X | 12 | 1968 | Pre-2000 |  |  | N | Electric Utility | Utility | Municipal | 1 | X | WAT | Renewable | 97.7 | 0 | 1 | 0
Operable | 3255 | California Dept. of Water Resources |  | 437 | Edward C Hyatt | CA | Vertical | Butte | 5 | Conventional Hydroelectric | HY |  | S | X | X |  |  | 117 | 0.95 | 135.3 | 131.3 | 115 | N |  |  | OP | X | 8 | 1968 | Pre-2000 |  |  | N | Electric Utility | Utility | Municipal | 1 | X | WAT | Renewable | 117 | 0 | 1 | 0
Operable | 3255 | California Dept. of Water Resources |  | 437 | Edward C Hyatt | CA | Vertical | Butte | 6 | Hydroelectric Pumped Storage | PS |  | S | X | X |  |  | 97.7 | 0.85 | 112.4 | 122.6 | 97 | N |  |  | OP | X | 2 | 1969 | Pre-2000 |  |  | N | Electric Utility | Utility | Municipal | 1 | X | WAT | Renewable | 97.7 | 0 | 1 | 0
Operable | 3255 | California Dept. of Water Resources |  | 438 | Thermalito | CA | Vertical | Butte | 1 | Conventional Hydroelectric | HY |  | S | X | X |  |  | 32.6 | 0.95 | 32.6 | 30 | 30 | N |  |  | OP | X | 11 | 1968 | Pre-2000 |  |  | N | Electric Utility | Utility | Municipal | 1 | X | WAT | Renewable | 32.6 | 0 | 1 | 0
Operable | 3255 | California Dept. of Water Resources |  | 438 | Thermalito | CA | Vertical | Butte | 2 | Hydroelectric Pumped Storage | PS |  | S | X | X |  |  | 27.5 | 0.9 | 27.5 | 27.3 | 27 | N |  |  | OP | X | 7 | 1968 | Pre-2000 |  |  | N | Electric Utility | Utility | Municipal | 1 | X | WAT | Renewable | 27.5 | 0 | 1 | 0
Operable | 3255 | California Dept. of Water Resources |  | 438 | Thermalito | CA | Vertical | Butte | 3 | Hydroelectric Pumped Storage | PS |  | S | X | X |  |  | 27.5 | 0.9 | 27.5 | 27.3 | 27 | N |  |  | OP | X | 7 | 1968 | Pre-2000 |  |  | N | Electric Utility | Utility | Municipal | 1 | X | WAT | Renewable | 27.5 | 0 | 1 | 0
Operable | 3255 | California Dept. of Water Resources |  | 438 | Thermalito | CA | Vertical | Butte | 4 | Hydroelectric Pumped Storage | PS |  | S | X | X |  |  | 27.5 | 0.9 | 27.5 | 27.3 | 27 | N |  |  | OP | X | 2 | 1968 | Pre-2000 |  |  | N | Electric Utility | Utility | Municipal | 1 | X | WAT | Renewable | 27.5 | 0 | 1 | 0
Operable | 3255 | California Dept. of Water Resources |  | 448 | W R Gianelli | CA | Vertical | Merced | 1 | Hydroelectric Pumped Storage | PS |  | J | X | X |  |  | 53 | 0.95 | 51 | 51 | 0 | N |  |  | OP | X | 6 | 1968 | Pre-2000 |  |  | N | Electric Utility | Utility | Municipal | 1 | X | WAT | Renewable | 53 | 0 | 1 | 0
Operable | 3255 | California Dept. of Water Resources |  | 448 | W R Gianelli | CA | Vertical | Merced | 2 | Hydroelectric Pumped Storage | PS |  | J | X | X |  |  | 53 | 0.95 | 50 | 50 | 0 | N |  |  | OP | X | 3 | 1968 | Pre-2000 |  |  | N | Electric Utility | Utility | Municipal | 1 | X | WAT | Renewable | 53 | 0 | 1 | 0
Operable | 3255 | California Dept. of Water Resources |  | 448 | W R Gianelli | CA | Vertical | Merced | 3 | Hydroelectric Pumped Storage | PS |  | J | X | X |  |  | 53 | 0.95 | 50 | 50 | 0 | N |  |  | OP | X | 11 | 1967 | Pre-2000 |  |  | N | Electric Utility | Utility | Municipal | 1 | X | WAT | Renewable | 53 | 0 | 1 | 0
Operable | 3255 | California Dept. of Water Resources |  | 448 | W R Gianelli | CA | Vertical | Merced | 4 | Hydroelectric Pumped Storage | PS |  | J | X | X |  |  | 53 | 0.95 | 50 | 50 | 0 | N |  |  | OP | X | 9 | 1967 | Pre-2000 |  |  | N | Electric Utility | Utility | Municipal | 1 | X | WAT | Renewable | 53 | 0 | 1 | 0
Operable | 3255 | California Dept. of Water Resources |  | 448 | W R Gianelli | CA | Vertical | Merced | 5 | Hydroelectric Pumped Storage | PS |  | J | X | X |  |  | 53 | 0.95 | 50 | 50 | 0 | N |  |  | OP | X | 8 | 1967 | Pre-2000 |  |  | N | Electric Utility | Utility | Municipal | 1 | X | WAT | Renewable | 53 | 0 | 1 | 0
Operable | 3255 | California Dept. of Water Resources |  | 448 | W R Gianelli | CA | Vertical | Merced | 6 | Hydroelectric Pumped Storage | PS |  | J | X | X |  |  | 53 | 0.95 | 50 | 50 | 0 | N |  |  | OP | X | 7 | 1967 | Pre-2000 |  |  | N | Electric Utility | Utility | Municipal | 1 | X | WAT | Renewable | 53 | 0 | 1 | 0
Operable | 3255 | California Dept. of Water Resources |  | 448 | W R Gianelli | CA | Vertical | Merced | 7 | Hydroelectric Pumped Storage | PS |  | J | X | X |  |  | 53 | 0.95 | 50 | 50 | 0 | N |  |  | OP | X | 5 | 1967 | Pre-2000 |  |  | N | Electric Utility | Utility | Municipal | 1 | X | WAT | Renewable | 53 | 0 | 1 | 0
Operable | 3255 | California Dept. of Water Resources |  | 448 | W R Gianelli | CA | Vertical | Merced | 8 | Hydroelectric Pumped Storage | PS |  | J | X | X |  |  | 53 | 0.95 | 50 | 50 | 0 | N |  |  | OP | X | 3 | 1967 | Pre-2000 |  |  | N | Electric Utility | Utility | Municipal | 1 | X | WAT | Renewable | 53 | 0 | 1 | 0
Operable | 3255 | California Dept. of Water Resources |  | 905 | Alamo | CA | Vertical | Los Angeles | 1 | Conventional Hydroelectric | HY |  | S | X | X |  |  | 19.6 | 0.95 | 17 | 17 | 4 | N |  |  | OP | X | 7 | 1986 | Pre-2000 |  |  | N | Electric Utility | Utility | Municipal | 1 | X | WAT | Renewable | 19.6 | 0 | 1 | 0
Operable | 3255 | California Dept. of Water Resources |  | 6196 | W E Warne | CA | Vertical | Los Angeles | 1 | Conventional Hydroelectric | HY |  | S | X | X |  |  | 37.1 | 0.95 | 38 | 38 | 5 | N |  |  | OP | X | 11 | 1982 | Pre-2000 |  |  | N | Electric Utility | Utility | Municipal | 1 | X | WAT | Renewable | 37.1 | 0 | 1 | 0
Operable | 3255 | California Dept. of Water Resources |  | 6196 | W E Warne | CA | Vertical | Los Angeles | 2 | Conventional Hydroelectric | HY |  | S | X | X |  |  | 37.1 | 0.95 | 38 | 38 | 5 | N |  |  | OP | X | 2 | 1983 | Pre-2000 |  |  | N | Electric Utility | Utility | Municipal | 1 | X | WAT | Renewable | 37.1 | 0 | 1 | 0
Operable | 3255 | California Dept. of Water Resources |  | 7072 | Mojave Siphon | CA | Vertical | San Bernardino | 1 | Conventional Hydroelectric | HY |  | S | X | X |  |  | 10.9 | 0.95 | 10.8 | 10.8 | 2 | N |  |  | OP | X | 8 | 1996 | Pre-2000 |  |  | N | Electric Utility | Utility | Municipal | 1 | X | WAT | Renewable | 10.9 | 0 | 1 | 0
Operable | 3255 | California Dept. of Water Resources |  | 7072 | Mojave Siphon | CA | Vertical | San Bernardino | 2 | Conventional Hydroelectric | HY |  | S | X | X |  |  | 10.9 | 0.95 | 10.8 | 10.8 | 2 | N |  |  | OP | X | 8 | 1996 | Pre-2000 |  |  | N | Electric Utility | Utility | Municipal | 1 | X | WAT | Renewable | 10.9 | 0 | 1 | 0
Operable | 3255 | California Dept. of Water Resources |  | 7072 | Mojave Siphon | CA | Vertical | San Bernardino | 3 | Conventional Hydroelectric | HY |  | S | X | X |  |  | 10.9 | 0.95 | 10.8 | 10.8 | 2 | N |  |  | OP | X | 8 | 1996 | Pre-2000 |  |  | N | Electric Utility | Utility | Municipal | 1 | X | WAT | Renewable | 10.9 | 0 | 1 | 0
Operable | 3255 | California Dept. of Water Resources |  | 7129 | Thermalito Diverson Dam | CA | Vertical | Butte | TD1 | Conventional Hydroelectric | HY |  | S | X | X |  |  | 3.4 | 0.9 | 3 | 3 | 0 | N |  |  | OP | X | 7 | 1987 | Pre-2000 |  |  | N | Electric Utility | Utility | Municipal | 1 | X | WAT | Renewable | 3.4 | 0 | 1 | 0
Operable | 61423 | California Flats Solar 130, LLC |  | 60033 | CA Flats Solar 130, LLC | CA | Vertical | San Luis Obispo | GEN01 | Solar Photovoltaic | PV |  | S | X | X |  |  | 130 |  | 130 | 130 | 0 | N |  |  | OP | X | 11 | 2017 | 2017 |  |  | N | IPP Non-CHP | IPP | IPP | 2 | X | SUN | Renewable | 130 | 0 | 1 | 0
Operable | 2848 | California Institute-Technology |  | 10262 | California Institute of Technology | CA | Vertical | Los Angeles | GEN6 | Natural Gas Fired Combined Cycle | CT | CC1 | S | X | N |  |  | 10.5 | 0.9 | 9 | 9.9 | 9 | N |  |  | OA | X | 8 | 2003 | 2003 |  |  | Y | Commercial CHP | Customer Sited | Other | 5 | T | NG | Non-Renewable | 0 | 10.5 | 0 | 1
Operable | 2848 | California Institute-Technology |  | 10262 | California Institute of Technology | CA | Vertical | Los Angeles | GEN7 | Natural Gas Fired Combined Cycle | CA | CC1 | S | N | X |  |  | 2.5 | 0.9 | 2.1 | 2.1 | 2 | N |  |  | OA | X | 10 | 2003 | 2003 |  |  | Y | Commercial CHP | Customer Sited | Other | 5 | T | NG | Non-Renewable | 0 | 2.5 | 0 | 1
Operable | 55784 | California Power Holdings LLC |  | 56184 | Red Bluff | CA | Vertical | Tehama | IC1 | Natural Gas Internal Combustion Engine | IC |  | S | X | X |  |  | 2.9 | 0.8 | 2.8 | 2.8 | 1.2 | N |  |  | OP | X | 8 | 2001 | 2001 |  |  | N | IPP Non-CHP | IPP | IPP | 2 | X | NG | Non-Renewable | 0 | 2.9 | 0 | 1
Operable | 55784 | California Power Holdings LLC |  | 56184 | Red Bluff | CA | Vertical | Tehama | IC10 | Natural Gas Internal Combustion Engine | IC |  | S | X | X |  |  | 2.9 | 0.8 | 2.8 | 2.8 | 1.2 | N |  |  | OP | X | 8 | 2001 | 2001 |  |  | N | IPP Non-CHP | IPP | IPP | 2 | X | NG | Non-Renewable | 0 | 2.9 | 0 | 1
Operable | 55784 | California Power Holdings LLC |  | 56184 | Red Bluff | CA | Vertical | Tehama | IC11 | Natural Gas Internal Combustion Engine | IC |  | S | X | X |  |  | 2.9 | 0.8 | 2.8 | 2.8 | 1.2 | N |  |  | OP | X | 8 | 2001 | 2001 |  |  | N | IPP Non-CHP | IPP | IPP | 2 | X | NG | Non-Renewable | 0 | 2.9 | 0 | 1
Operable | 55784 | California Power Holdings LLC |  | 56184 | Red Bluff | CA | Vertical | Tehama | IC12 | Natural Gas Internal Combustion Engine | IC |  | S | X | X |  |  | 2.9 | 0.8 | 2.8 | 2.8 | 1.2 | N |  |  | OP | X | 8 | 2001 | 2001 |  |  | N | IPP Non-CHP | IPP | IPP | 2 | X | NG | Non-Renewable | 0 | 2.9 | 0 | 1
Operable | 55784 | California Power Holdings LLC |  | 56184 | Red Bluff | CA | Vertical | Tehama | IC13 | Natural Gas Internal Combustion Engine | IC |  | S | X | X |  |  | 2.9 | 0.8 | 2.8 | 2.8 | 1.2 | N |  |  | OP | X | 8 | 2001 | 2001 |  |  | N | IPP Non-CHP | IPP | IPP | 2 | X | NG | Non-Renewable | 0 | 2.9 | 0 | 1
Operable | 55784 | California Power Holdings LLC |  | 56184 | Red Bluff | CA | Vertical | Tehama | IC14 | Natural Gas Internal Combustion Engine | IC |  | S | X | X |  |  | 2.9 | 0.8 | 2.8 | 2.8 | 1.2 | N |  |  | OP | X | 8 | 2001 | 2001 |  |  | N | IPP Non-CHP | IPP | IPP | 2 | X | NG | Non-Renewable | 0 | 2.9 | 0 | 1
Operable | 55784 | California Power Holdings LLC |  | 56184 | Red Bluff | CA | Vertical | Tehama | IC15 | Natural Gas Internal Combustion Engine | IC |  | S | X | X |  |  | 2.9 | 0.8 | 2.8 | 2.8 | 1.2 | N |  |  | OP | X | 8 | 2001 | 2001 |  |  | N | IPP Non-CHP | IPP | IPP | 2 | X | NG | Non-Renewable | 0 | 2.9 | 0 | 1
Operable | 55784 | California Power Holdings LLC |  | 56184 | Red Bluff | CA | Vertical | Tehama | IC16 | Natural Gas Internal Combustion Engine | IC |  | S | X | X |  |  | 2.9 | 0.8 | 2.8 | 2.8 | 1.2 | N |  |  | OP | X | 8 | 2001 | 2001 |  |  | N | IPP Non-CHP | IPP | IPP | 2 | X | NG | Non-Renewable | 0 | 2.9 | 0 | 1
Operable | 55784 | California Power Holdings LLC |  | 56184 | Red Bluff | CA | Vertical | Tehama | IC2 | Natural Gas Internal Combustion Engine | IC |  | S | X | X |  |  | 2.9 | 0.8 | 2.8 | 2.8 | 1.2 | N |  |  | OP | X | 8 | 2001 | 2001 |  |  | N | IPP Non-CHP | IPP | IPP | 2 | X | NG | Non-Renewable | 0 | 2.9 | 0 | 1
Operable | 55784 | California Power Holdings LLC |  | 56184 | Red Bluff | CA | Vertical | Tehama | IC3 | Natural Gas Internal Combustion Engine | IC |  | S | X | X |  |  | 2.9 | 0.8 | 2.8 | 2.8 | 1.2 | N |  |  | OP | X | 8 | 2001 | 2001 |  |  | N | IPP Non-CHP | IPP | IPP | 2 | X | NG | Non-Renewable | 0 | 2.9 | 0 | 1
Operable | 55784 | California Power Holdings LLC |  | 56184 | Red Bluff | CA | Vertical | Tehama | IC4 | Natural Gas Internal Combustion Engine | IC |  | S | X | X |  |  | 2.9 | 0.8 | 2.8 | 2.8 | 1.2 | N |  |  | OP | X | 8 | 2001 | 2001 |  |  | N | IPP Non-CHP | IPP | IPP | 2 | X | NG | Non-Renewable | 0 | 2.9 | 0 | 1
Operable | 55784 | California Power Holdings LLC |  | 56184 | Red Bluff | CA | Vertical | Tehama | IC5 | Natural Gas Internal Combustion Engine | IC |  | S | X | X |  |  | 2.9 | 0.8 | 2.8 | 2.8 | 1.2 | N |  |  | OP | X | 8 | 2001 | 2001 |  |  | N | IPP Non-CHP | IPP | IPP | 2 | X | NG | Non-Renewable | 0 | 2.9 | 0 | 1
Operable | 55784 | California Power Holdings LLC |  | 56184 | Red Bluff | CA | Vertical | Tehama | IC6 | Natural Gas Internal Combustion Engine | IC |  | S | X | X |  |  | 2.9 | 0.8 | 2.8 | 2.8 | 1.2 | N |  |  | OP | X | 8 | 2001 | 2001 |  |  | N | IPP Non-CHP | IPP | IPP | 2 | X | NG | Non-Renewable | 0 | 2.9 | 0 | 1
Operable | 55784 | California Power Holdings LLC |  | 56184 | Red Bluff | CA | Vertical | Tehama | IC7 | Natural Gas Internal Combustion Engine | IC |  | S | X | X |  |  | 2.9 | 0.8 | 2.8 | 2.8 | 1.2 | N |  |  | OP | X | 8 | 2001 | 2001 |  |  | N | IPP Non-CHP | IPP | IPP | 2 | X | NG | Non-Renewable | 0 | 2.9 | 0 | 1
Operable | 55784 | California Power Holdings LLC |  | 56184 | Red Bluff | CA | Vertical | Tehama | IC8 | Natural Gas Internal Combustion Engine | IC |  | S | X | X |  |  | 2.9 | 0.8 | 2.8 | 2.8 | 1.2 | N |  |  | OP | X | 8 | 2001 | 2001 |  |  | N | IPP Non-CHP | IPP | IPP | 2 | X | NG | Non-Renewable | 0 | 2.9 | 0 | 1
Operable | 55784 | California Power Holdings LLC |  | 56184 | Red Bluff | CA | Vertical | Tehama | IC9 | Natural Gas Internal Combustion Engine | IC |  | S | X | X |  |  | 2.9 | 0.8 | 2.8 | 2.8 | 1.2 | N |  |  | OP | X | 8 | 2001 | 2001 |  |  | N | IPP Non-CHP | IPP | IPP | 2 | X | NG | Non-Renewable | 0 | 2.9 | 0 | 1
Operable | 55784 | California Power Holdings LLC |  | 56185 | Chowchilla II | CA | Vertical | Madera | IC1 | Natural Gas Internal Combustion Engine | IC |  | S | X | X |  |  | 3.1 | 0.8 | 3.1 | 3.1 | 2.1 | N |  |  | OP | X | 6 | 2001 | 2001 |  |  | N | IPP Non-CHP | IPP | IPP | 2 | X | NG | Non-Renewable | 0 | 3.1 | 0 | 1
Operable | 55784 | California Power Holdings LLC |  | 56185 | Chowchilla II | CA | Vertical | Madera | IC10 | Natural Gas Internal Combustion Engine | IC |  | S | X | X |  |  | 3.1 | 0.8 | 3.1 | 3.1 | 2.1 | N |  |  | OP | X | 6 | 2001 | 2001 |  |  | N | IPP Non-CHP | IPP | IPP | 2 | X | NG | Non-Renewable | 0 | 3.1 | 0 | 1
Operable | 55784 | California Power Holdings LLC |  | 56185 | Chowchilla II | CA | Vertical | Madera | IC11 | Natural Gas Internal Combustion Engine | IC |  | S | X | X |  |  | 3.1 | 0.8 | 3.1 | 3.1 | 2.1 | N |  |  | OP | X | 6 | 2001 | 2001 |  |  | N | IPP Non-CHP | IPP | IPP | 2 | X | NG | Non-Renewable | 0 | 3.1 | 0 | 1
Operable | 55784 | California Power Holdings LLC |  | 56185 | Chowchilla II | CA | Vertical | Madera | IC12 | Natural Gas Internal Combustion Engine | IC |  | S | X | X |  |  | 3.1 | 0.8 | 3.1 | 3.1 | 2.1 | N |  |  | OP | X | 6 | 2001 | 2001 |  |  | N | IPP Non-CHP | IPP | IPP | 2 | X | NG | Non-Renewable | 0 | 3.1 | 0 | 1
Operable | 55784 | California Power Holdings LLC |  | 56185 | Chowchilla II | CA | Vertical | Madera | IC13 | Natural Gas Internal Combustion Engine | IC |  | S | X | X |  |  | 3.1 | 0.8 | 3.1 | 3.1 | 2.1 | N |  |  | OP | X | 6 | 2001 | 2001 |  |  | N | IPP Non-CHP | IPP | IPP | 2 | X | NG | Non-Renewable | 0 | 3.1 | 0 | 1
Operable | 55784 | California Power Holdings LLC |  | 56185 | Chowchilla II | CA | Vertical | Madera | IC14 | Natural Gas Internal Combustion Engine | IC |  | S | X | X |  |  | 3.1 | 0.8 | 3.1 | 3.1 | 2.1 | N |  |  | OP | X | 6 | 2001 | 2001 |  |  | N | IPP Non-CHP | IPP | IPP | 2 | X | NG | Non-Renewable | 0 | 3.1 | 0 | 1
Operable | 55784 | California Power Holdings LLC |  | 56185 | Chowchilla II | CA | Vertical | Madera | IC15 | Natural Gas Internal Combustion Engine | IC |  | S | X | X |  |  | 3.1 | 0.8 | 3.1 | 3.1 | 2.1 | N |  |  | OP | X | 6 | 2001 | 2001 |  |  | N | IPP Non-CHP | IPP | IPP | 2 | X | NG | Non-Renewable | 0 | 3.1 | 0 | 1
Operable | 55784 | California Power Holdings LLC |  | 56185 | Chowchilla II | CA | Vertical | Madera | IC16 | Natural Gas Internal Combustion Engine | IC |  | S | X | X |  |  | 3.1 | 0.8 | 3.1 | 3.1 | 2.1 | N |  |  | OP | X | 6 | 2001 | 2001 |  |  | N | IPP Non-CHP | IPP | IPP | 2 | X | NG | Non-Renewable | 0 | 3.1 | 0 | 1
Operable | 55784 | California Power Holdings LLC |  | 56185 | Chowchilla II | CA | Vertical | Madera | IC2 | Natural Gas Internal Combustion Engine | IC |  | S | X | X |  |  | 3.1 | 0.8 | 3.1 | 3.1 | 2.1 | N |  |  | OP | X | 6 | 2001 | 2001 |  |  | N | IPP Non-CHP | IPP | IPP | 2 | X | NG | Non-Renewable | 0 | 3.1 | 0 | 1
Operable | 55784 | California Power Holdings LLC |  | 56185 | Chowchilla II | CA | Vertical | Madera | IC3 | Natural Gas Internal Combustion Engine | IC |  | S | X | X |  |  | 3.1 | 0.8 | 3.1 | 3.1 | 2.1 | N |  |  | OP | X | 6 | 2001 | 2001 |  |  | N | IPP Non-CHP | IPP | IPP | 2 | X | NG | Non-Renewable | 0 | 3.1 | 0 | 1
Operable | 55784 | California Power Holdings LLC |  | 56185 | Chowchilla II | CA | Vertical | Madera | IC4 | Natural Gas Internal Combustion Engine | IC |  | S | X | X |  |  | 3.1 | 0.8 | 3.1 | 3.1 | 2.1 | N |  |  | OP | X | 6 | 2001 | 2001 |  |  | N | IPP Non-CHP | IPP | IPP | 2 | X | NG | Non-Renewable | 0 | 3.1 | 0 | 1
Operable | 55784 | California Power Holdings LLC |  | 56185 | Chowchilla II | CA | Vertical | Madera | IC5 | Natural Gas Internal Combustion Engine | IC |  | S | X | X |  |  | 3.1 | 0.8 | 3.1 | 3.1 | 2.1 | N |  |  | OP | X | 6 | 2001 | 2001 |  |  | N | IPP Non-CHP | IPP | IPP | 2 | X | NG | Non-Renewable | 0 | 3.1 | 0 | 1
Operable | 55784 | California Power Holdings LLC |  | 56185 | Chowchilla II | CA | Vertical | Madera | IC6 | Natural Gas Internal Combustion Engine | IC |  | S | X | X |  |  | 3.1 | 0.8 | 3.1 | 3.1 | 2.1 | N |  |  | OP | X | 6 | 2001 | 2001 |  |  | N | IPP Non-CHP | IPP | IPP | 2 | X | NG | Non-Renewable | 0 | 3.1 | 0 | 1
Operable | 55784 | California Power Holdings LLC |  | 56185 | Chowchilla II | CA | Vertical | Madera | IC7 | Natural Gas Internal Combustion Engine | IC |  | S | X | X |  |  | 3.1 | 0.8 | 3.1 | 3.1 | 2.1 | N |  |  | OP | X | 6 | 2001 | 2001 |  |  | N | IPP Non-CHP | IPP | IPP | 2 | X | NG | Non-Renewable | 0 | 3.1 | 0 | 1
Operable | 55784 | California Power Holdings LLC |  | 56185 | Chowchilla II | CA | Vertical | Madera | IC8 | Natural Gas Internal Combustion Engine | IC |  | S | X | X |  |  | 3.1 | 0.8 | 3.1 | 3.1 | 2.1 | N |  |  | OP | X | 6 | 2001 | 2001 |  |  | N | IPP Non-CHP | IPP | IPP | 2 | X | NG | Non-Renewable | 0 | 3.1 | 0 | 1
Operable | 55784 | California Power Holdings LLC |  | 56185 | Chowchilla II | CA | Vertical | Madera | IC9 | Natural Gas Internal Combustion Engine | IC |  | S | X | X |  |  | 3.1 | 0.8 | 3.1 | 3.1 | 2.1 | N |  |  | OP | X | 6 | 2001 | 2001 |  |  | N | IPP Non-CHP | IPP | IPP | 2 | X | NG | Non-Renewable | 0 | 3.1 | 0 | 1
Operable | 60518 | California PV Energy 2, LLC |  | 60861 | Dept of General Services -FTB | CA | Vertical | Sacramento | PV1 | Solar Photovoltaic | PV |  | S | X | X |  |  | 2.7 |  | 2.7 | 2.7 |  | N |  |  | OP | X | 7 | 2017 | 2017 |  |  | N | IPP Non-CHP | IPP | IPP | 2 | X | SUN | Renewable | 2.7 | 0 | 1 | 0
Operable | 63667 | California PV Energy 3, LLC |  | 64028 | San Diego - EMDF at San Diego | CA | Vertical | San Diego | EMDF | Solar Photovoltaic | PV |  | S | X | X |  |  | 2.9 |  | 2.9 | 2.9 |  | N |  |  | OP | X | 4 | 2021 | 2021 |  |  | N | IPP Non-CHP | IPP | IPP | 2 | X | SUN | Renewable | 2.9 | 0 | 1 | 0
Operable | 63667 | California PV Energy 3, LLC |  | 64049 | San Diego - NCRC at Vista | CA | Vertical | San Diego | NCRC | Solar Photovoltaic | PV |  | S | X | X |  |  | 1.8 | 1 | 1.8 | 1.8 |  | N |  |  | OP | X | 3 | 2021 | 2021 |  |  | N | IPP Non-CHP | IPP | IPP | 2 | X | SUN | Renewable | 1.8 | 0 | 1 | 0
Operable | 58540 | California PV Energy LLC |  | 58581 | Oltmans SCE at Champagne | CA | Vertical | San Bernardino | 1 | Solar Photovoltaic | PV |  | S | X | X |  |  | 1 |  | 1 | 1 |  | N |  |  | OP | X | 12 | 2013 | 2013 |  |  | N | IPP Non-CHP | IPP | IPP | 2 | X | SUN | Renewable | 1 | 0 | 1 | 0
Operable | 58540 | California PV Energy LLC |  | 58582 | Oltmans SCE at Jurupa | CA | Vertical | San Bernardino | 1 | Solar Photovoltaic | PV |  | S | X | X |  |  | 1.5 |  | 1.5 | 1.5 |  | N |  |  | OP | X | 12 | 2013 | 2013 |  |  | N | IPP Non-CHP | IPP | IPP | 2 | X | SUN | Renewable | 1.5 | 0 | 1 | 0
Operable | 58540 | California PV Energy LLC |  | 59283 | California PV Energy at ISD WWTP | CA | Vertical | Contra Costa | W4236 | Solar Photovoltaic | PV |  | S | X | X |  |  | 1 |  | 1 | 1 |  | N |  |  | OP | X | 8 | 2014 | 2014 |  |  | N | IPP Non-CHP | IPP | IPP | 2 | X | SUN | Renewable | 1 | 0 | 1 | 0
Operable | 58540 | California PV Energy LLC |  | 60428 | CA Dept of Public Health at Richmond | CA | Vertical | Contra Costa | PV1 | Solar Photovoltaic | PV |  | S | X | X |  |  | 2.2 |  | 2.2 | 2.2 |  | N |  |  | OP | X | 1 | 2017 | 2017 |  |  | N | IPP Non-CHP | IPP | IPP | 2 | X | SUN | Renewable | 2.2 | 0 | 1 | 0
Operable | 13989 | California Resources Elk Hills LLC |  | 55950 | Elk Hills Cogen | CA | Vertical | Kern | U1 | Natural Gas Fired Combustion Turbine | GT |  | S | X | X |  |  | 23.3 | 0.85 | 23.3 | 24.1 | 14 | N |  |  | SB | N | 11 | 1994 | Pre-2000 |  |  | Y | Industrial CHP | Customer Sited | Other | 7 | T | NG | Non-Renewable | 0 | 23.3 | 0 | 1
Operable | 13989 | California Resources Elk Hills LLC |  | 55950 | Elk Hills Cogen | CA | Vertical | Kern | U2 | Natural Gas Fired Combustion Turbine | GT |  | S | X | X |  |  | 23.3 | 0.85 | 23.3 | 24.1 | 14 | N |  |  | SB | N | 11 | 1994 | Pre-2000 |  |  | Y | Industrial CHP | Customer Sited | Other | 7 | T | NG | Non-Renewable | 0 | 23.3 | 0 | 1
Operable | 58104 | California State University at Fullerton |  | 58169 | CSUF Trigeneration | CA | Vertical | Orange | 1 | Natural Gas Fired Combustion Turbine | GT |  | S | X | X |  |  | 4.6 | 0.97 | 4.3 | 4.3 | 1.7 | N |  |  | OP | X | 10 | 2010 | 2010 |  |  | Y | Commercial CHP | Customer Sited | Other | 5 | T | NG | Non-Renewable | 0 | 4.6 | 0 | 1
Operable | 58104 | California State University at Fullerton |  | 58169 | CSUF Trigeneration | CA | Vertical | Orange | CPAC | Solar Photovoltaic | PV |  | S | X | X |  |  | 0.3 |  | 0.3 | 0.3 |  | N |  |  | OP | X | 1 | 2012 | 2012 |  |  | N | Commercial CHP | Customer Sited | Other | 5 | X | SUN | Renewable | 0.3 | 0 | 1 | 0
Operable | 58104 | California State University at Fullerton |  | 58169 | CSUF Trigeneration | CA | Vertical | Orange | KHS | Solar Photovoltaic | PV |  | S | X | X |  |  | 0.3 |  | 0.3 | 0.3 |  | N |  |  | OP | X | 1 | 2012 | 2012 |  |  | N | Commercial CHP | Customer Sited | Other | 5 | X | SUN | Renewable | 0.3 | 0 | 1 | 0
Operable | 58104 | California State University at Fullerton |  | 58169 | CSUF Trigeneration | CA | Vertical | Orange | NPS | Solar Photovoltaic | PV |  | S | X | X |  |  | 2 |  | 2 | 2 |  | N |  |  | OP | X | 12 | 2016 | 2016 |  |  | N | Commercial CHP | Customer Sited | Other | 5 | X | SUN | Renewable | 2 | 0 | 1 | 0
Operable | 58104 | California State University at Fullerton |  | 58169 | CSUF Trigeneration | CA | Vertical | Orange | PS4 | Solar Photovoltaic | PV |  | S | X | X |  |  | 0.3 |  | 0.3 | 0.3 |  | N |  |  | OP | X | 1 | 2012 | 2012 |  |  | N | Commercial CHP | Customer Sited | Other | 5 | X | SUN | Renewable | 0.3 | 0 | 1 | 0
Operable | 58104 | California State University at Fullerton |  | 58169 | CSUF Trigeneration | CA | Vertical | Orange | PS5 | Solar Photovoltaic | PV |  | S | X | X |  |  | 0.4 |  | 0.4 | 0.4 |  | N |  |  | OP | X | 7 | 2020 | 2020 |  |  | N | Commercial CHP | Customer Sited | Other | 5 | X | SUN | Renewable | 0.4 | 0 | 1 | 0
Operable | 58104 | California State University at Fullerton |  | 58169 | CSUF Trigeneration | CA | Vertical | Orange | SCPS | Solar Photovoltaic | PV |  | S | X | X |  |  | 1 |  | 1 | 1 |  | N |  |  | OP | X | 12 | 2016 | 2016 |  |  | N | Commercial CHP | Customer Sited | Other | 5 | X | SUN | Renewable | 1 | 0 | 1 | 0
Operable | 58416 | California State University, Northridge |  | 58422 | CSU Northridge Plant | CA | Vertical | Los Angeles | B2PV | Solar Photovoltaic | PV |  | S | X | X |  |  | 0.4 |  | 0.3 | 0.2 |  | N |  |  | OP | X | 4 | 2005 | 2005 |  |  | N | Commercial Non-CHP | Customer Sited | Other | 4 | X | SUN | Renewable | 0.4 | 0 | 1 | 0
Operable | 58416 | California State University, Northridge |  | 58422 | CSU Northridge Plant | CA | Vertical | Los Angeles | E6PV | Solar Photovoltaic | PV |  | S | X | X |  |  | 0.2 |  | 0.1 | 0.1 |  | N |  |  | OP | X | 3 | 2003 | 2003 |  |  | N | Commercial Non-CHP | Customer Sited | Other | 4 | X | SUN | Renewable | 0.2 | 0 | 1 | 0
Operable | 30076 | Calleguas Mun Water District |  | 50375 | East Portal Generator | CA | Vertical | Los Angeles | GEN1 | Conventional Hydroelectric | HY |  | S | X | X |  |  | 1.2 | 1 | 1.2 | 1.2 | 0.3 | N |  |  | OP | X | 1 | 1987 | Pre-2000 |  |  | N | IPP Non-CHP | IPP | IPP | 2 | X | WAT | Renewable | 1.2 | 0 | 1 | 0
Operable | 30076 | Calleguas Mun Water District |  | 56125 | Springville Hydroelectric | CA | Vertical | Ventura | 4152 | Conventional Hydroelectric | HY |  | S | X | X |  |  | 1 | 1 | 1 | 1 | 0.4 | N |  |  | OP | X | 3 | 1994 | Pre-2000 |  |  | N | IPP Non-CHP | IPP | IPP | 2 | X | WAT | Renewable | 1 | 0 | 1 | 0
Operable | 59527 | CalPeak Power, LLC |  | 55499 | CalPeak Power Vaca Dixon Peaker Plant | CA | Vertical | Solano | CPP1 | Natural Gas Fired Combustion Turbine | GT |  | W | X | X | VACADX_1_UNITA1 | VACADX_1_UNITA1 | 60.5 | 0.85 | 48 | 50.6 | 21 | N |  |  | OP | X | 6 | 2002 | 2002 |  |  | N | IPP Non-CHP | IPP | IPP | 2 | X | NG | Non-Renewable | 0 | 60.5 | 0 | 1
Operable | 59527 | CalPeak Power, LLC |  | 55508 | CalPeak Power Panoche Peaker Plant | CA | Vertical | Fresno | CPP2 | Natural Gas Fired Combustion Turbine | GT |  | W | X | X | PNOCHE_1_UNITA1 | PNOCHE_1_UNITA1 | 60.5 | 0.85 | 48 | 52 | 21 | N |  |  | OP | X | 12 | 2001 | 2001 |  |  | N | IPP Non-CHP | IPP | IPP | 2 | X | NG | Non-Renewable | 0 | 60.5 | 0 | 1
Operable | 59527 | CalPeak Power, LLC |  | 55510 | CalPeak Power Border Peaker Plant | CA | Vertical | San Diego | CPP4 | Natural Gas Fired Combustion Turbine | GT |  | W | X | X | BORDER_6_UNITA1 | BORDER_6_UNITA1 | 60.5 | 0.85 | 48 | 51.3 | 21 | N |  |  | OP | X | 11 | 2001 | 2001 |  |  | N | IPP Non-CHP | IPP | IPP | 2 | X | NG | Non-Renewable | 0 | 60.5 | 0 | 1
Operable | 59527 | CalPeak Power, LLC |  | 55513 | CalPeak Power Enterprise Peaker Plant | CA | Vertical | San Diego | CPP7 | Natural Gas Fired Combustion Turbine | GT |  | W | X | X | ESCNDO_6_UNITB1 | ESCNDO_6_UNITB1 | 58.9 | 0.85 | 48 | 48.1 | 21 | N |  |  | OP | X | 11 | 2001 | 2001 |  |  | N | IPP Non-CHP | IPP | IPP | 2 | X | NG | Non-Renewable | 0 | 58.9 | 0 | 1
Operable | 59527 | CalPeak Power, LLC |  | 56239 | Malaga Power LLC | CA | Vertical | Fresno | GT-1 | Natural Gas Fired Combustion Turbine | GT |  | W | X | X | MALAGA_1_CTG1 | MALAGA_1_CTG1 | 60.5 | 0.85 | 48 | 48 | 46 | N |  |  | OP | X | 9 | 2005 | 2005 |  |  | N | IPP Non-CHP | IPP | IPP | 2 | X | NG | Non-Renewable | 0 | 60.5 | 0 | 1
Operable | 59527 | CalPeak Power, LLC |  | 56239 | Malaga Power LLC | CA | Vertical | Fresno | GT-2 | Natural Gas Fired Combustion Turbine | GT |  | W | X | X | MALAGA_1_CTG2 | MALAGA_1_CTG2 | 60.5 | 0.85 | 48 | 48 | 46 | N |  |  | OP | X | 9 | 2005 | 2005 |  |  | N | IPP Non-CHP | IPP | IPP | 2 | X | NG | Non-Renewable | 0 | 60.5 | 0 | 1
Operable | 59527 | CalPeak Power, LLC |  | 56639 | Midway Peaking LLC | CA | Vertical | Fresno | 1 | Natural Gas Fired Combustion Turbine | GT |  | W | X | X | PNCHPP_1_CTG1 | PNCHPP_1_CTG1 | 69.9 | 0.85 | 55.6 | 60 | 23.9 | N |  |  | OP | X | 5 | 2009 | 2009 |  |  | N | IPP Non-CHP | IPP | IPP | 2 | X | NG | Non-Renewable | 0 | 69.9 | 0 | 1
Operable | 59527 | CalPeak Power, LLC |  | 56639 | Midway Peaking LLC | CA | Vertical | Fresno | 2 | Natural Gas Fired Combustion Turbine | GT |  | W | X | X | PNCHPP_1_CTG2 | PNCHPP_1_CTG2 | 69.9 | 0.85 | 55.6 | 60 | 23.9 | N |  |  | OP | X | 5 | 2009 | 2009 |  |  | N | IPP Non-CHP | IPP | IPP | 2 | X | NG | Non-Renewable | 0 | 69.9 | 0 | 1
Operable | 56607 | Calpine Bethlehem LLC |  | 55690 | Bethlehem Power Plant | PA | Restructured | Northampton | CTG1 | Natural Gas Fired Combined Cycle | CT | 1234 | S | X | Y | 5021694 | 5021694 | 127 | 0.85 | 125 | 125 | 80 | N |  |  | OP | X | 12 | 2002 | 2002 |  |  | N | IPP Non-CHP | IPP | IPP | 2 | X | NG | Non-Renewable | 0 | 127 | 0 | 1 | DFO
Operable | 56607 | Calpine Bethlehem LLC |  | 55690 | Bethlehem Power Plant | PA | Restructured | Northampton | CTG2 | Natural Gas Fired Combined Cycle | CT | 1234 | S | X | Y | 5021695 | 5021695 | 127 | 0.85 | 125 | 125 | 80 | N |  |  | OP | X | 12 | 2002 | 2002 |  |  | N | IPP Non-CHP | IPP | IPP | 2 | X | NG | Non-Renewable | 0 | 127 | 0 | 1 | DFO
Operable | 56607 | Calpine Bethlehem LLC |  | 55690 | Bethlehem Power Plant | PA | Restructured | Northampton | CTG3 | Natural Gas Fired Combined Cycle | CT | 1234 | S | X | Y | 5021696 | 5021696 | 127 | 0.85 | 125 | 125 | 80 | N |  |  | OP | X | 12 | 2002 | 2002 |  |  | N | IPP Non-CHP | IPP | IPP | 2 | X | NG | Non-Renewable | 0 | 127 | 0 | 1 | DFO
Operable | 56607 | Calpine Bethlehem LLC |  | 55690 | Bethlehem Power Plant | PA | Restructured | Northampton | CTG5 | Natural Gas Fired Combined Cycle | CT | 5678 | S | X | Y | 5021698 | 5021698 | 127 | 0.85 | 125 | 125 | 80 | N |  |  | OP | X | 1 | 2003 | 2003 |  |  | N | IPP Non-CHP | IPP | IPP | 2 | X | NG | Non-Renewable | 0 | 127 | 0 | 1 | DFO
Operable | 56607 | Calpine Bethlehem LLC |  | 55690 | Bethlehem Power Plant | PA | Restructured | Northampton | CTG6 | Natural Gas Fired Combined Cycle | CT | 5678 | S | X | Y | 5021699 | 5021699 | 127 | 0.85 | 125 | 125 | 80 | N |  |  | OP | X | 2 | 2003 | 2003 |  |  | N | IPP Non-CHP | IPP | IPP | 2 | X | NG | Non-Renewable | 0 | 127 | 0 | 1 | DFO
Operable | 56607 | Calpine Bethlehem LLC |  | 55690 | Bethlehem Power Plant | PA | Restructured | Northampton | CTG7 | Natural Gas Fired Combined Cycle | CT | 5678 | S | X | Y | 32947155 | 32947155 | 127 | 0.85 | 125 | 125 | 80 | N |  |  | OP | X | 4 | 2003 | 2003 |  |  | N | IPP Non-CHP | IPP | IPP | 2 | X | NG | Non-Renewable | 0 | 127 | 0 | 1 | DFO
Operable | 56607 | Calpine Bethlehem LLC |  | 55690 | Bethlehem Power Plant | PA | Restructured | Northampton | STG4 | Natural Gas Fired Combined Cycle | CA | 1234 | S | N | X | 32947157 | 32947157 | 195.5 | 0.85 | 193 | 193 | 40 | N |  |  | OP | X | 5 | 2003 | 2003 |  |  | N | IPP Non-CHP | IPP | IPP | 2 | X | NG | Non-Renewable | 0 | 195.5 | 0 | 1 | DFO
Operable | 56607 | Calpine Bethlehem LLC |  | 55690 | Bethlehem Power Plant | PA | Restructured | Northampton | STG8 | Natural Gas Fired Combined Cycle | CA | 5678 | S | N | X | 32947159 | 32947159 | 195.5 | 0.85 | 193 | 193 | 40 | N |  |  | OP | X | 12 | 2003 | 2003 |  |  | N | IPP Non-CHP | IPP | IPP | 2 | X | NG | Non-Renewable | 0 | 195.5 | 0 | 1 | DFO
Operable | 55899 | Calpine Bosque Energy Center LLC |  | 55172 | Bosque County Peaking | TX | Restructured | Bosque | GT-1 | Natural Gas Fired Combined Cycle | CT | G125 | S | X | Y | BOSQUESW_CC2 | BOSQUESW_CC2 | 154 | 0.85 | 158 | 167 | 100 | N |  |  | OP | X | 7 | 2000 | 2000 |  |  | N | IPP Non-CHP | IPP | IPP | 2 | X | NG | Non-Renewable | 0 | 154 | 0 | 1
Operable | 55899 | Calpine Bosque Energy Center LLC |  | 55172 | Bosque County Peaking | TX | Restructured | Bosque | GT-2 | Natural Gas Fired Combined Cycle | CT | G125 | S | X | Y | BOSQUESW_CC2 | BOSQUESW_CC2 | 154 | 0.85 | 158 | 167 | 100 | N |  |  | OP | X | 7 | 2000 | 2000 |  |  | N | IPP Non-CHP | IPP | IPP | 2 | X | NG | Non-Renewable | 0 | 154 | 0 | 1
Operable | 55899 | Calpine Bosque Energy Center LLC |  | 55172 | Bosque County Peaking | TX | Restructured | Bosque | GT-3 | Natural Gas Fired Combined Cycle | CT | G641 | S | X | Y | BOSQUESW_CC1 | BOSQUESW_CC1 | 154 | 0.85 | 157 | 166 | 100 | N |  |  | OP | X | 6 | 2001 | 2001 |  |  | N | IPP Non-CHP | IPP | IPP | 2 | X | NG | Non-Renewable | 0 | 154 | 0 | 1
Operable | 55899 | Calpine Bosque Energy Center LLC |  | 55172 | Bosque County Peaking | TX | Restructured | Bosque | ST-4 | Natural Gas Fired Combined Cycle | CA | G641 | S | N | X | BOSQUESW_CC1 | BOSQUESW_CC1 | 95 | 0.9 | 82 | 84 | 65 | N |  |  | OP | X | 6 | 2001 | 2001 |  |  | N | IPP Non-CHP | IPP | IPP | 2 | X | NG | Non-Renewable | 0 | 95 | 0 | 1
Operable | 55899 | Calpine Bosque Energy Center LLC |  | 55172 | Bosque County Peaking | TX | Restructured | Bosque | ST-5 | Natural Gas Fired Combined Cycle | CA | G125 | S | Y | X | BOSQUESW_CC2 | BOSQUESW_CC2 | 250 | 0.85 | 208 | 217 | 65 | N |  |  | OP | X | 1 | 2010 | 2010 |  |  | N | IPP Non-CHP | IPP | IPP | 2 | X | NG | Non-Renewable | 0 | 250 | 0 | 1
Operable | 2934 | Calpine Corp - Hidalgo |  | 55545 | Hidalgo Energy Center | TX | Restructured | Hidalgo | CTG1 | Natural Gas Fired Combined Cycle | CT | CC1 | J | X | N | DUKE_CC1 |  | 176.6 | 0.85 | 157 | 165 | 90 | N |  |  | OP | X | 6 | 2000 | 2000 |  |  | N | IPP Non-CHP | IPP | IPP | 2 | X | NG | Non-Renewable | 0 | 176.6 | 0 | 1
Operable | 2934 | Calpine Corp - Hidalgo |  | 55545 | Hidalgo Energy Center | TX | Restructured | Hidalgo | CTG2 | Natural Gas Fired Combined Cycle | CT | CC1 | J | X | N | DUKE_GT2_CCU |  | 176.6 | 0.85 | 159 | 178 | 90 | Y | 5 | 2023 | OP | X | 6 | 2000 | 2000 |  |  | N | IPP Non-CHP | IPP | IPP | 2 | X | NG | Non-Renewable | 0 | 176.6 | 0 | 1
Operable | 2934 | Calpine Corp - Hidalgo |  | 55545 | Hidalgo Energy Center | TX | Restructured | Hidalgo | STG1 | Natural Gas Fired Combined Cycle | CA | CC1 | J | N | X |  |  | 198.1 | 0.85 | 177 | 187 | 62 | Y | 5 | 2023 | OP | X | 6 | 2000 | 2000 |  |  | N | IPP Non-CHP | IPP | IPP | 2 | X | NG | Non-Renewable | 0 | 198.1 | 0 | 1
Operable | 2799 | Calpine Corp - Metcalf Energy Center |  | 55393 | Metcalf Energy Center | CA | Vertical | Santa Clara | CTG1 | Natural Gas Fired Combined Cycle | CT | CC1 | S | X | N |  |  | 200 | 0.85 | 170 | 180 | 116 | N |  |  | OP | X | 6 | 2005 | 2005 |  |  | N | IPP Non-CHP | IPP | IPP | 2 | X | NG | Non-Renewable | 0 | 200 | 0 | 1
Operable | 2799 | Calpine Corp - Metcalf Energy Center |  | 55393 | Metcalf Energy Center | CA | Vertical | Santa Clara | CTG2 | Natural Gas Fired Combined Cycle | CT | CC1 | S | X | N |  |  | 200 | 0.85 | 170 | 180 | 116 | N |  |  | OP | X | 6 | 2005 | 2005 |  |  | N | IPP Non-CHP | IPP | IPP | 2 | X | NG | Non-Renewable | 0 | 200 | 0 | 1
Operable | 2799 | Calpine Corp - Metcalf Energy Center |  | 55393 | Metcalf Energy Center | CA | Vertical | Santa Clara | STG1 | Natural Gas Fired Combined Cycle | CA | CC1 | S | Y | X |  |  | 235 | 0.85 | 217 | 232 | 70 | N |  |  | OP | X | 6 | 2005 | 2005 |  |  | N | IPP Non-CHP | IPP | IPP | 2 | X | NG | Non-Renewable | 0 | 235 | 0 | 1
Operable | 2820 | Calpine Corp - Pastoria Energy Center |  | 55656 | Pastoria Energy Facility, LLC | CA | Vertical | Kern | CT01 | Natural Gas Fired Combined Cycle | CT | PB01 | S | X | Y | SP-15 | SP-15 | 168 | 0.85 | 173 | 178 | 90 | N |  |  | OP | X | 7 | 2005 | 2005 |  |  | N | IPP Non-CHP | IPP | IPP | 2 | X | NG | Non-Renewable | 0 | 168 | 0 | 1
Operable | 2820 | Calpine Corp - Pastoria Energy Center |  | 55656 | Pastoria Energy Facility, LLC | CA | Vertical | Kern | CT02 | Natural Gas Fired Combined Cycle | CT | PB01 | S | X | Y | SP-15 | SP-15 | 168 | 0.85 | 173 | 183 | 90 | N |  |  | OP | X | 7 | 2005 | 2005 |  |  | N | IPP Non-CHP | IPP | IPP | 2 | X | NG | Non-Renewable | 0 | 168 | 0 | 1
Operable | 2820 | Calpine Corp - Pastoria Energy Center |  | 55656 | Pastoria Energy Facility, LLC | CA | Vertical | Kern | CT04 | Natural Gas Fired Combined Cycle | CT | PB02 | S | X | Y | SP-15 | SP-15 | 168 | 0.85 | 170 | 175 | 85 | N |  |  | OP | X | 5 | 2005 | 2005 |  |  | N | IPP Non-CHP | IPP | IPP | 2 | X | NG | Non-Renewable | 0 | 168 | 0 | 1
Operable | 2820 | Calpine Corp - Pastoria Energy Center |  | 55656 | Pastoria Energy Facility, LLC | CA | Vertical | Kern | ST03 | Natural Gas Fired Combined Cycle | CA | PB01 | S | N | X | SP-15 | SP-15 | 185 | 0.85 | 179 | 182 | 50 | N |  |  | OP | X | 7 | 2005 | 2005 |  |  | N | IPP Non-CHP | IPP | IPP | 2 | X | NG | Non-Renewable | 0 | 185 | 0 | 1
Operable | 2820 | Calpine Corp - Pastoria Energy Center |  | 55656 | Pastoria Energy Facility, LLC | CA | Vertical | Kern | ST05 | Natural Gas Fired Combined Cycle | CA | PB02 | S | N | X | SP-15 | SP-15 | 90 | 0.85 | 87 | 89 | 50 | N |  |  | OP | X | 5 | 2005 | 2005 |  |  | N | IPP Non-CHP | IPP | IPP | 2 | X | NG | Non-Renewable | 0 | 90 | 0 | 1
Operable | 2865 | Calpine Corp-King City |  | 55811 | King City Peaking | CA | Vertical | Monterey | CTG1 | Natural Gas Fired Combustion Turbine | GT |  | S | X | X |  |  | 47.3 | 0.85 | 44 | 44.5 | 20 | N |  |  | OP | X | 4 | 2002 | 2002 |  |  | N | IPP Non-CHP | IPP | IPP | 2 | X | NG | Non-Renewable | 0 | 47.3 | 0 | 1
Operable | 2877 | Calpine Corp-Magic Valley |  | 55123 | Magic Valley Generating Station | TX | Restructured | Hidalgo | CTG1 | Natural Gas Fired Combined Cycle | CT | STG | S | X | N |  |  | 267 | 0.85 | 215 | 227 | 135 | N |  |  | OP | X | 2 | 2002 | 2002 |  |  | N | IPP Non-CHP | IPP | IPP | 2 | X | NG | Non-Renewable | 0 | 267 | 0 | 1
Operable | 2877 | Calpine Corp-Magic Valley |  | 55123 | Magic Valley Generating Station | TX | Restructured | Hidalgo | CTG2 | Natural Gas Fired Combined Cycle | CT | STG | S | X | N |  |  | 267 | 0.85 | 215 | 227 | 135 | N |  |  | OP | X | 2 | 2002 | 2002 |  |  | N | IPP Non-CHP | IPP | IPP | 2 | X | NG | Non-Renewable | 0 | 267 | 0 | 1
Operable | 2877 | Calpine Corp-Magic Valley |  | 55123 | Magic Valley Generating Station | TX | Restructured | Hidalgo | STG | Natural Gas Fired Combined Cycle | CA | STG | S | Y | X |  |  | 267 | 0.85 | 237 | 243 | 170 | N |  |  | OP | X | 2 | 2002 | 2002 |  |  | N | IPP Non-CHP | IPP | IPP | 2 | X | NG | Non-Renewable | 0 | 267 | 0 | 1
Operable | 22650 | Calpine Corp-Sutter |  | 55112 | Sutter Energy Center | CA | Vertical | Sutter | CT01 | Natural Gas Fired Combined Cycle | CT | CC1 | S | X | N |  |  | 212 | 0.95 | 168 | 170 | 110 | N |  |  | OP | X | 7 | 2001 | 2001 |  |  | N | IPP Non-CHP | IPP | IPP | 2 | X | NG | Non-Renewable | 0 | 212 | 0 | 1
Operable | 22650 | Calpine Corp-Sutter |  | 55112 | Sutter Energy Center | CA | Vertical | Sutter | CT02 | Natural Gas Fired Combined Cycle | CT | CC1 | S | X | N |  |  | 212 | 0.95 | 168 | 170 | 110 | N |  |  | OP | X | 7 | 2001 | 2001 |  |  | N | IPP Non-CHP | IPP | IPP | 2 | X | NG | Non-Renewable | 0 | 212 | 0 | 1
Operable | 22650 | Calpine Corp-Sutter |  | 55112 | Sutter Energy Center | CA | Vertical | Sutter | ST01 | Natural Gas Fired Combined Cycle | CA | CC1 | S | Y | X |  |  | 212 | 0.95 | 192 | 207 | 55 | N |  |  | OP | X | 7 | 2001 | 2001 |  |  | N | IPP Non-CHP | IPP | IPP | 2 | X | NG | Non-Renewable | 0 | 212 | 0 | 1
Operable | 2867 | Calpine Corp-Yuba City |  | 55813 | Yuba City Energy Center | CA | Vertical | Sutter | CTG1 | Natural Gas Fired Combustion Turbine | GT |  | S | X | X |  |  | 47.3 | 0.9 | 47 | 48 | 20 | N |  |  | OP | X | 8 | 2002 | 2002 |  |  | N | IPP Non-CHP | IPP | IPP | 2 | X | NG | Non-Renewable | 0 | 47.3 | 0 | 1
Operable | 2867 | Calpine Corp-Yuba City |  | 55847 | Feather River Energy Center | CA | Vertical | Sutter | CTG1 | Natural Gas Fired Combustion Turbine | GT |  | S | X | X |  |  | 47 | 0.9 | 48 | 48 | 20 | N |  |  | OP | X | 1 | 2003 | 2003 |  |  | N | IPP Non-CHP | IPP | IPP | 2 | X | NG | Non-Renewable | 0 | 47 | 0 | 1
Operable | 24457 | Calpine Eastern Corp |  | 50292 | Bethpage Power Plant | NY | Restructured | Nassau | GEN1 | Natural Gas Fired Combined Cycle | CT | G602 | S | X | N | NYISO_CALPINE_BP_GT1_DA | NYISO_CALPINE_BP_GT1_DA | 33.7 | 0.85 | 22.2 | 23.8 | 15 | N |  |  | OA | X | 8 | 1989 | Pre-2000 |  |  | N | IPP Non-CHP | IPP | IPP | 2 | X | NG | Non-Renewable | 0 | 33.7 | 0 | 1
Operable | 24457 | Calpine Eastern Corp |  | 50292 | Bethpage Power Plant | NY | Restructured | Nassau | GEN2 | Natural Gas Fired Combined Cycle | CT | G602 | S | X | N | NYISO_CALPINE_BP_GT1_DA | NYISO_CALPINE_BP_GT1_DA | 33.7 | 0.85 | 22.2 | 23.8 | 15 | N |  |  | OP | X | 8 | 1989 | Pre-2000 |  |  | N | IPP Non-CHP | IPP | IPP | 2 | X | NG | Non-Renewable | 0 | 33.7 | 0 | 1
Operable | 24457 | Calpine Eastern Corp |  | 50292 | Bethpage Power Plant | NY | Restructured | Nassau | GEN3 | Natural Gas Fired Combined Cycle | CA | G602 | S | N | X | NYISO_CALPINE_BP_GT1_DA | NYISO_CALPINE_BP_GT1_DA | 16.2 | 0.8 | 10.6 | 11.4 | 5 | N |  |  | OP | X | 8 | 1989 | Pre-2000 |  |  | N | IPP Non-CHP | IPP | IPP | 2 | X | NG | Non-Renewable | 0 | 16.2 | 0 | 1
Operable | 24457 | Calpine Eastern Corp |  | 50292 | Bethpage Power Plant | NY | Restructured | Nassau | GEN4 | Petroleum Liquids | IC |  | S | X | X |  |  | 0.4 | 0.8 | 0.4 | 0.4 | 0.4 | N |  |  | SB | Y | 8 | 1989 | Pre-2000 |  |  | N | IPP Non-CHP | IPP | IPP | 2 | X | DFO | Non-Renewable | 0 | 0.4 | 0 | 1
Operable | 24457 | Calpine Eastern Corp |  | 50292 | Bethpage Power Plant | NY | Restructured | Nassau | GEN5 | Natural Gas Fired Combustion Turbine | GT |  | S | X | X | NYISO_CALPINE_BP_GT1_DA | NYISO_CALPINE_BP_GT1_DA | 60 | 0.85 | 47 | 49.6 | 5 | N |  |  | OP | X | 7 | 2002 | 2002 |  |  | N | IPP Non-CHP | IPP | IPP | 2 | X | NG | Non-Renewable | 0 | 60 | 0 | 1
Operable | 24457 | Calpine Eastern Corp |  | 50292 | Bethpage Power Plant | NY | Restructured | Nassau | GEN6 | Natural Gas Fired Combined Cycle | CT | G603 | S | X | N | NYISO_CALPINEBETH_PAGE_GT4_DA | NYISO_CALPINEBETH_PAGE_GT4_DA | 60 | 0.85 | 49 | 50 | 5 | N |  |  | OP | X | 7 | 2005 | 2005 |  |  | N | IPP Non-CHP | IPP | IPP | 2 | X | NG | Non-Renewable | 0 | 60 | 0 | 1
Operable | 24457 | Calpine Eastern Corp |  | 50292 | Bethpage Power Plant | NY | Restructured | Nassau | GEN7 | Natural Gas Fired Combined Cycle | CA | G603 | S | Y | X | NYISO_CALPINEBETH_PAGE_GT4_DA | NYISO_CALPINEBETH_PAGE_GT4_DA | 36 | 0.85 | 33 | 34 | 5 | N |  |  | OP | X | 7 | 2005 | 2005 |  |  | N | IPP Non-CHP | IPP | IPP | 2 | X | NG | Non-Renewable | 0 | 36 | 0 | 1
Operable | 59368 | Calpine Fore River Energy Center, LLC |  | 55317 | Fore River Generating Station | MA | Restructured | Norfolk | GT11 | Natural Gas Fired Combined Cycle | CT | G942 | S | X | N | UN EDGAR 18 DED1A | UN EDGAR 18 DED1A | 278.6 | 0.85 | 231 | 255 | 140 | N |  |  | OP | X | 8 | 2003 | 2003 |  |  | N | IPP Non-CHP | IPP | IPP | 2 | X | NG | Non-Renewable | 0 | 278.6 | 0 | 1 | DFO
Operable | 59368 | Calpine Fore River Energy Center, LLC |  | 55317 | Fore River Generating Station | MA | Restructured | Norfolk | GT12 | Natural Gas Fired Combined Cycle | CT | G942 | S | X | N | UN EDGAR DED1B | UN EDGAR 18 DED1B | 278.6 | 0.85 | 231 | 255 | 140 | N |  |  | OP | X | 8 | 2003 | 2003 |  |  | N | IPP Non-CHP | IPP | IPP | 2 | X | NG | Non-Renewable | 0 | 278.6 | 0 | 1 | DFO
Operable | 59368 | Calpine Fore River Energy Center, LLC |  | 55317 | Fore River Generating Station | MA | Restructured | Norfolk | ST15 | Natural Gas Fired Combined Cycle | CA | G942 | S | Y | X | UN EDGAR 18 DED1A | UN EDGAR 18 DED1A | 315 | 0.85 | 262 | 280 | 75 | N |  |  | OP | X | 8 | 2003 | 2003 |  |  | N | IPP Non-CHP | IPP | IPP | 2 | X | NG | Non-Renewable | 0 | 315 | 0 | 1 | DFO
Operable | 3028 | Calpine Gilroy Cogen LP |  | 10034 | Gilroy Power Plant | CA | Vertical | Santa Clara | GEN1 | Natural Gas Fired Combined Cycle | CT | CC1 | S | X | N |  |  | 90 | 1 | 72 | 81 | 72 | N |  |  | OP | X | 10 | 1987 | Pre-2000 |  |  | Y | IPP CHP | IPP | IPP | 3 | T | NG | Non-Renewable | 0 | 90 | 0 | 1
Operable | 3028 | Calpine Gilroy Cogen LP |  | 10034 | Gilroy Power Plant | CA | Vertical | Santa Clara | GEN2 | Natural Gas Fired Combined Cycle | CA | CC1 | S | N | X |  |  | 40 | 1 | 29 | 29 | 20 | N |  |  | OP | X | 10 | 1987 | Pre-2000 |  |  | Y | IPP CHP | IPP | IPP | 3 | T | NG | Non-Renewable | 0 | 40 | 0 | 1
Operable | 3028 | Calpine Gilroy Cogen LP |  | 55810 | Gilroy Peaking Energy Center | CA | Vertical | Santa Clara | S3 | Natural Gas Fired Combustion Turbine | GT |  | W | X | X |  |  | 45 | 1 | 38 | 38 | 20 | N |  |  | OP | X | 11 | 2001 | 2001 |  |  | N | IPP Non-CHP | IPP | IPP | 2 | X | NG | Non-Renewable | 0 | 45 | 0 | 1
Operable | 3028 | Calpine Gilroy Cogen LP |  | 55810 | Gilroy Peaking Energy Center | CA | Vertical | Santa Clara | S4 | Natural Gas Fired Combustion Turbine | GT |  | W | X | X |  |  | 45 | 1 | 38 | 38 | 20 | N |  |  | OP | X | 11 | 2001 | 2001 |  |  | N | IPP Non-CHP | IPP | IPP | 2 | X | NG | Non-Renewable | 0 | 45 | 0 | 1
Operable | 3028 | Calpine Gilroy Cogen LP |  | 55810 | Gilroy Peaking Energy Center | CA | Vertical | Santa Clara | S5 | Natural Gas Fired Combustion Turbine | GT |  | W | X | X |  |  | 45 | 1 | 38 | 38 | 20 | N |  |  | OP | X | 2 | 2002 | 2002 |  |  | N | IPP Non-CHP | IPP | IPP | 2 | X | NG | Non-Renewable | 0 | 45 | 0 | 1
Operable | 64430 | Calpine Greenleaf Holding, Inc. |  | 10350 | Greenleaf 1 | CA | Vertical | Sutter | CTGA | Natural Gas Fired Combustion Turbine | GT |  | W | X | X |  |  | 34.9 | 0.9 | 30 | 30 | 9 | N |  |  | OP | X | 8 | 2022 | 2022 |  |  | N | IPP Non-CHP | IPP | IPP | 2 | X | NG | Non-Renewable | 0 | 34.9 | 0 | 1
Operable | 64430 | Calpine Greenleaf Holding, Inc. |  | 10350 | Greenleaf 1 | CA | Vertical | Sutter | CTGB | Natural Gas Fired Combustion Turbine | GT |  | W | X | X |  |  | 34.9 | 0.9 | 30 | 30 | 9 | N |  |  | OP | X | 8 | 2022 | 2022 |  |  | N | IPP Non-CHP | IPP | IPP | 2 | X | NG | Non-Renewable | 0 | 34.9 | 0 | 1
Operable | 2938 | Calpine King City Cogen LLC |  | 10294 | King City Power Plant | CA | Vertical | Monterey | GTG | Natural Gas Fired Combined Cycle | CT | CC01 | S | X | N |  |  | 90.8 | 0.85 | 80 | 82 | 62 | N |  |  | OP | X | 2 | 1989 | Pre-2000 |  |  | Y | IPP CHP | IPP | IPP | 3 | T | NG | Non-Renewable | 0 | 90.8 | 0 | 1
Operable | 2938 | Calpine King City Cogen LLC |  | 10294 | King City Power Plant | CA | Vertical | Monterey | STG | Natural Gas Fired Combined Cycle | CA | CC01 | S | N | X |  |  | 42.4 | 0.85 | 35 | 36 | 28 | N |  |  | OP | X | 3 | 1989 | Pre-2000 |  |  | Y | IPP CHP | IPP | IPP | 3 | T | NG | Non-Renewable | 0 | 42.4 | 0 | 1
Operable | 56609 | Calpine Mid-Atlantic Generation LLC |  | 591 | Christiana | DE | Restructured | New Castle | CH11 | Petroleum Liquids | GT |  | S | X | X | 510440 | 510440 | 27.5 | 0.9 | 25 | 25 | 20 | N |  |  | SB | Y | 6 | 1973 | Pre-2000 |  |  | N | IPP Non-CHP | IPP | IPP | 2 | X | DFO | Non-Renewable | 0 | 27.5 | 0 | 1
Operable | 56609 | Calpine Mid-Atlantic Generation LLC |  | 591 | Christiana | DE | Restructured | New Castle | CH14 | Petroleum Liquids | GT |  | S | X | X | 510441 | 510441 | 27.5 | 0.9 | 25 | 25 | 20 | N |  |  | SB | Y | 6 | 1973 | Pre-2000 |  |  | N | IPP Non-CHP | IPP | IPP | 2 | X | DFO | Non-Renewable | 0 | 27.5 | 0 | 1
Operable | 56609 | Calpine Mid-Atlantic Generation LLC |  | 592 | Delaware City 10 | DE | Restructured | New Castle | DC10 | Petroleum Liquids | GT |  | S | X | X | 50524 | 50524 | 18.5 | 0.85 | 18 | 18 | 15 | N |  |  | SB | Y | 4 | 1968 | Pre-2000 |  |  | N | IPP Non-CHP | IPP | IPP | 2 | X | DFO | Non-Renewable | 0 | 18.5 | 0 | 1
Operable | 56609 | Calpine Mid-Atlantic Generation LLC |  | 593 | Edge Moor | DE | Restructured | New Castle | 10 | Petroleum Liquids | GT |  | S | X | X | 50887 | 50887 | 12.5 | 0.85 | 12 | 15 | 12 | N |  |  | SB | Y | 6 | 1963 | Pre-2000 |  |  | N | IPP Non-CHP | IPP | IPP | 2 | X | DFO | Non-Renewable | 0 | 12.5 | 0 | 1
Operable | 56609 | Calpine Mid-Atlantic Generation LLC |  | 593 | Edge Moor | DE | Restructured | New Castle | 3 | Natural Gas Steam Turbine | ST |  | S | X | X | 50888 | 50888 | 75 | 0.85 | 86 | 86 | 25 | N |  |  | OP | X | 12 | 1954 | Pre-2000 |  |  | N | IPP Non-CHP | IPP | IPP | 2 | X | NG | Non-Renewable | 0 | 75 | 0 | 1 | RFO | DFO
Operable | 56609 | Calpine Mid-Atlantic Generation LLC |  | 593 | Edge Moor | DE | Restructured | New Castle | 4 | Natural Gas Steam Turbine | ST |  | S | X | X | 50893 | 50893 | 176.8 | 0.85 | 171 | 172 | 50 | N |  |  | OP | X | 4 | 1966 | Pre-2000 |  |  | N | IPP Non-CHP | IPP | IPP | 2 | X | NG | Non-Renewable | 0 | 176.8 | 0 | 1 | RFO | DFO
Operable | 56609 | Calpine Mid-Atlantic Generation LLC |  | 593 | Edge Moor | DE | Restructured | New Castle | 5 | Natural Gas Steam Turbine | ST |  | S | X | X | 50894 | 50894 | 446 | 0.9 | 438 | 438 | 65 | N |  |  | OP | X | 8 | 1973 | Pre-2000 |  |  | N | IPP Non-CHP | IPP | IPP | 2 | X | NG | Non-Renewable | 0 | 446 | 0 | 1 | RFO | DFO
Operable | 56609 | Calpine Mid-Atlantic Generation LLC |  | 597 | West Station (DE) | DE | Restructured | New Castle | WEST | Petroleum Liquids | GT |  | S | X | X | 50871 | 50871 | 16.2 | 0.85 | 15 | 19 | 15 | N |  |  | SB | Y | 6 | 1964 | Pre-2000 |  |  | N | IPP Non-CHP | IPP | IPP | 2 | X | DFO | Non-Renewable | 0 | 16.2 | 0 | 1
Operable | 56609 | Calpine Mid-Atlantic Generation LLC |  | 1563 | Crisfield | MD | Restructured | Somerset | CRIS | Petroleum Liquids | IC |  | S | X | X | 50881 | 50881 | 2.9 | 0.8 | 2.6 | 2.6 | 2 | N |  |  | SB | Y | 5 | 1968 | Pre-2000 |  |  | N | IPP Non-CHP | IPP | IPP | 2 | X | DFO | Non-Renewable | 0 | 2.9 | 0 | 1
Operable | 56609 | Calpine Mid-Atlantic Generation LLC |  | 1563 | Crisfield | MD | Restructured | Somerset | CRS2 | Petroleum Liquids | IC |  | S | X | X | 50882 | 50882 | 2.9 | 0.8 | 2.6 | 2.6 | 2 | N |  |  | SB | Y | 5 | 1968 | Pre-2000 |  |  | N | IPP Non-CHP | IPP | IPP | 2 | X | DFO | Non-Renewable | 0 | 2.9 | 0 | 1
Operable | 56609 | Calpine Mid-Atlantic Generation LLC |  | 1563 | Crisfield | MD | Restructured | Somerset | CRS3 | Petroleum Liquids | IC |  | S | X | X | 50883 | 50883 | 2.9 | 0.8 | 2.6 | 2.6 | 2 | N |  |  | SB | Y | 5 | 1968 | Pre-2000 |  |  | N | IPP Non-CHP | IPP | IPP | 2 | X | DFO | Non-Renewable | 0 | 2.9 | 0 | 1
Operable | 56609 | Calpine Mid-Atlantic Generation LLC |  | 1563 | Crisfield | MD | Restructured | Somerset | CRS4 | Petroleum Liquids | IC |  | S | X | X | 50884 | 50884 | 2.9 | 0.8 | 2.6 | 2.6 | 2 | N |  |  | SB | Y | 5 | 1968 | Pre-2000 |  |  | N | IPP Non-CHP | IPP | IPP | 2 | X | DFO | Non-Renewable | 0 | 2.9 | 0 | 1
Operable | 56609 | Calpine Mid-Atlantic Generation LLC |  | 3782 | Bayview | VA | Vertical | Northampton | BAYV | Petroleum Liquids | IC |  | S | X | X | 50872 | 50872 | 2 | 0.8 | 2.1 | 2.1 | 2 | N |  |  | SB | Y | 10 | 1963 | Pre-2000 |  |  | N | IPP Non-CHP | IPP | IPP | 2 | X | DFO | Non-Renewable | 0 | 2 | 0 | 1
Operable | 56609 | Calpine Mid-Atlantic Generation LLC |  | 3782 | Bayview | VA | Vertical | Northampton | BYV2 | Petroleum Liquids | IC |  | S | X | X | 50873 | 50873 | 2 | 0.8 | 2.1 | 2.1 | 2 | N |  |  | SB | Y | 10 | 1963 | Pre-2000 |  |  | N | IPP Non-CHP | IPP | IPP | 2 | X | DFO | Non-Renewable | 0 | 2 | 0 | 1
Operable | 56609 | Calpine Mid-Atlantic Generation LLC |  | 3782 | Bayview | VA | Vertical | Northampton | BYV3 | Petroleum Liquids | IC |  | S | X | X | 50874 | 50874 | 2 | 0.8 | 2.1 | 2.1 | 2 | N |  |  | SB | Y | 10 | 1963 | Pre-2000 |  |  | N | IPP Non-CHP | IPP | IPP | 2 | X | DFO | Non-Renewable | 0 | 2 | 0 | 1
Operable | 56609 | Calpine Mid-Atlantic Generation LLC |  | 3782 | Bayview | VA | Vertical | Northampton | BYV4 | Petroleum Liquids | IC |  | S | X | X | 50875 | 50875 | 2 | 0.8 | 2.1 | 2.1 | 2 | N |  |  | SB | Y | 10 | 1963 | Pre-2000 |  |  | N | IPP Non-CHP | IPP | IPP | 2 | X | DFO | Non-Renewable | 0 | 2 | 0 | 1
Operable | 56609 | Calpine Mid-Atlantic Generation LLC |  | 3782 | Bayview | VA | Vertical | Northampton | BYV5 | Petroleum Liquids | IC |  | S | X | X | 50876 | 50876 | 2 | 0.8 | 2.1 | 2.1 | 2 | N |  |  | SB | Y | 10 | 1963 | Pre-2000 |  |  | N | IPP Non-CHP | IPP | IPP | 2 | X | DFO | Non-Renewable | 0 | 2 | 0 | 1
Operable | 56609 | Calpine Mid-Atlantic Generation LLC |  | 3782 | Bayview | VA | Vertical | Northampton | BYV6 | Petroleum Liquids | IC |  | S | X | X | 50877 | 50877 | 2 | 0.8 | 2.1 | 2.1 | 2 | N |  |  | SB | Y | 10 | 1963 | Pre-2000 |  |  | N | IPP Non-CHP | IPP | IPP | 2 | X | DFO | Non-Renewable | 0 | 2 | 0 | 1
Operable | 56609 | Calpine Mid-Atlantic Generation LLC |  | 3785 | Tasley | VA | Vertical | Accomack | TAS | Petroleum Liquids | GT |  | S | X | X | 50924 | 50924 | 27 | 0.8 | 29.9 | 40.3 | 26.9 | N |  |  | SB | Y | 6 | 1972 | Pre-2000 |  |  | N | IPP Non-CHP | IPP | IPP | 2 | X | DFO | Non-Renewable | 0 | 27 | 0 | 1
Operable | 56609 | Calpine Mid-Atlantic Generation LLC |  | 7153 | Hay Road | DE | Restructured | New Castle | HR1 | Natural Gas Fired Combined Cycle | CT | CC1 | S | X | Y | 50889 | 50889 | 103.5 | 0.9 | 124 | 124 | 80 | N |  |  | OP | X | 7 | 1989 | Pre-2000 |  |  | N | IPP Non-CHP | IPP | IPP | 2 | X | NG | Non-Renewable | 0 | 103.5 | 0 | 1 | DFO
Operable | 56609 | Calpine Mid-Atlantic Generation LLC |  | 7153 | Hay Road | DE | Restructured | New Castle | HR2 | Natural Gas Fired Combined Cycle | CT | CC1 | S | X | Y | 50891 | 50891 | 103.5 | 0.9 | 124 | 124 | 80 | N |  |  | OP | X | 5 | 1989 | Pre-2000 |  |  | N | IPP Non-CHP | IPP | IPP | 2 | X | NG | Non-Renewable | 0 | 103.5 | 0 | 1 | DFO
Operable | 56609 | Calpine Mid-Atlantic Generation LLC |  | 7153 | Hay Road | DE | Restructured | New Castle | HR3 | Natural Gas Fired Combined Cycle | CT | CC1 | S | X | Y | 50890 | 50890 | 122 | 0.9 | 124 | 124 | 80 | N |  |  | OP | X | 5 | 1991 | Pre-2000 |  |  | N | IPP Non-CHP | IPP | IPP | 2 | X | NG | Non-Renewable | 0 | 122 | 0 | 1 | DFO
Operable | 56609 | Calpine Mid-Atlantic Generation LLC |  | 7153 | Hay Road | DE | Restructured | New Castle | HR4 | Natural Gas Fired Combined Cycle | CA | CC1 | S | N | X | 50892 | 50892 | 207 | 0.9 | 192 | 192 | 45 | N |  |  | OP | X | 5 | 1993 | Pre-2000 |  |  | N | IPP Non-CHP | IPP | IPP | 2 | X | NG | Non-Renewable | 0 | 207 | 0 | 1 | DFO
Operable | 56609 | Calpine Mid-Atlantic Generation LLC |  | 7153 | Hay Road | DE | Restructured | New Castle | HR5 | Natural Gas Fired Combined Cycle | CT | CC2 | S | X | Y | 1048074 | 1048074 | 122.4 | 0.85 | 124 | 124 | 80 | N |  |  | OP | X | 6 | 2001 | 2001 |  |  | N | IPP Non-CHP | IPP | IPP | 2 | X | NG | Non-Renewable | 0 | 122.4 | 0 | 1 | DFO
Operable | 56609 | Calpine Mid-Atlantic Generation LLC |  | 7153 | Hay Road | DE | Restructured | New Castle | HR6 | Natural Gas Fired Combined Cycle | CT | CC2 | S | X | Y | 1048073 | 1048073 | 122.4 | 0.85 | 124 | 124 | 80 | N |  |  | OP | X | 7 | 2001 | 2001 |  |  | N | IPP Non-CHP | IPP | IPP | 2 | X | NG | Non-Renewable | 0 | 122.4 | 0 | 1 | DFO
Operable | 56609 | Calpine Mid-Atlantic Generation LLC |  | 7153 | Hay Road | DE | Restructured | New Castle | HR7 | Natural Gas Fired Combined Cycle | CT | CC2 | S | X | Y | 1048072 | 1048072 | 122.4 | 0.85 | 124 | 124 | 80 | N |  |  | OP | X | 7 | 2001 | 2001 |  |  | N | IPP Non-CHP | IPP | IPP | 2 | X | NG | Non-Renewable | 0 | 122.4 | 0 | 1 | DFO
Operable | 56609 | Calpine Mid-Atlantic Generation LLC |  | 7153 | Hay Road | DE | Restructured | New Castle | HR8 | Natural Gas Fired Combined Cycle | CA | CC2 | S | N | X | 1048075 | 1048075 | 195 | 0.85 | 192 | 192 | 45 | N |  |  | OP | X | 7 | 2002 | 2002 |  |  | N | IPP Non-CHP | IPP | IPP | 2 | X | NG | Non-Renewable | 0 | 195 | 0 | 1 | DFO
Operable | 56608 | Calpine Mid-Merit LLC |  | 55524 | York Energy Center | PA | Restructured | York | CTG1 | Natural Gas Fired Combined Cycle | CT | CCB1 | S | X | N | DLTAPLNT | DLTAPLNT | 120 | 0.85 | 125 | 125 | 80 | N |  |  | OP | X | 3 | 2011 | 2011 |  |  | N | IPP Non-CHP | IPP | IPP | 2 | X | NG | Non-Renewable | 0 | 120 | 0 | 1 | DFO
Operable | 56608 | Calpine Mid-Merit LLC |  | 55524 | York Energy Center | PA | Restructured | York | CTG2 | Natural Gas Fired Combined Cycle | CT | CCB1 | S | X | N | DLTAPLNT | DLTAPLNT | 120 | 0.85 | 125 | 125 | 80 | N |  |  | OP | X | 3 | 2011 | 2011 |  |  | N | IPP Non-CHP | IPP | IPP | 2 | X | NG | Non-Renewable | 0 | 120 | 0 | 1 | DFO
Operable | 56608 | Calpine Mid-Merit LLC |  | 55524 | York Energy Center | PA | Restructured | York | CTG3 | Natural Gas Fired Combined Cycle | CT | CCB1 | S | X | N | DLTAPLNT | DLTAPLNT | 120 | 0.85 | 125 | 125 | 80 | N |  |  | OP | X | 3 | 2011 | 2011 |  |  | N | IPP Non-CHP | IPP | IPP | 2 | X | NG | Non-Renewable | 0 | 120 | 0 | 1 | DFO
Operable | 56608 | Calpine Mid-Merit LLC |  | 55524 | York Energy Center | PA | Restructured | York | CTG5 | Natural Gas Fired Combined Cycle | CT | CCB2 | S | X | N | DLTAPLNT | DLTAPLNT | 234.9 | 0.85 | 214 | 228 |  | N |  |  | OP | X | 3 | 2019 | 2019 |  |  | N | IPP Non-CHP | IPP | IPP | 2 | X | NG | Non-Renewable | 0 | 234.9 | 0 | 1 | DFO
Operable | 56608 | Calpine Mid-Merit LLC |  | 55524 | York Energy Center | PA | Restructured | York | CTG6 | Natural Gas Fired Combined Cycle | CT | CCB2 | S | X | N | DLTAPLNT | DLTAPLNT | 234.9 | 0.85 | 214 | 228 |  | N |  |  | OP | X | 3 | 2019 | 2019 |  |  | N | IPP Non-CHP | IPP | IPP | 2 | X | NG | Non-Renewable | 0 | 234.9 | 0 | 1 | DFO
Operable | 56608 | Calpine Mid-Merit LLC |  | 55524 | York Energy Center | PA | Restructured | York | STG1 | Natural Gas Fired Combined Cycle | CA | CCB1 | S | N | X |  |  | 200 | 0.85 | 194 | 194 | 112 | N |  |  | OP | X | 3 | 2011 | 2011 |  |  | N | IPP Non-CHP | IPP | IPP | 2 | X | NG | Non-Renewable | 0 | 200 | 0 | 1 | DFO
Operable | 56608 | Calpine Mid-Merit LLC |  | 55524 | York Energy Center | PA | Restructured | York | STG2 | Natural Gas Fired Combined Cycle | CA | CCB2 | S | Y | X | DLTAPLNT | DLTAPLNT | 419.6 | 0.9 | 407 | 408 |  | N |  |  | OP | X | 3 | 2019 | 2019 |  |  | N | IPP Non-CHP | IPP | IPP | 2 | X | NG | Non-Renewable | 0 | 419.6 | 0 | 1 | DFO
Operable | 56606 | Calpine New Jersey Generation LLC |  | 2379 | Carlls Corner | NJ | Restructured | Cumberland | CA1 | Natural Gas Fired Combustion Turbine | GT |  | S | X | X |  |  | 41.9 | 0.9 | 37.6 | 49.8 | 33.8 | N |  |  | OP | X | 4 | 1973 | Pre-2000 | 6 | 2024 | N | IPP Non-CHP | IPP | IPP | 2 | X | NG | Non-Renewable | 0 | 41.9 | 0 | 1 | KER
Operable | 56606 | Calpine New Jersey Generation LLC |  | 2379 | Carlls Corner | NJ | Restructured | Cumberland | CA2 | Natural Gas Fired Combustion Turbine | GT |  | S | X | X |  |  | 41.9 | 0.9 | 39.2 | 49.8 | 35.3 | N |  |  | OP | X | 5 | 1973 | Pre-2000 | 6 | 2024 | N | IPP Non-CHP | IPP | IPP | 2 | X | NG | Non-Renewable | 0 | 41.9 | 0 | 1 | KER
Operable | 56606 | Calpine New Jersey Generation LLC |  | 5083 | Cumberland (NJ) | NJ | Restructured | Cumberland | CUMB | Natural Gas Fired Combustion Turbine | GT |  | S | X | X |  |  | 99.4 | 0.9 | 86.9 | 99 | 78.2 | N |  |  | OP | X | 5 | 1990 | Pre-2000 |  |  | N | IPP Non-CHP | IPP | IPP | 2 | X | NG | Non-Renewable | 0 | 99.4 | 0 | 1 | KER
Operable | 56606 | Calpine New Jersey Generation LLC |  | 5083 | Cumberland (NJ) | NJ | Restructured | Cumberland | CUMB2 | Natural Gas Fired Combustion Turbine | GT |  | S | X | X |  |  | 131.8 | 0.9 | 100 | 102 | 90 | N |  |  | OP | X | 6 | 2009 | 2009 |  |  | N | IPP Non-CHP | IPP | IPP | 2 | X | NG | Non-Renewable | 0 | 131.8 | 0 | 1 | KER
Operable | 56606 | Calpine New Jersey Generation LLC |  | 7288 | Sherman Avenue | NJ | Restructured | Cumberland | SEHR | Natural Gas Fired Combustion Turbine | GT |  | S | X | X |  |  | 112.8 | 0.9 | 86.9 | 99 | 78.2 | N |  |  | OP | X | 5 | 1991 | Pre-2000 |  |  | N | IPP Non-CHP | IPP | IPP | 2 | X | NG | Non-Renewable | 0 | 112.8 | 0 | 1 | KER
Operable | 56606 | Calpine New Jersey Generation LLC |  | 8008 | Mickleton Station | NJ | Restructured | Gloucester | MICK | Natural Gas Fired Combustion Turbine | GT |  | S | X | X |  |  | 71.2 | 0.9 | 63.7 | 78 | 57.3 | N |  |  | OP | X | 6 | 1974 | Pre-2000 | 6 | 2024 | N | IPP Non-CHP | IPP | IPP | 2 | X | NG | Non-Renewable | 0 | 71.2 | 0 | 1
Operable | 56610 | Calpine Vineland Solar LLC |  | 57081 | Calpine Vineland Solar LLC | NJ | Restructured | Cumberland | CVS1 | Solar Photovoltaic | PV |  | S | X | X |  |  | 2.3 |  | 2.3 | 2.3 |  | N |  |  | OP | X | 8 | 2009 | 2009 |  |  | N | IPP Non-CHP | IPP | IPP | 2 | X | SUN | Renewable | 2.3 | 0 | 1 | 0
Operable | 56610 | Calpine Vineland Solar LLC |  | 57081 | Calpine Vineland Solar LLC | NJ | Restructured | Cumberland | CVS2 | Solar Photovoltaic | PV |  | S | X | X |  |  | 1.8 |  | 1.8 | 1.8 |  | N |  |  | OP | X | 12 | 2009 | 2009 |  |  | N | IPP Non-CHP | IPP | IPP | 2 | X | SUN | Renewable | 1.8 | 0 | 1 | 0
Operable | 55961 | CalRenew-1 LLC |  | 56768 | CalRenew-1 | CA | Vertical | Fresno | CR1 | Solar Photovoltaic | PV |  | S | X | X |  |  | 5 |  | 5 | 5 |  | N |  |  | OP | X | 4 | 2010 | 2010 |  |  | N | IPP Non-CHP | IPP | IPP | 2 | X | SUN | Renewable | 5 | 0 | 1 | 0
Operable | 2719 | CalWind Resources Inc |  | 10191 | Tehachapi Wind Resource I | CA | Vertical | Kern | EXIS | Onshore Wind Turbine | WT |  | S | X | X | SP15 | SP15 | 8.7 |  | 8.7 | 8.7 | 0 | N |  |  | OP | X | 12 | 1984 | Pre-2000 |  |  | N | IPP Non-CHP | IPP | IPP | 2 | X | WND | Renewable | 8.7 | 0 | 1 | 0
Operable | 2719 | CalWind Resources Inc |  | 54909 | Tehachapi Wind Resource II | CA | Vertical | Kern | EXI2 | Onshore Wind Turbine | WT |  | S | X | X | SP15 | SP15 | 8.3 |  | 8.3 | 8.3 | 0 | N |  |  | OP | X | 12 | 2002 | 2002 |  |  | N | IPP Non-CHP | IPP | IPP | 2 | X | WND | Renewable | 8.3 | 0 | 1 | 0
Operable | 2719 | CalWind Resources Inc |  | 54909 | Tehachapi Wind Resource II | CA | Vertical | Kern | EXIS | Onshore Wind Turbine | WT |  | S | X | X | SP15 | SP15 | 13.6 |  | 13.6 | 13.6 | 0 | N |  |  | OP | X | 1 | 1997 | Pre-2000 |  |  | N | IPP Non-CHP | IPP | IPP | 2 | X | WND | Renewable | 13.6 | 0 | 1 | 0
Operable | 63360 | Camden Plant Holdings LLC |  | 10751 | Camden Plant Holding LLC | NJ | Restructured | Camden | GEN1 | Natural Gas Fired Combined Cycle | CT | CC1 | W | X | N | 50476 | 50476 | 95.2 | 0.9 | 145 | 144.7 | 72 | N |  |  | OP | X | 3 | 1993 | Pre-2000 |  |  | N | IPP Non-CHP | IPP | IPP | 2 | X | NG | Non-Renewable | 0 | 95.2 | 0 | 1
Operable | 63360 | Camden Plant Holdings LLC |  | 10751 | Camden Plant Holding LLC | NJ | Restructured | Camden | GEN2 | Natural Gas Fired Combined Cycle | CA | CC1 | W | Y | X | 50476 | 50476 | 77.7 | 0.9 |  |  | 32 | N |  |  | OP | X | 3 | 1993 | Pre-2000 |  |  | N | IPP Non-CHP | IPP | IPP | 2 | X | NG | Non-Renewable | 0 | 77.7 | 0 | 1
Operable | 59063 | Camden Solar Center, LLC |  | 59248 | CCMUA | NJ | Restructured | Camden | CCMUA | Solar Photovoltaic | PV |  | S | X | X |  |  | 1.5 |  | 1.5 | 1.5 |  | N |  |  | OP | X | 6 | 2012 | 2012 |  |  | N | IPP Non-CHP | IPP | IPP | 2 | X | SUN | Renewable | 1.5 | 0 | 1 | 0
Operable | 64170 | Camden Solar LLC |  | 64535 | Camden Solar LLC | NC | Vertical | Camden | KOV4A | Solar Photovoltaic | PV |  | S | X | X |  |  | 20 |  | 20 | 20 | 1 | N |  |  | OP | X | 11 | 2021 | 2021 | 11 | 2056 | N | IPP Non-CHP | IPP | IPP | 2 | X | SUN | Renewable | 20 | 0 | 1 | 0
Operable | 58821 | Camelot Wind LLC |  | 58958 | Camelot Wind LLC | MA | Restructured | Plymouth | CMLTW | Onshore Wind Turbine | WT |  | S | X | X |  |  | 1.5 |  | 1.5 | 1.5 | 0.1 | N |  |  | OP | X | 10 | 2012 | 2012 |  |  | N | IPP Non-CHP | IPP | IPP | 2 | X | WND | Renewable | 1.5 | 0 | 1 | 0
Operable | 60965 | Cameron Solar II, LLC |  | 61326 | Cameron Solar II | SC | Vertical | Calhoun | PGRB2 | Solar Photovoltaic | PV |  | S | X | X |  |  | 4.1 |  | 4.1 | 4.1 |  | N |  |  | OP | X | 7 | 2017 | 2017 |  |  | N | IPP Non-CHP | IPP | IPP | 2 | X | SUN | Renewable | 4.1 | 0 | 1 | 0
Operable | 61096 | Cameron Solar, LLC |  | 61489 | Cameron Solar | SC | Vertical | Calhoun | CAM | Solar Photovoltaic | PV |  | S | X | X |  |  | 20 |  | 20 | 20 |  | N |  |  | OP | X | 12 | 2017 | 2017 |  |  | N | IPP Non-CHP | IPP | IPP | 2 | X | SUN | Renewable | 20 | 0 | 1 | 0
Operable | 58939 | Cameron Wind 1 LLC |  | 59118 | Cameron Wind 1 LLC | TX | Restructured | Cameron | CAM1 | Onshore Wind Turbine | WT |  | S | X | X |  |  | 165 |  | 165 | 165 | 55 | N |  |  | OP | X | 12 | 2015 | 2015 |  |  | N | IPP Non-CHP | IPP | IPP | 2 | X | WND | Renewable | 165 | 0 | 1 | 0
Operable | 63704 | Camp Riley Solar Facility |  | 64072 | Camp Ripley Solar | MN | Vertical | Morrison | CR1 | Solar Photovoltaic | PV |  | W | X | X |  |  | 10.9 | 0.91 | 10.8 | 10.8 |  | N |  |  | OP | X | 11 | 2016 | 2016 |  |  | N | Electric Utility | Utility | Municipal | 1 | X | SUN | Renewable | 10.9 | 0 | 1 | 0
Operable | 64495 | Canadian Breaks LLC |  | 63030 | Canadian Breaks, LLC | TX | Restructured | Deaf Smith | CBRKS | Onshore Wind Turbine | WT |  | W | X | X | CN_BRKS_UNIT_1 |  | 210.1 |  | 210.1 | 210.1 | 0 | N |  |  | OP | X | 12 | 2019 | 2019 |  |  | N | IPP Non-CHP | IPP | IPP | 2 | X | WND | Renewable | 210.1 | 0 | 1 | 0
Operable | 57363 | Canadian Hills Wind LLC |  | 57987 | Canadian Hills Wind | OK | Vertical | Canadian | 1 | Onshore Wind Turbine | WT |  | J | X | X |  |  | 293.7 |  | 293.7 | 293.7 | 0 | N |  |  | OP | X | 12 | 2012 | 2012 |  |  | N | IPP Non-CHP | IPP | IPP | 2 | X | WND | Renewable | 293.7 | 0 | 1 | 0
Operable | 64948 | Canal Energy S23, LLC |  | 65740 | Canal Energy S23, LLC | CA | Vertical | Kings | 21536 | Solar Photovoltaic | PV |  | W | X | X |  |  | 4.1 |  | 4.1 | 4.1 |  | N |  |  | OP | X | 12 | 2021 | 2021 |  |  | N | IPP Non-CHP | IPP | IPP | 2 | X | SUN | Renewable | 4.1 | 0 | 1 | 0
Operable | 61708 | Canal Generating LLC |  | 1599 | Canal | MA | Restructured | Barnstable | 1 | Petroleum Liquids | ST |  | W | X | X | 365 | UN.CANAL 18.0CAN1 | 585 | 0.925 | 560 | 567 | 200 | N |  |  | OP | X | 6 | 1968 | Pre-2000 |  |  | N | IPP Non-CHP | IPP | IPP | 2 | X | RFO | Non-Renewable | 0 | 585 | 0 | 1
Operable | 61708 | Canal Generating LLC |  | 1599 | Canal | MA | Restructured | Barnstable | 2 | Petroleum Liquids | ST |  | W | X | X | 366 | UN.CANAL 18.0CAN2 | 580 | 0.95 | 558.8 | 562 | 170 | N |  |  | OP | X | 1 | 1976 | Pre-2000 |  |  | N | IPP Non-CHP | IPP | IPP | 2 | X | RFO | Non-Renewable | 0 | 580 | 0 | 1 | NG | DFO
Operable | 61708 | Canal Generating LLC |  | 1599 | Canal | MA | Restructured | Barnstable | 3 | Petroleum Liquids | GT |  | W | X | X | 38310 | UN.CANAL 25 CAN3 | 330 | 0.85 | 330 | 367.7 | 103 | N |  |  | OA | X | 6 | 2019 | 2019 |  |  | N | IPP Non-CHP | IPP | IPP | 2 | X | DFO | Non-Renewable | 0 | 330 | 0 | 1 | NG
Operable | 57191 | Caney River Wind Project |  | 57858 | Caney River Wind Project | KS | Vertical | Elk | 1 | Onshore Wind Turbine | WT |  | S | X | X |  |  | 200 |  | 200 | 200 | 0.1 | N |  |  | OP | X | 1 | 2012 | 2012 |  |  | N | IPP Non-CHP | IPP | IPP | 2 | X | WND | Renewable | 200 | 0 | 1 | 0
Operable | 63049 | Cannon Garden LLC |  | 63252 | Cannon Garden Solar | MN | Vertical | Rice | CGS | Solar Photovoltaic | PV |  | S | X | X |  |  | 1 |  | 1 | 1 |  | N |  |  | OP | X | 1 | 2020 | 2020 |  |  | N | IPP Non-CHP | IPP | IPP | 2 | X | SUN | Renewable | 1 | 0 | 1 | 0
Operable | 65190 | Cannon River LLC |  | 66015 | Platt Solar | MN | Vertical | Murray | PLAT | Solar Photovoltaic | PV |  | S | X | X |  |  | 1 |  | 1 | 1 |  | N |  |  | OP | X | 1 | 2023 | 2023 |  |  | N | IPP Non-CHP | IPP | IPP | 2 | X | SUN | Renewable | 1 | 0 | 1 | 0
Operable | 58929 | Cape May County Municipal |  | 59116 | Woodbine Landfill Plant | NJ | Restructured | Cape May | V1021 | Landfill Gas | IC |  | S | X | X | CORSON 69 KV CMCMUALF | CORSON 69 KV CMCMUALF | 1.1 | 0.8 | 1 | 1 | 0.5 | N |  |  | OP | X | 10 | 2013 | 2013 |  |  | N | Commercial Non-CHP | Customer Sited | Other | 4 | X | LFG | Renewable | 1.1 | 0 | 1 | 0
Operable | 60826 | Capella Community Solar |  | 61178 | Capella Community Solar | MN | Vertical | Pipestone | HCCS1 | Solar Photovoltaic | PV |  | S | X | X |  |  | 1 |  | 0.9 | 0.9 |  | N |  |  | OP | X | 10 | 2017 | 2017 |  |  | N | IPP Non-CHP | IPP | IPP | 2 | X | SUN | Renewable | 1 | 0 | 1 | 0
Operable | 60826 | Capella Community Solar |  | 61178 | Capella Community Solar | MN | Vertical | Pipestone | HCCS2 | Solar Photovoltaic | PV |  | S | X | X |  |  | 1 |  | 0.9 | 0.9 |  | N |  |  | OP | X | 10 | 2017 | 2017 |  |  | N | IPP Non-CHP | IPP | IPP | 2 | X | SUN | Renewable | 1 | 0 | 1 | 0
Operable | 60826 | Capella Community Solar |  | 61178 | Capella Community Solar | MN | Vertical | Pipestone | HCCS3 | Solar Photovoltaic | PV |  | S | X | X |  |  | 1 |  | 0.9 | 0.9 |  | N |  |  | OP | X | 10 | 2017 | 2017 |  |  | N | IPP Non-CHP | IPP | IPP | 2 | X | SUN | Renewable | 1 | 0 | 1 | 0
Operable | 60826 | Capella Community Solar |  | 61178 | Capella Community Solar | MN | Vertical | Pipestone | HCCS4 | Solar Photovoltaic | PV |  | S | X | X |  |  | 1 |  | 0.9 | 0.9 |  | N |  |  | OP | X | 10 | 2017 | 2017 |  |  | N | IPP Non-CHP | IPP | IPP | 2 | X | SUN | Renewable | 1 | 0 | 1 | 0
Operable | 60826 | Capella Community Solar |  | 61178 | Capella Community Solar | MN | Vertical | Pipestone | HCCS5 | Solar Photovoltaic | PV |  | S | X | X |  |  | 1 |  | 0.9 | 0.9 |  | N |  |  | OP | X | 10 | 2017 | 2017 |  |  | N | IPP Non-CHP | IPP | IPP | 2 | X | SUN | Renewable | 1 | 0 | 1 | 0
Operable | 59503 | Capital Dynamics |  | 60291 | Trinity Solar | NC | Vertical | Randolph | PV1 | Solar Photovoltaic | PV |  | S | X | X |  |  | 5 |  | 4.9 | 4.9 |  | N |  |  | OP | X | 8 | 2019 | 2019 |  |  | N | IPP Non-CHP | IPP | IPP | 2 | X | SUN | Renewable | 5 | 0 | 1 | 0
Operable | 59365 | Capital Power Corporation |  | 57947 | Macho Springs Power I | NM | Vertical | Luna | GEN | Onshore Wind Turbine | WT |  | S | X | X |  |  | 50.4 |  | 50.4 | 50.4 | 1.8 | N |  |  | OP | X | 11 | 2011 | 2011 |  |  | N | IPP Non-CHP | IPP | IPP | 2 | X | WND | Renewable | 50.4 | 0 | 1 | 0
Operable | 59365 | Capital Power Corporation |  | 59887 | Beaufort Solar, LLC | NC | Vertical | Beaufort | GEN | Solar Photovoltaic | PV |  | S | X | X |  |  | 15 |  | 15 | 15 |  | N |  |  | OP | X | 12 | 2015 | 2015 |  |  | N | IPP Non-CHP | IPP | IPP | 2 | X | SUN | Renewable | 15 | 0 | 1 | 0
Operable | 63631 | Capital V LLC |  | 63024 | Hertford Solar Power, LLC | NC | Vertical | Hertford | KEH | Solar Photovoltaic | PV |  | S | X | X |  |  | 10 |  | 10 | 10 | 0 | N |  |  | OP | X | 6 | 2022 | 2022 | 1 | 2061 | N | IPP Non-CHP | IPP | IPP | 2 | X | SUN | Renewable | 10 | 0 | 1 | 0
Operable | 55876 | Capitol Broadcasting Company Inc |  | 50468 | Rocky Mount Mill | NC | Vertical | Nash | 1 | Conventional Hydroelectric | HY |  | S | X | X |  |  | 0.6 | 0.8 | 0.5 | 0.5 | 0.2 | N |  |  | OS | X | 1 | 1949 | Pre-2000 |  |  | N | Industrial Non-CHP | Customer Sited | Other | 6 | X | WAT | Renewable | 0.6 | 0 | 1 | 0
Operable | 55876 | Capitol Broadcasting Company Inc |  | 50468 | Rocky Mount Mill | NC | Vertical | Nash | 2 | Conventional Hydroelectric | HY |  | S | X | X |  |  | 0.5 | 0.8 | 0.4 | 0.4 | 0.2 | N |  |  | OA | X | 1 | 1941 | Pre-2000 |  |  | N | Industrial Non-CHP | Customer Sited | Other | 6 | X | WAT | Renewable | 0.5 | 0 | 1 | 0
Operable | 55876 | Capitol Broadcasting Company Inc |  | 50468 | Rocky Mount Mill | NC | Vertical | Nash | 3 | Conventional Hydroelectric | HY |  | S | X | X |  |  | 0.5 | 0.8 | 0.2 | 0.2 | 0.2 | N |  |  | OA | X | 1 | 1949 | Pre-2000 |  |  | N | Industrial Non-CHP | Customer Sited | Other | 6 | X | WAT | Renewable | 0.5 | 0 | 1 | 0
Operable | 55958 | Capricorn Ridge Wind LLC |  | 56763 | Capricorn Ridge Wind LLC | TX | Restructured | Sterling | 1 | Onshore Wind Turbine | WT |  | S | X | X |  |  | 149.5 |  | 149.5 | 149.5 | 21.5 | N |  |  | OP | X | 11 | 2007 | 2007 |  |  | N | IPP Non-CHP | IPP | IPP | 2 | X | WND | Renewable | 149.5 | 0 | 1 | 0
Operable | 55958 | Capricorn Ridge Wind LLC |  | 56763 | Capricorn Ridge Wind LLC | TX | Restructured | Sterling | 2 | Onshore Wind Turbine | WT |  | S | X | X |  |  | 214.5 |  | 214.5 | 214.5 | 7.5 | N |  |  | OP | X | 11 | 2007 | 2007 |  |  | N | IPP Non-CHP | IPP | IPP | 2 | X | WND | Renewable | 214.5 | 0 | 1 | 0
Operable | 55958 | Capricorn Ridge Wind LLC |  | 56763 | Capricorn Ridge Wind LLC | TX | Restructured | Sterling | 3 | Onshore Wind Turbine | WT |  | S | X | X |  |  | 186 |  | 186 | 186 | 14.9 | N |  |  | OP | X | 4 | 2008 | 2008 |  |  | N | IPP Non-CHP | IPP | IPP | 2 | X | WND | Renewable | 186 | 0 | 1 | 0
Operable | 55958 | Capricorn Ridge Wind LLC |  | 56763 | Capricorn Ridge Wind LLC | TX | Restructured | Sterling | 4 | Onshore Wind Turbine | WT |  | S | X | X |  |  | 112.5 |  | 112.5 | 112.5 | 5.6 | N |  |  | OP | X | 5 | 2008 | 2008 |  |  | N | IPP Non-CHP | IPP | IPP | 2 | X | WND | Renewable | 112.5 | 0 | 1 | 0
Operable | 64104 | Captain Solar, LLC |  | 64457 | Captain Solar, LLC | MI | Vertical | Genesee | FACCA | Solar Photovoltaic | PV |  | S | X | X | Cons.Cetr |  | 2 |  | 2 | 2 |  | N |  |  | OP | X | 12 | 2020 | 2020 |  |  | N | IPP Non-CHP | IPP | IPP | 2 | X | SUN | Renewable | 2 | 0 | 1 | 0
Operable | 63743 | Captona A Street 1 Johnston LLC |  | 64114 | A Street 1 | RI | Restructured | Providence | CPRI4 | Solar Photovoltaic | PV |  | W | X | X |  |  | 1.2 |  | 1.2 | 1.2 |  | N |  |  | OP | X | 12 | 2018 | 2018 |  |  | N | IPP Non-CHP | IPP | IPP | 2 | X | SUN | Renewable | 1.2 | 0 | 1 | 0
Operable | 63740 | Captona A Street 2 Johnston LLC |  | 64111 | A Street 2 | RI | Restructured | Providence | CPRI5 | Solar Photovoltaic | PV |  | W | X | X |  |  | 1.6 |  | 1.6 | 1.6 |  | N |  |  | OP | X | 12 | 2018 | 2018 |  |  | N | IPP Non-CHP | IPP | IPP | 2 | X | SUN | Renewable | 1.6 | 0 | 1 | 0
Operable | 63741 | Captona Berkley LLC |  | 64112 | Berkley | MA | Restructured | Bristol | CPMA3 | Solar Photovoltaic | PV |  | W | X | X |  |  | 3 |  | 3 | 3 |  | N |  |  | OP | X | 4 | 2017 | 2017 |  |  | N | IPP Non-CHP | IPP | IPP | 2 | X | SUN | Renewable | 3 | 0 | 1 | 0
Operable | 63735 | Captona Canton LLC |  | 64107 | Canton | MA | Restructured | Norfolk | CPMA1 | Solar Photovoltaic | PV |  | W | X | X |  |  | 5 |  | 5 | 5 |  | N |  |  | OP | X | 8 | 2012 | 2012 |  |  | N | IPP Non-CHP | IPP | IPP | 2 | X | SUN | Renewable | 5 | 0 | 1 | 0
Operable | 63744 | Captona Carver LLC |  | 64115 | Carver | MA | Restructured | Plymouth | CPMA4 | Solar Photovoltaic | PV |  | W | X | X |  |  | 1.5 |  | 1.5 | 1.5 |  | N |  |  | OP | X | 5 | 2017 | 2017 |  |  | N | IPP Non-CHP | IPP | IPP | 2 | X | SUN | Renewable | 1.5 | 0 | 1 | 0
Operable | 63736 | Captona Chicopee LLC |  | 64120 | Chicopee | MA | Restructured | Hampden | CPMA5 | Solar Photovoltaic | PV |  | W | X | X |  |  | 2 |  | 2 | 2 |  | N |  |  | OP | X | 4 | 2017 | 2017 |  |  | N | IPP Non-CHP | IPP | IPP | 2 | X | SUN | Renewable | 2 | 0 | 1 | 0
Operable | 63739 | Captona Hudson LLC |  | 64110 | Hudson | MA | Restructured | Middlesex | CPMA6 | Solar Photovoltaic | PV |  | W | X | X |  |  | 5 |  | 5 | 5 |  | N |  |  | OP | X | 5 | 2017 | 2017 |  |  | N | IPP Non-CHP | IPP | IPP | 2 | X | SUN | Renewable | 5 | 0 | 1 | 0
Operable | 63742 | Captona Kilvert Street Warwick LLC |  | 64113 | Kilvert | RI | Restructured | Kent | CPRI1 | Solar Photovoltaic | PV |  | W | X | X |  |  | 4.7 |  | 4.7 | 4.7 |  | N |  |  | OP | X | 12 | 2018 | 2018 |  |  | N | IPP Non-CHP | IPP | IPP | 2 | X | SUN | Renewable | 4.7 | 0 | 1 | 0
Operable | 63737 | Captona Lippitt Ave Cranston LLC |  | 64108 | Gold Meadow Farms | RI | Restructured | Kent | CPRI7 | Solar Photovoltaic | PV |  | W | X | X |  |  | 16.2 |  | 16.2 | 16.2 |  | N |  |  | OP | X | 5 | 2019 | 2019 |  |  | N | IPP Non-CHP | IPP | IPP | 2 | X | SUN | Renewable | 16.2 | 0 | 1 | 0
Operable | 63693 | Captona N.P. LLC |  | 64085 | North Providence | RI | Restructured | Providence | CPRI2 | Solar Photovoltaic | PV |  | W | X | X |  |  | 2 |  | 2 | 2 |  | N |  |  | OP | X | 10 | 2018 | 2018 |  |  | N | IPP Non-CHP | IPP | IPP | 2 | X | SUN | Renewable | 2 | 0 | 1 | 0
Operable | 63745 | Captona Plainfield Pike Johnston LLC |  | 64116 | Plainfield Pike | RI | Restructured | Providence | CPRI6 | Solar Photovoltaic | PV |  | W | X | X |  |  | 2 |  | 2 | 2 |  | N |  |  | OP | X | 6 | 2019 | 2019 |  |  | N | IPP Non-CHP | IPP | IPP | 2 | X | SUN | Renewable | 2 | 0 | 1 | 0
Operable | 63738 | Captona Ravenbrook LLC |  | 64109 | Ravenbrook | MA | Restructured | Plymouth | CPMA2 | Solar Photovoltaic | PV |  | W | X | X |  |  | 5 |  | 5 | 5 |  | N |  |  | OP | X | 12 | 2013 | 2013 |  |  | N | IPP Non-CHP | IPP | IPP | 2 | X | SUN | Renewable | 5 | 0 | 1 | 0
Operable | 61412 | Cardinal Operating Company |  | 2828 | Cardinal | OH | Restructured | Jefferson | 1 | Conventional Steam Coal | ST |  | W | X | X | 40243871 | 40243871 | 615.2 | 0.85 | 585 | 595 | 340 | N |  |  | OP | X | 2 | 1967 | Pre-2000 |  |  | N | IPP Non-CHP | IPP | IPP | 2 | X | BIT | Non-Renewable | 0 | 615.2 | 0 | 1
Operable | 61412 | Cardinal Operating Company |  | 2828 | Cardinal | OH | Restructured | Jefferson | 2 | Conventional Steam Coal | ST |  | W | X | X | 40243873 | 40243873 | 615.2 | 0.85 | 585 | 595 | 340 | N |  |  | OP | X | 7 | 1967 | Pre-2000 |  |  | N | IPP Non-CHP | IPP | IPP | 2 | X | BIT | Non-Renewable | 0 | 615.2 | 0 | 1
Operable | 61412 | Cardinal Operating Company |  | 2828 | Cardinal | OH | Restructured | Jefferson | 3 | Conventional Steam Coal | ST |  | W | X | X | 40243869 | 40243869 | 650 | 0.9 | 620 | 620 | 400 | N |  |  | OP | X | 9 | 1977 | Pre-2000 | 12 | 2028 | N | IPP Non-CHP | IPP | IPP | 2 | X | BIT | Non-Renewable | 0 | 650 | 0 | 1
Operable | 64782 | Cardinal Point LLC |  | 59902 | Cardinal Point Wind | IL | Restructured | McDonough | GEN | Onshore Wind Turbine | WT |  | S | X | X |  |  | 150 |  | 150 | 150 | 0 | N |  |  | OP | X | 3 | 2020 | 2020 |  |  | N | IPP Non-CHP | IPP | IPP | 2 | X | WND | Renewable | 150 | 0 | 1 | 0
Operable | 62627 | Cardinal Renewables |  | 61879 | Bartow Solar Energy LLC | FL | Vertical | Polk | PV | Solar Photovoltaic | PV |  | W | X | X |  |  | 7.3 | 1 | 7.3 | 7.3 |  | N |  |  | OP | X | 3 | 2018 | 2018 |  |  | N | IPP Non-CHP | IPP | IPP | 2 | X | SUN | Renewable | 7.3 | 0 | 1 | 0
Operable | 62627 | Cardinal Renewables |  | 62686 | TPE Pennsylvania Solar 1, LLC | PA | Restructured | Lancaster | PABOE | Solar Photovoltaic | PV |  | S | X | X |  |  | 3.6 |  | 3.6 | 3.6 |  | N |  |  | OP | X | 8 | 2019 | 2019 |  |  | N | IPP Non-CHP | IPP | IPP | 2 | X | SUN | Renewable | 3.6 | 0 | 1 | 0
Operable | 62627 | Cardinal Renewables |  | 63077 | Twittys Creek Solar, LLC | VA | Vertical | Charlotte | VATC | Solar Photovoltaic | PV |  | S | X | X |  |  | 13.8 | 1 | 13.8 | 13.8 |  | N |  |  | OP | X | 12 | 2020 | 2020 |  |  | N | IPP Non-CHP | IPP | IPP | 2 | X | SUN | Renewable | 13.8 | 0 | 1 | 0
Operable | 62627 | Cardinal Renewables |  | 63180 | TPE Whitney Solar, LLC | TX | Restructured | Bosque | TXWHT | Solar Photovoltaic | PV |  | S | X | X |  |  | 9.9 |  | 9.9 | 9.9 |  | N |  |  | OP | X | 12 | 2017 | 2017 |  |  | N | IPP Non-CHP | IPP | IPP | 2 | X | SUN | Renewable | 9.9 | 0 | 1 | 0
Operable | 62627 | Cardinal Renewables |  | 63266 | Penny Hill Solar | NC | Vertical | Pitt | NCPHL | Solar Photovoltaic | PV |  | W | X | X |  |  | 2 | 1 | 2 | 2 |  | N |  |  | OP | X | 9 | 2017 | 2017 |  |  | N | IPP Non-CHP | IPP | IPP | 2 | X | SUN | Renewable | 2 | 0 | 1 | 0
Operable | 62627 | Cardinal Renewables |  | 63267 | Meeks Solar, LLC | NC | Vertical | Martin | NCMKS | Solar Photovoltaic | PV |  | S | X | X |  |  | 2 | 1 | 2 | 2 |  | N |  |  | OP | X | 7 | 2017 | 2017 |  |  | N | IPP Non-CHP | IPP | IPP | 2 | X | SUN | Renewable | 2 | 0 | 1 | 0
Operable | 62627 | Cardinal Renewables |  | 63270 | Strider Solar, LLC | NC | Vertical | Randolph | NCSTR | Solar Photovoltaic | PV |  | S | X | X |  |  | 5 | 1 | 5 | 5 |  | N |  |  | OP | X | 4 | 2018 | 2018 |  |  | N | IPP Non-CHP | IPP | IPP | 2 | X | SUN | Renewable | 5 | 0 | 1 | 0
Operable | 62627 | Cardinal Renewables |  | 63272 | Woodsdale Farm, LLC | NC | Vertical | Person | NCWOO | Solar Photovoltaic | PV |  | W | X | X |  |  | 2 |  | 2 | 2 |  | N |  |  | OP | X | 11 | 2018 | 2018 |  |  | N | IPP Non-CHP | IPP | IPP | 2 | X | SUN | Renewable | 2 | 0 | 1 | 0
Operable | 62627 | Cardinal Renewables |  | 63293 | Cottonwood Solar, LLC | NC | Vertical | Northampton | NCCWD | Solar Photovoltaic | PV |  | S | X | X |  |  | 3 | 1 | 3 | 3 |  | N |  |  | OP | X | 1 | 2018 | 2018 |  |  | N | IPP Non-CHP | IPP | IPP | 2 | X | SUN | Renewable | 3 | 0 | 1 | 0
Operable | 62627 | Cardinal Renewables |  | 63296 | 232 Long Branch 29 Solar I, LLC | NC | Vertical | Cleveland | NCLFT | Solar Photovoltaic | PV |  | S | X | X |  |  | 2 |  | 2 | 2 |  | N |  |  | OP | X | 8 | 2018 | 2018 |  |  | N | IPP Non-CHP | IPP | IPP | 2 | X | SUN | Renewable | 2 | 0 | 1 | 0
Operable | 62627 | Cardinal Renewables |  | 63299 | Harvest Beulaville, LLC | NC | Vertical | Duplin | NCBVL | Solar Photovoltaic | PV |  | S | X | X |  |  | 2 |  | 2 | 2 |  | N |  |  | OP | X | 4 | 2017 | 2017 |  |  | N | IPP Non-CHP | IPP | IPP | 2 | X | SUN | Renewable | 2 | 0 | 1 | 0
Operable | 62627 | Cardinal Renewables |  | 63330 | Duus Solar, LLC | OR | Vertical | Clackamas | ORDUS | Solar Photovoltaic | PV |  | S | X | X |  |  | 10 |  | 10 | 10 |  | N |  |  | OP | X | 2 | 2020 | 2020 |  |  | N | IPP Non-CHP | IPP | IPP | 2 | X | SUN | Renewable | 10 | 0 | 1 | 0
Operable | 62627 | Cardinal Renewables |  | 63331 | Firwood Solar, LLC | OR | Vertical | Clackamas | ORFWD | Solar Photovoltaic | PV |  | S | X | X |  |  | 10 |  | 10 | 10 |  | N |  |  | OP | X | 2 | 2020 | 2020 |  |  | N | IPP Non-CHP | IPP | IPP | 2 | X | SUN | Renewable | 10 | 0 | 1 | 0
Operable | 62627 | Cardinal Renewables |  | 63332 | Aulander Hwy 42 Solar, LLC | NC | Vertical | Hertford | NCAUL | Solar Photovoltaic | PV |  | S | X | X |  |  | 5 |  | 5 | 5 |  | N |  |  | OP | X | 12 | 2016 | 2016 |  |  | N | IPP Non-CHP | IPP | IPP | 2 | X | SUN | Renewable | 5 | 0 | 1 | 0
Operable | 62627 | Cardinal Renewables |  | 63381 | Railroad Solar Farm, LLC | NC | Vertical | Robeson | NCRAL | Solar Photovoltaic | PV |  | S | X | X |  |  | 4.1 | 1 | 4.1 | 4.1 |  | N |  |  | OP | X | 12 | 2016 | 2016 |  |  | N | IPP Non-CHP | IPP | IPP | 2 | X | SUN | Renewable | 4.1 | 0 | 1 | 0
Operable | 62627 | Cardinal Renewables |  | 63383 | ATOOD Solar IV, LLC | NC | Vertical | Brunswick | NCATD | Solar Photovoltaic | PV |  | S | X | X |  |  | 5 |  | 5 | 5 |  | N |  |  | OP | X | 12 | 2019 | 2019 |  |  | N | IPP Non-CHP | IPP | IPP | 2 | X | SUN | Renewable | 5 | 0 | 1 | 0
Operable | 62627 | Cardinal Renewables |  | 63777 | Pinson Solar Farm | SC | Vertical | Spartanburg | 1310 | Solar Photovoltaic | PV |  | S | X | X |  |  | 20 |  | 20 | 20 |  | N |  |  | OP | X | 8 | 2022 | 2022 |  |  | N | IPP Non-CHP | IPP | IPP | 2 | X | SUN | Renewable | 20 | 0 | 1 | 0
Operable | 62627 | Cardinal Renewables |  | 63861 | Logansport Solar | IN | Vertical | Cass | INLP | Solar Photovoltaic | PV |  | S | X | X |  |  | 16 |  | 16 | 16 |  | N |  |  | OP | X | 9 | 2021 | 2021 |  |  | N | IPP Non-CHP | IPP | IPP | 2 | X | SUN | Renewable | 16 | 0 | 1 | 0
Operable | 62627 | Cardinal Renewables |  | 64443 | Golden Solar | VT | Vertical | Caledonia | GOLD | Solar Photovoltaic | PV |  | S | X | X |  |  | 2.2 |  | 2.2 | 2.2 |  | N |  |  | OP | X | 11 | 2021 | 2021 |  |  | N | IPP Non-CHP | IPP | IPP | 2 | X | SUN | Renewable | 2.2 | 0 | 1 | 0
Operable | 62627 | Cardinal Renewables |  | 65727 | Statesboro Solar LLC | GA | Vertical | Bulloch | GAST | Solar Photovoltaic | PV |  | S | X | X |  |  | 3 | 1 | 3 | 3 |  | N |  |  | OP | X | 12 | 2022 | 2022 |  |  | N | IPP Non-CHP | IPP | IPP | 2 | X | SUN | Renewable | 3 | 0 | 1 | 0
Operable | 62627 | Cardinal Renewables |  | 65728 | BE Solar LLC | GA | Vertical | Decatur | GABE | Solar Photovoltaic | PV |  | S | X | X |  |  | 3 | 1 | 3 | 3 |  | N |  |  | OP | X | 11 | 2022 | 2022 |  |  | N | IPP Non-CHP | IPP | IPP | 2 | X | SUN | Renewable | 3 | 0 | 1 | 0
Operable | 62627 | Cardinal Renewables |  | 65729 | Brady Solar LLC | GA | Vertical | Sumter | GABR | Solar Photovoltaic | PV |  | S | X | X |  |  | 1.8 | 1 | 1.8 | 1.8 |  | N |  |  | OP | X | 1 | 2023 | 2023 |  |  | N | IPP Non-CHP | IPP | IPP | 2 | X | SUN | Renewable | 1.8 | 0 | 1 | 0
Operable | 62627 | Cardinal Renewables |  | 65730 | Rockmart | GA | Vertical | Polk | GARO | Solar Photovoltaic | PV |  | S | X | X |  |  | 2.6 | 1 | 2.6 | 2.6 |  | N |  |  | OP | X | 11 | 2022 | 2022 |  |  | N | IPP Non-CHP | IPP | IPP | 2 | X | SUN | Renewable | 2.6 | 0 | 1 | 0
Operable | 63627 | Cardinal Solar LLC |  | 63973 | Cardinal Solar LLC | SC | Vertical | Marion | CARD | Solar Photovoltaic | PV |  | S | X | X |  |  | 7 |  | 7 | 7 |  | N |  |  | OP | X | 12 | 2020 | 2020 |  |  | N | IPP Non-CHP | IPP | IPP | 2 | X | SUN | Renewable | 7 | 0 | 1 | 0
Operable | 2769 | Cargill Inc |  | 54965 | Cargill Salt | MI | Vertical | St Clair | ACTG | Natural Gas Steam Turbine | ST |  | S | X | X |  |  | 2 | 0.8 | 2 | 2 | 0.9 | N |  |  | OA | X | 1 | 1968 | Pre-2000 |  |  | Y | Industrial CHP | Customer Sited | Other | 7 | T | NG | Non-Renewable | 0 | 2 | 0 | 1
Operable | 2769 | Cargill Inc |  | 54965 | Cargill Salt | MI | Vertical | St Clair | EACTG | Natural Gas Steam Turbine | ST |  | S | X | X |  |  | 2.2 | 0.85 | 2.2 | 2.2 | 0.5 | N |  |  | OA | X | 8 | 2017 | 2017 |  |  | Y | Industrial CHP | Customer Sited | Other | 7 | T | NG | Non-Renewable | 0 | 2.2 | 0 | 1
Operable | 3106 | Cargill Inc North America Sweetners |  | 10855 | Cargill Corn Milling Division | IA | Vertical | Monroe | GEN1 | Natural Gas Steam Turbine | ST |  | S | X | X | Miso | Miso | 20 | 0.85 | 18.7 | 18.8 | 5 | N |  |  | SB | Y | 12 | 1952 | Pre-2000 |  |  | Y | Industrial CHP | Customer Sited | Other | 7 | T | NG | Non-Renewable | 0 | 20 | 0 | 1
Operable | 3106 | Cargill Inc North America Sweetners |  | 10855 | Cargill Corn Milling Division | IA | Vertical | Monroe | GEN2 | Natural Gas Steam Turbine | ST |  | S | X | X | Miso | Miso | 20 | 0.85 | 18 | 18 | 5 | N |  |  | OP | X | 12 | 1952 | Pre-2000 |  |  | Y | Industrial CHP | Customer Sited | Other | 7 | T | NG | Non-Renewable | 0 | 20 | 0 | 1
Operable | 58170 | Cargill Salt Hersey |  | 58196 | Cargill Salt Hersey | MI | Vertical | Osceola | ST1 | Natural Gas Steam Turbine | ST |  | S | X | X |  |  | 2.1 | 0.8 | 2.1 | 2.1 | 0.6 | N |  |  | OP | X | 9 | 1998 | Pre-2000 |  |  | Y | Industrial CHP | Customer Sited | Other | 7 | T | NG | Non-Renewable | 0 | 2.1 | 0 | 1
Operable | 60827 | Carina Community Solar |  | 61179 | Carina Community Solar | MN | Vertical | Wabasha | JCCS1 | Solar Photovoltaic | PV |  | S | X | X |  |  | 1 |  | 0.9 | 0.9 |  | N |  |  | OP | X | 2 | 2018 | 2018 |  |  | N | IPP Non-CHP | IPP | IPP | 2 | X | SUN | Renewable | 1 | 0 | 1 | 0
Operable | 60827 | Carina Community Solar |  | 61179 | Carina Community Solar | MN | Vertical | Wabasha | JCCS2 | Solar Photovoltaic | PV |  | S | X | X |  |  | 1 |  | 0.9 | 0.9 |  | N |  |  | OP | X | 2 | 2018 | 2018 |  |  | N | IPP Non-CHP | IPP | IPP | 2 | X | SUN | Renewable | 1 | 0 | 1 | 0
Operable | 60827 | Carina Community Solar |  | 61179 | Carina Community Solar | MN | Vertical | Wabasha | JCCS3 | Solar Photovoltaic | PV |  | S | X | X |  |  | 1 |  | 0.9 | 0.9 |  | N |  |  | OP | X | 2 | 2018 | 2018 |  |  | N | IPP Non-CHP | IPP | IPP | 2 | X | SUN | Renewable | 1 | 0 | 1 | 0
Operable | 60827 | Carina Community Solar |  | 61179 | Carina Community Solar | MN | Vertical | Wabasha | JCCS4 | Solar Photovoltaic | PV |  | S | X | X |  |  | 1 |  | 0.9 | 0.9 |  | N |  |  | OP | X | 2 | 2018 | 2018 |  |  | N | IPP Non-CHP | IPP | IPP | 2 | X | SUN | Renewable | 1 | 0 | 1 | 0
Operable | 56654 | Carleton College |  | 57296 | Carleton College | MN | Vertical | Rice | GEN1 | Petroleum Liquids | IC |  | S | X | X | NSP.NSP | NSP.NSP | 2.3 | 0.8 | 2.3 | 2.3 | 1.1 | N |  |  | SB | Y | 6 | 2009 | 2009 |  |  | N | Commercial Non-CHP | Customer Sited | Other | 4 | X | DFO | Non-Renewable | 0 | 2.3 | 0 | 1
Operable | 56654 | Carleton College |  | 57296 | Carleton College | MN | Vertical | Rice | GEN2 | Petroleum Liquids | IC |  | S | X | X | NSP.NSP | NSP.NSP | 2.3 | 0.8 | 2.3 | 2.3 | 1.1 | N |  |  | SB | Y | 6 | 2009 | 2009 |  |  | N | Commercial Non-CHP | Customer Sited | Other | 4 | X | DFO | Non-Renewable | 0 | 2.3 | 0 | 1
Operable | 56654 | Carleton College |  | 57296 | Carleton College | MN | Vertical | Rice | WIND1 | Onshore Wind Turbine | WT |  | S | X | X | NSP.NSP | NSP.NSP | 1.6 |  | 1.6 | 1.6 | 0 | N |  |  | OP | X | 9 | 2004 | 2004 |  |  | N | Commercial Non-CHP | Customer Sited | Other | 4 | X | WND | Renewable | 1.6 | 0 | 1 | 0
Operable | 56654 | Carleton College |  | 57296 | Carleton College | MN | Vertical | Rice | WIND2 | Onshore Wind Turbine | WT |  | S | X | X | NSP.NSP | NSP.NSP | 1.6 |  | 1.6 | 1.6 | 0 | N |  |  | OP | X | 10 | 2011 | 2011 |  |  | N | Commercial Non-CHP | Customer Sited | Other | 4 | X | WND | Renewable | 1.6 | 0 | 1 | 0
Operable | 56994 | Carlisle Area School District |  | 57668 | CASD Solar | PA | Restructured | Cumberland | CASDE | Solar Photovoltaic | PV |  | S | X | X |  |  | 0.9 |  | 0.9 | 0.8 |  | N |  |  | OP | X | 10 | 2010 | 2010 |  |  | N | Commercial Non-CHP | Customer Sited | Other | 4 | X | SUN | Renewable | 0.9 | 0 | 1 | 0
Operable | 56994 | Carlisle Area School District |  | 57668 | CASD Solar | PA | Restructured | Cumberland | CASDW | Solar Photovoltaic | PV |  | S | X | X |  |  | 0.4 |  | 0.4 | 0.4 |  | N |  |  | OP | X | 10 | 2010 | 2010 |  |  | N | Commercial Non-CHP | Customer Sited | Other | 4 | X | SUN | Renewable | 0.4 | 0 | 1 | 0
Operable | 63381 | Carlson Community Solar |  | 63683 | Carlson Community (CSG) | MN | Vertical | Chisago | CRLSN | Solar Photovoltaic | PV |  | S | X | X |  |  | 1 |  | 1 | 1 |  | N |  |  | OP | X | 1 | 2021 | 2021 |  |  | N | IPP Non-CHP | IPP | IPP | 2 | X | SUN | Renewable | 1 | 0 | 1 | 0
Operable | 65002 | Carnes Creek Solar, LLC |  | 65745 | Carnes Creek Solar (CSG) | OR | Vertical | Marion | CAC22 | Solar Photovoltaic | PV |  | S | X | X |  |  | 2.5 |  | 2.5 | 2.5 |  | N |  |  | OP | X | 12 | 2022 | 2022 |  |  | N | IPP Non-CHP | IPP | IPP | 2 | X | SUN | Renewable | 2.5 | 0 | 1 | 0
Operable | 62872 | Carolina Lily Solar, LLC |  | 63016 | Carolina Lily Solar | NC | Vertical | Davie | 1096 | Solar Photovoltaic | PV |  | W | X | X |  |  | 5 | 1 | 5 | 5 |  | N |  |  | OP | X | 5 | 2021 | 2021 |  |  | N | IPP Non-CHP | IPP | IPP | 2 | X | SUN | Renewable | 5 | 0 | 1 | 0
Operable | 62749 | Carolina Poultry Power |  | 62873 | Carolina Poultry Power Farmville | NC | Vertical | Pitt | 7474 | Other Waste Biomass | ST |  | S | X | X |  |  | 0.8 | 1 | 0.8 | 0.8 | 0.2 | N |  |  | OP | X | 9 | 2019 | 2019 |  |  | Y | IPP CHP | IPP | IPP | 3 | T | AB | Renewable | 0.8 | 0 | 1 | 0
Operable | 62749 | Carolina Poultry Power |  | 62873 | Carolina Poultry Power Farmville | NC | Vertical | Pitt | 7475 | Other Waste Biomass | ST |  | S | X | X |  |  | 0.8 | 1 | 0.8 | 0.8 | 0.2 | N |  |  | OP | X | 9 | 2019 | 2019 |  |  | Y | IPP CHP | IPP | IPP | 3 | T | AB | Renewable | 0.8 | 0 | 1 | 0
Operable | 62749 | Carolina Poultry Power |  | 62873 | Carolina Poultry Power Farmville | NC | Vertical | Pitt | 7476 | Other Waste Biomass | ST |  | S | X | X |  |  | 0.1 | 1 | 0.1 | 0.1 | 0.1 | N |  |  | OP | X | 9 | 2019 | 2019 |  |  | N | IPP CHP | IPP | IPP | 3 | X | AB | Renewable | 0.1 | 0 | 1 | 0
Operable | 59123 | Carolina Power Partners, LLC |  | 59325 | Kings Mountain Energy Center | NC | Vertical | Cleveland | KMEC1 | Natural Gas Fired Combined Cycle | CT | KMEC | S | X | N |  |  | 310.2 | 0.85 | 259 | 305 | 107 | N |  |  | OP | X | 8 | 2018 | 2018 |  |  | N | IPP Non-CHP | IPP | IPP | 2 | X | NG | Non-Renewable | 0 | 310.2 | 0 | 1
Operable | 59123 | Carolina Power Partners, LLC |  | 59325 | Kings Mountain Energy Center | NC | Vertical | Cleveland | KMEC2 | Natural Gas Fired Combined Cycle | CA | KMEC | S | Y | X |  |  | 233.7 | 0.85 | 227 | 208 | 93 | N |  |  | OP | X | 8 | 2018 | 2018 |  |  | N | IPP Non-CHP | IPP | IPP | 2 | X | NG | Non-Renewable | 0 | 233.7 | 0 | 1
Operable | 58508 | Carolina Solar Energy LLC |  | 58538 | PCSP3 Airport | NC | Vertical | Person | 3 | Solar Photovoltaic | PV |  | W | X | X |  |  | 2.5 |  | 2.5 | 2.5 |  | N |  |  | OP | X | 10 | 2011 | 2011 |  |  | N | IPP Non-CHP | IPP | IPP | 2 | X | SUN | Renewable | 2.5 | 0 | 1 | 0
Operable | 58508 | Carolina Solar Energy LLC |  | 60440 | McGrigor Farm Solar | NC | Vertical | Sampson | PV1 | Solar Photovoltaic | PV |  | W | X | X |  |  | 5 |  | 5 | 5 |  | N |  |  | OP | X | 10 | 2019 | 2019 |  |  | N | IPP Non-CHP | IPP | IPP | 2 | X | SUN | Renewable | 5 | 0 | 1 | 0
Operable | 59730 | Carousel Wind Farm, LLC |  | 59975 | Carousel Wind Farm LLC | CO | Vertical | Kit Carson | CW1 | Onshore Wind Turbine | WT |  | S | X | X |  |  | 150 |  | 150 | 150 | 0 | N |  |  | OP | X | 11 | 2015 | 2015 |  |  | N | IPP Non-CHP | IPP | IPP | 2 | X | WND | Renewable | 150 | 0 | 1 | 0
Operable | 24202 | Carr Street Generating Sta LP |  | 50978 | Carr Street Generating Station | NY | Restructured | Onondaga | GEN1 | Natural Gas Fired Combined Cycle | CT | CC1 | W | X | N | PTID 24060 | PTID 24060 | 48.8 | 0.85 | 35 | 40 | 16 | N |  |  | OP | X | 7 | 1993 | Pre-2000 |  |  | N | IPP Non-CHP | IPP | IPP | 2 | X | NG | Non-Renewable | 0 | 48.8 | 0 | 1 | DFO
Operable | 24202 | Carr Street Generating Sta LP |  | 50978 | Carr Street Generating Station | NY | Restructured | Onondaga | GEN2 | Natural Gas Fired Combined Cycle | CT | CC1 | W | X | N | PTID 24060 | PTID 24060 | 48.8 | 0.85 | 35 | 40 | 16 | N |  |  | OP | X | 7 | 1993 | Pre-2000 |  |  | N | IPP Non-CHP | IPP | IPP | 2 | X | NG | Non-Renewable | 0 | 48.8 | 0 | 1 | DFO
Operable | 24202 | Carr Street Generating Sta LP |  | 50978 | Carr Street Generating Station | NY | Restructured | Onondaga | GEN3 | Natural Gas Fired Combined Cycle | CA | CC1 | W | N | X | PTID 24060 | PTID 24060 | 25 | 0.9 | 23 | 25 | 10 | N |  |  | OP | X | 7 | 1993 | Pre-2000 |  |  | N | IPP Non-CHP | IPP | IPP | 2 | X | NG | Non-Renewable | 0 | 25 | 0 | 1 | DFO
Operable | 59541 | Carroll County Energy LLC |  | 59773 | Carroll County Energy | OH | Restructured | Carroll | CGT1 | Natural Gas Fired Combined Cycle | CT | CCE1 | S | X | N | 1292915936 | 1292915936 | 235.5 | 0.85 | 213.3 | 228.3 |  | N |  |  | OP | X | 12 | 2017 | 2017 |  |  | N | IPP Non-CHP | IPP | IPP | 2 | X | NG | Non-Renewable | 0 | 235.5 | 0 | 1
Operable | 59541 | Carroll County Energy LLC |  | 59773 | Carroll County Energy | OH | Restructured | Carroll | CGT2 | Natural Gas Fired Combined Cycle | CT | CCE1 | S | X | N | 1292915936 | 1292915936 | 235.5 | 0.85 | 213.3 | 228.3 |  | N |  |  | OP | X | 12 | 2017 | 2017 |  |  | N | IPP Non-CHP | IPP | IPP | 2 | X | NG | Non-Renewable | 0 | 235.5 | 0 | 1
Operable | 59541 | Carroll County Energy LLC |  | 59773 | Carroll County Energy | OH | Restructured | Carroll | SGT1 | Natural Gas Fired Combined Cycle | CA | CCE1 | S | Y | X | 1292915936 | 1292915936 | 361.3 | 0.85 | 288 | 303.8 |  | N |  |  | OP | X | 12 | 2017 | 2017 |  |  | N | IPP Non-CHP | IPP | IPP | 2 | X | NG | Non-Renewable | 0 | 361.3 | 0 | 1
Operable | 3082 | Carrollton Board of Public Wks |  | 2120 | Carrollton | MO | Vertical | Carroll | 10 | Natural Gas Internal Combustion Engine | IC |  | S | X | X |  |  | 6.1 | 0.9 | 6 | 6 | 0.1 | N |  |  | OP | X | 9 | 1972 | Pre-2000 |  |  | N | Electric Utility | Utility | Municipal | 1 | X | NG | Non-Renewable | 0 | 6.1 | 0 | 1 | DFO
Operable | 3082 | Carrollton Board of Public Wks |  | 2120 | Carrollton | MO | Vertical | Carroll | 11 | Petroleum Liquids | IC |  | S | X | X |  |  | 2 | 0.92 | 1.8 | 1.8 | 0.1 | N |  |  | OP | X | 7 | 2001 | 2001 |  |  | N | Electric Utility | Utility | Municipal | 1 | X | DFO | Non-Renewable | 0 | 2 | 0 | 1
Operable | 3082 | Carrollton Board of Public Wks |  | 2120 | Carrollton | MO | Vertical | Carroll | 3 | Natural Gas Internal Combustion Engine | IC |  | S | X | X |  |  | 1.8 | 0.9 | 1.8 | 1.8 | 0.1 | N |  |  | OP | X | 3 | 1947 | Pre-2000 |  |  | N | Electric Utility | Utility | Municipal | 1 | X | NG | Non-Renewable | 0 | 1.8 | 0 | 1 | DFO
Operable | 3082 | Carrollton Board of Public Wks |  | 2120 | Carrollton | MO | Vertical | Carroll | 7 | Natural Gas Internal Combustion Engine | IC |  | S | X | X |  |  | 2.5 | 0.9 | 2.5 | 2.5 | 0.1 | N |  |  | OP | X | 4 | 1959 | Pre-2000 |  |  | N | Electric Utility | Utility | Municipal | 1 | X | NG | Non-Renewable | 0 | 2.5 | 0 | 1 | DFO
Operable | 3082 | Carrollton Board of Public Wks |  | 2120 | Carrollton | MO | Vertical | Carroll | 8 | Natural Gas Internal Combustion Engine | IC |  | S | X | X |  |  | 4.1 | 0.9 | 3.7 | 3.7 | 0.1 | N |  |  | OP | X | 10 | 1966 | Pre-2000 |  |  | N | Electric Utility | Utility | Municipal | 1 | X | NG | Non-Renewable | 0 | 4.1 | 0 | 1 | DFO
Operable | 3082 | Carrollton Board of Public Wks |  | 2120 | Carrollton | MO | Vertical | Carroll | 9 | Natural Gas Internal Combustion Engine | IC |  | S | X | X |  |  | 4.1 | 0.91 | 3.7 | 3.7 | 0.1 | N |  |  | OP | X | 5 | 1970 | Pre-2000 |  |  | N | Electric Utility | Utility | Municipal | 1 | X | NG | Non-Renewable | 0 | 4.1 | 0 | 1 | DFO
Operable | 3084 | Carson Cogeneration Co |  | 10169 | Carson Cogeneration | CA | Vertical | Los Angeles | GEN1 | Natural Gas Fired Combined Cycle | CT | CC1 | J | X | N | ICEGEN_7_B1 | ICEGEN_7_B1 | 45.3 | 1 | 41.3 | 41.1 | 28 | N |  |  | OP | X | 12 | 1989 | Pre-2000 |  |  | N | IPP Non-CHP | IPP | IPP | 2 | X | NG | Non-Renewable | 0 | 45.3 | 0 | 1
Operable | 3084 | Carson Cogeneration Co |  | 10169 | Carson Cogeneration | CA | Vertical | Los Angeles | GEN2 | Natural Gas Fired Combined Cycle | CA | CC1 | J | N | X | ICEGEN_7_B1 | ICEGEN_7_B1 | 10.5 | 1 | 8 | 8.1 | 8 | N |  |  | OP | X | 1 | 1990 | Pre-2000 |  |  | N | IPP Non-CHP | IPP | IPP | 2 | X | NG | Non-Renewable | 0 | 10.5 | 0 | 1
Operable | 56830 | Carson Solar 1 LLC |  | 57509 | Carson Solar I | CO | Vertical | El Paso | 1 | Solar Photovoltaic | PV |  | W | X | X |  |  | 2 |  | 1.5 | 1.4 |  | N |  |  | OP | X | 12 | 2007 | 2007 |  |  | N | IPP Non-CHP | IPP | IPP | 2 | X | SUN | Renewable | 2 | 0 | 1 | 0
Operable | 65898 | Carstensen Wind, LLC (Longroad) |  | 56410 | Carstensen Wind | MN | Vertical | Pipestone | 1 | Onshore Wind Turbine | WT |  | J | X | X |  |  | 1.7 |  | 1.7 | 1.7 | 0 | N |  |  | OP | X | 12 | 2004 | 2004 |  |  | N | IPP Non-CHP | IPP | IPP | 2 | X | WND | Renewable | 1.7 | 0 | 1 | 0
Operable | 3085 | Carthage Energy LLC |  | 10620 | Carthage Energy LLC | NY | Restructured | Jefferson | GEN1 | Natural Gas Fired Combined Cycle | CT | CC1 | S | X | N | 23857 | 23857 | 40.9 | 0.95 | 40.1 | 45 | 25 | N |  |  | OP | X | 11 | 1991 | Pre-2000 |  |  | N | IPP Non-CHP | IPP | IPP | 2 | X | NG | Non-Renewable | 0 | 40.9 | 0 | 1 | DFO
Operable | 3085 | Carthage Energy LLC |  | 10620 | Carthage Energy LLC | NY | Restructured | Jefferson | GEN2 | Natural Gas Fired Combined Cycle | CA | CC1 | S | Y | X | 23857 | 23857 | 22 | 0.95 | 21 | 21.5 | 10 | N |  |  | OP | X | 11 | 1991 | Pre-2000 |  |  | N | IPP Non-CHP | IPP | IPP | 2 | X | NG | Non-Renewable | 0 | 22 | 0 | 1
Operable | 65384 | Cartier Energy, LLC |  | 10030 | Energy Center Dover | DE | Restructured | Kent | COG1 | Natural Gas Fired Combined Cycle | CA | CC1 | S | Y | X | Kent 13kv -DoverST1 (GF1) | Kent 13kv -DoverST1 | 18 | 0.9 | 15 | 15 | 5 | N |  |  | OP | X | 5 | 1985 | Pre-2000 |  |  | Y | IPP CHP | IPP | IPP | 3 | T | NG | Non-Renewable | 0 | 18 | 0 | 1
Operable | 65384 | Cartier Energy, LLC |  | 10030 | Energy Center Dover | DE | Restructured | Kent | KD-1 | Natural Gas Fired Combined Cycle | CT | CC1 | S | X | N | Kent 13kv -DoverCT1 (KD1) | Kent 13kv - DoverCT1 | 50 | 0.85 | 44 | 50 | 30 | N |  |  | OP | X | 6 | 2001 | 2001 |  |  | N | IPP CHP | IPP | IPP | 3 | X | NG | Non-Renewable | 0 | 50 | 0 | 1
Operable | 65384 | Cartier Energy, LLC |  | 10030 | Energy Center Dover | DE | Restructured | Kent | KD-2 | Natural Gas Fired Combustion Turbine | GT |  | S | X | X | Kent 13kv -DoverCT2 (KD2) | Kent 13kv -DoverCT2 | 50 | 0.85 | 44 | 50 | 30 | N |  |  | OP | X | 6 | 2001 | 2001 |  |  | N | IPP CHP | IPP | IPP | 3 | X | NG | Non-Renewable | 0 | 50 | 0 | 1 | DFO
Operable | 65384 | Cartier Energy, LLC |  | 52061 | Hartford Hospital Cogeneration | CT | Restructured | Hartford | GEN2 | Natural Gas Fired Combined Cycle | CA | CC1 | S | Y | X | 980 | 980 | 4.2 | 1 | 2.4 | 2.4 | 0.3 | N |  |  | OP | X | 7 | 1988 | Pre-2000 | 12 | 2025 | Y | Commercial CHP | Customer Sited | Other | 5 | T | NG | Non-Renewable | 0 | 4.2 | 0 | 1
Operable | 65384 | Cartier Energy, LLC |  | 52061 | Hartford Hospital Cogeneration | CT | Restructured | Hartford | GEN3 | Natural Gas Fired Combined Cycle | CT | CC1 | S | X | N |  |  | 6.2 | 0.95 | 6.2 | 6.2 | 3 | N |  |  | OP | X | 7 | 1988 | Pre-2000 | 12 | 2025 | Y | Commercial CHP | Customer Sited | Other | 5 | T | NG | Non-Renewable | 0 | 6.2 | 0 | 1 | DFO
Operable | 65384 | Cartier Energy, LLC |  | 52061 | Hartford Hospital Cogeneration | CT | Restructured | Hartford | GEN4 | Other Natural Gas | FC |  | S | X | X |  |  | 1.4 |  | 1.4 | 1.4 | 0 | N |  |  | OP | X | 5 | 2014 | 2014 | 6 | 2029 | N | Commercial CHP | Customer Sited | Other | 5 | X | NG | Non-Renewable | 0 | 1.4 | 0 | 1
Operable | 65384 | Cartier Energy, LLC |  | 57179 | HSCo CHP | CT | Restructured | Hartford | 1 | Natural Gas Fired Combustion Turbine | GT |  | S | X | X | 980 | 980 | 4 | 1 | 3.5 | 4 | 1 | N |  |  | OP | X | 10 | 2009 | 2009 | 10 | 2039 | Y | Commercial CHP | Customer Sited | Other | 5 | T | NG | Non-Renewable | 0 | 4 | 0 | 1
Operable | 65384 | Cartier Energy, LLC |  | 63483 | ACM - Midtown Thermal | NJ | Restructured | Atlantic | T60-1 | Natural Gas Fired Combustion Turbine | GT |  | S | X | X |  |  | 5.5 | 0.9 | 5.2 | 6.1 | 3.5 | N |  |  | OP | X | 1 | 2012 | 2012 |  |  | Y | Commercial CHP | Customer Sited | Other | 5 | T | NG | Non-Renewable | 0 | 5.5 | 0 | 1 | DFO
Operable | 65384 | Cartier Energy, LLC |  | 63492 | DCO Burlington | NJ | Restructured | Burlington | CTG-1 | Natural Gas Fired Combustion Turbine | GT |  | S | X | X |  |  | 3.5 | 1 | 2.7 | 3.8 | 2.4 | N |  |  | OP | X | 6 | 2012 | 2012 |  |  | Y | Industrial CHP | Customer Sited | Other | 7 | T | NG | Non-Renewable | 0 | 3.5 | 0 | 1
Operable | 65384 | Cartier Energy, LLC |  | 63501 | Montclair State University Cogen | NJ | Restructured | Passaic | CTG-1 | Natural Gas Fired Combustion Turbine | GT |  | S | X | X |  |  | 6.4 | 0.8 | 5.4 | 5.8 | 2.5 | N |  |  | OP | X | 9 | 2013 | 2013 |  |  | Y | Commercial CHP | Customer Sited | Other | 5 | T | NG | Non-Renewable | 0 | 6.4 | 0 | 1 | DFO
Operable | 65384 | Cartier Energy, LLC |  | 63501 | Montclair State University Cogen | NJ | Restructured | Passaic | ENG-1 | Natural Gas Internal Combustion Engine | IC |  | S | X | X |  |  | 2.7 | 0.8 | 2.7 | 2.7 | 1.3 | N |  |  | OP | X | 6 | 2018 | 2018 |  |  | Y | Commercial CHP | Customer Sited | Other | 5 | T | NG | Non-Renewable | 0 | 2.7 | 0 | 1
Operable | 65384 | Cartier Energy, LLC |  | 63501 | Montclair State University Cogen | NJ | Restructured | Passaic | ENG-2 | Natural Gas Internal Combustion Engine | IC |  | S | X | X |  |  | 2.7 | 0.8 | 2.7 | 2.7 | 1.3 | N |  |  | OP | X | 6 | 2018 | 2018 |  |  | Y | Commercial CHP | Customer Sited | Other | 5 | T | NG | Non-Renewable | 0 | 2.7 | 0 | 1
Operable | 3131 | Carville Energy LLC |  | 55404 | Carville Energy LLC | LA | Vertical | Iberville | CTG1 | Natural Gas Fired Combined Cycle | CT | CC1 | S | X | N | EES.CAR_A | EES.CAR_A | 187 | 0.85 | 170 | 180 | 110 | N |  |  | OP | X | 6 | 2003 | 2003 |  |  | Y | IPP CHP | IPP | IPP | 3 | T | NG | Non-Renewable | 0 | 187 | 0 | 1
Operable | 3131 | Carville Energy LLC |  | 55404 | Carville Energy LLC | LA | Vertical | Iberville | CTG2 | Natural Gas Fired Combined Cycle | CT | CC1 | S | X | N | EES.CAR_BC | EES.CAR_BC | 187 | 0.85 | 170 | 180 | 110 | N |  |  | OP | X | 6 | 2003 | 2003 |  |  | Y | IPP CHP | IPP | IPP | 3 | T | NG | Non-Renewable | 0 | 187 | 0 | 1
Operable | 3131 | Carville Energy LLC |  | 55404 | Carville Energy LLC | LA | Vertical | Iberville | STG | Natural Gas Fired Combined Cycle | CA | CC1 | S | Y | X | EES.CAR_BC | EES.CAR_BC | 181 | 0.85 | 181 | 181 | 10 | N |  |  | OP | X | 6 | 2003 | 2003 |  |  | Y | IPP CHP | IPP | IPP | 3 | B | NG | Non-Renewable | 0 | 181 | 0 | 1
Operable | 61531 | Casa Mesa Wind, LLC |  | 61925 | Casa Mesa Wind Energy Center Hybrid | NM | Vertical | Quay | CMNM | Onshore Wind Turbine | WT |  | S | X | X |  |  | 50.9 |  | 50.9 | 50.9 | 10 | N |  |  | OP | X | 11 | 2018 | 2018 |  |  | N | IPP Non-CHP | IPP | IPP | 2 | X | WND | Renewable | 50.9 | 0 | 1 | 0
Operable | 61531 | Casa Mesa Wind, LLC |  | 61925 | Casa Mesa Wind Energy Center Hybrid | NM | Vertical | Quay | CMNMB | Batteries | BA |  | S | X | X |  |  | 1 |  | 1 | 1 | 0 | N |  |  | OP | X | 11 | 2018 | 2018 |  |  | N | IPP Non-CHP | IPP | IPP | 2 | X | MWH | Other | 0 | 0 | 0 | 0
Operable | 3137 | Cascade Municipal Utilities |  | 1129 | Cascade | IA | Vertical | Dubuque | 1 | Petroleum Liquids | IC |  | S | X | X |  |  | 0.7 | 0.8 | 0.7 | 0.7 | 0.1 | N |  |  | SB | Y | 2 | 1957 | Pre-2000 |  |  | N | Electric Utility | Utility | Municipal | 1 | X | DFO | Non-Renewable | 0 | 0.7 | 0 | 1
Operable | 3137 | Cascade Municipal Utilities |  | 1129 | Cascade | IA | Vertical | Dubuque | 2 | Petroleum Liquids | IC |  | S | X | X |  |  | 2 | 0.8 | 1.9 | 2 | 0.3 | N |  |  | SB | Y | 12 | 1971 | Pre-2000 |  |  | N | Electric Utility | Utility | Municipal | 1 | X | DFO | Non-Renewable | 0 | 2 | 0 | 1 | NG
Operable | 3137 | Cascade Municipal Utilities |  | 1129 | Cascade | IA | Vertical | Dubuque | 3A | Petroleum Liquids | IC |  | S | X | X |  |  | 1.8 | 0.8 | 1.8 | 1.8 | 0.5 | N |  |  | SB | Y | 1 | 1998 | Pre-2000 |  |  | N | Electric Utility | Utility | Municipal | 1 | X | DFO | Non-Renewable | 0 | 1.8 | 0 | 1
Operable | 3137 | Cascade Municipal Utilities |  | 1129 | Cascade | IA | Vertical | Dubuque | 4 | Petroleum Liquids | IC |  | S | X | X |  |  | 0.7 | 0.8 | 0.5 | 0.5 | 0.1 | N |  |  | SB | Y | 4 | 1951 | Pre-2000 |  |  | N | Electric Utility | Utility | Municipal | 1 | X | DFO | Non-Renewable | 0 | 0.7 | 0 | 1
Operable | 3137 | Cascade Municipal Utilities |  | 1129 | Cascade | IA | Vertical | Dubuque | 6 | Petroleum Liquids | IC |  | S | X | X |  |  | 2 | 0.8 | 1.9 | 1.9 | 0.5 | N |  |  | SB | Y | 1 | 2020 | 2020 |  |  | N | Electric Utility | Utility | Municipal | 1 | X | DFO | Non-Renewable | 0 | 2 | 0 | 1
Operable | 58546 | Cascade Solar LLC |  | 58590 | Cascade Solar | CA | Vertical | San Bernardino | 1 | Solar Photovoltaic | PV |  | S | X | X |  |  | 18.5 |  | 18.5 | 18.5 |  | N |  |  | OP | X | 1 | 2014 | 2014 |  |  | N | IPP Non-CHP | IPP | IPP | 2 | X | SUN | Renewable | 18.5 | 0 | 1 | 0
Operable | 65189 | Cascade Solar LLC |  | 66016 | Skalbeck Solar | MN | Vertical | Renville | SKAL | Solar Photovoltaic | PV |  | S | X | X |  |  | 1 |  | 1 | 1 |  | N |  |  | OP | X | 11 | 2022 | 2022 |  |  | N | IPP Non-CHP | IPP | IPP | 2 | X | SUN | Renewable | 1 | 0 | 1 | 0
Operable | 4966 | Casco Bay Energy Co LLC |  | 55068 | Maine Independence Station | ME | Restructured | Penobscot | GEN1 | Natural Gas Fired Combined Cycle | CT | CC1 | S | X | N | UN.Graham 18.0MS1A(40338) | UN.Graham 18.0MS1A(40338) | 177.8 | 0.85 | 163.2 | 179.1 | 65 | N |  |  | OP | X | 5 | 2000 | 2000 |  |  | N | IPP Non-CHP | IPP | IPP | 2 | X | NG | Non-Renewable | 0 | 177.8 | 0 | 1
Operable | 4966 | Casco Bay Energy Co LLC |  | 55068 | Maine Independence Station | ME | Restructured | Penobscot | GEN2 | Natural Gas Fired Combined Cycle | CT | CC1 | S | X | N | UN.Graham 18.0MS1B(40339) | UN.Graham 18.0MS1B(40339) | 177.8 | 0.85 | 160.7 | 181.7 | 65 | N |  |  | OP | X | 5 | 2000 | 2000 |  |  | N | IPP Non-CHP | IPP | IPP | 2 | X | NG | Non-Renewable | 0 | 177.8 | 0 | 1
Operable | 4966 | Casco Bay Energy Co LLC |  | 55068 | Maine Independence Station | ME | Restructured | Penobscot | GEN3 | Natural Gas Fired Combined Cycle | CA | CC1 | S | N | X |  |  | 194.6 | 0.85 | 175.6 | 180.4 | 40 | N |  |  | OP | X | 5 | 2000 | 2000 |  |  | N | IPP Non-CHP | IPP | IPP | 2 | X | NG | Non-Renewable | 0 | 194.6 | 0 | 1
Operable | 62990 | Case Creek Solar LLC |  | 63207 | Case Creek Solar | OR | Vertical | Marion | CCPV1 | Solar Photovoltaic | PV |  | S | X | X |  |  | 2.2 | 1 | 2.2 | 2.2 |  | N |  |  | OP | X | 10 | 2019 | 2019 |  |  | N | IPP Non-CHP | IPP | IPP | 2 | X | SUN | Renewable | 2.2 | 0 | 1 | 0
Operable | 58869 | Case Western Reserve University |  | 59024 | Euclid Farm, Stamco N-54 | OH | Restructured | Cuyahoga | N-54 | Onshore Wind Turbine | WT |  | S | X | X |  |  | 1 |  | 1 | 1 | 0.1 | N |  |  | OP | X | 10 | 2012 | 2012 |  |  | N | IPP Non-CHP | IPP | IPP | 2 | X | WND | Renewable | 1 | 0 | 1 | 0
Operable | 63768 | Cash Solar, LLC |  | 60178 | Cash Solar | NC | Vertical | Nash | PV1 | Solar Photovoltaic | PV |  | S | X | X |  |  | 5 |  | 5 | 5 |  | N |  |  | OP | X | 12 | 2020 | 2020 |  |  | N | IPP Non-CHP | IPP | IPP | 2 | X | SUN | Renewable | 5 | 0 | 1 | 0
Operable | 57340 | Cashton Greens Wind Farm LLC |  | 57968 | Cashton Greens Wind Farm | WI | Vertical | Monroe | CGWF | Onshore Wind Turbine | WT |  | J | X | X | DPC.DPC | DPC.DPC | 5 |  | 4.8 | 4.8 | 0.1 | N |  |  | OP | X | 5 | 2012 | 2012 |  |  | N | IPP Non-CHP | IPP | IPP | 2 | X | WND | Renewable | 5 | 0 | 1 | 0
Operable | 56157 | Cassia Gulch Wind Park, LLC |  | 56935 | Cassia Gulch | ID | Vertical | Twin Falls | 1 | Onshore Wind Turbine | WT |  | S | X | X |  |  | 18.9 |  | 18.9 | 18.9 | 0.1 | N |  |  | OP | X | 3 | 2009 | 2009 |  |  | N | IPP Non-CHP | IPP | IPP | 2 | X | WND | Renewable | 18.9 | 0 | 1 | 0
Operable | 56158 | Cassia Wind Farm, LLC |  | 56934 | Cassia Wind | ID | Vertical | Twin Falls | 1 | Onshore Wind Turbine | WT |  | S | X | X |  |  | 8.4 |  | 8.4 | 8.4 | 0.1 | N |  |  | OP | X | 3 | 2009 | 2009 |  |  | N | IPP Non-CHP | IPP | IPP | 2 | X | WND | Renewable | 8.4 | 0 | 1 | 0
Operable | 65044 | Castle Gap Wind Power, LLC |  | 65790 | Castle Gap Wind | TX | Restructured | Mills | CGWIN | Onshore Wind Turbine | WT |  | S | X | X | AGUAYO_UNIT1 | AGUAYO_UNIT1 | 196.8 |  | 196.8 | 196.8 | 0.1 | N |  |  | OP | X | 10 | 2023 | 2023 |  |  | N | IPP Non-CHP | IPP | IPP | 2 | X | WND | Renewable | 196.8 | 0 | 1 | 0
Operable | 57213 | Castle Rock Cooling |  | 57870 | Castle Rock Vineyards | CA | Vertical | Tulare | SOLAR | Solar Photovoltaic | PV |  | S | X | X |  |  | 1 |  | 1 | 1 |  | N |  |  | OP | X | 9 | 2010 | 2010 |  |  | N | Commercial Non-CHP | Customer Sited | Other | 4 | X | SUN | Renewable | 1 | 0 | 1 | 0
Operable | 65504 | Catalyze Blackstone 83 Federal Street Microgrid, LLC |  | 66474 | MA Blackstone | MA | Restructured | Worcester | 18170 | Solar Photovoltaic | PV |  | S | X | X |  |  | 4.2 |  | 4.2 | 4.2 |  | N |  |  | OP | X | 7 | 2022 | 2022 |  |  | N | IPP Non-CHP | IPP | IPP | 2 | X | SUN | Renewable | 4.2 | 0 | 1 | 0
Operable | 65504 | Catalyze Blackstone 83 Federal Street Microgrid, LLC |  | 66474 | MA Blackstone | MA | Restructured | Worcester | B8170 | Batteries | BA |  | S | X | X |  |  | 3 |  | 3 | 3 |  | N |  |  | OP | X | 7 | 2022 | 2022 |  |  | N | IPP Non-CHP | IPP | IPP | 2 | X | MWH | Other | 0 | 0 | 0 | 0
Operable | 65429 | Cataract Hydro, LLC |  | 7118 | Cataract (MI) | MI | Vertical | Marquette | 1 | Conventional Hydroelectric | HY |  | S | X | X |  |  | 2 | 0.8 | 0.6 | 0.3 | 0 | N |  |  | OP | X | 2 | 1988 | Pre-2000 |  |  | N | IPP Non-CHP | IPP | IPP | 2 | X | WAT | Renewable | 2 | 0 | 1 | 0
Operable | 60480 | Catawba Solar LLC |  | 60800 | Catawba Solar LLC | NC | Vertical | Rowan | PV1 | Solar Photovoltaic | PV |  | S | X | X |  |  | 2 |  | 2 | 2 |  | N |  |  | OP | X | 9 | 2016 | 2016 |  |  | N | IPP Non-CHP | IPP | IPP | 2 | X | SUN | Renewable | 2 | 0 | 1 | 0
Operable | 3179 | Caterpillar Inc |  | 50935 | Caterpillar | IN | Vertical | Tippecanoe | 3512 | Petroleum Liquids | IC |  | S | X | X |  |  | 0.9 | 0.8 | 0.8 | 0.8 | 0.2 | N |  |  | OP | X | 12 | 1983 | Pre-2000 |  |  | N | Industrial Non-CHP | Customer Sited | Other | 6 | X | DFO | Non-Renewable | 0 | 0.9 | 0 | 1
Operable | 3179 | Caterpillar Inc |  | 50935 | Caterpillar | IN | Vertical | Tippecanoe | 3516 | Petroleum Liquids | IC |  | S | X | X |  |  | 1.2 | 0.8 | 0.8 | 0.8 | 0.3 | N |  |  | SB | N | 7 | 1987 | Pre-2000 |  |  | N | Industrial Non-CHP | Customer Sited | Other | 6 | X | DFO | Non-Renewable | 0 | 1.2 | 0 | 1
Operable | 3179 | Caterpillar Inc |  | 50935 | Caterpillar | IN | Vertical | Tippecanoe | 516A | Petroleum Liquids | IC |  | S | X | X |  |  | 1.8 | 0.8 | 1.8 | 1.8 | 0.5 | N |  |  | OP | X | 3 | 1996 | Pre-2000 |  |  | N | Industrial Non-CHP | Customer Sited | Other | 6 | X | DFO | Non-Renewable | 0 | 1.8 | 0 | 1
Operable | 3179 | Caterpillar Inc |  | 50935 | Caterpillar | IN | Vertical | Tippecanoe | ET1-1 | Natural Gas Internal Combustion Engine | IC |  | S | X | X |  |  | 3 | 0.8 | 3 | 3 | 0.5 | N |  |  | OP | X | 3 | 2022 | 2022 |  |  | N | Industrial Non-CHP | Customer Sited | Other | 6 | X | NG | Non-Renewable | 0 | 3 | 0 | 1
Operable | 3179 | Caterpillar Inc |  | 50935 | Caterpillar | IN | Vertical | Tippecanoe | ET2 | Natural Gas Internal Combustion Engine | IC |  | S | X | X |  |  | 2 | 0.8 | 2 | 2 | 0.5 | N |  |  | OP | X | 4 | 2011 | 2011 |  |  | N | Industrial Non-CHP | Customer Sited | Other | 6 | X | NG | Non-Renewable | 0 | 2 | 0 | 1
Operable | 3179 | Caterpillar Inc |  | 50935 | Caterpillar | IN | Vertical | Tippecanoe | ET4 | Natural Gas Internal Combustion Engine | IC |  | S | X | X |  |  | 2.5 | 0.8 | 2.5 | 2.5 | 0.6 | N |  |  | OP | X | 4 | 2013 | 2013 |  |  | N | Industrial Non-CHP | Customer Sited | Other | 6 | X | NG | Non-Renewable | 0 | 2.5 | 0 | 1
Operable | 3179 | Caterpillar Inc |  | 50935 | Caterpillar | IN | Vertical | Tippecanoe | R12 | Petroleum Liquids | IC |  | S | X | X |  |  | 0.4 | 0.8 | 0.3 | 0.3 | 0.1 | N |  |  | SB | N | 6 | 2001 | 2001 |  |  | N | Industrial Non-CHP | Customer Sited | Other | 6 | X | DFO | Non-Renewable | 0 | 0.4 | 0 | 1
Operable | 65227 | Cathcart Solar, LLC |  | 66055 | Cathcart Solar, LLC | NC | Vertical | Columbus | CATHC | Solar Photovoltaic | PV |  | S | X | X |  |  | 5 |  | 5 | 5 |  | N |  |  | OP | X | 5 | 2023 | 2023 |  |  | N | IPP Non-CHP | IPP | IPP | 2 | X | SUN | Renewable | 5 | 0 | 1 | 0
Operable | 64940 | Cattail Solar, LLC |  | 65671 | Cattail (CSG) | IL | Restructured | Whiteside | CATTL | Solar Photovoltaic | PV |  | S | X | X |  |  | 2 |  | 2 | 2 |  | N |  |  | OP | X | 6 | 2022 | 2022 |  |  | N | IPP Non-CHP | IPP | IPP | 2 | X | SUN | Renewable | 2 | 0 | 1 | 0
Operable | 59217 | CBC Alternative Energy, LLC |  | 59451 | CBC Solar Energy Gen Fac Phase 2 | NC | Vertical | Wake | PV2 | Solar Photovoltaic | PV |  | S | X | X |  |  | 2.5 |  | 2.5 | 2.5 |  | N |  |  | OP | X | 12 | 2013 | 2013 |  |  | N | IPP Non-CHP | IPP | IPP | 2 | X | SUN | Renewable | 2.5 | 0 | 1 | 0
Operable | 63242 | CBH Lessor LLC |  | 63505 | Cherry Blossom Solar LLC | SC | Vertical | Williamsburg | CB | Solar Photovoltaic | PV |  | S | X | X |  |  | 10 |  | 10 | 10 |  | N |  |  | OP | X | 12 | 2019 | 2019 |  |  | N | IPP Non-CHP | IPP | IPP | 2 | X | SUN | Renewable | 10 | 0 | 1 | 0
Operable | 60578 | CCC Hastings Renewable Energy, LLC |  | 60931 | CCC Hastings Wind Turbine | NE | Vertical | Adams | WT1 | Onshore Wind Turbine | WT |  | S | X | X |  |  | 1.7 |  | 1.7 | 1.7 | 0.5 | N |  |  | OP | X | 12 | 2016 | 2016 |  |  | N | IPP Non-CHP | IPP | IPP | 2 | X | WND | Renewable | 1.7 | 0 | 1 | 0
Operable | 61561 | CCC Solar Holdings LLC |  | 60851 | Curtis Hill Solar CSG | MA | Restructured | Worcester | PV1 | Solar Photovoltaic | PV |  | S | X | X |  |  | 2 |  | 1.9 | 1.9 |  | N |  |  | OP | X | 10 | 2016 | 2016 |  |  | N | IPP Non-CHP | IPP | IPP | 2 | X | SUN | Renewable | 2 | 0 | 1 | 0
Operable | 61561 | CCC Solar Holdings LLC |  | 60852 | Depot Hill Solar CSG | MA | Restructured | Worcester | PV1 | Solar Photovoltaic | PV |  | S | X | X |  |  | 2 |  | 1.9 | 1.9 |  | N |  |  | OP | X | 10 | 2016 | 2016 |  |  | N | IPP Non-CHP | IPP | IPP | 2 | X | SUN | Renewable | 2 | 0 | 1 | 0
Operable | 5511 | CCI Roseton LLC |  | 8006 | Roseton Generating Facility | NY | Restructured | Orange | 1 | Natural Gas Steam Turbine | ST |  | S | X | X | 23587 | 23587 | 621 | 0.9 | 614.8 | 594.2 | 140 | N |  |  | OP | X | 12 | 1974 | Pre-2000 |  |  | N | IPP Non-CHP | IPP | IPP | 2 | X | NG | Non-Renewable | 0 | 621 | 0 | 1 | RFO | DFO
Operable | 5511 | CCI Roseton LLC |  | 8006 | Roseton Generating Facility | NY | Restructured | Orange | 2 | Natural Gas Steam Turbine | ST |  | S | X | X | 23588 | 23588 | 621 | 0.9 | 607.7 | 607.7 | 140 | N |  |  | OP | X | 9 | 1974 | Pre-2000 |  |  | N | IPP Non-CHP | IPP | IPP | 2 | X | NG | Non-Renewable | 0 | 621 | 0 | 1 | RFO | DFO
Operable | 63625 | CCUA Solar, LLC |  | 63971 | CCUA Solar | NJ | Restructured | Cumberland | CCUA | Solar Photovoltaic | PV |  | S | X | X |  |  | 1.5 |  | 1.5 | 1.5 |  | N |  |  | OP | X | 7 | 2021 | 2021 |  |  | N | IPP Non-CHP | IPP | IPP | 2 | X | SUN | Renewable | 1.5 | 0 | 1 | 0
Operable | 60865 | CD Global Solar Holdings, LLC |  | 58792 | Ayrshire | NC | Vertical | Cleveland | PV1 | Solar Photovoltaic | PV |  | S | X | X |  |  | 19.4 |  | 19.4 | 19.4 |  | N |  |  | OP | X | 9 | 2017 | 2017 |  |  | N | IPP Non-CHP | IPP | IPP | 2 | X | SUN | Renewable | 19.4 | 0 | 1 | 0
Operable | 60865 | CD Global Solar Holdings, LLC |  | 61156 | St. Pauls Solar 2 | NC | Vertical | Robeson | STPAU | Solar Photovoltaic | PV |  | S | X | X |  |  | 5 |  | 5 | 5 |  | N |  |  | OP | X | 8 | 2017 | 2017 |  |  | N | IPP Non-CHP | IPP | IPP | 2 | X | SUN | Renewable | 5 | 0 | 1 | 0
Operable | 60865 | CD Global Solar Holdings, LLC |  | 61157 | Boaz Farm Solar | NC | Vertical | Lee | BOAZF | Solar Photovoltaic | PV |  | S | X | X |  |  | 5 |  | 5 | 5 |  | N |  |  | OP | X | 9 | 2017 | 2017 |  |  | N | IPP Non-CHP | IPP | IPP | 2 | X | SUN | Renewable | 5 | 0 | 1 | 0
Operable | 60865 | CD Global Solar Holdings, LLC |  | 61158 | Bizzell Church Solar 2 | NC | Vertical | Johnston | BIZZE | Solar Photovoltaic | PV |  | S | X | X |  |  | 5 |  | 5 | 5 |  | N |  |  | OP | X | 8 | 2017 | 2017 |  |  | N | IPP Non-CHP | IPP | IPP | 2 | X | SUN | Renewable | 5 | 0 | 1 | 0
Operable | 60865 | CD Global Solar Holdings, LLC |  | 61255 | Haywood Farm Solar, LLC | NC | Vertical | Montgomery | HAY02 | Solar Photovoltaic | PV |  | S | X | X |  |  | 4.9 |  | 4.9 | 4.9 |  | N |  |  | OP | X | 9 | 2017 | 2017 |  |  | N | IPP Non-CHP | IPP | IPP | 2 | X | SUN | Renewable | 4.9 | 0 | 1 | 0
Operable | 60865 | CD Global Solar Holdings, LLC |  | 61256 | Hood Farm Solar, LLC | NC | Vertical | Jones | HOF05 | Solar Photovoltaic | PV |  | S | X | X |  |  | 4.9 |  | 4.9 | 4.9 |  | N |  |  | OP | X | 9 | 2017 | 2017 |  |  | N | IPP Non-CHP | IPP | IPP | 2 | X | SUN | Renewable | 4.9 | 0 | 1 | 0
Operable | 60865 | CD Global Solar Holdings, LLC |  | 61257 | ZV Solar 2, LLC | NC | Vertical | Robeson | ZV204 | Solar Photovoltaic | PV |  | S | X | X |  |  | 4.9 |  | 4.9 | 4.9 |  | N |  |  | OP | X | 8 | 2017 | 2017 |  |  | N | IPP Non-CHP | IPP | IPP | 2 | X | SUN | Renewable | 4.9 | 0 | 1 | 0
Operable | 60865 | CD Global Solar Holdings, LLC |  | 61258 | Innovative Solar 35, LLC | NC | Vertical | Duplin | ISS35 | Solar Photovoltaic | PV |  | S | X | X |  |  | 1.9 |  | 1.9 | 1.9 |  | N |  |  | OP | X | 2 | 2017 | 2017 |  |  | N | IPP Non-CHP | IPP | IPP | 2 | X | SUN | Renewable | 1.9 | 0 | 1 | 0
Operable | 60865 | CD Global Solar Holdings, LLC |  | 61259 | Innovative Solar 59, LLC | NC | Vertical | Nash | ISS59 | Solar Photovoltaic | PV |  | S | X | X |  |  | 1.9 |  | 1.9 | 1.9 |  | N |  |  | OP | X | 2 | 2017 | 2017 |  |  | N | IPP Non-CHP | IPP | IPP | 2 | X | SUN | Renewable | 1.9 | 0 | 1 | 0
Operable | 60865 | CD Global Solar Holdings, LLC |  | 61260 | Innovative Solar 60, LLC | NC | Vertical | Nash | ISS60 | Solar Photovoltaic | PV |  | S | X | X |  |  | 1.9 |  | 1.9 | 1.9 |  | N |  |  | OP | X | 2 | 2017 | 2017 |  |  | N | IPP Non-CHP | IPP | IPP | 2 | X | SUN | Renewable | 1.9 | 0 | 1 | 0
Operable | 58440 | CD US Solar MT 2 LLC |  | 58445 | Arrache 4006 | CA | Vertical | Los Angeles | 1 | Solar Photovoltaic | PV |  | W | X | X |  |  | 1 |  | 1 | 1 |  | N |  |  | OP | X | 8 | 2013 | 2013 |  |  | N | IPP Non-CHP | IPP | IPP | 2 | X | SUN | Renewable | 1 | 0 | 1 | 0
Operable | 58440 | CD US Solar MT 2 LLC |  | 58445 | Arrache 4006 | CA | Vertical | Los Angeles | 2 | Solar Photovoltaic | PV |  | W | X | X |  |  | 1 |  | 1 | 1 |  | N |  |  | OP | X | 8 | 2013 | 2013 |  |  | N | IPP Non-CHP | IPP | IPP | 2 | X | SUN | Renewable | 1 | 0 | 1 | 0
Operable | 58440 | CD US Solar MT 2 LLC |  | 58446 | Arrache 4013 | CA | Vertical | Los Angeles | 1 | Solar Photovoltaic | PV |  | W | X | X |  |  | 1.5 |  | 1.5 | 1.5 |  | N |  |  | OP | X | 8 | 2013 | 2013 |  |  | N | IPP Non-CHP | IPP | IPP | 2 | X | SUN | Renewable | 1.5 | 0 | 1 | 0
Operable | 58440 | CD US Solar MT 2 LLC |  | 58447 | Arrache 8083 | CA | Vertical | Los Angeles | 1 | Solar Photovoltaic | PV |  | W | X | X |  |  | 1.5 |  | 1.5 | 1.5 |  | N |  |  | OP | X | 9 | 2013 | 2013 |  |  | N | IPP Non-CHP | IPP | IPP | 2 | X | SUN | Renewable | 1.5 | 0 | 1 | 0
Operable | 58440 | CD US Solar MT 2 LLC |  | 58447 | Arrache 8083 | CA | Vertical | Los Angeles | 2 | Solar Photovoltaic | PV |  | W | X | X |  |  | 1.5 |  | 1.5 | 1.5 |  | N |  |  | OP | X | 9 | 2013 | 2013 |  |  | N | IPP Non-CHP | IPP | IPP | 2 | X | SUN | Renewable | 1.5 | 0 | 1 | 0
Operable | 58440 | CD US Solar MT 2 LLC |  | 58447 | Arrache 8083 | CA | Vertical | Los Angeles | 3 | Solar Photovoltaic | PV |  | W | X | X |  |  | 1 |  | 1 | 1 |  | N |  |  | OP | X | 9 | 2013 | 2013 |  |  | N | IPP Non-CHP | IPP | IPP | 2 | X | SUN | Renewable | 1 | 0 | 1 | 0
Operable | 58440 | CD US Solar MT 2 LLC |  | 58448 | Nunn | CA | Vertical | San Bernardino | 1 | Solar Photovoltaic | PV |  | W | X | X |  |  | 1 |  | 1 | 1 |  | N |  |  | OP | X | 7 | 2013 | 2013 |  |  | N | IPP Non-CHP | IPP | IPP | 2 | X | SUN | Renewable | 1 | 0 | 1 | 0
Operable | 58440 | CD US Solar MT 2 LLC |  | 58449 | Rutan | CA | Vertical | Los Angeles | 1 | Solar Photovoltaic | PV |  | W | X | X |  |  | 1.5 |  | 1.5 | 1.5 |  | N |  |  | OP | X | 1 | 2014 | 2014 |  |  | N | IPP Non-CHP | IPP | IPP | 2 | X | SUN | Renewable | 1.5 | 0 | 1 | 0
Operable | 58440 | CD US Solar MT 2 LLC |  | 58449 | Rutan | CA | Vertical | Los Angeles | 2 | Solar Photovoltaic | PV |  | W | X | X |  |  | 1.5 |  | 1.5 | 1.5 |  | N |  |  | OP | X | 1 | 2014 | 2014 |  |  | N | IPP Non-CHP | IPP | IPP | 2 | X | SUN | Renewable | 1.5 | 0 | 1 | 0
Operable | 58440 | CD US Solar MT 2 LLC |  | 58449 | Rutan | CA | Vertical | Los Angeles | 3 | Solar Photovoltaic | PV |  | W | X | X |  |  | 1 |  | 1 | 1 |  | N |  |  | OP | X | 1 | 2014 | 2014 |  |  | N | IPP Non-CHP | IPP | IPP | 2 | X | SUN | Renewable | 1 | 0 | 1 | 0
Operable | 58440 | CD US Solar MT 2 LLC |  | 58450 | Vinam | CA | Vertical | Los Angeles | 1 | Solar Photovoltaic | PV |  | W | X | X |  |  | 1.5 |  | 1.5 | 1.5 |  | N |  |  | OP | X | 7 | 2013 | 2013 |  |  | N | IPP Non-CHP | IPP | IPP | 2 | X | SUN | Renewable | 1.5 | 0 | 1 | 0
Operable | 58440 | CD US Solar MT 2 LLC |  | 58451 | Ma | CA | Vertical | Los Angeles | 1 | Solar Photovoltaic | PV |  | W | X | X |  |  | 1.5 |  | 1.5 | 1.5 |  | N |  |  | OP | X | 10 | 2013 | 2013 |  |  | N | IPP Non-CHP | IPP | IPP | 2 | X | SUN | Renewable | 1.5 | 0 | 1 | 0
Operable | 58440 | CD US Solar MT 2 LLC |  | 58452 | Horn | CA | Vertical | Los Angeles | 1 | Solar Photovoltaic | PV |  | W | X | X |  |  | 1.5 |  | 1.5 | 1.5 |  | N |  |  | OP | X | 10 | 2013 | 2013 |  |  | N | IPP Non-CHP | IPP | IPP | 2 | X | SUN | Renewable | 1.5 | 0 | 1 | 0
Operable | 58440 | CD US Solar MT 2 LLC |  | 58454 | Watts 3115 | CA | Vertical | San Bernardino | 1 | Solar Photovoltaic | PV |  | W | X | X |  |  | 1.5 |  | 1.5 | 1.5 |  | N |  |  | OP | X | 8 | 2013 | 2013 |  |  | N | IPP Non-CHP | IPP | IPP | 2 | X | SUN | Renewable | 1.5 | 0 | 1 | 0
Operable | 58440 | CD US Solar MT 2 LLC |  | 58454 | Watts 3115 | CA | Vertical | San Bernardino | 2 | Solar Photovoltaic | PV |  | W | X | X |  |  | 0.5 |  | 0.5 | 0.5 |  | N |  |  | OP | X | 12 | 2013 | 2013 |  |  | N | IPP Non-CHP | IPP | IPP | 2 | X | SUN | Renewable | 0.5 | 0 | 1 | 0
Operable | 58440 | CD US Solar MT 2 LLC |  | 59178 | Franklin 1 | MA | Restructured | Norfolk | KRS04 | Solar Photovoltaic | PV |  | S | X | X |  |  | 3 |  | 3 | 3 |  | N |  |  | OP | X | 11 | 2013 | 2013 |  |  | N | IPP Non-CHP | IPP | IPP | 2 | X | SUN | Renewable | 3 | 0 | 1 | 0
Operable | 58440 | CD US Solar MT 2 LLC |  | 59179 | Franklin 2 | MA | Restructured | Norfolk | KRS05 | Solar Photovoltaic | PV |  | S | X | X |  |  | 4 |  | 4 | 4 |  | N |  |  | OP | X | 12 | 2013 | 2013 |  |  | N | IPP Non-CHP | IPP | IPP | 2 | X | SUN | Renewable | 4 | 0 | 1 | 0
Operable | 58440 | CD US Solar MT 2 LLC |  | 59394 | Grafton Solar | MA | Restructured | Worcester | KRS03 | Solar Photovoltaic | PV |  | S | X | X |  |  | 1.5 |  | 1.5 | 1.5 |  | N |  |  | OP | X | 10 | 2013 | 2013 |  |  | N | IPP Non-CHP | IPP | IPP | 2 | X | SUN | Renewable | 1.5 | 0 | 1 | 0
Operable | 58677 | CD US Solar MT1 LLC |  | 58785 | Brentwood Solar | NY | Restructured | Suffolk | BRT1 | Solar Photovoltaic | PV |  | S | X | X |  |  | 1 |  | 1 | 1 |  | N |  |  | OP | X | 11 | 2011 | 2011 |  |  | N | IPP Non-CHP | IPP | IPP | 2 | X | SUN | Renewable | 1 | 0 | 1 | 0
Operable | 58677 | CD US Solar MT1 LLC |  | 58786 | Deer Park | NY | Restructured | Suffolk | DRP1 | Solar Photovoltaic | PV |  | S | X | X |  |  | 2.5 |  | 2.5 | 2.5 |  | N |  |  | OP | X | 12 | 2012 | 2012 |  |  | N | IPP Non-CHP | IPP | IPP | 2 | X | SUN | Renewable | 2.5 | 0 | 1 | 0
Operable | 58677 | CD US Solar MT1 LLC |  | 58787 | Dennison | NY | Restructured | Suffolk | DNN1 | Solar Photovoltaic | PV |  | S | X | X |  |  | 2 |  | 2 | 2 |  | N |  |  | OP | X | 4 | 2011 | 2011 |  |  | N | IPP Non-CHP | IPP | IPP | 2 | X | SUN | Renewable | 2 | 0 | 1 | 0
Operable | 58677 | CD US Solar MT1 LLC |  | 58788 | North County | NY | Restructured | Suffolk | NRT1 | Solar Photovoltaic | PV |  | S | X | X |  |  | 1 |  | 1 | 1 |  | N |  |  | OP | X | 4 | 2011 | 2011 |  |  | N | IPP Non-CHP | IPP | IPP | 2 | X | SUN | Renewable | 1 | 0 | 1 | 0
Operable | 58677 | CD US Solar MT1 LLC |  | 58789 | Riverhead | NY | Restructured | Suffolk | RVH1 | Solar Photovoltaic | PV |  | S | X | X |  |  | 1.5 |  | 1.5 | 1.5 |  | N |  |  | OP | X | 4 | 2011 | 2011 |  |  | N | IPP Non-CHP | IPP | IPP | 2 | X | SUN | Renewable | 1.5 | 0 | 1 | 0
Operable | 58677 | CD US Solar MT1 LLC |  | 58790 | Cohalan | NY | Restructured | Suffolk | CLN1 | Solar Photovoltaic | PV |  | S | X | X |  |  | 2.5 |  | 2.5 | 2.5 |  | N |  |  | OP | X | 9 | 2012 | 2012 |  |  | N | IPP Non-CHP | IPP | IPP | 2 | X | SUN | Renewable | 2.5 | 0 | 1 | 0
Operable | 58677 | CD US Solar MT1 LLC |  | 58790 | Cohalan | NY | Restructured | Suffolk | CLN2 | Solar Photovoltaic | PV |  | S | X | X |  |  | 1.5 |  | 1.5 | 1.5 |  | N |  |  | OP | X | 12 | 2012 | 2012 |  |  | N | IPP Non-CHP | IPP | IPP | 2 | X | SUN | Renewable | 1.5 | 0 | 1 | 0
Operable | 58677 | CD US Solar MT1 LLC |  | 59390 | True North | MA | Restructured | Essex | TNE1 | Solar Photovoltaic | PV |  | S | X | X |  |  | 4.8 |  | 4.8 | 4.8 |  | N |  |  | OP | X | 8 | 2012 | 2012 |  |  | N | IPP Non-CHP | IPP | IPP | 2 | X | SUN | Renewable | 4.8 | 0 | 1 | 0
Operable | 58677 | CD US Solar MT1 LLC |  | 60808 | US Foods Solar | NJ | Restructured | Middlesex | USFDS | Solar Photovoltaic | PV |  | S | X | X |  |  | 6 |  | 6 | 6 |  | N |  |  | OP | X | 8 | 2012 | 2012 |  |  | N | IPP Non-CHP | IPP | IPP | 2 | X | SUN | Renewable | 6 | 0 | 1 | 0
Operable | 59174 | CD US Solar MT3, LLC |  | 59396 | Shaffer | MA | Restructured | Middlesex | SHF01 | Solar Photovoltaic | PV |  | S | X | X |  |  | 5 |  | 5 | 5 |  | N |  |  | OP | X | 9 | 2014 | 2014 |  |  | N | IPP Non-CHP | IPP | IPP | 2 | X | SUN | Renewable | 5 | 0 | 1 | 0
Operable | 59185 | CD US Solar PO 3, LLC |  | 59409 | Madelyn Solar, LLC | CA | Vertical | San Bernardino | SNL17 | Solar Photovoltaic | PV |  | S | X | X |  |  | 1 |  | 1 | 1 |  | N |  |  | OP | X | 12 | 2014 | 2014 |  |  | N | IPP Non-CHP | IPP | IPP | 2 | X | SUN | Renewable | 1 | 0 | 1 | 0
Operable | 59185 | CD US Solar PO 3, LLC |  | 59410 | Rudy Solar, LLC | CA | Vertical | San Bernardino | SNL19 | Solar Photovoltaic | PV |  | S | X | X |  |  | 1.5 |  | 1.5 | 1.5 |  | N |  |  | OP | X | 12 | 2014 | 2014 |  |  | N | IPP Non-CHP | IPP | IPP | 2 | X | SUN | Renewable | 1.5 | 0 | 1 | 0
Operable | 59185 | CD US Solar PO 3, LLC |  | 59411 | Mitchell Solar, LLC | CA | Vertical | San Bernardino | SNL18 | Solar Photovoltaic | PV |  | S | X | X |  |  | 1.5 |  | 1.5 | 1.5 |  | N |  |  | OP | X | 12 | 2014 | 2014 |  |  | N | IPP Non-CHP | IPP | IPP | 2 | X | SUN | Renewable | 1.5 | 0 | 1 | 0
Operable | 63221 | CD4 |  | 63490 | CD4 | CA | Vertical | Mono | OEC1 | Geothermal | BT |  | S | X | X |  |  | 44.4 | 0.85 | 29.6 | 44.4 | 5 | N |  |  | OP | X | 7 | 2022 | 2022 |  |  | N | IPP Non-CHP | IPP | IPP | 2 | X | GEO | Renewable | 44.4 | 0 | 1 | 0
Operable | 64403 | CED Crane Solar, LLC |  | 63519 | CED Crane Solar | TX | Restructured | Crane | CRN1 | Solar Photovoltaic | PV |  | S | X | X | FWLR_SLR_UNIT1 |  | 150 | 0.95 | 150 | 150 |  | N |  |  | OP | X | 7 | 2020 | 2020 |  |  | N | IPP Non-CHP | IPP | IPP | 2 | X | SUN | Renewable | 150 | 0 | 1 | 0
Operable | 59817 | Cedar Bluff Wind, LLC |  | 60069 | Cedar Bluff Wind, LLC | KS | Vertical | Ness | CBLF1 | Onshore Wind Turbine | WT |  | S | X | X |  |  | 198.6 |  | 198.6 | 198.6 | 0 | N |  |  | OP | X | 12 | 2015 | 2015 |  |  | N | IPP Non-CHP | IPP | IPP | 2 | X | WND | Renewable | 198.6 | 0 | 1 | 0
Operable | 3203 | Cedar Falls Utilities |  | 1130 | Gas Turbine (IA) | IA | Vertical | Black Hawk | 1 | Natural Gas Fired Combustion Turbine | GT |  | S | X | X | MEC.CFU | MEC.CFU | 19.6 | 0.85 | 17.6 | 17.6 | 5 | N |  |  | OP | X | 1 | 1968 | Pre-2000 |  |  | N | Electric Utility | Utility | Municipal | 1 | X | NG | Non-Renewable | 0 | 19.6 | 0 | 1
Operable | 3203 | Cedar Falls Utilities |  | 1130 | Gas Turbine (IA) | IA | Vertical | Black Hawk | 2 | Natural Gas Fired Combustion Turbine | GT |  | S | X | X |  |  | 23.8 | 0.85 | 22.7 | 22.7 | 10 | N |  |  | OP | X | 9 | 2000 | 2000 |  |  | N | Electric Utility | Utility | Municipal | 1 | X | NG | Non-Renewable | 0 | 23.8 | 0 | 1
Operable | 3203 | Cedar Falls Utilities |  | 1131 | Streeter Station | IA | Vertical | Black Hawk | 6 | Natural Gas Steam Turbine | ST |  | S | X | X | MEC.CFU | MEC.CFU | 16.5 | 0.85 | 19.4 | 19.4 | 5 | N |  |  | OP | X | 9 | 1963 | Pre-2000 |  |  | N | Electric Utility | Utility | Municipal | 1 | X | NG | Non-Renewable | 0 | 16.5 | 0 | 1 | BIT | WDS | OBS | AB
Operable | 3203 | Cedar Falls Utilities |  | 1131 | Streeter Station | IA | Vertical | Black Hawk | 7 | Natural Gas Steam Turbine | ST |  | S | X | X |  |  | 35 | 0.9 | 36.2 | 36.2 | 6 | N |  |  | OP | X | 6 | 1973 | Pre-2000 |  |  | N | Electric Utility | Utility | Municipal | 1 | X | NG | Non-Renewable | 0 | 35 | 0 | 1 | BIT
Operable | 56662 | Cedar Point LLC |  | 57315 | Cedar Point Wind | CO | Vertical | Lincoln | 1-139 | Onshore Wind Turbine | WT |  | J | X | X |  |  | 252 |  | 252 | 252 | 0 | N |  |  | OP | X | 5 | 2011 | 2011 |  |  | N | IPP Non-CHP | IPP | IPP | 2 | X | WND | Renewable | 252 | 0 | 1 | 0
Operable | 63582 | Cedar Springs Wind III, LLC |  | 63916 | Cedar Springs III | WY | Vertical | Converse | 82635 | Onshore Wind Turbine | WT |  | S | X | X |  |  | 133 |  | 133 | 133 | 0 | N |  |  | OP | X | 12 | 2020 | 2020 |  |  | N | IPP Non-CHP | IPP | IPP | 2 | X | WND | Renewable | 133 | 0 | 1 | 0
Operable | 63580 | Cedar Springs Wind, LLC |  | 63914 | Cedar Springs I | WY | Vertical | Converse | 82633 | Onshore Wind Turbine | WT |  | S | X | X |  |  | 200 |  | 200 | 200 | 0 | N |  |  | OP | X | 12 | 2020 | 2020 |  |  | N | IPP Non-CHP | IPP | IPP | 2 | X | WND | Renewable | 200 | 0 | 1 | 0
Operable | 64634 | Cedro Hill Wind, LLC |  | 57260 | Cedro Hill Wind LLC | TX | Restructured | Webb | 1 | Onshore Wind Turbine | WT |  | S | X | X | ERCOT | ERCOT | 150 |  | 150 | 150 | 1 | N |  |  | OP | X | 12 | 2010 | 2010 |  |  | N | IPP Non-CHP | IPP | IPP | 2 | X | WND | Renewable | 150 | 0 | 1 | 0
Operable | 64634 | Cedro Hill Wind, LLC |  | 57260 | Cedro Hill Wind LLC | TX | Restructured | Webb | 2 | Onshore Wind Turbine | WT |  | S | X | X | ERCOT | ERCOT | 150 |  | 150 | 150 | 1 | N |  |  | OP | X | 12 | 2010 | 2010 |  |  | N | IPP Non-CHP | IPP | IPP | 2 | X | WND | Renewable | 150 | 0 | 1 | 0
Operable | 57151 | Celanese Acetate LLC |  | 52089 | Celanese Acetate LLC | VA | Vertical | Giles | GEN1 | Natural Gas Steam Turbine | ST |  | S | X | X |  |  | 6 | 0.7 | 6 | 6 | 2 | N |  |  | OP | X | 1 | 1942 | Pre-2000 |  |  | Y | Industrial CHP | Customer Sited | Other | 7 | T | NG | Non-Renewable | 0 | 6 | 0 | 1 | DFO
Operable | 57151 | Celanese Acetate LLC |  | 52089 | Celanese Acetate LLC | VA | Vertical | Giles | GEN2 | Natural Gas Steam Turbine | ST |  | S | X | X |  |  | 6 | 0.7 | 6 | 6 | 2 | N |  |  | OP | X | 1 | 1942 | Pre-2000 |  |  | Y | Industrial CHP | Customer Sited | Other | 7 | T | NG | Non-Renewable | 0 | 6 | 0 | 1 | DFO
Operable | 57151 | Celanese Acetate LLC |  | 52089 | Celanese Acetate LLC | VA | Vertical | Giles | GEN3 | Natural Gas Steam Turbine | ST |  | S | X | X |  |  | 6 | 0.7 | 6 | 6 | 2 | N |  |  | OP | X | 1 | 1944 | Pre-2000 |  |  | Y | Industrial CHP | Customer Sited | Other | 7 | T | NG | Non-Renewable | 0 | 6 | 0 | 1 | DFO
Operable | 57151 | Celanese Acetate LLC |  | 52089 | Celanese Acetate LLC | VA | Vertical | Giles | GEN4 | Natural Gas Steam Turbine | ST |  | S | X | X |  |  | 9.2 | 0.9 | 9.2 | 9.2 | 2 | N |  |  | OP | X | 1 | 1966 | Pre-2000 |  |  | Y | Industrial CHP | Customer Sited | Other | 7 | T | NG | Non-Renewable | 0 | 9.2 | 0 | 1 | DFO
Operable | 58610 | Celina Solar Project #1, LLC |  | 58665 | Celina Solar Project #1, LLC | OH | Restructured | Mercer | CSP1 | Solar Photovoltaic | PV |  | S | X | X |  |  | 4 |  | 4 | 4 |  | N |  |  | OP | X | 12 | 2012 | 2012 |  |  | N | IPP Non-CHP | IPP | IPP | 2 | X | SUN | Renewable | 4 | 0 | 1 | 0
Operable | 60589 | Centaurus Community Solar |  | 60939 | Centaurus Community Solar | MN | Vertical | Chippewa | KCCS1 | Solar Photovoltaic | PV |  | S | X | X |  |  | 1 |  | 0.9 | 0.9 |  | N |  |  | OP | X | 9 | 2017 | 2017 |  |  | N | IPP Non-CHP | IPP | IPP | 2 | X | SUN | Renewable | 1 | 0 | 1 | 0
Operable | 60589 | Centaurus Community Solar |  | 60939 | Centaurus Community Solar | MN | Vertical | Chippewa | KCCS2 | Solar Photovoltaic | PV |  | S | X | X |  |  | 1 |  | 0.9 | 0.9 |  | N |  |  | OP | X | 9 | 2017 | 2017 |  |  | N | IPP Non-CHP | IPP | IPP | 2 | X | SUN | Renewable | 1 | 0 | 1 | 0
Operable | 63495 | Centerfield Cooper Solar, LLC |  | 63810 | Centerfield Cooper Solar, LLC | SC | Vertical | Chesterfield | PGR24 | Solar Photovoltaic | PV |  | S | X | X |  |  | 75 | 0.95 | 75 | 75 |  | N |  |  | OP | X | 12 | 2020 | 2020 |  |  | N | IPP Non-CHP | IPP | IPP | 2 | X | SUN | Renewable | 75 | 0 | 1 | 0
Operable | 63606 | Central 40, LLC |  | 63940 | Central 40 | CA | Vertical | Stanislaus | CEN40 | Solar Photovoltaic | PV |  | W | X | X |  |  | 40 |  | 40 | 40 |  | N |  |  | OP | X | 2 | 2021 | 2021 |  |  | N | IPP Non-CHP | IPP | IPP | 2 | X | SUN | Renewable | 40 | 0 | 1 | 0
Operable | 63250 | Central Antelope Dry Ranch B, LLC |  | 60281 | Central Antelope Dry Ranch B LLC | CA | Vertical | Los Angeles | CADRB | Solar Photovoltaic | PV |  | S | X | X |  |  | 3 |  | 3 | 3 |  | N |  |  | OP | X | 9 | 2017 | 2017 |  |  | N | IPP Non-CHP | IPP | IPP | 2 | X | SUN | Renewable | 3 | 0 | 1 | 0
Operable | 2850 | Central Arizona Water Conservation Dist |  | 7164 | Waddell | AZ | Vertical | Maricopa | PG3 | Hydroelectric Pumped Storage | PS |  | W | X | X | n/a | n/a | 10 | 0.95 | 10 | 10 | 10 | N |  |  | OP | X | 4 | 1993 | Pre-2000 |  |  | N | Electric Utility | Utility | Municipal | 1 | X | WAT | Renewable | 10 | 0 | 1 | 0
Operable | 2850 | Central Arizona Water Conservation Dist |  | 7164 | Waddell | AZ | Vertical | Maricopa | PG6 | Hydroelectric Pumped Storage | PS |  | W | X | X | n/a | n/a | 10 | 0.95 | 10 | 10 | 10 | N |  |  | OP | X | 8 | 1993 | Pre-2000 |  |  | N | Electric Utility | Utility | Municipal | 1 | X | WAT | Renewable | 10 | 0 | 1 | 0
Operable | 2850 | Central Arizona Water Conservation Dist |  | 7164 | Waddell | AZ | Vertical | Maricopa | PG7 | Hydroelectric Pumped Storage | PS |  | W | X | X | n/a | n/a | 10 | 0.95 | 10 | 10 | 10 | N |  |  | OP | X | 6 | 1993 | Pre-2000 |  |  | N | Electric Utility | Utility | Municipal | 1 | X | WAT | Renewable | 10 | 0 | 1 | 0
Operable | 2850 | Central Arizona Water Conservation Dist |  | 7164 | Waddell | AZ | Vertical | Maricopa | PS1 | Hydroelectric Pumped Storage | PS |  | W | X | X | n/a | n/a | 10 | 1 | 10 | 10 | 10 | N |  |  | OP | X | 10 | 1993 | Pre-2000 |  |  | N | Electric Utility | Utility | Municipal | 1 | X | WAT | Renewable | 10 | 0 | 1 | 0
Operable | 65297 | Central CA Fuel Cell 1 |  | 63439 | Central CA Fuel Cell 1 | CA | Vertical | Tulare | CCFC1 | Other Natural Gas | FC |  | S | X | X |  |  | 2.8 | 1 | 2.8 | 2.8 | 0.2 | N |  |  | OP | X | 5 | 2018 | 2018 |  |  | Y | IPP CHP | IPP | IPP | 3 | T | NG | Non-Renewable | 0 | 2.8 | 0 | 1
Operable | 61467 | Central CA Fuel Cell 2, LLC |  | 61846 | Tulare BioMAT Fuel Cell | CA | Vertical | Tulare | MM27 | Other Waste Biomass | FC |  | S | X | X | T0304_7_N003 | T0304_7_N003 | 2.8 | 1 | 2.8 | 2.8 | 2.2 | N |  |  | OP | X | 12 | 2019 | 2019 |  |  | Y | IPP CHP | IPP | IPP | 3 | T | OBG | Renewable | 2.8 | 0 | 1 | 0 | NG
Operable | 58188 | Central Connecticut State University |  | 58224 | CCSU Co-Gen-STBY Gen | CT | Restructured | Hartford | EC#1 | Natural Gas Internal Combustion Engine | IC |  | S | X | X |  |  | 1.3 | 0.8 | 1.3 | 1.3 | 0.4 | N |  |  | SB | Y | 5 | 2004 | 2004 |  |  | Y | Commercial CHP | Customer Sited | Other | 5 | T | NG | Non-Renewable | 0 | 1.3 | 0 | 1
Operable | 58188 | Central Connecticut State University |  | 58224 | CCSU Co-Gen-STBY Gen | CT | Restructured | Hartford | EC#2 | Natural Gas Internal Combustion Engine | IC |  | S | X | X |  |  | 1.3 | 0.8 | 1.3 | 1.3 | 0.4 | N |  |  | SB | Y | 5 | 2004 | 2004 |  |  | Y | Commercial CHP | Customer Sited | Other | 5 | T | NG | Non-Renewable | 0 | 1.3 | 0 | 1
Operable | 58188 | Central Connecticut State University |  | 58224 | CCSU Co-Gen-STBY Gen | CT | Restructured | Hartford | GRND | Petroleum Liquids | IC |  | S | X | X |  |  | 0.3 | 0.8 | 0.3 | 0.3 | 0.3 | N |  |  | SB | N | 6 | 2012 | 2012 |  |  | N | Commercial CHP | Customer Sited | Other | 5 | X | DFO | Non-Renewable | 0 | 0.3 | 0 | 1
Operable | 58188 | Central Connecticut State University |  | 58224 | CCSU Co-Gen-STBY Gen | CT | Restructured | Hartford | MEMH | Petroleum Liquids | IC |  | S | X | X |  |  | 0.7 | 0.8 | 0.7 | 0.7 | 0.7 | N |  |  | SB | N | 10 | 1993 | Pre-2000 |  |  | N | Commercial CHP | Customer Sited | Other | 5 | X | DFO | Non-Renewable | 0 | 0.7 | 0 | 1
Operable | 56914 | Central Contra Costa Sanitary District |  | 57573 | CCCSD Wastewater Treatment Plnt | CA | Vertical | Contra Costa | S188 | Natural Gas Fired Combustion Turbine | GT |  | S | X | X |  |  | 3.5 | 0.95 | 3 | 3.5 | 1.5 | N |  |  | OP | X | 12 | 1995 | Pre-2000 |  |  | Y | Commercial CHP | Customer Sited | Other | 5 | T | NG | Non-Renewable | 0 | 3.5 | 0 | 1
Operable | 59159 | Central Electric Power |  | 7814 | Webb Forging | SC | Vertical | Union | 1 | Petroleum Liquids | IC |  | S | X | X |  |  | 2.9 | 0.8 | 2.4 | 2.4 | 2 | N |  |  | OP | X | 7 | 2003 | 2003 |  |  | N | Electric Utility | Utility | Cooperative | 1 | X | DFO | Non-Renewable | 0 | 2.9 | 0 | 1
Operable | 59159 | Central Electric Power |  | 7814 | Webb Forging | SC | Vertical | Union | 2 | Petroleum Liquids | IC |  | S | X | X |  |  | 2.9 | 0.8 | 2.4 | 2.4 | 2 | N |  |  | OP | X | 7 | 2003 | 2003 |  |  | N | Electric Utility | Utility | Cooperative | 1 | X | DFO | Non-Renewable | 0 | 2.9 | 0 | 1
Operable | 59159 | Central Electric Power |  | 7957 | Sediver | SC | Vertical | York | 1 | Petroleum Liquids | IC |  | S | X | X |  |  | 2.9 | 0.8 | 2.4 | 2.4 | 2 | N |  |  | OP | X | 7 | 2003 | 2003 |  |  | N | Electric Utility | Utility | Cooperative | 1 | X | DFO | Non-Renewable | 0 | 2.9 | 0 | 1
Operable | 59159 | Central Electric Power |  | 56129 | Thermal Kem | SC | Vertical | York | 1 | Petroleum Liquids | IC |  | S | X | X |  |  | 2.9 | 0.8 | 2.4 | 2.4 | 2 | N |  |  | OP | X | 7 | 2003 | 2003 |  |  | N | Electric Utility | Utility | Cooperative | 1 | X | DFO | Non-Renewable | 0 | 2.9 | 0 | 1
Operable | 59159 | Central Electric Power |  | 56131 | Valenite | SC | Vertical | Oconee | 1 | Petroleum Liquids | IC |  | S | X | X |  |  | 2.9 | 0.8 | 2.4 | 2.4 | 2 | N |  |  | OP | X | 7 | 2003 | 2003 |  |  | N | Electric Utility | Utility | Cooperative | 1 | X | DFO | Non-Renewable | 0 | 2.9 | 0 | 1
Operable | 59159 | Central Electric Power |  | 56132 | Honea Path | SC | Vertical | Abbeville | 1 | Petroleum Liquids | IC |  | S | X | X |  |  | 2.9 | 0.8 | 2.4 | 2.4 | 2 | N |  |  | OP | X | 7 | 2003 | 2003 |  |  | N | Electric Utility | Utility | Cooperative | 1 | X | DFO | Non-Renewable | 0 | 2.9 | 0 | 1
Operable | 15776 | Central Florida Tourism Oversight District |  | 7294 | Central Energy Plant | FL | Vertical | Orange | GTG | Natural Gas Fired Combined Cycle | CT | CC01 | S | X | N | Not Applicable | Not Applicable | 61.5 | 0.8 | 48 | 48 | 2 | N |  |  | SB | Y | 5 | 1989 | Pre-2000 |  |  | N | Electric Utility | Utility | Municipal | 1 | X | NG | Non-Renewable | 0 | 61.5 | 0 | 1 | DFO
Operable | 15776 | Central Florida Tourism Oversight District |  | 7294 | Central Energy Plant | FL | Vertical | Orange | STG | Natural Gas Fired Combined Cycle | CA | CC01 | S | Y | X | Not Applicable | Not Applicable | 8.5 | 0.8 | 8 | 8 | 1 | N |  |  | SB | Y | 1 | 1989 | Pre-2000 |  |  | N | Electric Utility | Utility | Municipal | 1 | X | NG | Non-Renewable | 0 | 8.5 | 0 | 1
Operable | 3249 | Central Hudson Gas & Elec Corp |  | 579 | Central Hudson High Falls | NY | Restructured | Ulster | 1 | Conventional Hydroelectric | HY |  | S | X | X | 23754 | 23754 | 3.2 | 0.89 | 3.2 | 3.2 | 0.2 | N |  |  | OP | X | 12 | 1986 | Pre-2000 | 12 | 2025 | N | Electric Utility | Utility | Investor Owned Utility | 1 | X | WAT | Renewable | 3.2 | 0 | 1 | 0
Operable | 3249 | Central Hudson Gas & Elec Corp |  | 2481 | Dashville | NY | Restructured | Ulster | 1 | Conventional Hydroelectric | HY |  | S | X | X | 23610 | 23610 | 2.4 | 0.8 | 2.4 | 2.4 | 0.3 | N |  |  | OP | X | 1 | 1920 | Pre-2000 |  |  | N | Electric Utility | Utility | Investor Owned Utility | 1 | X | WAT | Renewable | 2.4 | 0 | 1 | 0
Operable | 3249 | Central Hudson Gas & Elec Corp |  | 2481 | Dashville | NY | Restructured | Ulster | 2 | Conventional Hydroelectric | HY |  | S | X | X |  |  | 2.4 | 0.8 | 2.4 | 2.4 | 0.3 | N |  |  | OP | X | 1 | 1920 | Pre-2000 |  |  | N | Electric Utility | Utility | Investor Owned Utility | 1 | X | WAT | Renewable | 2.4 | 0 | 1 | 0
Operable | 3249 | Central Hudson Gas & Elec Corp |  | 2485 | South Cairo | NY | Restructured | Greene | GT1 | Petroleum Liquids | GT |  | S | X | X | 23612 | 23612 | 21.3 | 0.86 | 18.1 | 22.9 | 2 | N |  |  | OP | X | 6 | 1970 | Pre-2000 | 4 | 2024 | N | Electric Utility | Utility | Investor Owned Utility | 1 | X | KER | Non-Renewable | 0 | 21.3 | 0 | 1
Operable | 3249 | Central Hudson Gas & Elec Corp |  | 2486 | Sturgeon | NY | Restructured | Ulster | H1 | Conventional Hydroelectric | HY |  | S | X | X | 23609 | 23609 | 4.8 | 0.8 | 4.8 | 4.8 | 4 | N |  |  | OP | X | 1 | 1924 | Pre-2000 |  |  | N | Electric Utility | Utility | Investor Owned Utility | 1 | X | WAT | Renewable | 4.8 | 0 | 1 | 0
Operable | 3249 | Central Hudson Gas & Elec Corp |  | 2486 | Sturgeon | NY | Restructured | Ulster | H2 | Conventional Hydroelectric | HY |  | S | X | X |  |  | 4.8 | 0.8 | 4.8 | 4.8 | 4 | N |  |  | OP | X | 1 | 1924 | Pre-2000 |  |  | N | Electric Utility | Utility | Investor Owned Utility | 1 | X | WAT | Renewable | 4.8 | 0 | 1 | 0
Operable | 3249 | Central Hudson Gas & Elec Corp |  | 2486 | Sturgeon | NY | Restructured | Ulster | H3 | Conventional Hydroelectric | HY |  | S | X | X |  |  | 4.8 | 0.8 | 4.8 | 4.8 | 4 | N |  |  | OP | X | 1 | 1924 | Pre-2000 |  |  | N | Electric Utility | Utility | Investor Owned Utility | 1 | X | WAT | Renewable | 4.8 | 0 | 1 | 0
Operable | 3249 | Central Hudson Gas & Elec Corp |  | 2487 | West Coxsackie | NY | Restructured | Greene | GT1 | Natural Gas Fired Combustion Turbine | GT |  | S | X | X | 23611 | 23611 | 21.3 | 0.86 | 20.2 | 24.8 | 2 | N |  |  | OP | X | 12 | 1969 | Pre-2000 | 12 | 2025 | N | Electric Utility | Utility | Investor Owned Utility | 1 | X | NG | Non-Renewable | 0 | 21.3 | 0 | 1 | KER
Operable | 3258 | Central Iowa Power Cooperative |  | 1206 | Summit Lake | IA | Vertical | Union | GT1 | Natural Gas Fired Combustion Turbine | GT |  | S | X | X | ALTW.SLAK_CT1 |  | 27 | 0.85 | 29.2 | 34.9 | 10 | N |  |  | OP | X | 7 | 1973 | Pre-2000 |  |  | N | Electric Utility | Utility | Cooperative | 1 | X | NG | Non-Renewable | 0 | 27 | 0 | 1 | DFO
Operable | 3258 | Central Iowa Power Cooperative |  | 1206 | Summit Lake | IA | Vertical | Union | GT2 | Natural Gas Fired Combustion Turbine | GT |  | S | X | X | ALTW.SLAK_CT2 |  | 35.3 | 0.9 | 27.4 | 32.8 | 10 | N |  |  | OP | X | 6 | 1975 | Pre-2000 |  |  | N | Electric Utility | Utility | Cooperative | 1 | X | NG | Non-Renewable | 0 | 35.3 | 0 | 1 | DFO
Operable | 3258 | Central Iowa Power Cooperative |  | 1206 | Summit Lake | IA | Vertical | Union | R1 | Natural Gas Internal Combustion Engine | IC |  | S | X | X | ALTW.SLAK_R1 |  | 18.8 | 0.8 | 18.4 | 18.4 | 5 | N |  |  | OP | X | 4 | 2021 | 2021 |  |  | N | Electric Utility | Utility | Cooperative | 1 | X | NG | Non-Renewable | 0 | 18.8 | 0 | 1
Operable | 3258 | Central Iowa Power Cooperative |  | 1206 | Summit Lake | IA | Vertical | Union | R2 | Natural Gas Internal Combustion Engine | IC |  | S | X | X | ALTW.SLAK_R2 |  | 18.8 | 0.8 | 18.4 | 18.4 | 5 | N |  |  | OP | X | 4 | 2021 | 2021 |  |  | N | Electric Utility | Utility | Cooperative | 1 | X | NG | Non-Renewable | 0 | 18.8 | 0 | 1
Operable | 3258 | Central Iowa Power Cooperative |  | 1206 | Summit Lake | IA | Vertical | Union | R3 | Natural Gas Internal Combustion Engine | IC |  | S | X | X | ALTW.SLAK_R3 |  | 18.8 | 0.8 | 18.4 | 18.4 | 5 | N |  |  | OP | X | 4 | 2021 | 2021 |  |  | N | Electric Utility | Utility | Cooperative | 1 | X | NG | Non-Renewable | 0 | 18.8 | 0 | 1
Operable | 3258 | Central Iowa Power Cooperative |  | 60876 | Eastern Iowa Solar | IA | Vertical | Muscatine | EIS1 | Solar Photovoltaic | PV |  | W | X | X |  |  | 1.8 |  | 1.8 | 1.8 |  | N |  |  | OP | X | 11 | 2016 | 2016 |  |  | N | Electric Utility | Utility | Cooperative | 1 | X | SUN | Renewable | 1.8 | 0 | 1 | 0
Operable | 3304 | Central Michigan University |  | 56190 | Central Michigan University | MI | Vertical | Isabella | GT1 | Natural Gas Fired Combustion Turbine | GT |  | S | X | X |  |  | 3.8 | 0.92 | 3.2 | 3.9 | 0.5 | N |  |  | OP | X | 12 | 1990 | Pre-2000 |  |  | Y | Commercial CHP | Customer Sited | Other | 5 | T | NG | Non-Renewable | 0 | 3.8 | 0 | 1 | DFO
Operable | 3304 | Central Michigan University |  | 56190 | Central Michigan University | MI | Vertical | Isabella | STM1 | Natural Gas Steam Turbine | ST |  | S | X | X |  |  | 1 | 0.85 | 1 | 1 | 0.2 | N |  |  | OP | X | 12 | 1987 | Pre-2000 |  |  | Y | Commercial CHP | Customer Sited | Other | 5 | T | NG | Non-Renewable | 0 | 1 | 0 | 1 | WDS
Operable | 3271 | Central Nebraska Pub P&I Dist |  | 785 | Kingsley | NE | Vertical | Keith | 1 | Conventional Hydroelectric | HY |  | S | X | X | NPPDKINGSLEYUN1 | NPPDKINGSLEYUN1 | 50 | 0.95 | 41 | 41 | 5 | N |  |  | OP | X | 11 | 1984 | Pre-2000 |  |  | N | Electric Utility | Utility | Municipal | 1 | X | WAT | Renewable | 50 | 0 | 1 | 0
Operable | 3271 | Central Nebraska Pub P&I Dist |  | 2227 | Jeffrey | NE | Vertical | Lincoln | 1 | Conventional Hydroelectric | HY |  | S | X | X | NPPDJEFFREYUN1 | NPPDJEFFREYUN1 | 10.8 | 0.9 | 10.5 | 10.5 | 2 | N |  |  | OP | X | 1 | 1941 | Pre-2000 |  |  | N | Electric Utility | Utility | Municipal | 1 | X | WAT | Renewable | 10.8 | 0 | 1 | 0
Operable | 3271 | Central Nebraska Pub P&I Dist |  | 2227 | Jeffrey | NE | Vertical | Lincoln | 2 | Conventional Hydroelectric | HY |  | S | X | X | NPPDJEFFREYUN2 | NPPDJEFFREYUN2 | 10.8 | 0.9 | 10.5 | 10.5 | 2 | N |  |  | OP | X | 1 | 1941 | Pre-2000 |  |  | N | Electric Utility | Utility | Municipal | 1 | X | WAT | Renewable | 10.8 | 0 | 1 | 0
Operable | 3271 | Central Nebraska Pub P&I Dist |  | 2228 | Johnson 1 | NE | Vertical | Gosper | 1 | Conventional Hydroelectric | HY |  | S | X | X | NPPDJOHNSON1UN1 | NPPDJOHNSON1UN1 | 10.8 | 0.9 | 10 | 10 | 2 | N |  |  | OP | X | 4 | 1941 | Pre-2000 |  |  | N | Electric Utility | Utility | Municipal | 1 | X | WAT | Renewable | 10.8 | 0 | 1 | 0
Operable | 3271 | Central Nebraska Pub P&I Dist |  | 2228 | Johnson 1 | NE | Vertical | Gosper | 2 | Conventional Hydroelectric | HY |  | S | X | X | NPPDJOHNSON1UN2 | NPPDJOHNSON1UN2 | 10.8 | 0.9 | 10 | 10 | 2 | N |  |  | OP | X | 4 | 1941 | Pre-2000 |  |  | N | Electric Utility | Utility | Municipal | 1 | X | WAT | Renewable | 10.8 | 0 | 1 | 0
Operable | 3271 | Central Nebraska Pub P&I Dist |  | 2229 | Johnson 2 | NE | Vertical | Gosper | 1 | Conventional Hydroelectric | HY |  | S | X | X | NPPDJOHNSON2UN1 | NPPDJOHNSON2UN1 | 22.5 | 0.9 | 22.5 | 22.5 | 3 | N |  |  | OP | X | 4 | 1941 | Pre-2000 |  |  | N | Electric Utility | Utility | Municipal | 1 | X | WAT | Renewable | 22.5 | 0 | 1 | 0
Operable | 3220 | Central Oregon Irrigation Dist |  | 50980 | Siphon Power Project | OR | Vertical | Deschutes | GEN1 | Conventional Hydroelectric | HY |  | S | X | X |  |  | 2.7 | 0.9 | 2.7 | 2.7 | 0.8 | N |  |  | OP | X | 8 | 1989 | Pre-2000 |  |  | N | IPP Non-CHP | IPP | IPP | 2 | X | WAT | Renewable | 2.7 | 0 | 1 | 0
Operable | 3220 | Central Oregon Irrigation Dist |  | 50980 | Siphon Power Project | OR | Vertical | Deschutes | GEN2 | Conventional Hydroelectric | HY |  | S | X | X |  |  | 2.7 | 0.9 | 2.7 | 2.7 | 0.8 | N |  |  | OP | X | 8 | 1989 | Pre-2000 |  |  | N | IPP Non-CHP | IPP | IPP | 2 | X | WAT | Renewable | 2.7 | 0 | 1 | 0
Operable | 3220 | Central Oregon Irrigation Dist |  | 57437 | Juniper Ridge Hydroelectric Project | OR | Vertical | Deschutes | 21-01 | Conventional Hydroelectric | HY |  | S | X | X |  |  | 5 | 0.9 | 3.3 | 1.1 | 1 | N |  |  | OP | X | 10 | 2010 | 2010 |  |  | N | IPP Non-CHP | IPP | IPP | 2 | X | WAT | Renewable | 5 | 0 | 1 | 0
Operable | 61350 | Central Rivers Power MA, LLC |  | 1634 | Gardners Falls | MA | Restructured | Franklin | GF2 | Conventional Hydroelectric | HY |  | S | X | X | 851 |  | 0.4 | 0.8 | 0.4 | 0.4 | 0.4 | N |  |  | OA | X | 1 | 1964 | Pre-2000 |  |  | N | IPP Non-CHP | IPP | IPP | 2 | X | WAT | Renewable | 0.4 | 0 | 1 | 0
Operable | 61350 | Central Rivers Power MA, LLC |  | 1634 | Gardners Falls | MA | Restructured | Franklin | GF3 | Conventional Hydroelectric | HY |  | S | X | X | 851 |  | 0.9 | 0.8 | 0.9 | 0.9 | 0.8 | N |  |  | OP | X | 1 | 1914 | Pre-2000 |  |  | N | IPP Non-CHP | IPP | IPP | 2 | X | WAT | Renewable | 0.9 | 0 | 1 | 0
Operable | 61350 | Central Rivers Power MA, LLC |  | 1634 | Gardners Falls | MA | Restructured | Franklin | GF4 | Conventional Hydroelectric | HY |  | S | X | X | 851 |  | 0.9 | 0.8 | 0.9 | 0.9 | 0.8 | N |  |  | OP | X | 1 | 1914 | Pre-2000 |  |  | N | IPP Non-CHP | IPP | IPP | 2 | X | WAT | Renewable | 0.9 | 0 | 1 | 0
Operable | 61350 | Central Rivers Power MA, LLC |  | 1634 | Gardners Falls | MA | Restructured | Franklin | GF5 | Conventional Hydroelectric | HY |  | S | X | X |  |  | 1.3 | 0.8 | 1.3 | 1.3 | 1 | N |  |  | OP | X | 1 | 1925 | Pre-2000 |  |  | N | IPP Non-CHP | IPP | IPP | 2 | X | WAT | Renewable | 1.3 | 0 | 1 | 0
Operable | 61350 | Central Rivers Power MA, LLC |  | 1637 | Putts Bridge | MA | Restructured | Hampden | PB2 | Conventional Hydroelectric | HY |  | S | X | X | 873 |  | 1.6 | 0.8 | 1.6 | 1.6 | 0.5 | N |  |  | OP | X | 1 | 1918 | Pre-2000 |  |  | N | IPP Non-CHP | IPP | IPP | 2 | X | WAT | Renewable | 1.6 | 0 | 1 | 0
Operable | 61350 | Central Rivers Power MA, LLC |  | 1637 | Putts Bridge | MA | Restructured | Hampden | PB3 | Conventional Hydroelectric | HY |  | S | X | X | 873 |  | 1.6 | 0.8 | 1.6 | 1.6 | 0.5 | N |  |  | OP | X | 1 | 1918 | Pre-2000 |  |  | N | IPP Non-CHP | IPP | IPP | 2 | X | WAT | Renewable | 1.6 | 0 | 1 | 0
Operable | 61350 | Central Rivers Power MA, LLC |  | 1638 | Redbridge | MA | Restructured | Hampden | RB3 | Conventional Hydroelectric | HY |  | S | X | X | 874 |  | 1.8 | 0.8 | 1.8 | 1.8 | 0.5 | N |  |  | OS | X | 1 | 1934 | Pre-2000 |  |  | N | IPP Non-CHP | IPP | IPP | 2 | X | WAT | Renewable | 1.8 | 0 | 1 | 0
Operable | 61350 | Central Rivers Power MA, LLC |  | 1638 | Redbridge | MA | Restructured | Hampden | RB4 | Conventional Hydroelectric | HY |  | S | X | X | 874 |  | 1.8 | 0.8 | 1.8 | 1.8 | 0.5 | N |  |  | OS | X | 1 | 1926 | Pre-2000 |  |  | N | IPP Non-CHP | IPP | IPP | 2 | X | WAT | Renewable | 1.8 | 0 | 1 | 0
Operable | 61350 | Central Rivers Power MA, LLC |  | 6378 | Dwight | MA | Restructured | Hampden | DW2 | Conventional Hydroelectric | HY |  | S | X | X |  |  | 0.4 | 0.8 | 0.4 | 0.4 | 0.4 | N |  |  | OP | X | 1 | 1920 | Pre-2000 |  |  | N | IPP Non-CHP | IPP | IPP | 2 | X | WAT | Renewable | 0.4 | 0 | 1 | 0
Operable | 61350 | Central Rivers Power MA, LLC |  | 6378 | Dwight | MA | Restructured | Hampden | DW3 | Conventional Hydroelectric | HY |  | S | X | X |  |  | 0.4 | 0.8 | 0.4 | 0.4 | 0.4 | N |  |  | OP | X | 1 | 1920 | Pre-2000 |  |  | N | IPP Non-CHP | IPP | IPP | 2 | X | WAT | Renewable | 0.4 | 0 | 1 | 0
Operable | 61350 | Central Rivers Power MA, LLC |  | 6378 | Dwight | MA | Restructured | Hampden | DW4 | Conventional Hydroelectric | HY |  | S | X | X |  |  | 0.4 | 0.8 | 0.4 | 0.4 | 0.4 | N |  |  | OP | X | 1 | 1920 | Pre-2000 |  |  | N | IPP Non-CHP | IPP | IPP | 2 | X | WAT | Renewable | 0.4 | 0 | 1 | 0
Operable | 61350 | Central Rivers Power MA, LLC |  | 6379 | Indian Orchard | MA | Restructured | Hampden | IO3 | Conventional Hydroelectric | HY |  | S | X | X | 867 |  | 1.5 | 0.8 | 1.5 | 1.5 | 1.5 | N |  |  | OP | X | 1 | 1928 | Pre-2000 |  |  | N | IPP Non-CHP | IPP | IPP | 2 | X | WAT | Renewable | 1.5 | 0 | 1 | 0
Operable | 61350 | Central Rivers Power MA, LLC |  | 6379 | Indian Orchard | MA | Restructured | Hampden | IO4 | Conventional Hydroelectric | HY |  | S | X | X | 867 |  | 2.2 | 0.8 | 2.2 | 2.2 | 2.2 | N |  |  | OP | X | 1 | 1928 | Pre-2000 |  |  | N | IPP Non-CHP | IPP | IPP | 2 | X | WAT | Renewable | 2.2 | 0 | 1 | 0
Operable | 62775 | Central Rivers Power NH, LLC |  | 2354 | Amoskeag | NH | Restructured | Hillsborough | 1 | Conventional Hydroelectric | HY |  | S | X | X | 4002 Z_NewHampshire |  | 6 | 0.8 | 6.2 | 6.5 | 0.7 | N |  |  | OP | X | 8 | 1924 | Pre-2000 |  |  | N | IPP Non-CHP | IPP | IPP | 2 | X | WAT | Renewable | 6 | 0 | 1 | 0
Operable | 62775 | Central Rivers Power NH, LLC |  | 2354 | Amoskeag | NH | Restructured | Hillsborough | 2 | Conventional Hydroelectric | HY |  | S | X | X |  |  | 5 | 0.8 | 5.3 | 5.5 | 0.7 | N |  |  | OP | X | 8 | 1922 | Pre-2000 |  |  | N | IPP Non-CHP | IPP | IPP | 2 | X | WAT | Renewable | 5 | 0 | 1 | 0
Operable | 62775 | Central Rivers Power NH, LLC |  | 2354 | Amoskeag | NH | Restructured | Hillsborough | 3 | Conventional Hydroelectric | HY |  | S | X | X |  |  | 5 | 0.8 | 5.3 | 5.5 | 0.7 | N |  |  | OP | X | 8 | 1922 | Pre-2000 |  |  | N | IPP Non-CHP | IPP | IPP | 2 | X | WAT | Renewable | 5 | 0 | 1 | 0
Operable | 62775 | Central Rivers Power NH, LLC |  | 2355 | Ayers Island | NH | Restructured | Grafton | 1 | Conventional Hydroelectric | HY |  | S | X | X | 4002 Z_NewHampshire |  | 2.8 | 0.8 | 2.8 | 3 | 0.5 | N |  |  | OP | X | 8 | 1925 | Pre-2000 |  |  | N | IPP Non-CHP | IPP | IPP | 2 | X | WAT | Renewable | 2.8 | 0 | 1 | 0
Operable | 62775 | Central Rivers Power NH, LLC |  | 2355 | Ayers Island | NH | Restructured | Grafton | 2 | Conventional Hydroelectric | HY |  | S | X | X |  |  | 2.8 | 0.8 | 2.8 | 3 | 0.5 | N |  |  | OP | X | 8 | 1925 | Pre-2000 |  |  | N | IPP Non-CHP | IPP | IPP | 2 | X | WAT | Renewable | 2.8 | 0 | 1 | 0
Operable | 62775 | Central Rivers Power NH, LLC |  | 2355 | Ayers Island | NH | Restructured | Grafton | 3 | Conventional Hydroelectric | HY |  | S | X | X |  |  | 2.8 | 0.8 | 2.8 | 3 | 0.5 | N |  |  | OP | X | 8 | 1925 | Pre-2000 |  |  | N | IPP Non-CHP | IPP | IPP | 2 | X | WAT | Renewable | 2.8 | 0 | 1 | 0
Operable | 62775 | Central Rivers Power NH, LLC |  | 2356 | Eastman Falls | NH | Restructured | Merrimack | 1 | Conventional Hydroelectric | HY |  | S | X | X | 4002 Z_NewHampshire |  | 1.8 | 0.8 | 1.8 | 1.8 | 0.5 | N |  |  | OP | X | 8 | 1937 | Pre-2000 |  |  | N | IPP Non-CHP | IPP | IPP | 2 | X | WAT | Renewable | 1.8 | 0 | 1 | 0
Operable | 62775 | Central Rivers Power NH, LLC |  | 2356 | Eastman Falls | NH | Restructured | Merrimack | 2 | Conventional Hydroelectric | HY |  | S | X | X |  |  | 4.6 | 0.9 | 3.8 | 4.7 | 0.9 | N |  |  | OP | X | 11 | 1983 | Pre-2000 |  |  | N | IPP Non-CHP | IPP | IPP | 2 | X | WAT | Renewable | 4.6 | 0 | 1 | 0
Operable | 62775 | Central Rivers Power NH, LLC |  | 2357 | Garvins Falls | NH | Restructured | Merrimack | 1 | Conventional Hydroelectric | HY |  | S | X | X | 4002 Z_NewHampshire |  | 3.4 | 0.85 | 3.4 | 3.4 | 1.3 | N |  |  | OP | X | 12 | 1981 | Pre-2000 |  |  | N | IPP Non-CHP | IPP | IPP | 2 | X | WAT | Renewable | 3.4 | 0 | 1 | 0
Operable | 62775 | Central Rivers Power NH, LLC |  | 2357 | Garvins Falls | NH | Restructured | Merrimack | 2 | Conventional Hydroelectric | HY |  | S | X | X |  |  | 3.4 | 0.85 | 3.3 | 3.4 | 1.3 | N |  |  | OP | X | 12 | 1981 | Pre-2000 |  |  | N | IPP Non-CHP | IPP | IPP | 2 | X | WAT | Renewable | 3.4 | 0 | 1 | 0
Operable | 62775 | Central Rivers Power NH, LLC |  | 2357 | Garvins Falls | NH | Restructured | Merrimack | 3 | Conventional Hydroelectric | HY |  | S | X | X |  |  | 2.4 | 0.8 | 2.4 | 2.4 | 0.5 | N |  |  | OP | X | 8 | 1925 | Pre-2000 |  |  | N | IPP Non-CHP | IPP | IPP | 2 | X | WAT | Renewable | 2.4 | 0 | 1 | 0
Operable | 62775 | Central Rivers Power NH, LLC |  | 2357 | Garvins Falls | NH | Restructured | Merrimack | 4 | Conventional Hydroelectric | HY |  | S | X | X |  |  | 3.2 | 0.8 | 3.2 | 3.2 | 0.5 | N |  |  | OP | X | 8 | 1925 | Pre-2000 |  |  | N | IPP Non-CHP | IPP | IPP | 2 | X | WAT | Renewable | 3.2 | 0 | 1 | 0
Operable | 62775 | Central Rivers Power NH, LLC |  | 2358 | Gorham | NH | Restructured | Coos | 1 | Conventional Hydroelectric | HY |  | S | X | X | 4002 Z_NewHampshire |  | 0.4 | 0.8 | 0.4 | 0.4 | 0.1 | N |  |  | OP | X | 8 | 1917 | Pre-2000 |  |  | N | IPP Non-CHP | IPP | IPP | 2 | X | WAT | Renewable | 0.4 | 0 | 1 | 0
Operable | 62775 | Central Rivers Power NH, LLC |  | 2358 | Gorham | NH | Restructured | Coos | 2 | Conventional Hydroelectric | HY |  | S | X | X |  |  | 0.4 | 0.8 | 0.4 | 0.4 | 0.1 | N |  |  | OP | X | 8 | 1917 | Pre-2000 |  |  | N | IPP Non-CHP | IPP | IPP | 2 | X | WAT | Renewable | 0.4 | 0 | 1 | 0
Operable | 62775 | Central Rivers Power NH, LLC |  | 2358 | Gorham | NH | Restructured | Coos | 3 | Conventional Hydroelectric | HY |  | S | X | X |  |  | 0.7 | 0.9 | 0.6 | 0.6 | 0.1 | N |  |  | OP | X | 8 | 1923 | Pre-2000 |  |  | N | IPP Non-CHP | IPP | IPP | 2 | X | WAT | Renewable | 0.7 | 0 | 1 | 0
Operable | 62775 | Central Rivers Power NH, LLC |  | 2358 | Gorham | NH | Restructured | Coos | 4 | Conventional Hydroelectric | HY |  | S | X | X |  |  | 0.7 | 0.9 | 0.6 | 0.6 | 0.1 | N |  |  | OP | X | 8 | 1923 | Pre-2000 |  |  | N | IPP Non-CHP | IPP | IPP | 2 | X | WAT | Renewable | 0.7 | 0 | 1 | 0
Operable | 62775 | Central Rivers Power NH, LLC |  | 2359 | Hooksett | NH | Restructured | Merrimack | 1 | Conventional Hydroelectric | HY |  | S | X | X | 4002 Z_NewHampshire |  | 1.6 | 0.8 | 1.6 | 1.6 | 0.5 | N |  |  | OP | X | 8 | 1927 | Pre-2000 |  |  | N | IPP Non-CHP | IPP | IPP | 2 | X | WAT | Renewable | 1.6 | 0 | 1 | 0
Operable | 62775 | Central Rivers Power NH, LLC |  | 2360 | Jackman | NH | Restructured | Hillsborough | 1 | Conventional Hydroelectric | HY |  | S | X | X | 4002 Z_NewHampshire |  | 3.2 | 0.8 | 3.6 | 3.4 | 0.5 | N |  |  | OP | X | 2 | 1926 | Pre-2000 |  |  | N | IPP Non-CHP | IPP | IPP | 2 | X | WAT | Renewable | 3.2 | 0 | 1 | 0
Operable | 62775 | Central Rivers Power NH, LLC |  | 2368 | Smith (NH) | NH | Restructured | Coos | 1 | Conventional Hydroelectric | HY |  | S | X | X | 4002 Z_NewHampshire |  | 15 | 0.8 | 11.7 | 15.2 | 3 | N |  |  | OP | X | 8 | 1948 | Pre-2000 |  |  | N | IPP Non-CHP | IPP | IPP | 2 | X | WAT | Renewable | 15 | 0 | 1 | 0
Operable | 62775 | Central Rivers Power NH, LLC |  | 3750 | Canaan | VT | Vertical | Essex | 1 | Conventional Hydroelectric | HY |  | S | X | X | 4002 Z_NewHampshire |  | 1.1 | 0.8 | 1.1 | 1.1 | 0.1 | N |  |  | OP | X | 8 | 1927 | Pre-2000 |  |  | N | IPP Non-CHP | IPP | IPP | 2 | X | WAT | Renewable | 1.1 | 0 | 1 | 0
Operable | 64078 | Central Rivers Power US, LLC |  | 10214 | Lower Saranac Hydroelectric Facility | NY | Restructured | Clinton | GEN1 | Conventional Hydroelectric | HY |  | S | X | X |  |  | 3.2 | 1 | 3 | 2.9 | 0.1 | N |  |  | OP | X | 10 | 1990 | Pre-2000 |  |  | N | IPP Non-CHP | IPP | IPP | 2 | X | WAT | Renewable | 3.2 | 0 | 1 | 0
Operable | 64078 | Central Rivers Power US, LLC |  | 10214 | Lower Saranac Hydroelectric Facility | NY | Restructured | Clinton | GEN2 | Conventional Hydroelectric | HY |  | S | X | X |  |  | 3.2 | 1 | 3 | 2.9 | 0.1 | N |  |  | OP | X | 10 | 1990 | Pre-2000 |  |  | N | IPP Non-CHP | IPP | IPP | 2 | X | WAT | Renewable | 3.2 | 0 | 1 | 0
Operable | 64078 | Central Rivers Power US, LLC |  | 10214 | Lower Saranac Hydroelectric Facility | NY | Restructured | Clinton | GEN3 | Conventional Hydroelectric | HY |  | S | X | X |  |  | 0.3 | 1 | 0.3 | 0.3 | 0.1 | N |  |  | OP | X | 11 | 1990 | Pre-2000 |  |  | N | IPP Non-CHP | IPP | IPP | 2 | X | WAT | Renewable | 0.3 | 0 | 1 | 0
Operable | 64078 | Central Rivers Power US, LLC |  | 10494 | Sheldon Springs Hydroelectric | VT | Vertical | Franklin | IG-1 | Conventional Hydroelectric | HY |  | S | X | X |  |  | 1.8 | 1 | 1.7 | 1.7 | 0.1 | N |  |  | OP | X | 7 | 1988 | Pre-2000 |  |  | N | IPP Non-CHP | IPP | IPP | 2 | X | WAT | Renewable | 1.8 | 0 | 1 | 0
Operable | 64078 | Central Rivers Power US, LLC |  | 10494 | Sheldon Springs Hydroelectric | VT | Vertical | Franklin | IG-2 | Conventional Hydroelectric | HY |  | S | X | X |  |  | 1.8 | 1 | 1.7 | 1.7 | 0.1 | N |  |  | OP | X | 7 | 1988 | Pre-2000 |  |  | N | IPP Non-CHP | IPP | IPP | 2 | X | WAT | Renewable | 1.8 | 0 | 1 | 0
Operable | 64078 | Central Rivers Power US, LLC |  | 10494 | Sheldon Springs Hydroelectric | VT | Vertical | Franklin | IG-3 | Conventional Hydroelectric | HY |  | S | X | X |  |  | 0.2 | 1 | 0.2 | 0.2 | 0.1 | N |  |  | OP | X | 7 | 1988 | Pre-2000 |  |  | N | IPP Non-CHP | IPP | IPP | 2 | X | WAT | Renewable | 0.2 | 0 | 1 | 0
Operable | 64078 | Central Rivers Power US, LLC |  | 10494 | Sheldon Springs Hydroelectric | VT | Vertical | Franklin | SG-1 | Conventional Hydroelectric | HY |  | S | X | X |  |  | 10.2 | 1 | 9.7 | 9.4 | 0.1 | N |  |  | OP | X | 7 | 1988 | Pre-2000 |  |  | N | IPP Non-CHP | IPP | IPP | 2 | X | WAT | Renewable | 10.2 | 0 | 1 | 0
Operable | 64078 | Central Rivers Power US, LLC |  | 10494 | Sheldon Springs Hydroelectric | VT | Vertical | Franklin | SG-2 | Conventional Hydroelectric | HY |  | S | X | X |  |  | 10.2 | 1 | 9.7 | 9.4 | 1 | N |  |  | OP | X | 7 | 1988 | Pre-2000 |  |  | N | IPP Non-CHP | IPP | IPP | 2 | X | WAT | Renewable | 10.2 | 0 | 1 | 0
Operable | 64078 | Central Rivers Power US, LLC |  | 10494 | Sheldon Springs Hydroelectric | VT | Vertical | Franklin | SG-3 | Conventional Hydroelectric | HY |  | S | X | X |  |  | 1 | 1 | 1 | 0.9 | 1 | N |  |  | OP | X | 7 | 1988 | Pre-2000 |  |  | N | IPP Non-CHP | IPP | IPP | 2 | X | WAT | Renewable | 1 | 0 | 1 | 0
Operable | 64078 | Central Rivers Power US, LLC |  | 10538 | Dexter Plant | NY | Restructured | Jefferson | GEN1 | Conventional Hydroelectric | HY |  | S | X | X |  |  | 0.5 | 1 | 0.5 | 0.5 | 0.1 | N |  |  | OP | X | 1 | 1931 | Pre-2000 |  |  | N | IPP Non-CHP | IPP | IPP | 2 | X | WAT | Renewable | 0.5 | 0 | 1 | 0
Operable | 64078 | Central Rivers Power US, LLC |  | 10538 | Dexter Plant | NY | Restructured | Jefferson | GEN2 | Conventional Hydroelectric | HY |  | S | X | X |  |  | 0.5 | 1 | 0.5 | 0.5 | 0.1 | N |  |  | OP | X | 1 | 1931 | Pre-2000 |  |  | N | IPP Non-CHP | IPP | IPP | 2 | X | WAT | Renewable | 0.5 | 0 | 1 | 0
Operable | 64078 | Central Rivers Power US, LLC |  | 10538 | Dexter Plant | NY | Restructured | Jefferson | GEN3 | Conventional Hydroelectric | HY |  | S | X | X |  |  | 0.2 | 1 | 0.2 | 0.2 | 0.1 | N |  |  | OP | X | 1 | 1958 | Pre-2000 |  |  | N | IPP Non-CHP | IPP | IPP | 2 | X | WAT | Renewable | 0.2 | 0 | 1 | 0
Operable | 64078 | Central Rivers Power US, LLC |  | 10538 | Dexter Plant | NY | Restructured | Jefferson | GEN4 | Conventional Hydroelectric | HY |  | S | X | X |  |  | 0.2 | 1 | 0.2 | 0.2 | 0.1 | N |  |  | OP | X | 7 | 1986 | Pre-2000 |  |  | N | IPP Non-CHP | IPP | IPP | 2 | X | WAT | Renewable | 0.2 | 0 | 1 | 0
Operable | 64078 | Central Rivers Power US, LLC |  | 10538 | Dexter Plant | NY | Restructured | Jefferson | GEN5 | Conventional Hydroelectric | HY |  | S | X | X |  |  | 0.2 | 1 | 0.2 | 0.2 | 0.1 | N |  |  | OP | X | 7 | 1986 | Pre-2000 |  |  | N | IPP Non-CHP | IPP | IPP | 2 | X | WAT | Renewable | 0.2 | 0 | 1 | 0
Operable | 64078 | Central Rivers Power US, LLC |  | 10538 | Dexter Plant | NY | Restructured | Jefferson | GEN6 | Conventional Hydroelectric | HY |  | S | X | X |  |  | 1.3 | 1 | 1.2 | 1.2 | 0.1 | N |  |  | OP | X | 7 | 1988 | Pre-2000 |  |  | N | IPP Non-CHP | IPP | IPP | 2 | X | WAT | Renewable | 1.3 | 0 | 1 | 0
Operable | 64078 | Central Rivers Power US, LLC |  | 10538 | Dexter Plant | NY | Restructured | Jefferson | GEN7 | Conventional Hydroelectric | HY |  | S | X | X |  |  | 1.3 | 1 | 1.2 | 1.2 | 0.1 | N |  |  | OP | X | 5 | 1988 | Pre-2000 |  |  | N | IPP Non-CHP | IPP | IPP | 2 | X | WAT | Renewable | 1.3 | 0 | 1 | 0
Operable | 64078 | Central Rivers Power US, LLC |  | 10539 | Theresa Plant | NY | Restructured | Jefferson | GEN1 | Conventional Hydroelectric | HY |  | S | X | X |  |  | 1 | 1 | 1 | 0.9 | 0.1 | N |  |  | OP | X | 1 | 1929 | Pre-2000 |  |  | N | IPP Non-CHP | IPP | IPP | 2 | X | WAT | Renewable | 1 | 0 | 1 | 0
Operable | 64078 | Central Rivers Power US, LLC |  | 10539 | Theresa Plant | NY | Restructured | Jefferson | GEN2 | Conventional Hydroelectric | HY |  | S | X | X |  |  | 0.3 | 1 | 0.3 | 0.3 | 0.1 | N |  |  | OP | X | 1 | 1927 | Pre-2000 |  |  | N | IPP Non-CHP | IPP | IPP | 2 | X | WAT | Renewable | 0.3 | 0 | 1 | 0
Operable | 64078 | Central Rivers Power US, LLC |  | 10540 | Diamond Island Plant | NY | Restructured | Jefferson | GEN1 | Conventional Hydroelectric | HY |  | S | X | X |  |  | 0.4 | 1 | 0.4 | 0.4 | 0.1 | N |  |  | OP | X | 1 | 1914 | Pre-2000 |  |  | N | IPP Non-CHP | IPP | IPP | 2 | X | WAT | Renewable | 0.4 | 0 | 1 | 0
Operable | 64078 | Central Rivers Power US, LLC |  | 10540 | Diamond Island Plant | NY | Restructured | Jefferson | GEN2 | Conventional Hydroelectric | HY |  | S | X | X |  |  | 0.4 | 1 | 0.4 | 0.4 | 0.1 | N |  |  | OP | X | 1 | 1914 | Pre-2000 |  |  | N | IPP Non-CHP | IPP | IPP | 2 | X | WAT | Renewable | 0.4 | 0 | 1 | 0
Operable | 64078 | Central Rivers Power US, LLC |  | 10540 | Diamond Island Plant | NY | Restructured | Jefferson | GEN3 | Conventional Hydroelectric | HY |  | S | X | X |  |  | 0.4 | 1 | 0.4 | 0.4 | 0.1 | N |  |  | OP | X | 1 | 1914 | Pre-2000 |  |  | N | IPP Non-CHP | IPP | IPP | 2 | X | WAT | Renewable | 0.4 | 0 | 1 | 0
Operable | 64078 | Central Rivers Power US, LLC |  | 10544 | Hailesboro 4 Plant | NY | Restructured | St Lawrence | GEN1 | Conventional Hydroelectric | HY |  | S | X | X |  |  | 0.8 | 1 | 0.8 | 0.7 | 0.1 | N |  |  | OP | X | 1 | 1922 | Pre-2000 |  |  | N | IPP Non-CHP | IPP | IPP | 2 | X | WAT | Renewable | 0.8 | 0 | 1 | 0
Operable | 64078 | Central Rivers Power US, LLC |  | 10544 | Hailesboro 4 Plant | NY | Restructured | St Lawrence | GEN2 | Conventional Hydroelectric | HY |  | S | X | X |  |  | 0.6 | 1 | 0.6 | 0.6 | 0.1 | N |  |  | OP | X | 1 | 1922 | Pre-2000 |  |  | N | IPP Non-CHP | IPP | IPP | 2 | X | WAT | Renewable | 0.6 | 0 | 1 | 0
Operable | 64078 | Central Rivers Power US, LLC |  | 10545 | Copenhagen Plant | NY | Restructured | Lewis | GEN1 | Conventional Hydroelectric | HY |  | S | X | X |  |  | 1.5 | 1 | 1.4 | 1.4 | 0.1 | N |  |  | OP | X | 6 | 1984 | Pre-2000 |  |  | N | IPP Non-CHP | IPP | IPP | 2 | X | WAT | Renewable | 1.5 | 0 | 1 | 0
Operable | 64078 | Central Rivers Power US, LLC |  | 10545 | Copenhagen Plant | NY | Restructured | Lewis | GEN2 | Conventional Hydroelectric | HY |  | S | X | X |  |  | 1.5 | 1 | 1.4 | 1.4 | 0.1 | N |  |  | OP | X | 6 | 1984 | Pre-2000 |  |  | N | IPP Non-CHP | IPP | IPP | 2 | X | WAT | Renewable | 1.5 | 0 | 1 | 0
Operable | 64078 | Central Rivers Power US, LLC |  | 10545 | Copenhagen Plant | NY | Restructured | Lewis | GEN3 | Conventional Hydroelectric | HY |  | S | X | X |  |  | 0.3 | 1 | 0.3 | 0.3 | 0.1 | N |  |  | OP | X | 8 | 1984 | Pre-2000 |  |  | N | IPP Non-CHP | IPP | IPP | 2 | X | WAT | Renewable | 0.3 | 0 | 1 | 0
Operable | 64078 | Central Rivers Power US, LLC |  | 10546 | Beaver Valley Patterson Dam | PA | Restructured | Beaver | GEN1 | Conventional Hydroelectric | HY |  | S | X | X |  |  | 0.4 | 1 | 0.4 | 0.4 | 0.1 | N |  |  | OS | X | 9 | 1982 | Pre-2000 |  |  | N | IPP Non-CHP | IPP | IPP | 2 | X | WAT | Renewable | 0.4 | 0 | 1 | 0
Operable | 64078 | Central Rivers Power US, LLC |  | 10546 | Beaver Valley Patterson Dam | PA | Restructured | Beaver | GEN2 | Conventional Hydroelectric | HY |  | S | X | X |  |  | 0.4 | 1 | 0.4 | 0.4 | 0.1 | N |  |  | OP | X | 9 | 1982 | Pre-2000 |  |  | N | IPP Non-CHP | IPP | IPP | 2 | X | WAT | Renewable | 0.4 | 0 | 1 | 0
Operable | 64078 | Central Rivers Power US, LLC |  | 10546 | Beaver Valley Patterson Dam | PA | Restructured | Beaver | GEN3 | Conventional Hydroelectric | HY |  | S | X | X |  |  | 0.4 | 1 | 0.4 | 0.4 | 0.1 | N |  |  | OP | X | 9 | 1982 | Pre-2000 |  |  | N | IPP Non-CHP | IPP | IPP | 2 | X | WAT | Renewable | 0.4 | 0 | 1 | 0
Operable | 64078 | Central Rivers Power US, LLC |  | 10547 | Pyrites Plant | NY | Restructured | St Lawrence | GEN1 | Conventional Hydroelectric | HY |  | S | X | X |  |  | 1.2 | 1 | 1.1 | 1.1 | 0.1 | N |  |  | OP | X | 1 | 1949 | Pre-2000 |  |  | N | IPP Non-CHP | IPP | IPP | 2 | X | WAT | Renewable | 1.2 | 0 | 1 | 0
Operable | 64078 | Central Rivers Power US, LLC |  | 10547 | Pyrites Plant | NY | Restructured | St Lawrence | GEN2 | Conventional Hydroelectric | HY |  | S | X | X |  |  | 3.5 | 1 | 3.3 | 3.2 | 0.1 | N |  |  | OP | X | 12 | 1985 | Pre-2000 |  |  | N | IPP Non-CHP | IPP | IPP | 2 | X | WAT | Renewable | 3.5 | 0 | 1 | 0
Operable | 64078 | Central Rivers Power US, LLC |  | 10547 | Pyrites Plant | NY | Restructured | St Lawrence | GEN3 | Conventional Hydroelectric | HY |  | S | X | X |  |  | 3.5 | 1 | 3.3 | 3.2 | 0.1 | N |  |  | OP | X | 12 | 1985 | Pre-2000 |  |  | N | IPP Non-CHP | IPP | IPP | 2 | X | WAT | Renewable | 3.5 | 0 | 1 | 0
Operable | 64078 | Central Rivers Power US, LLC |  | 10550 | High Shoals Hydro (NC) | NC | Vertical | Lincoln | GEN1 | Conventional Hydroelectric | HY |  | S | X | X |  |  | 1.8 | 1 | 1.8 | 1.8 | 0.1 | N |  |  | OP | X | 7 | 1934 | Pre-2000 |  |  | N | IPP Non-CHP | IPP | IPP | 2 | X | WAT | Renewable | 1.8 | 0 | 1 | 0
Operable | 64078 | Central Rivers Power US, LLC |  | 10687 | Black River Hydro Associates | NY | Restructured | Lewis | DE1 | Conventional Hydroelectric | HY |  | S | X | X |  |  | 1.6 | 1 | 1.5 | 1.5 | 0.1 | N |  |  | OP | X | 1 | 1984 | Pre-2000 |  |  | N | IPP Non-CHP | IPP | IPP | 2 | X | WAT | Renewable | 1.6 | 0 | 1 | 0
Operable | 64078 | Central Rivers Power US, LLC |  | 10687 | Black River Hydro Associates | NY | Restructured | Lewis | PL1 | Conventional Hydroelectric | HY |  | S | X | X |  |  | 2.2 | 1 | 2.1 | 2 | 0.1 | N |  |  | OA | X | 1 | 1984 | Pre-2000 |  |  | N | IPP Non-CHP | IPP | IPP | 2 | X | WAT | Renewable | 2.2 | 0 | 1 | 0
Operable | 64078 | Central Rivers Power US, LLC |  | 10687 | Black River Hydro Associates | NY | Restructured | Lewis | RI1 | Conventional Hydroelectric | HY |  | S | X | X |  |  | 1.9 | 1 | 1.8 | 1.8 | 0.1 | N |  |  | OP | X | 1 | 1984 | Pre-2000 |  |  | N | IPP Non-CHP | IPP | IPP | 2 | X | WAT | Renewable | 1.9 | 0 | 1 | 0
Operable | 64078 | Central Rivers Power US, LLC |  | 10735 | Barber Dam | ID | Vertical | Ada | GEN1 | Conventional Hydroelectric | HY |  | S | X | X |  |  | 4.1 | 1 | 4 | 4 | 0.1 | N |  |  | OP | X | 8 | 1990 | Pre-2000 |  |  | N | IPP Non-CHP | IPP | IPP | 2 | X | WAT | Renewable | 4.1 | 0 | 1 | 0
Operable | 64078 | Central Rivers Power US, LLC |  | 10752 | Lachute Hydro Lower | NY | Restructured | Essex | GEN1 | Conventional Hydroelectric | HY |  | S | X | X |  |  | 3.8 | 1 | 3.6 | 3.5 | 0.1 | N |  |  | OP | X | 12 | 1987 | Pre-2000 |  |  | N | IPP Non-CHP | IPP | IPP | 2 | X | WAT | Renewable | 3.8 | 0 | 1 | 0
Operable | 64078 | Central Rivers Power US, LLC |  | 10753 | Lachute Hydro Upper | NY | Restructured | Essex | GEN1 | Conventional Hydroelectric | HY |  | S | X | X |  |  | 5.2 | 1 | 4.9 | 4.8 | 0.1 | N |  |  | OP | X | 12 | 1987 | Pre-2000 |  |  | N | IPP Non-CHP | IPP | IPP | 2 | X | WAT | Renewable | 5.2 | 0 | 1 | 0
Operable | 64078 | Central Rivers Power US, LLC |  | 10787 | Piedmont Hydro Power Project | SC | Vertical | Greenville | GEN1 | Conventional Hydroelectric | HY |  | S | X | X |  |  | 1 | 1 | 1 | 1 | 0.1 | N |  |  | OP | X | 5 | 1989 | Pre-2000 |  |  | N | IPP Non-CHP | IPP | IPP | 2 | X | WAT | Renewable | 1 | 0 | 1 | 0
Operable | 64078 | Central Rivers Power US, LLC |  | 10798 | Fries Hydroelectric Project | VA | Vertical | Grayson | GEN1 | Conventional Hydroelectric | HY |  | S | X | X |  |  | 2 | 1 | 2 | 2 | 0.1 | N |  |  | OP | X | 1 | 1933 | Pre-2000 |  |  | N | IPP Non-CHP | IPP | IPP | 2 | X | WAT | Renewable | 2 | 0 | 1 | 0
Operable | 64078 | Central Rivers Power US, LLC |  | 10798 | Fries Hydroelectric Project | VA | Vertical | Grayson | GEN2 | Conventional Hydroelectric | HY |  | S | X | X |  |  | 0.8 | 1 | 0.8 | 0.7 | 0.1 | N |  |  | OP | X | 1 | 1933 | Pre-2000 |  |  | N | IPP Non-CHP | IPP | IPP | 2 | X | WAT | Renewable | 0.8 | 0 | 1 | 0
Operable | 64078 | Central Rivers Power US, LLC |  | 10798 | Fries Hydroelectric Project | VA | Vertical | Grayson | GEN3 | Conventional Hydroelectric | HY |  | S | X | X |  |  | 0.2 | 1 | 0.2 | 0.2 | 0.1 | N |  |  | OP | X | 1 | 1933 | Pre-2000 |  |  | N | IPP Non-CHP | IPP | IPP | 2 | X | WAT | Renewable | 0.2 | 0 | 1 | 0
Operable | 64078 | Central Rivers Power US, LLC |  | 10798 | Fries Hydroelectric Project | VA | Vertical | Grayson | GEN4 | Conventional Hydroelectric | HY |  | S | X | X |  |  | 2.4 | 1 | 2 | 2 | 0.1 | N |  |  | OP | X | 1 | 1981 | Pre-2000 |  |  | N | IPP Non-CHP | IPP | IPP | 2 | X | WAT | Renewable | 2.4 | 0 | 1 | 0
Operable | 64078 | Central Rivers Power US, LLC |  | 10799 | Pelzer Upper | SC | Vertical | Anderson | GEN1 | Conventional Hydroelectric | HY |  | S | X | X |  |  | 2 | 1 | 1.9 | 1.8 | 0.1 | N |  |  | OP | X | 12 | 1989 | Pre-2000 |  |  | N | IPP Non-CHP | IPP | IPP | 2 | X | WAT | Renewable | 2 | 0 | 1 | 0
Operable | 64078 | Central Rivers Power US, LLC |  | 10800 | Pelzer Lower | SC | Vertical | Anderson | GEN1 | Conventional Hydroelectric | HY |  | S | X | X |  |  | 3.3 | 1 | 3.1 | 3 | 0.1 | N |  |  | OP | X | 12 | 1989 | Pre-2000 |  |  | N | IPP Non-CHP | IPP | IPP | 2 | X | WAT | Renewable | 3.3 | 0 | 1 | 0
Operable | 64078 | Central Rivers Power US, LLC |  | 10801 | Ware Shoals Hydro Project | SC | Vertical | Laurens | GEN1 | Conventional Hydroelectric | HY |  | S | X | X |  |  | 3 | 1 | 3 | 3 | 0.1 | N |  |  | OP | X | 1 | 1939 | Pre-2000 |  |  | N | IPP Non-CHP | IPP | IPP | 2 | X | WAT | Renewable | 3 | 0 | 1 | 0
Operable | 64078 | Central Rivers Power US, LLC |  | 10801 | Ware Shoals Hydro Project | SC | Vertical | Laurens | GEN2 | Conventional Hydroelectric | HY |  | S | X | X |  |  | 3.2 | 1 | 3 | 3 | 0.1 | N |  |  | OP | X | 1 | 1986 | Pre-2000 |  |  | N | IPP Non-CHP | IPP | IPP | 2 | X | WAT | Renewable | 3.2 | 0 | 1 | 0
Operable | 64078 | Central Rivers Power US, LLC |  | 10902 | Victory Mills | NY | Restructured | Cayuga | GEN1 | Conventional Hydroelectric | HY |  | S | X | X |  |  | 1.7 | 1 | 1.6 | 1.6 | 0.1 | N |  |  | OP | X | 12 | 1986 | Pre-2000 |  |  | N | IPP Non-CHP | IPP | IPP | 2 | X | WAT | Renewable | 1.7 | 0 | 1 | 0
Operable | 64078 | Central Rivers Power US, LLC |  | 50156 | Bear Creek | CA | Vertical | Shasta | GEN1 | Conventional Hydroelectric | HY |  | S | X | X |  |  | 3.2 | 1 | 3 | 2.9 | 0.1 | N |  |  | OP | X | 1 | 1990 | Pre-2000 |  |  | N | IPP Non-CHP | IPP | IPP | 2 | X | WAT | Renewable | 3.2 | 0 | 1 | 0
Operable | 64078 | Central Rivers Power US, LLC |  | 50545 | Lawrence Hydroelectric Associates | MA | Restructured | Essex | GEN1 | Conventional Hydroelectric | HY |  | S | X | X |  |  | 7.4 | 1 | 7 | 6.8 | 0.1 | N |  |  | OP | X | 7 | 1981 | Pre-2000 |  |  | N | IPP Non-CHP | IPP | IPP | 2 | X | WAT | Renewable | 7.4 | 0 | 1 | 0
Operable | 64078 | Central Rivers Power US, LLC |  | 50545 | Lawrence Hydroelectric Associates | MA | Restructured | Essex | GEN2 | Conventional Hydroelectric | HY |  | S | X | X |  |  | 7.4 | 1 | 7 | 6.8 | 0.1 | N |  |  | OP | X | 7 | 1981 | Pre-2000 |  |  | N | IPP Non-CHP | IPP | IPP | 2 | X | WAT | Renewable | 7.4 | 0 | 1 | 0
Operable | 64078 | Central Rivers Power US, LLC |  | 50827 | Twin Falls Hydro | WA | Vertical | King | UNI1 | Conventional Hydroelectric | HY |  | J | X | X |  |  | 12 | 1 | 11.4 | 11 | 0.1 | N |  |  | OP | X | 12 | 1989 | Pre-2000 |  |  | N | IPP Non-CHP | IPP | IPP | 2 | X | WAT | Renewable | 12 | 0 | 1 | 0
Operable | 64078 | Central Rivers Power US, LLC |  | 50827 | Twin Falls Hydro | WA | Vertical | King | UNI2 | Conventional Hydroelectric | HY |  | J | X | X |  |  | 12 | 1 | 11.4 | 11 | 0.1 | N |  |  | OP | X | 12 | 1989 | Pre-2000 |  |  | N | IPP Non-CHP | IPP | IPP | 2 | X | WAT | Renewable | 12 | 0 | 1 | 0
Operable | 64078 | Central Rivers Power US, LLC |  | 50961 | Slate Creek | CA | Vertical | Shasta | GEN1 | Conventional Hydroelectric | HY |  | S | X | X |  |  | 4.2 | 1 | 4 | 3.9 | 0.1 | N |  |  | OP | X | 5 | 1990 | Pre-2000 |  |  | N | IPP Non-CHP | IPP | IPP | 2 | X | WAT | Renewable | 4.2 | 0 | 1 | 0
Operable | 64078 | Central Rivers Power US, LLC |  | 55009 | Montgomery Creek Hydro | CA | Vertical | Shasta | GEN1 | Conventional Hydroelectric | HY |  | S | X | X |  |  | 2.6 | 1 | 2.6 | 2.6 | 0.1 | N |  |  | OP | X | 1 | 1987 | Pre-2000 |  |  | N | IPP Non-CHP | IPP | IPP | 2 | X | WAT | Renewable | 2.6 | 0 | 1 | 0
Operable | 64079 | Central Rivers Power WV, LLC |  | 56333 | Gauley River Power Partners | WV | Vertical | Nicholas | GEN1 | Conventional Hydroelectric | HY |  | S | X | X |  |  | 40 | 1 | 40 | 25 | 0.1 | N |  |  | OP | X | 7 | 2001 | 2001 |  |  | N | IPP Non-CHP | IPP | IPP | 2 | X | WAT | Renewable | 40 | 0 | 1 | 0
Operable | 64079 | Central Rivers Power WV, LLC |  | 56333 | Gauley River Power Partners | WV | Vertical | Nicholas | GEN2 | Conventional Hydroelectric | HY |  | S | X | X |  |  | 40 | 1 | 40 | 25 | 0.1 | N |  |  | OP | X | 7 | 2001 | 2001 |  |  | N | IPP Non-CHP | IPP | IPP | 2 | X | WAT | Renewable | 40 | 0 | 1 | 0
Operable | 61476 | Central Utah Water Conservancy District |  | 61853 | Jordanelle Dam Hydroelectric Project | UT | Vertical | Wasatch | GEN 1 | Conventional Hydroelectric | HY |  | S | X | X |  |  | 6.5 | 0.9 | 6.5 | 6.5 | 2.6 | N |  |  | OP | X | 7 | 2008 | 2008 |  |  | N | Commercial Non-CHP | Customer Sited | Other | 4 | X | WAT | Renewable | 6.5 | 0 | 1 | 0
Operable | 61476 | Central Utah Water Conservancy District |  | 61853 | Jordanelle Dam Hydroelectric Project | UT | Vertical | Wasatch | GEN 2 | Conventional Hydroelectric | HY |  | S | X | X |  |  | 6.5 | 0.9 | 6.5 | 6.5 | 2.6 | N |  |  | OP | X | 7 | 2008 | 2008 |  |  | N | Commercial Non-CHP | Customer Sited | Other | 4 | X | WAT | Renewable | 6.5 | 0 | 1 | 0
Operable | 58839 | Central Valley Ag Power LLC |  | 58978 | Central Valley Ag Power | CA | Vertical | Stanislaus | CVAP | Other Waste Biomass | IC |  | S | X | X |  |  | 1.5 | 0.8 | 1.5 | 1.5 | 0.2 | N |  |  | OP | X | 3 | 2014 | 2014 |  |  | N | IPP Non-CHP | IPP | IPP | 2 | X | OBG | Renewable | 1.5 | 0 | 1 | 0
Operable | 56765 | CER Colorado Bend Energy Partners LP |  | 56350 | Colorado Bend Energy Center | TX | Restructured | Wharton | CT1A | Natural Gas Fired Combined Cycle | CT | BLK1 | S | X | N | CBEC_CC1 | CBEC_CC1 | 90 | 0.85 | 85 | 85 | 45 | N |  |  | OP | X | 5 | 2002 | 2002 |  |  | N | IPP Non-CHP | IPP | IPP | 2 | X | NG | Non-Renewable | 0 | 90 | 0 | 1
Operable | 56765 | CER Colorado Bend Energy Partners LP |  | 56350 | Colorado Bend Energy Center | TX | Restructured | Wharton | CT1B | Natural Gas Fired Combined Cycle | CT | BLK1 | S | X | N | CBEC_CC1 | CBEC_CC1 | 90 | 0.85 | 85 | 85 | 45 | N |  |  | OP | X | 5 | 2002 | 2002 |  |  | N | IPP Non-CHP | IPP | IPP | 2 | X | NG | Non-Renewable | 0 | 90 | 0 | 1
Operable | 56765 | CER Colorado Bend Energy Partners LP |  | 56350 | Colorado Bend Energy Center | TX | Restructured | Wharton | CT2A | Natural Gas Fired Combined Cycle | CT | BLK2 | S | X | N | CBEC_CC2 | CBEC_CC2 | 90 | 0.85 | 85 | 85 | 45 | N |  |  | OP | X | 5 | 2002 | 2002 |  |  | N | IPP Non-CHP | IPP | IPP | 2 | X | NG | Non-Renewable | 0 | 90 | 0 | 1
Operable | 56765 | CER Colorado Bend Energy Partners LP |  | 56350 | Colorado Bend Energy Center | TX | Restructured | Wharton | CT2B | Natural Gas Fired Combined Cycle | CT | BLK2 | S | X | N | CBEC_CC2 | CBEC_CC2 | 90 | 0.85 | 85 | 85 | 45 | N |  |  | OP | X | 5 | 2002 | 2002 |  |  | N | IPP Non-CHP | IPP | IPP | 2 | X | NG | Non-Renewable | 0 | 90 | 0 | 1
Operable | 56765 | CER Colorado Bend Energy Partners LP |  | 56350 | Colorado Bend Energy Center | TX | Restructured | Wharton | CT4A | Natural Gas Fired Combustion Turbine | GT |  | S | X | X | CBEC_GT11 | CBEC_GT11 | 37 | 0.85 | 31 | 31 | 31 | N |  |  | OP | X | 5 | 2023 | 2023 |  |  | N | IPP Non-CHP | IPP | IPP | 2 | X | NG | Non-Renewable | 0 | 37 | 0 | 1
Operable | 56765 | CER Colorado Bend Energy Partners LP |  | 56350 | Colorado Bend Energy Center | TX | Restructured | Wharton | CT4B | Natural Gas Fired Combustion Turbine | GT |  | S | X | X | CBEC_GT12 | CBEC_GT12 | 37 | 0.85 | 31 | 31 | 31 | N |  |  | OP | X | 5 | 2023 | 2023 |  |  | N | IPP Non-CHP | IPP | IPP | 2 | X | NG | Non-Renewable | 0 | 37 | 0 | 1
Operable | 56765 | CER Colorado Bend Energy Partners LP |  | 56350 | Colorado Bend Energy Center | TX | Restructured | Wharton | ST1 | Natural Gas Fired Combined Cycle | CA | BLK1 | S | Y | X | CBEC_CC1 | CBEC_CC1 | 105.1 | 0.92 | 103 | 103 | 35 | N |  |  | OP | X | 5 | 2007 | 2007 |  |  | N | IPP Non-CHP | IPP | IPP | 2 | X | NG | Non-Renewable | 0 | 105.1 | 0 | 1
Operable | 56765 | CER Colorado Bend Energy Partners LP |  | 56350 | Colorado Bend Energy Center | TX | Restructured | Wharton | ST2 | Natural Gas Fired Combined Cycle | CA | BLK2 | S | Y | X | CBEC_CC2 | CBEC_CC2 | 115 | 0.85 | 103 | 103 | 35 | N |  |  | OP | X | 6 | 2008 | 2008 |  |  | N | IPP Non-CHP | IPP | IPP | 2 | X | NG | Non-Renewable | 0 | 115 | 0 | 1
Operable | 55987 | CER Generation LLC |  | 55411 | Hillabee Energy Center | AL | Vertical | Tallapoosa | HEC1 | Natural Gas Fired Combined Cycle | CT | CC1 | S | X | N |  |  | 258.4 | 0.85 | 234.4 | 261 | 145 | N |  |  | OP | X | 6 | 2010 | 2010 |  |  | N | IPP Non-CHP | IPP | IPP | 2 | X | NG | Non-Renewable | 0 | 258.4 | 0 | 1
Operable | 55987 | CER Generation LLC |  | 55411 | Hillabee Energy Center | AL | Vertical | Tallapoosa | HEC2 | Natural Gas Fired Combined Cycle | CT | CC1 | S | X | N |  |  | 258.4 | 0.85 | 234.4 | 261 | 145 | N |  |  | OP | X | 6 | 2010 | 2010 |  |  | N | IPP Non-CHP | IPP | IPP | 2 | X | NG | Non-Renewable | 0 | 258.4 | 0 | 1
Operable | 55987 | CER Generation LLC |  | 55411 | Hillabee Energy Center | AL | Vertical | Tallapoosa | HECS | Natural Gas Fired Combined Cycle | CA | CC1 | S | Y | X |  |  | 306 | 0.85 | 283.9 | 293 | 70 | N |  |  | OP | X | 6 | 2010 | 2010 |  |  | N | IPP Non-CHP | IPP | IPP | 2 | X | NG | Non-Renewable | 0 | 306 | 0 | 1
Operable | 56766 | CER Quail Run Energy Partners LP |  | 56349 | Quail Run Energy Center | TX | Restructured | Ector | CT1A | Natural Gas Fired Combined Cycle | CT | 830 | S | X | N |  |  | 90.6 | 0.9 | 70 | 84 | 55 | N |  |  | OP | X | 5 | 2007 | 2007 |  |  | N | IPP Non-CHP | IPP | IPP | 2 | X | NG | Non-Renewable | 0 | 90.6 | 0 | 1
Operable | 56766 | CER Quail Run Energy Partners LP |  | 56349 | Quail Run Energy Center | TX | Restructured | Ector | CT1B | Natural Gas Fired Combined Cycle | CT | 830 | S | X | N |  |  | 90.6 | 0.9 | 70 | 84 | 55 | N |  |  | OP | X | 5 | 2007 | 2007 |  |  | N | IPP Non-CHP | IPP | IPP | 2 | X | NG | Non-Renewable | 0 | 90.6 | 0 | 1
Operable | 56766 | CER Quail Run Energy Partners LP |  | 56349 | Quail Run Energy Center | TX | Restructured | Ector | CT2A | Natural Gas Fired Combined Cycle | CT | 831 | S | X | N |  |  | 86.5 | 0.85 | 68 | 84 | 55 | N |  |  | OP | X | 5 | 2002 | 2002 |  |  | N | IPP Non-CHP | IPP | IPP | 2 | X | NG | Non-Renewable | 0 | 86.5 | 0 | 1
Operable | 56766 | CER Quail Run Energy Partners LP |  | 56349 | Quail Run Energy Center | TX | Restructured | Ector | CT2B | Natural Gas Fired Combined Cycle | CT | 831 | S | X | N |  |  | 86.5 | 0.85 | 68 | 84 | 55 | N |  |  | OP | X | 5 | 2002 | 2002 |  |  | N | IPP Non-CHP | IPP | IPP | 2 | X | NG | Non-Renewable | 0 | 86.5 | 0 | 1
Operable | 56766 | CER Quail Run Energy Partners LP |  | 56349 | Quail Run Energy Center | TX | Restructured | Ector | ST1 | Natural Gas Fired Combined Cycle | CA | 830 | S | Y | X |  |  | 98.1 | 0.9 | 98.1 | 98.1 | 58 | N |  |  | OP | X | 5 | 2007 | 2007 |  |  | N | IPP Non-CHP | IPP | IPP | 2 | X | NG | Non-Renewable | 0 | 98.1 | 0 | 1
Operable | 56766 | CER Quail Run Energy Partners LP |  | 56349 | Quail Run Energy Center | TX | Restructured | Ector | ST2 | Natural Gas Fired Combined Cycle | CA | 831 | S | Y | X |  |  | 98.1 | 0.9 | 98.1 | 98.1 | 58 | N |  |  | OP | X | 5 | 2008 | 2008 |  |  | N | IPP Non-CHP | IPP | IPP | 2 | X | NG | Non-Renewable | 0 | 98.1 | 0 | 1
Operable | 65458 | Cereal City Solar, LLC |  | 66389 | Cereal City Solar, LLC | MI | Vertical | Calhoun | CCSPV | Solar Photovoltaic | PV |  | S | X | X |  |  | 100 |  | 100 | 100 |  | N |  |  | OP | X | 12 | 2023 | 2023 |  |  | N | IPP Non-CHP | IPP | IPP | 2 | X | SUN | Renewable | 100 | 0 | 1 | 0
Operable | 63072 | Cerro Gordo Wind Farm |  | 63287 | Cerro Gordo Wind Farm | IA | Vertical | Cerro Gordo | CGWF | Onshore Wind Turbine | WT |  | S | X | X |  |  | 42 |  | 42 | 42 | 0 | N |  |  | OP | X | 8 | 2020 | 2020 |  |  | N | IPP Non-CHP | IPP | IPP | 2 | X | WND | Renewable | 42 | 0 | 1 | 0
Operable | 64541 | CES Agawam Tuckahoe Solar LLC |  | 63763 | CES Agawam Tuckahoe Solar Hybrid | MA | Restructured | Hampden | ATES | Batteries | BA |  | S | X | X |  |  | 2.6 | 1 | 2.6 | 2.6 | 2.6 | N |  |  | OP | X | 12 | 2021 | 2021 |  |  | N | IPP Non-CHP | IPP | IPP | 2 | X | MWH | Other | 0 | 0 | 0 | 0
Operable | 64541 | CES Agawam Tuckahoe Solar LLC |  | 63763 | CES Agawam Tuckahoe Solar Hybrid | MA | Restructured | Hampden | ATPV | Solar Photovoltaic | PV |  | S | X | X |  |  | 3.6 | 1 | 3.6 | 3.6 |  | N |  |  | OP | X | 12 | 2021 | 2021 |  |  | N | IPP Non-CHP | IPP | IPP | 2 | X | SUN | Renewable | 3.6 | 0 | 1 | 0
Operable | 178 | CES Placerita Inc |  | 10677 | CES Placerita Power Plant | CA | Vertical | Los Angeles | UNT2 | Natural Gas Fired Combined Cycle | CT | CESP | S | X | N |  |  | 60 | 0.85 | 46 | 50 | 23 | N |  |  | OS | X | 6 | 1988 | Pre-2000 |  |  | N | IPP Non-CHP | IPP | IPP | 2 | X | NG | Non-Renewable | 0 | 60 | 0 | 1
Operable | 178 | CES Placerita Inc |  | 10677 | CES Placerita Power Plant | CA | Vertical | Los Angeles | UNT3 | Natural Gas Fired Combined Cycle | CA | CESP | S | N | X |  |  | 30 | 0.85 | 23 | 25 | 5 | N |  |  | OS | X | 6 | 1988 | Pre-2000 |  |  | N | IPP Non-CHP | IPP | IPP | 2 | X | NG | Non-Renewable | 0 | 30 | 0 | 1
Operable | 50122 | CF Industries Nitrogen LLC |  | 10195 | CF Industries Yazoo City Complex | MS | Vertical | Yazoo | EXIS | Natural Gas Fired Combustion Turbine | GT |  | S | X | X | U EES MSCHEM G1 | U EES MSCHEM G1 | 25 | 0.8 | 20 | 22 | 1 | N |  |  | OP | X | 7 | 1984 | Pre-2000 |  |  | Y | Industrial CHP | Customer Sited | Other | 7 | T | NG | Non-Renewable | 0 | 25 | 0 | 1
Operable | 58591 | CF Jersey Gardens Owner Two LLC |  | 58654 | Jersey Gardens Phase 2 | NJ | Restructured | Union | 1 | Solar Photovoltaic | PV |  | S | X | X |  |  | 2.3 |  | 2.3 | 2.3 |  | N |  |  | OP | X | 2 | 2012 | 2012 |  |  | N | IPP Non-CHP | IPP | IPP | 2 | X | SUN | Renewable | 2.3 | 0 | 1 | 0
Operable | 61140 | CG Windfarm LLC |  | 56200 | CG Windfarm LLC | MN | Vertical | Pipestone | I | Onshore Wind Turbine | WT |  | W | X | X | MISO | MISO | 2 |  | 2 | 2 | 1 | N |  |  | OP | X | 12 | 2003 | 2003 |  |  | N | IPP Non-CHP | IPP | IPP | 2 | X | WND | Renewable | 2 | 0 | 1 | 0
Operable | 58383 | CH4 Biogas LLC |  | 58399 | Synergy Biogas | NY | Restructured | Wyoming | 1 | Other Waste Biomass | IC |  | W | X | X |  |  | 1.4 | 0.9 | 1.2 | 1.2 | 0.8 | N |  |  | OA | X | 12 | 2011 | 2011 |  |  | N | Commercial Non-CHP | Customer Sited | Other | 4 | X | OBG | Renewable | 1.4 | 0 | 1 | 0
Operable | 58383 | CH4 Biogas LLC |  | 58921 | Napoleon Biogas | OH | Restructured | Henry | GEN1 | Other Waste Biomass | IC |  | W | X | X |  |  | 1.4 | 0.9 | 1.2 | 1.2 | 1.2 | N |  |  | OA | X | 12 | 2013 | 2013 |  |  | N | IPP Non-CHP | IPP | IPP | 2 | X | OBG | Renewable | 1.4 | 0 | 1 | 0 | NG
Operable | 58383 | CH4 Biogas LLC |  | 58921 | Napoleon Biogas | OH | Restructured | Henry | GEN2 | Other Waste Biomass | IC |  | W | X | X |  |  | 1.4 | 0.9 | 1.2 | 1.2 | 1.2 | N |  |  | OA | X | 12 | 2013 | 2013 |  |  | N | IPP Non-CHP | IPP | IPP | 2 | X | OBG | Renewable | 1.4 | 0 | 1 | 0
Operable | 61686 | Chaffey Community College District |  | 62150 | Chaffey College Rancho Cucamonga Campus | CA | Vertical | San Bernardino | SOLAR | Solar Photovoltaic | PV |  | S | X | X |  |  | 4 |  | 4 | 4 |  | N |  |  | OP | X | 2 | 2017 | 2017 |  |  | N | Commercial Non-CHP | Customer Sited | Other | 4 | X | SUN | Renewable | 4 | 0 | 1 | 0
Operable | 56392 | Chalmette Refining LLC |  | 50626 | Chalmette Refining LLC | LA | Vertical | St Bernard | GEN1 | All Other | OT |  | S | X | X |  |  | 5.7 | 0.91 | 1.7 | 1.4 | 0.8 | N |  |  | OS | X | 3 | 1990 | Pre-2000 |  |  | N | Industrial Non-CHP | Customer Sited | Other | 6 | X | OTH | Other | 0 | 0 | 0 | 0
Operable | 61320 | Chambersburg Energy, LLC |  | 55654 | Chambersburg | PA | Restructured | Franklin | UN12 | Natural Gas Fired Combustion Turbine | GT |  | S | X | X |  |  | 43.8 | 0.9 | 49.7 | 49.2 | 4 | N |  |  | OP | X | 11 | 2001 | 2001 |  |  | N | IPP Non-CHP | IPP | IPP | 2 | X | NG | Non-Renewable | 0 | 43.8 | 0 | 1
Operable | 61320 | Chambersburg Energy, LLC |  | 55654 | Chambersburg | PA | Restructured | Franklin | UN13 | Natural Gas Fired Combustion Turbine | GT |  | S | X | X |  |  | 43.8 | 0.9 | 48.5 | 49.3 | 4 | N |  |  | OP | X | 11 | 2001 | 2001 |  |  | N | IPP Non-CHP | IPP | IPP | 2 | X | NG | Non-Renewable | 0 | 43.8 | 0 | 1
Operable | 61127 | Champion Solar, LLC |  | 61522 | Champion Solar | SC | Vertical | Lexington | PGRD3 | Solar Photovoltaic | PV |  | S | X | X |  |  | 10.8 |  | 10.8 | 10.8 |  | N |  |  | OP | X | 12 | 2017 | 2017 |  |  | N | IPP Non-CHP | IPP | IPP | 2 | X | SUN | Renewable | 10.8 | 0 | 1 | 0
Operable | 3370 | Channel Energy Center LLC |  | 55299 | Channel Energy Center LLC | TX | Restructured | Harris | CTG1 | Natural Gas Fired Combined Cycle | CT | CC1 | W | X | N | CHE_CC1 |  | 215 | 0.9 | 173 | 183 | 120 | N |  |  | OP | X | 7 | 2001 | 2001 |  |  | Y | IPP CHP | IPP | IPP | 3 | T | NG | Non-Renewable | 0 | 215 | 0 | 1 | OG
Operable | 3370 | Channel Energy Center LLC |  | 55299 | Channel Energy Center LLC | TX | Restructured | Harris | CTG2 | Natural Gas Fired Combined Cycle | CT | CC1 | W | X | N | CHE_CC1 |  | 215 | 0.9 | 173 | 183 | 120 | N |  |  | OP | X | 4 | 2002 | 2002 |  |  | Y | IPP CHP | IPP | IPP | 3 | T | NG | Non-Renewable | 0 | 215 | 0 | 1 | OG
Operable | 3370 | Channel Energy Center LLC |  | 55299 | Channel Energy Center LLC | TX | Restructured | Harris | CTG3 | Natural Gas Fired Combined Cycle | CT | CC1 | W | X | N | CHE_CC1 |  | 208.8 | 0.9 | 173 | 183 | 120 | N |  |  | OP | X | 6 | 2014 | 2014 |  |  | Y | IPP CHP | IPP | IPP | 3 | T | NG | Non-Renewable | 0 | 208.8 | 0 | 1 | OG
Operable | 3370 | Channel Energy Center LLC |  | 55299 | Channel Energy Center LLC | TX | Restructured | Harris | ST-1 | Natural Gas Fired Combined Cycle | CA | CC1 | W | Y | X | CHE_CC1 |  | 285 | 0.85 | 241 | 241 | 80 | N |  |  | OP | X | 4 | 2002 | 2002 |  |  | Y | IPP CHP | IPP | IPP | 3 | T | NG | Non-Renewable | 0 | 285 | 0 | 1 | OG
Operable | 58998 | Chapman Ranch Wind LLC |  | 59193 | Chapman Ranch Wind I | TX | Restructured | Nueces | CHA1 | Onshore Wind Turbine | WT |  | S | X | X |  |  | 236 |  | 249 | 249 | 0 | N |  |  | OP | X | 10 | 2017 | 2017 |  |  | N | IPP Non-CHP | IPP | IPP | 2 | X | WND | Renewable | 236 | 0 | 1 | 0
Operable | 64560 | Charlemont MA, LLC |  | 65242 | Charlemont A | MA | Restructured | Franklin | CMS | Solar Photovoltaic | PV |  | S | X | X |  |  | 2.5 |  | 2.5 | 2.5 |  | N |  |  | OP | X | 9 | 2021 | 2021 |  |  | N | IPP Non-CHP | IPP | IPP | 2 | X | SUN | Renewable | 2.5 | 0 | 1 | 0
Operable | 64560 | Charlemont MA, LLC |  | 65242 | Charlemont A | MA | Restructured | Franklin | CMSB | Batteries | BA |  | S | X | X |  |  | 2.5 |  | 2.5 | 2.5 | 0 | N |  |  | OP | X | 9 | 2021 | 2021 |  |  | N | IPP Non-CHP | IPP | IPP | 2 | X | MWH | Other | 0 | 0 | 0 | 0
Operable | 59388 | Charlton Solar I, LLC |  | 59636 | Charlton Solar I CSG | MA | Restructured | Worcester | 37021 | Solar Photovoltaic | PV |  | S | X | X |  |  | 4 |  | 3.9 | 2.3 |  | N |  |  | OP | X | 12 | 2014 | 2014 |  |  | N | IPP Non-CHP | IPP | IPP | 2 | X | SUN | Renewable | 4 | 0 | 1 | 0
Operable | 58492 | Chattanooga Metropolitan Airport |  | 58515 | Chattanooga Metropolitan Airport Solar | TN | Vertical | Hamilton | GEN1 | Solar Photovoltaic | PV |  | S | X | X |  |  | 0.9 |  | 0.7 | 0.3 |  | N |  |  | OP | X | 12 | 2011 | 2011 |  |  | N | Commercial Non-CHP | Customer Sited | Other | 4 | X | SUN | Renewable | 0.9 | 0 | 1 | 0
Operable | 58492 | Chattanooga Metropolitan Airport |  | 58515 | Chattanooga Metropolitan Airport Solar | TN | Vertical | Hamilton | GEN2 | Solar Photovoltaic | PV |  | S | X | X |  |  | 1 |  | 0.8 | 0.3 |  | N |  |  | OP | X | 6 | 2013 | 2013 |  |  | N | Commercial Non-CHP | Customer Sited | Other | 4 | X | SUN | Renewable | 1 | 0 | 1 | 0
Operable | 58492 | Chattanooga Metropolitan Airport |  | 58515 | Chattanooga Metropolitan Airport Solar | TN | Vertical | Hamilton | GEN3 | Solar Photovoltaic | PV |  | S | X | X |  |  | 0.6 |  | 0.4 | 0.2 |  | N |  |  | OP | X | 4 | 2019 | 2019 |  |  | N | Commercial Non-CHP | Customer Sited | Other | 4 | X | SUN | Renewable | 0.6 | 0 | 1 | 0
Operable | 64137 | Chautauqua Green Energy, LLC |  | 57186 | Chautauqua LFGTE Facility | NY | Restructured | Chautauqua | GEN1 | Landfill Gas | IC |  | W | X | X |  |  | 1.6 | 0.8 | 1.6 | 1.6 | 0.8 | N |  |  | OP | X | 2 | 2010 | 2010 |  |  | N | IPP Non-CHP | IPP | IPP | 2 | X | LFG | Renewable | 1.6 | 0 | 1 | 0
Operable | 64137 | Chautauqua Green Energy, LLC |  | 57186 | Chautauqua LFGTE Facility | NY | Restructured | Chautauqua | GEN2 | Landfill Gas | IC |  | W | X | X |  |  | 1.6 | 1 | 1.6 | 1.6 | 0.8 | N |  |  | OP | X | 2 | 2010 | 2010 |  |  | N | IPP Non-CHP | IPP | IPP | 2 | X | LFG | Renewable | 1.6 | 0 | 1 | 0
Operable | 64137 | Chautauqua Green Energy, LLC |  | 57186 | Chautauqua LFGTE Facility | NY | Restructured | Chautauqua | GEN3 | Landfill Gas | IC |  | W | X | X |  |  | 1.6 | 1 | 1.6 | 1.6 | 0.8 | N |  |  | OP | X | 2 | 2010 | 2010 |  |  | N | IPP Non-CHP | IPP | IPP | 2 | X | LFG | Renewable | 1.6 | 0 | 1 | 0
Operable | 64137 | Chautauqua Green Energy, LLC |  | 57186 | Chautauqua LFGTE Facility | NY | Restructured | Chautauqua | GEN4 | Landfill Gas | IC |  | W | X | X |  |  | 1.6 | 1 | 1.6 | 1.6 | 0.8 | N |  |  | OP | X | 2 | 2010 | 2010 |  |  | N | IPP Non-CHP | IPP | IPP | 2 | X | LFG | Renewable | 1.6 | 0 | 1 | 0
Operable | 64137 | Chautauqua Green Energy, LLC |  | 57186 | Chautauqua LFGTE Facility | NY | Restructured | Chautauqua | GEN5 | Landfill Gas | IC |  | W | X | X |  |  | 1.6 | 1 | 1.6 | 1.6 | 0.8 | N |  |  | OP | X | 7 | 2011 | 2011 |  |  | N | IPP Non-CHP | IPP | IPP | 2 | X | LFG | Renewable | 1.6 | 0 | 1 | 0
Operable | 64137 | Chautauqua Green Energy, LLC |  | 57186 | Chautauqua LFGTE Facility | NY | Restructured | Chautauqua | GEN6 | Landfill Gas | IC |  | W | X | X |  |  | 1.6 | 1 | 1.6 | 1.6 | 0.8 | N |  |  | OP | X | 7 | 2011 | 2011 |  |  | N | IPP Non-CHP | IPP | IPP | 2 | X | LFG | Renewable | 1.6 | 0 | 1 | 0
Operable | 65487 | Chaves County Solar II, LLC |  | 66405 | Chaves County Solar II | NM | Vertical | Chaves | CCS2 | Solar Photovoltaic | PV |  | S | X | X |  |  | 30 |  | 30 | 30 |  | N |  |  | OP | X | 4 | 2023 | 2023 |  |  | N | IPP Non-CHP | IPP | IPP | 2 | X | SUN | Renewable | 30 | 0 | 1 | 0
Operable | 60208 | Chaves Solar LLC |  | 60405 | Chaves Solar, LLC | NM | Vertical | Chaves | CSPV | Solar Photovoltaic | PV |  | S | X | X |  |  | 70 |  | 70 | 70 |  | N |  |  | OP | X | 10 | 2016 | 2016 |  |  | N | IPP Non-CHP | IPP | IPP | 2 | X | SUN | Renewable | 70 | 0 | 1 | 0
Operable | 6833 | Cherokee County Cogen Partners LLC |  | 55043 | Cherokee County Cogen | SC | Vertical | Cherokee | GT1 | Natural Gas Fired Combined Cycle | CT | CC1 | S | X | N |  |  | 60 | 0.85 | 51 | 66 | 50 | N |  |  | OP | X | 7 | 1998 | Pre-2000 |  |  | Y | IPP CHP | IPP | IPP | 3 | T | NG | Non-Renewable | 0 | 60 | 0 | 1
Operable | 6833 | Cherokee County Cogen Partners LLC |  | 55043 | Cherokee County Cogen | SC | Vertical | Cherokee | ST1 | Natural Gas Fired Combined Cycle | CA | CC1 | S | N | X |  |  | 41.2 | 0.85 | 35 | 35 | 17 | N |  |  | OP | X | 7 | 1998 | Pre-2000 |  |  | Y | IPP CHP | IPP | IPP | 3 | T | NG | Non-Renewable | 0 | 41.2 | 0 | 1
Operable | 65507 | Chesapeake Solar Project, LLC |  | 66541 | Chesapeake Solar Project | VA | Vertical | Chesapeake City | CHSP | Solar Photovoltaic | PV |  | S | X | X |  |  | 132 | 0.95 | 118 | 118 |  | N |  |  | OP | X | 12 | 2023 | 2023 |  |  | N | IPP Non-CHP | IPP | IPP | 2 | X | SUN | Renewable | 132 | 0 | 1 | 0
Operable | 62634 | Chester Woods Point Solar, LLC |  | 62720 | Chester Woods Point Solar, LLC CSG | MD | Restructured | Queen Annes | 5540 | Solar Photovoltaic | PV |  | S | X | X |  |  | 2 |  | 2 | 1.6 |  | N |  |  | OP | X | 6 | 2019 | 2019 |  |  | N | IPP Non-CHP | IPP | IPP | 2 | X | SUN | Renewable | 2 | 0 | 1 | 0
Operable | 63526 | Chestnut Westside, LLC |  | 63849 | Chestnut | CA | Vertical | Kings | BESS1 | Batteries | BA |  | S | X | X |  |  | 135 |  | 135 | 135 |  | N |  |  | OP | X | 12 | 2023 | 2023 |  |  | N | IPP Non-CHP | IPP | IPP | 2 | X | MWH | Other | 0 | 0 | 0 | 0
Operable | 63526 | Chestnut Westside, LLC |  | 63849 | Chestnut | CA | Vertical | Kings | CHNUT | Solar Photovoltaic | PV |  | S | X | X |  |  | 150.6 |  | 150.6 | 150.6 |  | N |  |  | OP | X | 12 | 2023 | 2023 |  |  | N | IPP Non-CHP | IPP | IPP | 2 | X | SUN | Renewable | 150.6 | 0 | 1 | 0
Operable | 3455 | Chevron Oronite Co LLC |  | 55857 | Oak Point Cogen | LA | Vertical | Plaquemines | 5121 | Natural Gas Fired Combustion Turbine | GT |  | S | X | X |  |  | 4.7 | 0.84 | 4.6 | 4.7 | 0.9 | N |  |  | OP | X | 10 | 1999 | Pre-2000 |  |  | Y | Industrial CHP | Customer Sited | Other | 7 | T | NG | Non-Renewable | 0 | 4.7 | 0 | 1
Operable | 3455 | Chevron Oronite Co LLC |  | 55857 | Oak Point Cogen | LA | Vertical | Plaquemines | 5131 | Natural Gas Fired Combustion Turbine | GT |  | S | X | X |  |  | 4.7 | 0.84 | 4.6 | 4.7 | 0.9 | N |  |  | OP | X | 10 | 1999 | Pre-2000 |  |  | Y | Industrial CHP | Customer Sited | Other | 7 | T | NG | Non-Renewable | 0 | 4.7 | 0 | 1
Operable | 3455 | Chevron Oronite Co LLC |  | 55857 | Oak Point Cogen | LA | Vertical | Plaquemines | 5141 | Natural Gas Fired Combustion Turbine | GT |  | S | X | X |  |  | 4.7 | 0.84 | 4.2 | 4.7 | 0.9 | N |  |  | OP | X | 10 | 1999 | Pre-2000 |  |  | Y | Industrial CHP | Customer Sited | Other | 7 | T | NG | Non-Renewable | 0 | 4.7 | 0 | 1
Operable | 3455 | Chevron Oronite Co LLC |  | 55857 | Oak Point Cogen | LA | Vertical | Plaquemines | 5151 | Natural Gas Fired Combustion Turbine | GT |  | S | X | X |  |  | 4.7 | 0.84 | 4.2 | 4.7 | 0.9 | N |  |  | OP | X | 10 | 1999 | Pre-2000 |  |  | Y | Industrial CHP | Customer Sited | Other | 7 | T | NG | Non-Renewable | 0 | 4.7 | 0 | 1
Operable | 3455 | Chevron Oronite Co LLC |  | 55857 | Oak Point Cogen | LA | Vertical | Plaquemines | 5161 | Natural Gas Fired Combustion Turbine | GT |  | S | X | X |  |  | 4.7 | 0.84 | 4.6 | 4.7 | 0.9 | N |  |  | OP | X | 10 | 1999 | Pre-2000 |  |  | Y | Industrial CHP | Customer Sited | Other | 7 | T | NG | Non-Renewable | 0 | 4.7 | 0 | 1
Operable | 49732 | Chevron Products Company-Richmond |  | 52109 | Richmond Cogen | CA | Vertical | Contra Costa | GEN1 | Natural Gas Fired Combined Cycle | CT | CC1 | S | X | N |  |  | 62.6 | 0.8 | 50 | 52 | 25 | N |  |  | OP | X | 8 | 1992 | Pre-2000 |  |  | Y | Industrial CHP | Customer Sited | Other | 7 | T | NG | Non-Renewable | 0 | 62.6 | 0 | 1 | OG
Operable | 49732 | Chevron Products Company-Richmond |  | 52109 | Richmond Cogen | CA | Vertical | Contra Costa | GEN2 | Natural Gas Fired Combined Cycle | CT | CC1 | S | X | N |  |  | 62.6 | 0.8 | 50 | 52 | 25 | N |  |  | OP | X | 9 | 1992 | Pre-2000 |  |  | Y | Industrial CHP | Customer Sited | Other | 7 | T | NG | Non-Renewable | 0 | 62.6 | 0 | 1 | OG
Operable | 49732 | Chevron Products Company-Richmond |  | 52109 | Richmond Cogen | CA | Vertical | Contra Costa | GEN5 | Natural Gas Fired Combined Cycle | CA | CC1 | S | Y | X |  |  | 30.4 | 0.85 | 30.4 | 30.4 | 1.5 | N |  |  | OP | X | 3 | 2006 | 2006 |  |  | N | Industrial CHP | Customer Sited | Other | 7 | X | NG | Non-Renewable | 0 | 30.4 | 0 | 1 | OG
Operable | 49732 | Chevron Products Company-Richmond |  | 52109 | Richmond Cogen | CA | Vertical | Contra Costa | GEN6 | All Other | ST |  | S | X | X |  |  | 17.9 | 0.85 | 17.9 | 17.9 | 1 | N |  |  | OP | X | 4 | 2019 | 2019 |  |  | N | Industrial CHP | Customer Sited | Other | 7 | X | WH | Other | 0 | 0 | 0 | 0
Operable | 56706 | Chevron Technology Ventures |  | 57369 | Questa Solar Facility | NM | Vertical | Taos | QST | Solar Photovoltaic | PV |  | S | X | X |  |  | 1 |  | 1 | 1 |  | N |  |  | OP | X | 1 | 2011 | 2011 |  |  | N | IPP Non-CHP | IPP | IPP | 2 | X | SUN | Renewable | 1 | 0 | 1 | 0
Operable | 56394 | Chevron USA |  | 57093 | Casper Wind Farm | WY | Vertical | Natrona | CWGT | Onshore Wind Turbine | WT |  | S | X | X |  |  | 17 |  | 17 | 17 | 10 | N |  |  | OP | X | 12 | 2009 | 2009 |  |  | N | IPP Non-CHP | IPP | IPP | 2 | X | WND | Renewable | 17 | 0 | 1 | 0
Operable | 54713 | Chevron USA Inc |  | 50751 | Southeast Kern River Cogen | CA | Vertical | Kern | GTG1 | Natural Gas Fired Combustion Turbine | GT |  | S | X | X | POD_VEDDER_1_SEKRN-APND | TH_ZP26_GEN-APND | 24 | 0.9 | 20.8 | 21.7 | 12 | N |  |  | OP | X | 2 | 1989 | Pre-2000 |  |  | Y | Industrial CHP | Customer Sited | Other | 7 | T | NG | Non-Renewable | 0 | 24 | 0 | 1
Operable | 54713 | Chevron USA Inc |  | 50751 | Southeast Kern River Cogen | CA | Vertical | Kern | GTG2 | Natural Gas Fired Combustion Turbine | GT |  | S | X | X |  |  | 3.4 | 0.9 | 3 | 3.2 | 1.5 | N |  |  | OS | X | 2 | 1989 | Pre-2000 |  |  | Y | Industrial CHP | Customer Sited | Other | 7 | T | NG | Non-Renewable | 0 | 3.4 | 0 | 1
Operable | 54713 | Chevron USA Inc |  | 50751 | Southeast Kern River Cogen | CA | Vertical | Kern | GTG3 | Natural Gas Fired Combustion Turbine | GT |  | S | X | X |  |  | 3.4 | 0.9 | 3 | 3.2 | 1.5 | N |  |  | OS | X | 2 | 1989 | Pre-2000 |  |  | Y | Industrial CHP | Customer Sited | Other | 7 | T | NG | Non-Renewable | 0 | 3.4 | 0 | 1
Operable | 54713 | Chevron USA Inc |  | 52076 | McKittrick Cogen | CA | Vertical | Kern | UNIT1 | Natural Gas Fired Combustion Turbine | GT |  | S | X | X | TEXMCKT_1_N101 | TH_ZP26_GEN-APND | 6 | 0.9 | 4.8 | 5.5 | 1.5 | N |  |  | OP | X | 6 | 2012 | 2012 |  |  | Y | Industrial CHP | Customer Sited | Other | 7 | T | NG | Non-Renewable | 0 | 6 | 0 | 1
Operable | 54713 | Chevron USA Inc |  | 52076 | McKittrick Cogen | CA | Vertical | Kern | UNIT2 | Natural Gas Fired Combustion Turbine | GT |  | S | X | X | TEXMCKT_1_N101 | TH_ZP26_GEN-APND | 6 | 0.9 | 4.8 | 5.5 | 1.5 | N |  |  | OP | X | 6 | 2012 | 2012 |  |  | Y | Industrial CHP | Customer Sited | Other | 7 | T | NG | Non-Renewable | 0 | 6 | 0 | 1
Operable | 54713 | Chevron USA Inc |  | 52078 | North Midway Cogen | CA | Vertical | Kern | GEN7 | Natural Gas Fired Combustion Turbine | GT |  | S | X | X |  |  | 3.5 | 0.9 | 3 | 3.2 | 1.5 | N |  |  | OS | X | 10 | 1986 | Pre-2000 |  |  | Y | Industrial CHP | Customer Sited | Other | 7 | T | NG | Non-Renewable | 0 | 3.5 | 0 | 1
Operable | 54713 | Chevron USA Inc |  | 52078 | North Midway Cogen | CA | Vertical | Kern | GEN8 | Natural Gas Fired Combustion Turbine | GT |  | S | X | X |  |  | 3.5 | 0.9 | 3 | 3.2 | 1.5 | N |  |  | OS | X | 10 | 1986 | Pre-2000 |  |  | Y | Industrial CHP | Customer Sited | Other | 7 | T | NG | Non-Renewable | 0 | 3.5 | 0 | 1
Operable | 54713 | Chevron USA Inc |  | 52078 | North Midway Cogen | CA | Vertical | Kern | GEN9 | Natural Gas Fired Combustion Turbine | GT |  | S | X | X |  |  | 3.5 | 0.9 | 3 | 3.2 | 1.5 | N |  |  | OS | X | 10 | 1986 | Pre-2000 |  |  | Y | Industrial CHP | Customer Sited | Other | 7 | T | NG | Non-Renewable | 0 | 3.5 | 0 | 1
Operable | 54713 | Chevron USA Inc |  | 52081 | Cymric 31X Cogen | CA | Vertical | Kern | TG1 | Natural Gas Fired Combustion Turbine | GT |  | S | X | X | CYMRIC_1_N004 | TH_ZP26_GEN-APND | 3.4 | 0.9 | 2.7 | 2.9 | 1.5 | N |  |  | OP | X | 10 | 1988 | Pre-2000 |  |  | Y | Industrial CHP | Customer Sited | Other | 7 | T | NG | Non-Renewable | 0 | 3.4 | 0 | 1
Operable | 54713 | Chevron USA Inc |  | 52081 | Cymric 31X Cogen | CA | Vertical | Kern | TG2 | Natural Gas Fired Combustion Turbine | GT |  | S | X | X | CYMRIC_1_N004 | TH_ZP26_GEN-APND | 3.4 | 0.9 | 2.7 | 2.9 | 1.5 | N |  |  | OP | X | 10 | 1988 | Pre-2000 |  |  | Y | Industrial CHP | Customer Sited | Other | 7 | T | NG | Non-Renewable | 0 | 3.4 | 0 | 1
Operable | 54713 | Chevron USA Inc |  | 52082 | Cymric 6Z Cogen | CA | Vertical | Kern | TG1 | Natural Gas Fired Combustion Turbine | GT |  | S | X | X | CYMRIC_1_N004 | TH_ZP26_GEN-APND | 3.4 | 0.9 | 2.7 | 2.9 | 1.5 | N |  |  | OP | X | 7 | 1986 | Pre-2000 |  |  | Y | Industrial CHP | Customer Sited | Other | 7 | T | NG | Non-Renewable | 0 | 3.4 | 0 | 1
Operable | 54713 | Chevron USA Inc |  | 52082 | Cymric 6Z Cogen | CA | Vertical | Kern | TG2 | Natural Gas Fired Combustion Turbine | GT |  | S | X | X | CYMRIC_1_N004 | TH_ZP26_GEN-APND | 3.4 | 0.9 | 2.7 | 2.9 | 1.5 | N |  |  | OP | X | 7 | 1986 | Pre-2000 |  |  | Y | Industrial CHP | Customer Sited | Other | 7 | T | NG | Non-Renewable | 0 | 3.4 | 0 | 1
Operable | 54713 | Chevron USA Inc |  | 52083 | Coalinga 6C Cogen | CA | Vertical | Fresno | TG1 | Natural Gas Fired Combustion Turbine | GT |  | S | X | X |  |  | 3.4 | 0.9 | 2.7 | 2.9 | 1.5 | N |  |  | OS | X | 9 | 1989 | Pre-2000 |  |  | Y | Industrial CHP | Customer Sited | Other | 7 | T | NG | Non-Renewable | 0 | 3.4 | 0 | 1
Operable | 54713 | Chevron USA Inc |  | 52083 | Coalinga 6C Cogen | CA | Vertical | Fresno | TG2 | Natural Gas Fired Combustion Turbine | GT |  | S | X | X |  |  | 3.4 | 0.9 | 2.7 | 2.9 | 1.5 | N |  |  | OS | X | 9 | 1989 | Pre-2000 |  |  | Y | Industrial CHP | Customer Sited | Other | 7 | T | NG | Non-Renewable | 0 | 3.4 | 0 | 1
Operable | 54713 | Chevron USA Inc |  | 52085 | Taft 26C Cogen | CA | Vertical | Kern | TG1 | Natural Gas Fired Combustion Turbine | GT |  | S | X | X | CADET_6_N002 | TH_ZP26_GEN-APND | 3.1 | 0.9 | 2.7 | 2.9 | 1.5 | N |  |  | OP | X | 7 | 1982 | Pre-2000 |  |  | Y | Industrial CHP | Customer Sited | Other | 7 | T | NG | Non-Renewable | 0 | 3.1 | 0 | 1
Operable | 54713 | Chevron USA Inc |  | 52085 | Taft 26C Cogen | CA | Vertical | Kern | TG2 | Natural Gas Fired Combustion Turbine | GT |  | S | X | X | CADET_6_N002 | TH_ZP26_GEN-APND | 3.1 | 0.9 | 2.7 | 2.9 | 1.5 | N |  |  | OP | X | 7 | 1982 | Pre-2000 |  |  | Y | Industrial CHP | Customer Sited | Other | 7 | T | NG | Non-Renewable | 0 | 3.1 | 0 | 1
Operable | 54713 | Chevron USA Inc |  | 52085 | Taft 26C Cogen | CA | Vertical | Kern | TG3 | Natural Gas Fired Combustion Turbine | GT |  | S | X | X | CADET_6_N002 | TH_ZP26_GEN-APND | 3.1 | 0.9 | 2.7 | 2.9 | 1.5 | N |  |  | OP | X | 7 | 1982 | Pre-2000 |  |  | Y | Industrial CHP | Customer Sited | Other | 7 | T | NG | Non-Renewable | 0 | 3.1 | 0 | 1
Operable | 54713 | Chevron USA Inc |  | 52085 | Taft 26C Cogen | CA | Vertical | Kern | TG4 | Natural Gas Fired Combustion Turbine | GT |  | S | X | X | CADET_6_N002 | TH_ZP26_GEN-APND | 3.1 | 0.9 | 2.7 | 2.9 | 1.5 | N |  |  | OP | X | 7 | 1982 | Pre-2000 |  |  | Y | Industrial CHP | Customer Sited | Other | 7 | T | NG | Non-Renewable | 0 | 3.1 | 0 | 1
Operable | 54713 | Chevron USA Inc |  | 52086 | Coalinga 25D Cogen | CA | Vertical | Fresno | TG1 | Natural Gas Fired Combustion Turbine | GT |  | S | X | X | DERRICK_6_N003 | TH_ZP26_GEN-APND | 3.4 | 0.9 | 2.7 | 2.9 | 1.5 | N |  |  | OP | X | 10 | 1986 | Pre-2000 |  |  | Y | Industrial CHP | Customer Sited | Other | 7 | T | NG | Non-Renewable | 0 | 3.4 | 0 | 1
Operable | 54713 | Chevron USA Inc |  | 52086 | Coalinga 25D Cogen | CA | Vertical | Fresno | TG2 | Natural Gas Fired Combustion Turbine | GT |  | S | X | X | DERRICK_6_N003 | TH_ZP26_GEN-APND | 3.4 | 0.9 | 2.7 | 2.9 | 1.5 | N |  |  | OP | X | 10 | 1986 | Pre-2000 |  |  | Y | Industrial CHP | Customer Sited | Other | 7 | T | NG | Non-Renewable | 0 | 3.4 | 0 | 1
Operable | 54713 | Chevron USA Inc |  | 52086 | Coalinga 25D Cogen | CA | Vertical | Fresno | TG3 | Natural Gas Fired Combustion Turbine | GT |  | S | X | X | DERRICK_6_N003 | TH_ZP26_GEN-APND | 3.4 | 0.9 | 2.7 | 2.9 | 1.5 | N |  |  | OP | X | 12 | 1987 | Pre-2000 |  |  | Y | Industrial CHP | Customer Sited | Other | 7 | T | NG | Non-Renewable | 0 | 3.4 | 0 | 1
Operable | 54713 | Chevron USA Inc |  | 52086 | Coalinga 25D Cogen | CA | Vertical | Fresno | TG4 | Natural Gas Fired Combustion Turbine | GT |  | S | X | X | DERRICK_6_N003 | TH_ZP26_GEN-APND | 3.4 | 0.9 | 2.7 | 2.9 | 1.5 | N |  |  | OP | X | 12 | 1987 | Pre-2000 |  |  | Y | Industrial CHP | Customer Sited | Other | 7 | T | NG | Non-Renewable | 0 | 3.4 | 0 | 1
Operable | 54713 | Chevron USA Inc |  | 52104 | Cymric 36W Cogen | CA | Vertical | Kern | GEN1 | Natural Gas Fired Combustion Turbine | GT |  | S | X | X | CYMRIC_1_N004 | TH_ZP26_GEN-APND | 3.1 | 0.9 | 2.7 | 2.9 | 1.5 | N |  |  | OP | X | 10 | 1982 | Pre-2000 |  |  | Y | Industrial CHP | Customer Sited | Other | 7 | T | NG | Non-Renewable | 0 | 3.1 | 0 | 1
Operable | 54713 | Chevron USA Inc |  | 52104 | Cymric 36W Cogen | CA | Vertical | Kern | GEN2 | Natural Gas Fired Combustion Turbine | GT |  | S | X | X | CYMRIC_1_N004 | TH_ZP26_GEN-APND | 3.1 | 0.9 | 2.7 | 2.9 | 1.5 | N |  |  | OP | X | 10 | 1982 | Pre-2000 |  |  | Y | Industrial CHP | Customer Sited | Other | 7 | T | NG | Non-Renewable | 0 | 3.1 | 0 | 1
Operable | 54713 | Chevron USA Inc |  | 52104 | Cymric 36W Cogen | CA | Vertical | Kern | GEN3 | Natural Gas Fired Combustion Turbine | GT |  | S | X | X | CYMRIC_1_N004 | TH_ZP26_GEN-APND | 3.1 | 0.9 | 2.7 | 2.9 | 1.5 | N |  |  | OP | X | 10 | 1982 | Pre-2000 |  |  | Y | Industrial CHP | Customer Sited | Other | 7 | T | NG | Non-Renewable | 0 | 3.1 | 0 | 1
Operable | 54713 | Chevron USA Inc |  | 52104 | Cymric 36W Cogen | CA | Vertical | Kern | GEN4 | Natural Gas Fired Combustion Turbine | GT |  | S | X | X | CYMRIC_1_N004 | TH_ZP26_GEN-APND | 3.1 | 0.9 | 2.7 | 2.9 | 1.5 | N |  |  | OP | X | 10 | 1982 | Pre-2000 |  |  | Y | Industrial CHP | Customer Sited | Other | 7 | T | NG | Non-Renewable | 0 | 3.1 | 0 | 1
Operable | 54713 | Chevron USA Inc |  | 52107 | Kern River Eastridge Cogen | CA | Vertical | Kern | 101A | Natural Gas Fired Combustion Turbine | GT |  | S | X | X | POD_DISCOV_1_CHEVRON-APND | TH_ZP26_GEN-APND | 24.4 | 0.9 | 20.8 | 21.7 | 12 | N |  |  | OP | X | 6 | 1988 | Pre-2000 |  |  | Y | Industrial CHP | Customer Sited | Other | 7 | T | NG | Non-Renewable | 0 | 24.4 | 0 | 1
Operable | 54713 | Chevron USA Inc |  | 52107 | Kern River Eastridge Cogen | CA | Vertical | Kern | 101B | Natural Gas Fired Combustion Turbine | GT |  | S | X | X | POD_DISCOV_1_CHEVRON-APND | TH_ZP26_GEN-APND | 24.4 | 0.9 | 20.8 | 21.7 | 12 | N |  |  | OP | X | 6 | 1988 | Pre-2000 |  |  | Y | Industrial CHP | Customer Sited | Other | 7 | T | NG | Non-Renewable | 0 | 24.4 | 0 | 1
Operable | 3452 | Chevron USA Inc-El Segundo |  | 10213 | El Segundo Cogen | CA | Vertical | Los Angeles | GEN1 | Natural Gas Fired Combined Cycle | CT | CC1 | W | X | N | ELSEG4G 7 B1 |  | 42.4 | 0.85 | 38.7 | 38.7 | 30 | N |  |  | OP | X | 12 | 1987 | Pre-2000 |  |  | Y | Industrial CHP | Customer Sited | Other | 7 | T | NG | Non-Renewable | 0 | 42.4 | 0 | 1
Operable | 3452 | Chevron USA Inc-El Segundo |  | 10213 | El Segundo Cogen | CA | Vertical | Los Angeles | GEN2 | Natural Gas Fired Combined Cycle | CT | CC1 | W | X | N | ELSEG4G 7 B1 |  | 42.4 | 0.85 | 38.7 | 38.7 | 30 | N |  |  | OP | X | 12 | 1987 | Pre-2000 |  |  | Y | Industrial CHP | Customer Sited | Other | 7 | T | NG | Non-Renewable | 0 | 42.4 | 0 | 1
Operable | 3452 | Chevron USA Inc-El Segundo |  | 10213 | El Segundo Cogen | CA | Vertical | Los Angeles | GEN5 | Natural Gas Fired Combined Cycle | CT | CC1 | W | X | N | ELSEG4G 7 B1 |  | 40.3 | 0.85 | 39.2 | 39.2 | 20 | N |  |  | OP | X | 3 | 1996 | Pre-2000 |  |  | Y | Industrial CHP | Customer Sited | Other | 7 | T | NG | Non-Renewable | 0 | 40.3 | 0 | 1
Operable | 3452 | Chevron USA Inc-El Segundo |  | 10213 | El Segundo Cogen | CA | Vertical | Los Angeles | GEN6 | Natural Gas Fired Combined Cycle | CA | CC1 | W | Y | X |  |  | 9.1 | 0.85 | 9.1 | 9.1 | 2 | N |  |  | OP | X | 3 | 1996 | Pre-2000 |  |  | Y | Industrial CHP | Customer Sited | Other | 7 | B | NG | Non-Renewable | 0 | 9.1 | 0 | 1
Operable | 3452 | Chevron USA Inc-El Segundo |  | 10213 | El Segundo Cogen | CA | Vertical | Los Angeles | GEN7 | Natural Gas Fired Combined Cycle | CT | CC1 | S | X | N | ELSEG4G_7_B1 | ELSEG4G_7_B1 | 40.7 | 0.85 | 40.7 | 40.7 | 25 | N |  |  | OP | X | 6 | 2013 | 2013 |  |  | Y | Industrial CHP | Customer Sited | Other | 7 | T | NG | Non-Renewable | 0 | 40.7 | 0 | 1
Operable | 3452 | Chevron USA Inc-El Segundo |  | 10213 | El Segundo Cogen | CA | Vertical | Los Angeles | GEN8 | Natural Gas Fired Combined Cycle | CA | CC1 | S | Y | X | ELSEG4G_7_B1 | ELSEG4G_7_B1 | 5.2 | 0.85 | 5.2 | 5.2 | 0.5 | N |  |  | OP | X | 6 | 2013 | 2013 |  |  | N | Industrial CHP | Customer Sited | Other | 7 | X | NG | Non-Renewable | 0 | 5.2 | 0 | 1
Operable | 64539 | CHF-Davis I, LLC |  | 65189 | West Village Solar - Array 1Community Solar | CA | Vertical | Yolo | WVSA1 | Solar Photovoltaic | PV |  | S | X | X |  |  | 1.2 | 1 | 1 | 0.7 |  | N |  |  | OP | X | 5 | 2022 | 2022 |  |  | N | IPP Non-CHP | IPP | IPP | 2 | X | SUN | Renewable | 1.2 | 0 | 1 | 0
Operable | 64539 | CHF-Davis I, LLC |  | 65190 | West Village Solar - Array 2 Community Solar | CA | Vertical | Yolo | WVSA2 | Solar Photovoltaic | PV |  | S | X | X |  |  | 1.3 | 1 | 1 | 0.9 |  | N |  |  | OP | X | 5 | 2022 | 2022 |  |  | N | IPP Non-CHP | IPP | IPP | 2 | X | SUN | Renewable | 1.3 | 0 | 1 | 0
Operable | 34688 | CHI Energy Inc |  | 55368 | Wethersfield Wind Farm | NY | Restructured | Wyoming | V47 | Onshore Wind Turbine | WT |  | S | X | X |  |  | 6.6 |  | 6.6 | 6.6 | 0.1 | N |  |  | OP | X | 8 | 2000 | 2000 |  |  | N | IPP Non-CHP | IPP | IPP | 2 | X | WND | Renewable | 6.6 | 0 | 1 | 0
Operable | 34688 | CHI Energy Inc |  | 55790 | Fenner Wind | NY | Restructured | Madison | 1 | Onshore Wind Turbine | WT |  | S | X | X |  |  | 30 |  | 30 | 30 | 0.1 | N |  |  | OP | X | 10 | 2001 | 2001 |  |  | N | IPP Non-CHP | IPP | IPP | 2 | X | WND | Renewable | 30 | 0 | 1 | 0
Operable | 54725 | CHI Operations Inc |  | 55561 | Tsar Nicholas LLC | MN | Vertical | Lincoln | TN30 | Onshore Wind Turbine | WT |  | W | X | X |  |  | 1.9 |  | 1.9 | 1.9 | 0.1 | N |  |  | OP | X | 2 | 2001 | 2001 |  |  | N | IPP Non-CHP | IPP | IPP | 2 | X | WND | Renewable | 1.9 | 0 | 1 | 0
Operable | 54725 | CHI Operations Inc |  | 55562 | Sun River LLC | MN | Vertical | Lincoln | SU30 | Onshore Wind Turbine | WT |  | J | X | X |  |  | 1.9 |  | 1.9 | 1.9 | 0.1 | N |  |  | OP | X | 2 | 2001 | 2001 |  |  | N | IPP Non-CHP | IPP | IPP | 2 | X | WND | Renewable | 1.9 | 0 | 1 | 0
Operable | 54725 | CHI Operations Inc |  | 55563 | Julia Hills LLC | MN | Vertical | Lincoln | JH30 | Onshore Wind Turbine | WT |  | J | X | X |  |  | 1.9 |  | 1.9 | 1.9 | 0.1 | N |  |  | OP | X | 2 | 2001 | 2001 |  |  | N | IPP Non-CHP | IPP | IPP | 2 | X | WND | Renewable | 1.9 | 0 | 1 | 0
Operable | 54725 | CHI Operations Inc |  | 55564 | Jessica Mills LLC | MN | Vertical | Lincoln | JM30 | Onshore Wind Turbine | WT |  | J | X | X |  |  | 1.9 |  | 1.9 | 1.9 | 0.1 | N |  |  | OP | X | 2 | 2001 | 2001 |  |  | N | IPP Non-CHP | IPP | IPP | 2 | X | WND | Renewable | 1.9 | 0 | 1 | 0
Operable | 54725 | CHI Operations Inc |  | 55565 | Jack River LLC | MN | Vertical | Lincoln | JR30 | Onshore Wind Turbine | WT |  | J | X | X |  |  | 1.9 |  | 1.9 | 1.9 | 0.1 | N |  |  | OP | X | 2 | 2001 | 2001 |  |  | N | IPP Non-CHP | IPP | IPP | 2 | X | WND | Renewable | 1.9 | 0 | 1 | 0
Operable | 54725 | CHI Operations Inc |  | 55566 | Autumn Hills LLC | MN | Vertical | Lincoln | AH30 | Onshore Wind Turbine | WT |  | J | X | X |  |  | 1.9 |  | 1.9 | 1.9 | 0.1 | N |  |  | OP | X | 2 | 2001 | 2001 |  |  | N | IPP Non-CHP | IPP | IPP | 2 | X | WND | Renewable | 1.9 | 0 | 1 | 0
Operable | 54725 | CHI Operations Inc |  | 55567 | Winters Spawn LLC | MN | Vertical | Lincoln | WS30 | Onshore Wind Turbine | WT |  | J | X | X |  |  | 1.9 |  | 1.9 | 1.9 | 0.1 | N |  |  | OP | X | 1 | 2001 | 2001 |  |  | N | IPP Non-CHP | IPP | IPP | 2 | X | WND | Renewable | 1.9 | 0 | 1 | 0
Operable | 54725 | CHI Operations Inc |  | 55568 | Twin Lake Hills LLC | MN | Vertical | Lincoln | TL30 | Onshore Wind Turbine | WT |  | J | X | X |  |  | 1.9 |  | 1.9 | 1.9 | 0.1 | N |  |  | OP | X | 12 | 2000 | 2000 |  |  | N | IPP Non-CHP | IPP | IPP | 2 | X | WND | Renewable | 1.9 | 0 | 1 | 0
Operable | 54725 | CHI Operations Inc |  | 55569 | Spartan Hills LLC | MN | Vertical | Lincoln | SH30 | Onshore Wind Turbine | WT |  | J | X | X |  |  | 1.9 |  | 1.9 | 1.9 | 0.1 | N |  |  | OP | X | 1 | 2001 | 2001 |  |  | N | IPP Non-CHP | IPP | IPP | 2 | X | WND | Renewable | 1.9 | 0 | 1 | 0
Operable | 54725 | CHI Operations Inc |  | 55570 | Soliloquoy Ridge LLC | MN | Vertical | Lincoln | SR30 | Onshore Wind Turbine | WT |  | J | X | X |  |  | 1.9 |  | 1.9 | 1.9 | 0.1 | N |  |  | OP | X | 1 | 2001 | 2001 |  |  | N | IPP Non-CHP | IPP | IPP | 2 | X | WND | Renewable | 1.9 | 0 | 1 | 0
Operable | 54725 | CHI Operations Inc |  | 55571 | Ruthton Ridge LLC | MN | Vertical | Lincoln | RR30 | Onshore Wind Turbine | WT |  | J | X | X |  |  | 1.9 |  | 1.9 | 1.9 | 0.1 | N |  |  | OP | X | 1 | 2001 | 2001 |  |  | N | IPP Non-CHP | IPP | IPP | 2 | X | WND | Renewable | 1.9 | 0 | 1 | 0
Operable | 54725 | CHI Operations Inc |  | 55572 | Hope Creek LLC | MN | Vertical | Lincoln | HC30 | Onshore Wind Turbine | WT |  | J | X | X |  |  | 1.9 |  | 1.9 | 1.9 | 0.1 | N |  |  | OP | X | 1 | 2001 | 2001 |  |  | N | IPP Non-CHP | IPP | IPP | 2 | X | WND | Renewable | 1.9 | 0 | 1 | 0
Operable | 54725 | CHI Operations Inc |  | 55573 | Hadley Ridge LLC | MN | Vertical | Lincoln | HR30 | Onshore Wind Turbine | WT |  | J | X | X |  |  | 1.9 |  | 1.9 | 1.9 | 0.1 | N |  |  | OP | X | 12 | 2000 | 2000 |  |  | N | IPP Non-CHP | IPP | IPP | 2 | X | WND | Renewable | 1.9 | 0 | 1 | 0
Operable | 54725 | CHI Operations Inc |  | 55574 | Florence Hills LLC | MN | Vertical | Lincoln | FH30 | Onshore Wind Turbine | WT |  | J | X | X |  |  | 1.9 |  | 1.9 | 1.9 | 0.1 | N |  |  | OP | X | 1 | 2001 | 2001 |  |  | N | IPP Non-CHP | IPP | IPP | 2 | X | WND | Renewable | 1.9 | 0 | 1 | 0
Operable | 54725 | CHI Operations Inc |  | 55576 | Agassiz Beach LLC | MN | Vertical | Clay | AB30 | Onshore Wind Turbine | WT |  | J | X | X |  |  | 1.9 |  | 1.9 | 1.9 | 0.1 | N |  |  | OP | X | 2 | 2001 | 2001 |  |  | N | IPP Non-CHP | IPP | IPP | 2 | X | WND | Renewable | 1.9 | 0 | 1 | 0
Operable | 63073 | Chicot Solar, LLC |  | 63295 | Chicot Solar | AR | Vertical | Chicot | CHICO | Solar Photovoltaic | PV |  | S | X | X |  |  | 100 |  | 100 | 100 | 0 | N |  |  | OP | X | 9 | 2020 | 2020 |  |  | N | IPP Non-CHP | IPP | IPP | 2 | X | SUN | Renewable | 100 | 0 | 1 | 0
Operable | 3486 | Chillicothe Municipal Utils |  | 2122 | Chillicothe | MO | Vertical | Livingston | D1 | Petroleum Liquids | IC |  | S | X | X |  |  | 2 | 0.8 | 2 | 2 | 0 | N |  |  | OP | X | 6 | 2003 | 2003 |  |  | N | Electric Utility | Utility | Municipal | 1 | X | DFO | Non-Renewable | 0 | 2 | 0 | 1
Operable | 3486 | Chillicothe Municipal Utils |  | 2122 | Chillicothe | MO | Vertical | Livingston | D2 | Petroleum Liquids | IC |  | S | X | X |  |  | 2 | 0.8 | 2 | 2 | 0 | N |  |  | OP | X | 6 | 2003 | 2003 |  |  | N | Electric Utility | Utility | Municipal | 1 | X | DFO | Non-Renewable | 0 | 2 | 0 | 1
Operable | 3486 | Chillicothe Municipal Utils |  | 2122 | Chillicothe | MO | Vertical | Livingston | D3 | Petroleum Liquids | IC |  | S | X | X |  |  | 2 | 0.8 | 2 | 2 | 0 | N |  |  | OP | X | 6 | 2003 | 2003 |  |  | N | Electric Utility | Utility | Municipal | 1 | X | DFO | Non-Renewable | 0 | 2 | 0 | 1
Operable | 3486 | Chillicothe Municipal Utils |  | 2122 | Chillicothe | MO | Vertical | Livingston | D4 | Petroleum Liquids | IC |  | S | X | X |  |  | 2 | 0.8 | 2 | 2 | 0 | N |  |  | OP | X | 6 | 2003 | 2003 |  |  | N | Electric Utility | Utility | Municipal | 1 | X | DFO | Non-Renewable | 0 | 2 | 0 | 1
Operable | 3486 | Chillicothe Municipal Utils |  | 2122 | Chillicothe | MO | Vertical | Livingston | D5 | Petroleum Liquids | IC |  | S | X | X |  |  | 2 | 0.8 | 2 | 2 | 0 | N |  |  | OP | X | 6 | 2003 | 2003 |  |  | N | Electric Utility | Utility | Municipal | 1 | X | DFO | Non-Renewable | 0 | 2 | 0 | 1
Operable | 3486 | Chillicothe Municipal Utils |  | 2122 | Chillicothe | MO | Vertical | Livingston | GT1 | Petroleum Liquids | GT |  | S | X | X |  |  | 40 | 0.9 | 40 | 42 | 0 | N |  |  | OP | X | 6 | 1986 | Pre-2000 |  |  | N | Electric Utility | Utility | Municipal | 1 | X | DFO | Non-Renewable | 0 | 40 | 0 | 1 | NG
Operable | 3486 | Chillicothe Municipal Utils |  | 2122 | Chillicothe | MO | Vertical | Livingston | GT2 | Petroleum Liquids | GT |  | S | X | X |  |  | 40 | 0.9 | 40 | 42 | 0 | N |  |  | OP | X | 6 | 1986 | Pre-2000 |  |  | N | Electric Utility | Utility | Municipal | 1 | X | DFO | Non-Renewable | 0 | 40 | 0 | 1 | NG
Operable | 60434 | Chisago Community Solar |  | 60711 | Chisago Community Solar | MN | Vertical | Chisago | CCS1 | Solar Photovoltaic | PV |  | S | X | X |  |  | 1 |  | 0.9 | 0.9 |  | N |  |  | OP | X | 12 | 2016 | 2016 |  |  | N | IPP Non-CHP | IPP | IPP | 2 | X | SUN | Renewable | 1 | 0 | 1 | 0
Operable | 60434 | Chisago Community Solar |  | 60711 | Chisago Community Solar | MN | Vertical | Chisago | CCS2 | Solar Photovoltaic | PV |  | S | X | X |  |  | 1 |  | 0.9 | 0.9 |  | N |  |  | OP | X | 12 | 2016 | 2016 |  |  | N | IPP Non-CHP | IPP | IPP | 2 | X | SUN | Renewable | 1 | 0 | 1 | 0
Operable | 60434 | Chisago Community Solar |  | 60711 | Chisago Community Solar | MN | Vertical | Chisago | CCS3 | Solar Photovoltaic | PV |  | S | X | X |  |  | 1 |  | 0.9 | 0.9 |  | N |  |  | OP | X | 12 | 2016 | 2016 |  |  | N | IPP Non-CHP | IPP | IPP | 2 | X | SUN | Renewable | 1 | 0 | 1 | 0
Operable | 60434 | Chisago Community Solar |  | 60711 | Chisago Community Solar | MN | Vertical | Chisago | CCS4 | Solar Photovoltaic | PV |  | S | X | X |  |  | 1 |  | 0.9 | 0.9 |  | N |  |  | OP | X | 12 | 2016 | 2016 |  |  | N | IPP Non-CHP | IPP | IPP | 2 | X | SUN | Renewable | 1 | 0 | 1 | 0
Operable | 61568 | Chisago Holdco LLC |  | 61968 | Chisago Holdco LLC, CSG | MN | Vertical | Chisago | CHIS | Solar Photovoltaic | PV |  | S | X | X |  |  | 3 |  | 3 | 3 |  | N |  |  | OP | X | 5 | 2019 | 2019 |  |  | N | IPP Non-CHP | IPP | IPP | 2 | X | SUN | Renewable | 3 | 0 | 1 | 0
Operable | 63430 | Chisholm Grid, LLC |  | 63737 | Chisholm Grid Energy Storage System | TX | Restructured | Tarrant | CHS01 | Batteries | BA |  | S | X | X |  |  | 100 | 1 | 100 | 100 | 0 | N |  |  | OP | X | 10 | 2021 | 2021 |  |  | N | IPP Non-CHP | IPP | IPP | 2 | X | MWH | Other | 0 | 0 | 0 | 0
Operable | 57412 | Chisholm View Wind Project |  | 58041 | Chisholm View Wind Project | OK | Vertical | Garfield | 1 | Onshore Wind Turbine | WT |  | S | X | X |  |  | 235.2 |  | 235.2 | 235.2 | 0.1 | N |  |  | OP | X | 12 | 2012 | 2012 |  |  | N | IPP Non-CHP | IPP | IPP | 2 | X | WND | Renewable | 235.2 | 0 | 1 | 0
Operable | 57412 | Chisholm View Wind Project |  | 58041 | Chisholm View Wind Project | OK | Vertical | Garfield | 2 | Onshore Wind Turbine | WT |  | S | X | X |  |  | 64.8 |  | 64.8 | 64.8 | 0.1 | N |  |  | OP | X | 12 | 2016 | 2016 |  |  | N | IPP Non-CHP | IPP | IPP | 2 | X | WND | Renewable | 64.8 | 0 | 1 | 0
Operable | 56795 | Chittenden County Solar Partners LLC |  | 57481 | Chittenden County Solar Partners | VT | Vertical | Chittenden | 1 | Solar Photovoltaic | PV |  | S | X | X |  |  | 2.2 |  | 2.1 | 2.1 |  | N |  |  | OP | X | 5 | 2011 | 2011 |  |  | N | IPP Non-CHP | IPP | IPP | 2 | X | SUN | Renewable | 2.2 | 0 | 1 | 0
Operable | 59673 | Choco Solar LLC |  | 59899 | Choco Solar, LLC | NC | Vertical | Beaufort | CHOCO | Solar Photovoltaic | PV |  | S | X | X |  |  | 5 |  | 5 | 5 |  | N |  |  | OP | X | 12 | 2014 | 2014 |  |  | N | IPP Non-CHP | IPP | IPP | 2 | X | SUN | Renewable | 5 | 0 | 1 | 0
Operable | 3593 | Choctaw Generation L.P, L.L.L.P. |  | 55076 | Red Hills Generating Facility | MS | Vertical | Choctaw | RHGF | Conventional Steam Coal | ST |  | W | X | X |  |  | 513.7 | 0.9 | 440 | 440 | 350 | N |  |  | OP | X | 4 | 2001 | 2001 |  |  | N | IPP Non-CHP | IPP | IPP | 2 | X | LIG | Non-Renewable | 0 | 513.7 | 0 | 1
Operable | 57421 | Chopin Wind, LLC |  | 58048 | BayWa r.e Mozart LLC | TX | Restructured | Kent | 1 | Onshore Wind Turbine | WT |  | W | X | X | MOZART_WIND1 | MOZART_WIND1 | 30 |  | 30 | 30 | 0 | N |  |  | OP | X | 12 | 2012 | 2012 |  |  | N | IPP Non-CHP | IPP | IPP | 2 | X | WND | Renewable | 30 | 0 | 1 | 0
Operable | 57421 | Chopin Wind, LLC |  | 58464 | Broadview Energy Prime LLC | NM | Vertical | Curry | 1 | Onshore Wind Turbine | WT |  | W | X | X |  |  | 9.9 |  | 9.9 | 9.9 | 0 | N |  |  | OP | X | 2 | 2014 | 2014 |  |  | N | IPP Non-CHP | IPP | IPP | 2 | X | WND | Renewable | 9.9 | 0 | 1 | 0
Operable | 57421 | Chopin Wind, LLC |  | 58465 | Broadview Energy Prime 2 LLC | NM | Vertical | Curry | 2 | Onshore Wind Turbine | WT |  | W | X | X |  |  | 9.9 |  | 9.9 | 9.9 | 0 | N |  |  | OP | X | 2 | 2014 | 2014 |  |  | N | IPP Non-CHP | IPP | IPP | 2 | X | WND | Renewable | 9.9 | 0 | 1 | 0
Operable | 57421 | Chopin Wind, LLC |  | 58939 | Anderson Wind I | NM | Vertical | Chaves | AND1 | Onshore Wind Turbine | WT |  | W | X | X |  |  | 5 |  | 5 | 5 | 0 | N |  |  | OP | X | 12 | 2014 | 2014 |  |  | N | IPP Non-CHP | IPP | IPP | 2 | X | WND | Renewable | 5 | 0 | 1 | 0
Operable | 57421 | Chopin Wind, LLC |  | 58940 | Anderson Wind II | NM | Vertical | Chaves | AND2 | Onshore Wind Turbine | WT |  | W | X | X |  |  | 10 |  | 10 | 10 | 0 | N |  |  | OP | X | 12 | 2014 | 2014 |  |  | N | IPP Non-CHP | IPP | IPP | 2 | X | WND | Renewable | 10 | 0 | 1 | 0
Operable | 57421 | Chopin Wind, LLC |  | 59076 | Chopin Wind LLC | OR | Vertical | Umatilla | WT1 | Onshore Wind Turbine | WT |  | S | X | X |  |  | 10 |  | 10 | 10 | 0 | N |  |  | OP | X | 10 | 2016 | 2016 |  |  | N | IPP Non-CHP | IPP | IPP | 2 | X | WND | Renewable | 10 | 0 | 1 | 0
Operable | 57421 | Chopin Wind, LLC |  | 65737 | Schumann Wind Farm | OR | Vertical | Umatilla | SCH | Onshore Wind Turbine | WT |  | S | X | X |  |  | 8 | 0.9 | 8 | 8 | 0 | N |  |  | OP | X | 11 | 2022 | 2022 |  |  | N | IPP Non-CHP | IPP | IPP | 2 | X | WND | Renewable | 8 | 0 | 1 | 0
Operable | 62159 | Chowan Jehu Road Solar, LLC |  | 62693 | Chowan Jehu Solar | NC | Vertical | Chowan | PGR03 | Solar Photovoltaic | PV |  | S | X | X |  |  | 5 |  | 5 | 5 |  | N |  |  | OP | X | 2 | 2018 | 2018 |  |  | N | IPP Non-CHP | IPP | IPP | 2 | X | SUN | Renewable | 5 | 0 | 1 | 0
Operable | 63177 | Chub Garden LLC |  | 63430 | Chub Garden Solar | MN | Vertical | Dakota | CGS | Solar Photovoltaic | PV |  | S | X | X |  |  | 1 |  | 1 | 1 |  | N |  |  | OP | X | 3 | 2020 | 2020 |  |  | N | IPP Non-CHP | IPP | IPP | 2 | X | SUN | Renewable | 1 | 0 | 1 | 0
Operable | 3522 | Chugach Electric Assn Inc |  | 75 | Hank Nikkels Plant 1 | AK | Vertical | Anchorage | 3R | Natural Gas Fired Combustion Turbine | GT |  | S | X | X |  |  | 48.9 | 0.85 | 29.3 | 32.9 | 3 | N |  |  | OP | X | 8 | 2007 | 2007 |  |  | N | Electric Utility | Utility | Cooperative | 1 | X | NG | Non-Renewable | 0 | 48.9 | 0 | 1
Operable | 3522 | Chugach Electric Assn Inc |  | 75 | Hank Nikkels Plant 1 | AK | Vertical | Anchorage | 4 | Natural Gas Fired Combustion Turbine | GT |  | S | X | X |  |  | 27 | 0.85 | 31.1 | 33.2 | 5 | N |  |  | OS | X | 3 | 1972 | Pre-2000 |  |  | N | Electric Utility | Utility | Cooperative | 1 | X | NG | Non-Renewable | 0 | 27 | 0 | 1 | DFO
Operable | 3522 | Chugach Electric Assn Inc |  | 75 | Hank Nikkels Plant 1 | AK | Vertical | Anchorage | P1 BS | Petroleum Liquids | IC |  | S | X | X |  |  | 2 | 0.8 | 2 | 2 | 0.1 | N |  |  | OP | X | 2 | 2012 | 2012 |  |  | N | Electric Utility | Utility | Cooperative | 1 | X | DFO | Non-Renewable | 0 | 2 | 0 | 1
Operable | 3522 | Chugach Electric Assn Inc |  | 77 | Eklutna Hydro Project | AK | Vertical | Matanuska Susitna | 1 | Conventional Hydroelectric | HY |  | J | X | X |  |  | 22.2 | 0.9 | 22.2 | 22.2 | 3 | N |  |  | OP | X | 1 | 1955 | Pre-2000 |  |  | N | Electric Utility | Utility | Cooperative | 1 | X | WAT | Renewable | 22.2 | 0 | 1 | 0
Operable | 3522 | Chugach Electric Assn Inc |  | 77 | Eklutna Hydro Project | AK | Vertical | Matanuska Susitna | 2 | Conventional Hydroelectric | HY |  | J | X | X |  |  | 22.2 | 0.9 | 22.2 | 22.2 | 3 | N |  |  | OP | X | 4 | 1955 | Pre-2000 |  |  | N | Electric Utility | Utility | Cooperative | 1 | X | WAT | Renewable | 22.2 | 0 | 1 | 0
Operable | 3522 | Chugach Electric Assn Inc |  | 96 | Beluga | AK | Vertical | Kenai Peninsula | 1 | Natural Gas Fired Combustion Turbine | GT |  | S | X | X |  |  | 16 | 0.85 | 18.9 | 19.6 | 1 | N |  |  | SB | Y | 1 | 1968 | Pre-2000 |  |  | N | Electric Utility | Utility | Cooperative | 1 | X | NG | Non-Renewable | 0 | 16 | 0 | 1
Operable | 3522 | Chugach Electric Assn Inc |  | 96 | Beluga | AK | Vertical | Kenai Peninsula | 2 | Natural Gas Fired Combustion Turbine | GT |  | S | X | X |  |  | 16 | 0.85 | 18.9 | 19.6 | 1 | N |  |  | OS | X | 1 | 1968 | Pre-2000 |  |  | N | Electric Utility | Utility | Cooperative | 1 | X | NG | Non-Renewable | 0 | 16 | 0 | 1
Operable | 3522 | Chugach Electric Assn Inc |  | 96 | Beluga | AK | Vertical | Kenai Peninsula | 3 | Natural Gas Fired Combustion Turbine | GT |  | S | X | X |  |  | 59.1 | 0.9 | 58 | 64.8 | 2 | N |  |  | SB | Y | 5 | 1972 | Pre-2000 |  |  | N | Electric Utility | Utility | Cooperative | 1 | X | NG | Non-Renewable | 0 | 59.1 | 0 | 1
Operable | 3522 | Chugach Electric Assn Inc |  | 96 | Beluga | AK | Vertical | Kenai Peninsula | 5 | Natural Gas Fired Combustion Turbine | GT |  | S | X | X |  |  | 68.3 | 0.9 | 61.4 | 68.7 | 2 | N |  |  | SB | Y | 10 | 1975 | Pre-2000 |  |  | N | Electric Utility | Utility | Cooperative | 1 | X | NG | Non-Renewable | 0 | 68.3 | 0 | 1
Operable | 3522 | Chugach Electric Assn Inc |  | 96 | Beluga | AK | Vertical | Kenai Peninsula | 6 | Natural Gas Fired Combustion Turbine | GT | BCC8 | S | X | X |  |  | 76.5 | 0.9 | 72.6 | 79.2 | 2 | N |  |  | OS | X | 5 | 1976 | Pre-2000 |  |  | N | Electric Utility | Utility | Cooperative | 1 | X | NG | Non-Renewable | 0 | 76.5 | 0 | 1
Operable | 3522 | Chugach Electric Assn Inc |  | 96 | Beluga | AK | Vertical | Kenai Peninsula | 7 | Natural Gas Fired Combustion Turbine | GT | BCC8 | S | X | X |  |  | 76.5 | 0.9 | 70.6 | 80.1 | 2 | N |  |  | SB | Y | 12 | 1978 | Pre-2000 |  |  | N | Electric Utility | Utility | Cooperative | 1 | X | NG | Non-Renewable | 0 | 76.5 | 0 | 1
Operable | 3522 | Chugach Electric Assn Inc |  | 6291 | Cooper Lake | AK | Vertical | Kenai Peninsula | 1 | Conventional Hydroelectric | HY |  | S | X | X |  |  | 9.7 | 0.85 | 9.7 | 9.7 | 6.5 | N |  |  | OP | X | 5 | 1961 | Pre-2000 |  |  | N | Electric Utility | Utility | Cooperative | 1 | X | WAT | Renewable | 9.7 | 0 | 1 | 0
Operable | 3522 | Chugach Electric Assn Inc |  | 6291 | Cooper Lake | AK | Vertical | Kenai Peninsula | 2 | Conventional Hydroelectric | HY |  | S | X | X |  |  | 9.7 | 0.85 | 9.7 | 9.7 | 6.5 | N |  |  | OP | X | 5 | 1961 | Pre-2000 |  |  | N | Electric Utility | Utility | Cooperative | 1 | X | WAT | Renewable | 9.7 | 0 | 1 | 0
Operable | 3522 | Chugach Electric Assn Inc |  | 6559 | George M Sullivan Generation Plant 2 | AK | Vertical | Anchorage | 10 | Natural Gas Fired Combined Cycle | CT | CC2 | S | X | N |  |  | 60.4 | 0.85 | 50 | 50 | 5 | N |  |  | OP | X | 2 | 2017 | 2017 |  |  | N | Electric Utility | Utility | Cooperative | 1 | X | NG | Non-Renewable | 0 | 60.4 | 0 | 1
Operable | 3522 | Chugach Electric Assn Inc |  | 6559 | George M Sullivan Generation Plant 2 | AK | Vertical | Anchorage | 11 | Natural Gas Fired Combined Cycle | CA | CC2 | S | N | X |  |  | 30.9 | 0.85 | 29 | 29 | 3 | N |  |  | OP | X | 2 | 2017 | 2017 |  |  | N | Electric Utility | Utility | Cooperative | 1 | X | NG | Non-Renewable | 0 | 30.9 | 0 | 1
Operable | 3522 | Chugach Electric Assn Inc |  | 6559 | George M Sullivan Generation Plant 2 | AK | Vertical | Anchorage | 7 | Natural Gas Fired Combustion Turbine | GT |  | S | X | X |  |  | 102.6 | 0.9 | 102.6 | 81.8 | 8 | N |  |  | OP | X | 6 | 1979 | Pre-2000 |  |  | N | Electric Utility | Utility | Cooperative | 1 | X | NG | Non-Renewable | 0 | 102.6 | 0 | 1 | DFO
Operable | 3522 | Chugach Electric Assn Inc |  | 6559 | George M Sullivan Generation Plant 2 | AK | Vertical | Anchorage | 9 | Natural Gas Fired Combined Cycle | CT | CC2 | S | X | N |  |  | 60.4 | 0.85 | 50 | 50 | 5 | N |  |  | SB | Y | 2 | 2017 | 2017 |  |  | N | Electric Utility | Utility | Cooperative | 1 | X | NG | Non-Renewable | 0 | 60.4 | 0 | 1
Operable | 3522 | Chugach Electric Assn Inc |  | 6559 | George M Sullivan Generation Plant 2 | AK | Vertical | Anchorage | GT8 | Natural Gas Fired Combustion Turbine | GT |  | S | X | X |  |  | 92.6 | 0.85 | 77.7 | 86.5 | 5 | N |  |  | SB | Y | 12 | 1984 | Pre-2000 |  |  | N | Electric Utility | Utility | Cooperative | 1 | X | NG | Non-Renewable | 0 | 92.6 | 0 | 1
Operable | 3522 | Chugach Electric Assn Inc |  | 57036 | Southcentral Power Project | AK | Vertical | Anchorage | 1 | Natural Gas Fired Combined Cycle | CT | CC10 | J | X | Y |  |  | 48.8 | 0.85 | 39.8 | 48.8 | 5 | N |  |  | OP | X | 1 | 2013 | 2013 |  |  | N | Electric Utility | Utility | Cooperative | 1 | X | NG | Non-Renewable | 0 | 48.8 | 0 | 1
Operable | 3522 | Chugach Electric Assn Inc |  | 57036 | Southcentral Power Project | AK | Vertical | Anchorage | 2 | Natural Gas Fired Combined Cycle | CT | CC10 | J | X | Y |  |  | 48.8 | 0.85 | 39.8 | 48.8 | 5 | N |  |  | OP | X | 1 | 2013 | 2013 |  |  | N | Electric Utility | Utility | Cooperative | 1 | X | NG | Non-Renewable | 0 | 48.8 | 0 | 1
Operable | 3522 | Chugach Electric Assn Inc |  | 57036 | Southcentral Power Project | AK | Vertical | Anchorage | 3 | Natural Gas Fired Combined Cycle | CT | CC10 | J | X | Y |  |  | 48.8 | 0.85 | 39.8 | 48.8 | 5 | N |  |  | OP | X | 1 | 2013 | 2013 |  |  | N | Electric Utility | Utility | Cooperative | 1 | X | NG | Non-Renewable | 0 | 48.8 | 0 | 1
Operable | 3522 | Chugach Electric Assn Inc |  | 57036 | Southcentral Power Project | AK | Vertical | Anchorage | 4 | Natural Gas Fired Combined Cycle | CA | CC10 | J | Y | X |  |  | 57.5 | 0.85 | 50.3 | 57 | 5 | N |  |  | OP | X | 1 | 2013 | 2013 |  |  | N | Electric Utility | Utility | Cooperative | 1 | X | NG | Non-Renewable | 0 | 57.5 | 0 | 1
Operable | 61934 | CI III VK I TE Partnership LLC |  | 62399 | Sage Solar I-III | UT | Vertical | Rich | 77778 | Solar Photovoltaic | PV |  | S | X | X |  |  | 57.6 |  | 57.6 | 57.6 |  | N |  |  | OP | X | 9 | 2019 | 2019 |  |  | N | IPP Non-CHP | IPP | IPP | 2 | X | SUN | Renewable | 57.6 | 0 | 1 | 0
Operable | 63184 | CI-II Mitchell Holding LLC |  | 62240 | Burgaw Solar, LLC | NC | Vertical | Pender | 1072 | Solar Photovoltaic | PV |  | S | X | X |  |  | 5 |  | 5 | 5 |  | N |  |  | OP | X | 11 | 2019 | 2019 |  |  | N | IPP Non-CHP | IPP | IPP | 2 | X | SUN | Renewable | 5 | 0 | 1 | 0
Operable | 63184 | CI-II Mitchell Holding LLC |  | 62659 | Pecan Grove Solar, LLC | NC | Vertical | Craven | 1081 | Solar Photovoltaic | PV |  | S | X | X |  |  | 5 |  | 5 | 5 |  | N |  |  | OP | X | 11 | 2019 | 2019 |  |  | N | IPP Non-CHP | IPP | IPP | 2 | X | SUN | Renewable | 5 | 0 | 1 | 0
Operable | 63184 | CI-II Mitchell Holding LLC |  | 62660 | 1025 Traveller Solar, LLC | NC | Vertical | Lee | 1025 | Solar Photovoltaic | PV |  | S | X | X |  |  | 5 |  | 5 | 5 |  | N |  |  | OP | X | 11 | 2019 | 2019 |  |  | N | IPP Non-CHP | IPP | IPP | 2 | X | SUN | Renewable | 5 | 0 | 1 | 0
Operable | 63184 | CI-II Mitchell Holding LLC |  | 62661 | 1047 Little Mountain Solar, LLC | NC | Vertical | Yadkin | 1047 | Solar Photovoltaic | PV |  | S | X | X |  |  | 3 |  | 3 | 3 |  | N |  |  | OP | X | 11 | 2019 | 2019 |  |  | N | IPP Non-CHP | IPP | IPP | 2 | X | SUN | Renewable | 3 | 0 | 1 | 0
Operable | 63184 | CI-II Mitchell Holding LLC |  | 62662 | Ennis Solar, LLC | NC | Vertical | Harnett | 22503 | Solar Photovoltaic | PV |  | S | X | X |  |  | 5 |  | 5 | 5 |  | N |  |  | OP | X | 11 | 2019 | 2019 |  |  | N | IPP Non-CHP | IPP | IPP | 2 | X | SUN | Renewable | 5 | 0 | 1 | 0
Operable | 4660 | CII Carbon LLC |  | 54677 | CII Carbon LLC | LA | Vertical | St Bernard | TG-2 | All Other | ST |  | S | X | X |  |  | 23 | 0.85 | 23 | 23 | 3 | N |  |  | OA | X | 1 | 1951 | Pre-2000 |  |  | Y | Industrial CHP | Customer Sited | Other | 7 | B | WH | Other | 0 | 0 | 0 | 0
Operable | 4660 | CII Carbon LLC |  | 54677 | CII Carbon LLC | LA | Vertical | St Bernard | TG-3 | All Other | ST |  | S | X | X |  |  | 23 | 0.85 | 23 | 23 | 3 | N |  |  | OS | X | 1 | 1951 | Pre-2000 |  |  | Y | Industrial CHP | Customer Sited | Other | 7 | B | WH | Other | 0 | 0 | 0 | 0
Operable | 60406 | Cimarron Bend Wind Project I, LLC |  | 60687 | Cimarron Bend Wind Project I, LLC | KS | Vertical | Clark | 1 | Onshore Wind Turbine | WT |  | S | X | X |  |  | 200 |  | 200 | 200 | 0 | N |  |  | OP | X | 12 | 2016 | 2016 |  |  | N | IPP Non-CHP | IPP | IPP | 2 | X | WND | Renewable | 200 | 0 | 1 | 0
Operable | 60407 | Cimarron Bend Wind Project II, LLC |  | 60688 | Cimarron Bend Wind Project II, LLC | KS | Vertical | Clark | 1 | Onshore Wind Turbine | WT |  | S | X | X |  |  | 200 |  | 200 | 200 | 1 | N |  |  | OP | X | 3 | 2017 | 2017 |  |  | N | IPP Non-CHP | IPP | IPP | 2 | X | WND | Renewable | 200 | 0 | 1 | 0
Operable | 58143 | Cimarron Wind Energy LLC |  | 57762 | Cimarron Wind Energy LLC | KS | Vertical | Gray | CPV1 | Onshore Wind Turbine | WT |  | S | X | X |  |  | 165.6 |  | 165.6 | 165.6 | 8.3 | N |  |  | OP | X | 11 | 2012 | 2012 |  |  | N | IPP Non-CHP | IPP | IPP | 2 | X | WND | Renewable | 165.6 | 0 | 1 | 0
Operable | 63079 | Cincinnati Zoo & Botanical Garden |  | 63294 | Parking Lot Array | OH | Restructured | Hamilton | LOTPV | Solar Photovoltaic | PV |  | S | X | X |  |  | 1.4 |  | 1.3 | 0.8 |  | N |  |  | OP | X | 5 | 2011 | 2011 |  |  | N | Commercial Non-CHP | Customer Sited | Other | 4 | X | SUN | Renewable | 1.4 | 0 | 1 | 0
Operable | 58179 | Cinnamon Bay LLC |  | 58208 | Cinnamon Bay Edgeboro Landfill | NJ | Restructured | Middlesex | 1 | Landfill Gas | IC |  | S | X | X |  |  | 9.6 | 0.99 | 6 | 6 | 1.3 | N |  |  | OP | X | 8 | 2011 | 2011 |  |  | N | IPP Non-CHP | IPP | IPP | 2 | X | LFG | Renewable | 9.6 | 0 | 1 | 0 | NG
Operable | 58134 | Cirrus Wind 1 LLC |  | 58162 | Cirrus Wind 1 LLC | TX | Restructured | Lynn | CW | Onshore Wind Turbine | WT |  | S | X | X |  |  | 61.2 |  | 61.2 | 61.2 | 0 | N |  |  | OP | X | 12 | 2012 | 2012 |  |  | N | IPP Non-CHP | IPP | IPP | 2 | X | WND | Renewable | 61.2 | 0 | 1 | 0
Operable | 7168 | CITGO Petroleum Corp |  | 52175 | CITGO Refinery Powerhouse | LA | Vertical | Calcasieu | GEN1 | Other Gases | ST |  | S | X | X |  |  | 25 | 0.9 | 5.6 | 5.5 | 0 | N |  |  | OS | X | 1 | 1942 | Pre-2000 |  |  | Y | Industrial CHP | Customer Sited | Other | 7 | T | OG | Non-Renewable | 0 | 25 | 0 | 1 | NG
Operable | 7168 | CITGO Petroleum Corp |  | 52175 | CITGO Refinery Powerhouse | LA | Vertical | Calcasieu | GEN2 | Other Gases | ST |  | S | X | X |  |  | 25 | 0.9 | 10 | 9 | 3.5 | N |  |  | OP | X | 1 | 1942 | Pre-2000 |  |  | Y | Industrial CHP | Customer Sited | Other | 7 | T | OG | Non-Renewable | 0 | 25 | 0 | 1 | NG
Operable | 7168 | CITGO Petroleum Corp |  | 52175 | CITGO Refinery Powerhouse | LA | Vertical | Calcasieu | GEN3 | Other Gases | ST |  | S | X | X |  |  | 25 | 0.9 | 24 | 21.9 | 3.5 | N |  |  | OP | X | 3 | 1969 | Pre-2000 |  |  | Y | Industrial CHP | Customer Sited | Other | 7 | T | OG | Non-Renewable | 0 | 25 | 0 | 1 | NG
Operable | 58871 | Citizens Enterprises Corporation |  | 59028 | Agawam Solar | MA | Restructured | Hampden | 28 | Solar Photovoltaic | PV |  | W | X | X |  |  | 1.5 |  | 1.5 | 1.5 |  | N |  |  | OP | X | 3 | 2012 | 2012 |  |  | N | IPP Non-CHP | IPP | IPP | 2 | X | SUN | Renewable | 1.5 | 0 | 1 | 0
Operable | 58871 | Citizens Enterprises Corporation |  | 59029 | Rehoboth Solar | MA | Restructured | Bristol | 40 | Solar Photovoltaic | PV |  | W | X | X |  |  | 2 |  | 2 | 2 |  | N |  |  | OP | X | 12 | 2013 | 2013 |  |  | N | IPP Non-CHP | IPP | IPP | 2 | X | SUN | Renewable | 2 | 0 | 1 | 0
Operable | 58871 | Citizens Enterprises Corporation |  | 59030 | Chicopee Solar | MA | Restructured | Hampden | 36 | Solar Photovoltaic | PV |  | W | X | X |  |  | 3 |  | 3 | 3 |  | N |  |  | OP | X | 12 | 2013 | 2013 |  |  | N | IPP Non-CHP | IPP | IPP | 2 | X | SUN | Renewable | 3 | 0 | 1 | 0
Operable | 58871 | Citizens Enterprises Corporation |  | 59031 | Route 57 Solar | MA | Restructured | Hampden | 27 | Solar Photovoltaic | PV |  | W | X | X |  |  | 1.5 |  | 1.5 | 1.5 |  | N |  |  | OP | X | 3 | 2013 | 2013 |  |  | N | IPP Non-CHP | IPP | IPP | 2 | X | SUN | Renewable | 1.5 | 0 | 1 | 0
Operable | 58871 | Citizens Enterprises Corporation |  | 59032 | EBZ Solar | MA | Restructured | Middlesex | 31 | Solar Photovoltaic | PV |  | W | X | X |  |  | 2.5 |  | 2.5 | 2.5 |  | N |  |  | OP | X | 1 | 2013 | 2013 |  |  | N | IPP Non-CHP | IPP | IPP | 2 | X | SUN | Renewable | 2.5 | 0 | 1 | 0
Operable | 58871 | Citizens Enterprises Corporation |  | 59033 | Whately Solar | MA | Restructured | Franklin | 24 | Solar Photovoltaic | PV |  | W | X | X |  |  | 1.5 |  | 1.5 | 1.5 |  | N |  |  | OP | X | 3 | 2013 | 2013 |  |  | N | IPP Non-CHP | IPP | IPP | 2 | X | SUN | Renewable | 1.5 | 0 | 1 | 0
Operable | 58871 | Citizens Enterprises Corporation |  | 59624 | Twiss Street Solar | MA | Restructured | Hampden | PV1 | Solar Photovoltaic | PV |  | W | X | X |  |  | 1.5 |  | 1.5 | 1.5 |  | N |  |  | OP | X | 1 | 2015 | 2015 |  |  | N | IPP Non-CHP | IPP | IPP | 2 | X | SUN | Renewable | 1.5 | 0 | 1 | 0
Operable | 58871 | Citizens Enterprises Corporation |  | 59625 | Chicopee River Solar | MA | Restructured | Hampden | PV1 | Solar Photovoltaic | PV |  | W | X | X |  |  | 2 |  | 2 | 2 |  | N |  |  | OP | X | 1 | 2015 | 2015 |  |  | N | IPP Non-CHP | IPP | IPP | 2 | X | SUN | Renewable | 2 | 0 | 1 | 0
Operable | 58871 | Citizens Enterprises Corporation |  | 59626 | Chicopee Granby Road Solar | MA | Restructured | Hampden | PV1 | Solar Photovoltaic | PV |  | W | X | X |  |  | 1.6 |  | 1.6 | 1.6 |  | N |  |  | OP | X | 1 | 2015 | 2015 |  |  | N | IPP Non-CHP | IPP | IPP | 2 | X | SUN | Renewable | 1.6 | 0 | 1 | 0
Operable | 58871 | Citizens Enterprises Corporation |  | 59927 | Hunt Road Solar | MA | Restructured | Essex | PV1 | Solar Photovoltaic | PV |  | S | X | X |  |  | 4.5 |  | 4.5 | 4.5 |  | N |  |  | OP | X | 12 | 2016 | 2016 |  |  | N | IPP Non-CHP | IPP | IPP | 2 | X | SUN | Renewable | 4.5 | 0 | 1 | 0
Operable | 58871 | Citizens Enterprises Corporation |  | 60510 | Two Mile Desert Project | NC | Vertical | Perquimans | PV1 | Solar Photovoltaic | PV |  | S | X | X |  |  | 16.2 |  | 16.2 | 16.2 |  | N |  |  | OP | X | 6 | 2019 | 2019 |  |  | N | IPP Non-CHP | IPP | IPP | 2 | X | SUN | Renewable | 16.2 | 0 | 1 | 0
Operable | 58871 | Citizens Enterprises Corporation |  | 60741 | Old Midville Solar | GA | Vertical | Jenkins | OMD | Solar Photovoltaic | PV |  | W | X | X |  |  | 19.7 |  | 19.7 | 19.7 |  | N |  |  | OP | X | 11 | 2016 | 2016 |  |  | N | IPP Non-CHP | IPP | IPP | 2 | X | SUN | Renewable | 19.7 | 0 | 1 | 0
Operable | 58871 | Citizens Enterprises Corporation |  | 61562 | Falmouth Landfill Solar | MA | Restructured | Barnstable | FAL1 | Solar Photovoltaic | PV |  | W | X | X |  |  | 3 |  | 3 | 3 |  | N |  |  | OP | X | 4 | 2017 | 2017 |  |  | N | IPP Non-CHP | IPP | IPP | 2 | X | SUN | Renewable | 3 | 0 | 1 | 0
Operable | 58871 | Citizens Enterprises Corporation |  | 61596 | Citizens Agawam Landfill Solar | MA | Restructured | Hampden | PV1 | Solar Photovoltaic | PV |  | W | X | X |  |  | 1.8 |  | 1.8 | 1.8 |  | N |  |  | OP | X | 4 | 2017 | 2017 |  |  | N | IPP Non-CHP | IPP | IPP | 2 | X | SUN | Renewable | 1.8 | 0 | 1 | 0
Operable | 58871 | Citizens Enterprises Corporation |  | 61597 | Norton Landfill Solar | MA | Restructured | Bristol | PV1 | Solar Photovoltaic | PV |  | W | X | X |  |  | 1.5 |  | 1.5 | 1.5 |  | N |  |  | OP | X | 1 | 2017 | 2017 |  |  | N | IPP Non-CHP | IPP | IPP | 2 | X | SUN | Renewable | 1.5 | 0 | 1 | 0
Operable | 58871 | Citizens Enterprises Corporation |  | 61598 | Tyngsborough Solar | MA | Restructured | Middlesex | PV1 | Solar Photovoltaic | PV |  | W | X | X |  |  | 2.6 |  | 2.6 | 2.6 |  | N |  |  | OP | X | 1 | 2017 | 2017 |  |  | N | IPP Non-CHP | IPP | IPP | 2 | X | SUN | Renewable | 2.6 | 0 | 1 | 0
Operable | 58871 | Citizens Enterprises Corporation |  | 62052 | Citizens Imperial Solar | CA | Vertical | Imperial | CIS1 | Solar Photovoltaic | PV |  | W | X | X |  |  | 30 |  | 30 | 30 |  | N |  |  | OP | X | 8 | 2019 | 2019 |  |  | N | IPP Non-CHP | IPP | IPP | 2 | X | SUN | Renewable | 30 | 0 | 1 | 0
Operable | 58871 | Citizens Enterprises Corporation |  | 63279 | Barneveld Solar | NY | Restructured | Oneida | PV1 | Solar Photovoltaic | PV |  | W | X | X |  |  | 1 |  | 1 | 1 |  | N |  |  | OP | X | 5 | 2019 | 2019 |  |  | N | IPP Non-CHP | IPP | IPP | 2 | X | SUN | Renewable | 1 | 0 | 1 | 0
Operable | 58871 | Citizens Enterprises Corporation |  | 63450 | Chenango Solar | NY | Restructured | Broome | PV1 | Solar Photovoltaic | PV |  | W | X | X |  |  | 4.9 |  | 4.9 | 4.9 |  | N |  |  | OP | X | 12 | 2019 | 2019 |  |  | N | IPP Non-CHP | IPP | IPP | 2 | X | SUN | Renewable | 4.9 | 0 | 1 | 0
Operable | 58871 | Citizens Enterprises Corporation |  | 63690 | Oak Street Solar | MA | Restructured | Hampden | PV1 | Solar Photovoltaic | PV |  | W | X | X |  |  | 3.5 |  | 3.5 | 3.5 |  | N |  |  | OP | X | 12 | 2019 | 2019 |  |  | N | IPP Non-CHP | IPP | IPP | 2 | X | SUN | Renewable | 3.5 | 0 | 1 | 0
Operable | 58871 | Citizens Enterprises Corporation |  | 67145 | Union Bridge Solar | MD | Restructured | Carroll | PV1 | Solar Photovoltaic | PV |  | S | X | X |  |  | 8.2 |  | 8.2 | 8.2 |  | N |  |  | OP | X | 4 | 2022 | 2022 |  |  | N | IPP Non-CHP | IPP | IPP | 2 | X | SUN | Renewable | 8.2 | 0 | 1 | 0
Operable | 58871 | Citizens Enterprises Corporation |  | 67146 | Ashland Solar | MA | Restructured | Middlesex | PV1 | Solar Photovoltaic | PV |  | W | X | X |  |  | 4.5 |  | 4.5 | 4.5 |  | N |  |  | OP | X | 12 | 2019 | 2019 |  |  | N | IPP Non-CHP | IPP | IPP | 2 | X | SUN | Renewable | 4.5 | 0 | 1 | 0
Operable | 58871 | Citizens Enterprises Corporation |  | 67149 | Falmouth 2 Solar | MA | Restructured | Barnstable | PV1 | Solar Photovoltaic | PV |  | W | X | X |  |  | 1.5 |  | 1.5 | 1.5 |  | N |  |  | OP | X | 9 | 2021 | 2021 |  |  | N | IPP Non-CHP | IPP | IPP | 2 | X | SUN | Renewable | 1.5 | 0 | 1 | 0
Operable | 58871 | Citizens Enterprises Corporation |  | 67150 | Oxford Solar | MA | Restructured | Worcester | PV1 | Solar Photovoltaic | PV |  | W | X | X |  |  | 4 |  | 4 | 4 |  | N |  |  | OP | X | 2 | 2020 | 2020 |  |  | N | IPP Non-CHP | IPP | IPP | 2 | X | SUN | Renewable | 4 | 0 | 1 | 0
Operable | 58871 | Citizens Enterprises Corporation |  | 67151 | Spencer Solar MA | MA | Restructured | Worcester | PV1 | Solar Photovoltaic | PV |  | W | X | X |  |  | 2.5 |  | 2.5 | 2.5 |  | N |  |  | OP | X | 3 | 2020 | 2020 |  |  | N | IPP Non-CHP | IPP | IPP | 2 | X | SUN | Renewable | 2.5 | 0 | 1 | 0
Operable | 58871 | Citizens Enterprises Corporation |  | 67899 | PNY BESS LLC | PA | Restructured | Philadelphia | GEN5 | Batteries | BA |  | W | X | X |  |  | 6.2 |  | 6.2 | 6.2 | 0.1 | N |  |  | OP | X | 8 | 2021 | 2021 |  |  | N | IPP Non-CHP | IPP | IPP | 2 | X | MWH | Other | 0 | 0 | 0 | 0
Operable | 3599 | Citizens Thermal Energy |  | 992 | CC Perry K | IN | Vertical | Marion | 6 | Natural Gas Steam Turbine | ST |  | S | X | X |  |  | 5 | 1 | 3 | 5 | 1 | N |  |  | OP | X | 7 | 1938 | Pre-2000 |  |  | N | IPP CHP | IPP | IPP | 3 | X | NG | Non-Renewable | 0 | 5 | 0 | 1
Operable | 3599 | Citizens Thermal Energy |  | 992 | CC Perry K | IN | Vertical | Marion | 7 | Natural Gas Steam Turbine | ST |  | S | X | X |  |  | 1.7 | 1 | 1.7 | 1.7 | 0.5 | N |  |  | OP | X | 6 | 2009 | 2009 |  |  | Y | IPP CHP | IPP | IPP | 3 | T | NG | Non-Renewable | 0 | 1.7 | 0 | 1
Operable | 3599 | Citizens Thermal Energy |  | 992 | CC Perry K | IN | Vertical | Marion | 8 | Natural Gas Steam Turbine | ST |  | S | X | X |  |  | 1.7 | 1 | 1.7 | 1.7 | 0.5 | N |  |  | OP | X | 6 | 2009 | 2009 |  |  | Y | IPP CHP | IPP | IPP | 3 | T | NG | Non-Renewable | 0 | 1.7 | 0 | 1
Operable | 3662 | Citrus World Inc |  | 10275 | Florida's Natural Growers | FL | Vertical | Polk | CE50 | Natural Gas Fired Combustion Turbine | GT |  | S | X | X |  |  | 3.5 | 0.8 | 2.2 | 3.7 | 0 | N |  |  | OP | X | 12 | 1989 | Pre-2000 |  |  | Y | Industrial CHP | Customer Sited | Other | 7 | T | NG | Non-Renewable | 0 | 3.5 | 0 | 1
Operable | 3662 | Citrus World Inc |  | 10275 | Florida's Natural Growers | FL | Vertical | Polk | TA70 | Natural Gas Fired Combustion Turbine | GT |  | S | X | X |  |  | 7.2 | 0.8 | 5.3 | 5.7 | 0 | N |  |  | OP | X | 11 | 2000 | 2000 |  |  | Y | Industrial CHP | Customer Sited | Other | 7 | T | NG | Non-Renewable | 0 | 7.2 | 0 | 1
Operable | 17271 | City & Borough of Sitka - (AK) |  | 93 | Blue Lake Hydro | AK | Vertical | Sitka | 3 | Conventional Hydroelectric | HY |  | S | X | X |  |  | 5.3 | 0.8 | 5.3 | 5.3 | 1 | N |  |  | OP | X | 10 | 2014 | 2014 |  |  | N | Electric Utility | Utility | Municipal | 1 | X | WAT | Renewable | 5.3 | 0 | 1 | 0
Operable | 17271 | City & Borough of Sitka - (AK) |  | 93 | Blue Lake Hydro | AK | Vertical | Sitka | 4 | Conventional Hydroelectric | HY |  | S | X | X |  |  | 5.3 | 0.8 | 5.3 | 5.3 | 1 | N |  |  | OP | X | 10 | 2014 | 2014 |  |  | N | Electric Utility | Utility | Municipal | 1 | X | WAT | Renewable | 5.3 | 0 | 1 | 0
Operable | 17271 | City & Borough of Sitka - (AK) |  | 93 | Blue Lake Hydro | AK | Vertical | Sitka | 5 | Conventional Hydroelectric | HY |  | S | X | X |  |  | 5.3 | 0.8 | 5.3 | 5.3 | 1 | N |  |  | OP | X | 10 | 2014 | 2014 |  |  | N | Electric Utility | Utility | Municipal | 1 | X | WAT | Renewable | 5.3 | 0 | 1 | 0
Operable | 17271 | City & Borough of Sitka - (AK) |  | 313 | Green Lake | AK | Vertical | Sitka | 1 | Conventional Hydroelectric | HY |  | S | X | X |  |  | 9.3 | 0.8 | 9.3 | 9.3 | 4 | N |  |  | OP | X | 4 | 1982 | Pre-2000 |  |  | N | Electric Utility | Utility | Municipal | 1 | X | WAT | Renewable | 9.3 | 0 | 1 | 0
Operable | 17271 | City & Borough of Sitka - (AK) |  | 313 | Green Lake | AK | Vertical | Sitka | 2 | Conventional Hydroelectric | HY |  | S | X | X |  |  | 9.3 | 0.8 | 9.3 | 9.3 | 4 | N |  |  | OP | X | 10 | 1982 | Pre-2000 |  |  | N | Electric Utility | Utility | Municipal | 1 | X | WAT | Renewable | 9.3 | 0 | 1 | 0
Operable | 17271 | City & Borough of Sitka - (AK) |  | 6801 | Jarvis Street | AK | Vertical | Sitka | 1 | Petroleum Liquids | IC |  | S | X | X |  |  | 2 | 0.8 | 2 | 2 | 1 | N |  |  | OP | X | 8 | 1979 | Pre-2000 |  |  | N | Electric Utility | Utility | Municipal | 1 | X | DFO | Non-Renewable | 0 | 2 | 0 | 1
Operable | 17271 | City & Borough of Sitka - (AK) |  | 6801 | Jarvis Street | AK | Vertical | Sitka | 2 | Petroleum Liquids | IC |  | S | X | X |  |  | 2.8 | 0.8 | 2.8 | 2.8 | 1 | N |  |  | OP | X | 8 | 1979 | Pre-2000 |  |  | N | Electric Utility | Utility | Municipal | 1 | X | DFO | Non-Renewable | 0 | 2.8 | 0 | 1
Operable | 17271 | City & Borough of Sitka - (AK) |  | 6801 | Jarvis Street | AK | Vertical | Sitka | 3 | Petroleum Liquids | IC |  | S | X | X |  |  | 2.8 | 0.8 | 2.8 | 2.8 | 1 | N |  |  | OP | X | 8 | 1979 | Pre-2000 |  |  | N | Electric Utility | Utility | Municipal | 1 | X | DFO | Non-Renewable | 0 | 2.8 | 0 | 1
Operable | 17271 | City & Borough of Sitka - (AK) |  | 6801 | Jarvis Street | AK | Vertical | Sitka | 4 | Petroleum Liquids | IC |  | S | X | X |  |  | 4.5 | 0.8 | 4 | 4 | 2.5 | N |  |  | OP | X | 7 | 2002 | 2002 |  |  | N | Electric Utility | Utility | Municipal | 1 | X | DFO | Non-Renewable | 0 | 4.5 | 0 | 1
Operable | 17271 | City & Borough of Sitka - (AK) |  | 6801 | Jarvis Street | AK | Vertical | Sitka | 5 | Petroleum Liquids | IC |  | S | X | X |  |  | 13.5 | 0.8 | 13.5 | 13.5 | 10 | N |  |  | OP | X | 8 | 2014 | 2014 |  |  | N | Electric Utility | Utility | Municipal | 1 | X | DFO | Non-Renewable | 0 | 13.5 | 0 | 1
Operable | 16612 | City & County of San Francisco |  | 380 | Dion R Holm | CA | Vertical | Tuolumne | 1 | Conventional Hydroelectric | HY |  | S | X | X | INTKEP_2_UNITS-APND | INTKEP_2_UNITS | 78.4 | 0.95 | 78.4 | 78.4 | 0 | N |  |  | OP | X | 8 | 1960 | Pre-2000 |  |  | N | Electric Utility | Utility | Municipal | 1 | X | WAT | Renewable | 78.4 | 0 | 1 | 0
Operable | 16612 | City & County of San Francisco |  | 380 | Dion R Holm | CA | Vertical | Tuolumne | 2 | Conventional Hydroelectric | HY |  | S | X | X | INTKEP_2_UNITS-APND | INTKEP_2_UNITS | 78.4 | 0.95 | 78.4 | 78.4 | 0 | N |  |  | OP | X | 8 | 1960 | Pre-2000 |  |  | N | Electric Utility | Utility | Municipal | 1 | X | WAT | Renewable | 78.4 | 0 | 1 | 0
Operable | 16612 | City & County of San Francisco |  | 381 | Moccasin | CA | Vertical | Tuolumne | 1 | Conventional Hydroelectric | HY |  | S | X | X | INTKEP_2_UNITS-APND | INTKEP_2_UNITS | 50 | 0.9 | 50 | 50 | 0 | N |  |  | OP | X | 8 | 1969 | Pre-2000 |  |  | N | Electric Utility | Utility | Municipal | 1 | X | WAT | Renewable | 50 | 0 | 1 | 0
Operable | 16612 | City & County of San Francisco |  | 381 | Moccasin | CA | Vertical | Tuolumne | 2 | Conventional Hydroelectric | HY |  | S | X | X | INTKEP_2_UNITS-APND | INTKEP_2_UNITS | 50 | 0.9 | 50 | 50 | 0 | N |  |  | OP | X | 9 | 1969 | Pre-2000 |  |  | N | Electric Utility | Utility | Municipal | 1 | X | WAT | Renewable | 50 | 0 | 1 | 0
Operable | 16612 | City & County of San Francisco |  | 382 | R C Kirkwood | CA | Vertical | Tuolumne | 1 | Conventional Hydroelectric | HY |  | S | X | X | INTKEP_2_UNITS-APND | INTKEP_2_UNITS | 39.5 | 0.95 | 39.5 | 39.5 | 0 | N |  |  | OP | X | 2 | 1967 | Pre-2000 |  |  | N | Electric Utility | Utility | Municipal | 1 | X | WAT | Renewable | 39.5 | 0 | 1 | 0
Operable | 16612 | City & County of San Francisco |  | 382 | R C Kirkwood | CA | Vertical | Tuolumne | 2 | Conventional Hydroelectric | HY |  | S | X | X | INTKEP_2_UNITS-APND | INTKEP_2_UNITS | 39.5 | 0.95 | 39.5 | 39.5 | 0 | N |  |  | OP | X | 2 | 1967 | Pre-2000 |  |  | N | Electric Utility | Utility | Municipal | 1 | X | WAT | Renewable | 39.5 | 0 | 1 | 0
Operable | 16612 | City & County of San Francisco |  | 382 | R C Kirkwood | CA | Vertical | Tuolumne | 3 | Conventional Hydroelectric | HY |  | S | X | X | INTKEP_2_UNITS-APND | INTKEP_2_UNITS | 36.5 | 0.9 | 36.5 | 36.5 | 0 | N |  |  | OP | X | 9 | 1987 | Pre-2000 |  |  | N | Electric Utility | Utility | Municipal | 1 | X | WAT | Renewable | 36.5 | 0 | 1 | 0
Operable | 16612 | City & County of San Francisco |  | 751 | Moccasin Low Head Hydro Project | CA | Vertical | Tuolumne | 1 | Conventional Hydroelectric | HY |  | S | X | X | INTKEP_2_UNITS-APND | INTKEP_2_UNITS | 2.9 | 0.8 | 2.9 | 2.9 | 0 | N |  |  | OP | X | 7 | 1987 | Pre-2000 |  |  | N | Electric Utility | Utility | Municipal | 1 | X | WAT | Renewable | 2.9 | 0 | 1 | 0
Operable | 16612 | City & County of San Francisco |  | 57971 | SF Southeast Cogen Plant | CA | Vertical | San Francisco | COGEN | Other Waste Biomass | IC |  | S | X | X | DLAP_PGAE-APND | DLAP_PGAE | 2.1 | 0.8 | 2.1 | 2.1 | 0.8 | N |  |  | OP | X | 6 | 2002 | 2002 | 6 | 2027 | N | Commercial Non-CHP | Customer Sited | Municipal | 4 | X | OBG | Renewable | 2.1 | 0 | 1 | 0
Operable | 34 | City of Abbeville - (SC) |  | 3305 | Rocky River (SC) | SC | Vertical | Anderson | 1 | Conventional Hydroelectric | HY |  | S | X | X |  |  | 1.8 | 0.8 | 1.8 | 1.8 | 0.2 | N |  |  | OP | X | 1 | 1941 | Pre-2000 |  |  | N | Electric Utility | Utility | Municipal | 1 | X | WAT | Renewable | 1.8 | 0 | 1 | 0
Operable | 34 | City of Abbeville - (SC) |  | 3305 | Rocky River (SC) | SC | Vertical | Anderson | 2 | Conventional Hydroelectric | HY |  | S | X | X |  |  | 0.8 | 0.8 | 0.8 | 0.8 | 0.2 | N |  |  | OA | X | 1 | 1941 | Pre-2000 |  |  | N | Electric Utility | Utility | Municipal | 1 | X | WAT | Renewable | 0.8 | 0 | 1 | 0
Operable | 34 | City of Abbeville - (SC) |  | 3305 | Rocky River (SC) | SC | Vertical | Anderson | IC2 | Petroleum Liquids | IC |  | S | X | X |  |  | 1.3 | 0.8 | 1 | 1 | 0.2 | N |  |  | OP | X | 5 | 2013 | 2013 |  |  | N | Electric Utility | Utility | Municipal | 1 | X | DFO | Non-Renewable | 0 | 1.3 | 0 | 1
Operable | 222 | City of Akron |  | 58980 | Akron WRF | OH | Restructured | Summit | 2G-1 | Other Waste Biomass | IC |  | S | X | X |  |  | 0.6 | 0.8 | 0.6 | 0.6 | 0.3 | N |  |  | OP | X | 5 | 2014 | 2014 |  |  | Y | Commercial CHP | Customer Sited | Municipal | 5 | T | OBG | Renewable | 0.6 | 0 | 1 | 0
Operable | 222 | City of Akron |  | 58980 | Akron WRF | OH | Restructured | Summit | 2G-2 | Other Waste Biomass | IC |  | S | X | X |  |  | 0.6 | 0.8 | 0.6 | 0.6 | 0.3 | N |  |  | OP | X | 5 | 2014 | 2014 |  |  | Y | Commercial CHP | Customer Sited | Municipal | 5 | T | OBG | Renewable | 0.6 | 0 | 1 | 0
Operable | 222 | City of Akron |  | 58980 | Akron WRF | OH | Restructured | Summit | 2G-3 | Other Waste Biomass | IC |  | S | X | X |  |  | 0.6 | 0.8 | 0.6 | 0.6 | 0.3 | N |  |  | OP | X | 5 | 2014 | 2014 |  |  | Y | Commercial CHP | Customer Sited | Municipal | 5 | T | OBG | Renewable | 0.6 | 0 | 1 | 0
Operable | 298 | City of Alexandria - (LA) |  | 6558 | D G Hunter | LA | Vertical | Rapides | 10 | Natural Gas Internal Combustion Engine | IC |  | S | X | X |  |  | 9.3 | 0.8 | 8.6 | 8.6 | 3 | N |  |  | OP | X | 3 | 2016 | 2016 |  |  | N | Electric Utility | Utility | Municipal | 1 | X | NG | Non-Renewable | 0 | 9.3 | 0 | 1
Operable | 298 | City of Alexandria - (LA) |  | 6558 | D G Hunter | LA | Vertical | Rapides | 11 | Natural Gas Internal Combustion Engine | IC |  | S | X | X |  |  | 9.3 | 0.8 | 8.6 | 8.6 | 3 | N |  |  | OP | X | 3 | 2016 | 2016 |  |  | N | Electric Utility | Utility | Municipal | 1 | X | NG | Non-Renewable | 0 | 9.3 | 0 | 1
Operable | 298 | City of Alexandria - (LA) |  | 6558 | D G Hunter | LA | Vertical | Rapides | 5 | Natural Gas Internal Combustion Engine | IC |  | S | X | X |  |  | 9.3 | 0.8 | 8.6 | 8.6 | 3 | N |  |  | OP | X | 3 | 2016 | 2016 |  |  | N | Electric Utility | Utility | Municipal | 1 | X | NG | Non-Renewable | 0 | 9.3 | 0 | 1
Operable | 298 | City of Alexandria - (LA) |  | 6558 | D G Hunter | LA | Vertical | Rapides | 6 | Natural Gas Internal Combustion Engine | IC |  | S | X | X |  |  | 9.3 | 0.8 | 8.6 | 8.6 | 3 | N |  |  | OP | X | 3 | 2016 | 2016 |  |  | N | Electric Utility | Utility | Municipal | 1 | X | NG | Non-Renewable | 0 | 9.3 | 0 | 1
Operable | 298 | City of Alexandria - (LA) |  | 6558 | D G Hunter | LA | Vertical | Rapides | 7 | Natural Gas Internal Combustion Engine | IC |  | S | X | X |  |  | 9.3 | 0.8 | 8.6 | 8.6 | 3 | N |  |  | OP | X | 3 | 2016 | 2016 |  |  | N | Electric Utility | Utility | Municipal | 1 | X | NG | Non-Renewable | 0 | 9.3 | 0 | 1
Operable | 298 | City of Alexandria - (LA) |  | 6558 | D G Hunter | LA | Vertical | Rapides | 8 | Natural Gas Internal Combustion Engine | IC |  | S | X | X |  |  | 9.3 | 0.8 | 8.6 | 8.6 | 3 | N |  |  | OP | X | 3 | 2016 | 2016 |  |  | N | Electric Utility | Utility | Municipal | 1 | X | NG | Non-Renewable | 0 | 9.3 | 0 | 1
Operable | 298 | City of Alexandria - (LA) |  | 6558 | D G Hunter | LA | Vertical | Rapides | 9 | Natural Gas Internal Combustion Engine | IC |  | S | X | X |  |  | 9.3 | 0.8 | 8.6 | 8.6 | 3 | N |  |  | OP | X | 3 | 2016 | 2016 |  |  | N | Electric Utility | Utility | Municipal | 1 | X | NG | Non-Renewable | 0 | 9.3 | 0 | 1
Operable | 295 | City of Alexandria - (MN) |  | 1958 | Alexandria | MN | Vertical | Douglas | IC1 | Petroleum Liquids | IC |  | S | X | X | OTP.MRES |  | 1.2 | 0.8 | 1 | 1 | 0.1 | N |  |  | SB | Y | 1 | 1948 | Pre-2000 |  |  | N | Electric Utility | Utility | Municipal | 1 | X | DFO | Non-Renewable | 0 | 1.2 | 0 | 1
Operable | 295 | City of Alexandria - (MN) |  | 1958 | Alexandria | MN | Vertical | Douglas | IC2 | Petroleum Liquids | IC |  | S | X | X | OTP.MRES |  | 4 | 0.8 | 3.6 | 3.6 | 0.1 | N |  |  | SB | Y | 1 | 1967 | Pre-2000 |  |  | N | Electric Utility | Utility | Municipal | 1 | X | DFO | Non-Renewable | 0 | 4 | 0 | 1
Operable | 295 | City of Alexandria - (MN) |  | 1958 | Alexandria | MN | Vertical | Douglas | IC3 | Petroleum Liquids | IC |  | S | X | X | OTP.MRES |  | 4 | 0.8 | 3.6 | 3.6 | 0.1 | N |  |  | SB | Y | 1 | 1967 | Pre-2000 |  |  | N | Electric Utility | Utility | Municipal | 1 | X | DFO | Non-Renewable | 0 | 4 | 0 | 1
Operable | 309 | City of Algona - (IA) |  | 1120 | Algona | IA | Vertical | Kossuth | 6 | Petroleum Liquids | IC |  | S | X | X | WAUEALGONAMUNALGONA_1_UNIT_RA | WAUEALGONAMUNALGONA_1_UNIT_RA | 3.2 | 0.8 | 3.2 | 3.2 | 0.4 | N |  |  | OP | X | 12 | 1965 | Pre-2000 |  |  | N | Electric Utility | Utility | Municipal | 1 | X | DFO | Non-Renewable | 0 | 3.2 | 0 | 1 | NG
Operable | 309 | City of Algona - (IA) |  | 1120 | Algona | IA | Vertical | Kossuth | 7 | Petroleum Liquids | IC |  | S | X | X | WAUEALGONAMUNALGONA_1_UNIT_RA | WAUEALGONAMUNALGONA_1_UNIT_RA | 4.1 | 0.8 | 4.1 | 4.1 | 0.5 | N |  |  | OP | X | 9 | 1970 | Pre-2000 |  |  | N | Electric Utility | Utility | Municipal | 1 | X | DFO | Non-Renewable | 0 | 4.1 | 0 | 1 | NG
Operable | 309 | City of Algona - (IA) |  | 1120 | Algona | IA | Vertical | Kossuth | 8 | Petroleum Liquids | IC |  | S | X | X | WAUEALGONAMUNALGONA_1_UNIT_RA | WAUEALGONAMUNALGONA_1_UNIT_RA | 4.4 | 0.9 | 4.4 | 4.4 | 0.5 | N |  |  | OP | X | 11 | 1994 | Pre-2000 |  |  | N | Electric Utility | Utility | Municipal | 1 | X | DFO | Non-Renewable | 0 | 4.4 | 0 | 1
Operable | 309 | City of Algona - (IA) |  | 1120 | Algona | IA | Vertical | Kossuth | 9 | Petroleum Liquids | IC |  | S | X | X | WAUEALGONAMUNALGONA_1_UNIT_RA | WAUEALGONAMUNALGONA_1_UNIT_RA | 4.4 | 0.9 | 4.4 | 4.4 | 0.5 | N |  |  | OP | X | 11 | 1994 | Pre-2000 |  |  | N | Electric Utility | Utility | Municipal | 1 | X | DFO | Non-Renewable | 0 | 4.4 | 0 | 1
Operable | 309 | City of Algona - (IA) |  | 7966 | Iowa Distributed Wind Generation Project | IA | Vertical | Kossuth | IDWG | Onshore Wind Turbine | WT |  | S | X | X | WAUEALGONAMUNALGONA_1_UNIT_RA | WAUEALGONAMUNALGONA_1_UNIT_RA | 2.3 |  | 2.3 | 2.3 | 0.1 | N |  |  | OP | X | 6 | 2000 | 2000 |  |  | N | Electric Utility | Utility | Municipal | 1 | X | WND | Renewable | 2.3 | 0 | 1 | 0
Operable | 405 | City of Alta - (IA) |  | 1121 | Alta Municipal Utilities | IA | Vertical | Buena Vista | 2A | Petroleum Liquids | IC |  | S | X | X |  |  | 2 | 1 | 2 | 2.1 | 0 | N |  |  | SB | Y | 11 | 2018 | 2018 |  |  | N | Electric Utility | Utility | Municipal | 1 | X | DFO | Non-Renewable | 0 | 2 | 0 | 1
Operable | 405 | City of Alta - (IA) |  | 1121 | Alta Municipal Utilities | IA | Vertical | Buena Vista | 3A | Petroleum Liquids | IC |  | S | X | X |  |  | 2 | 1 | 2 | 2.1 | 0 | N |  |  | SB | Y | 11 | 2018 | 2018 |  |  | N | Electric Utility | Utility | Municipal | 1 | X | DFO | Non-Renewable | 0 | 2 | 0 | 1
Operable | 406 | City of Altamont - (IL) |  | 7990 | Altamont | IL | Restructured | Effingham | 1 | Petroleum Liquids | IC |  | S | X | X | AMIL.IP.IMEA | AMIL.IP.IMEA | 1.8 | 0.8 | 1.8 | 1.8 | 0.5 | N |  |  | SB | Y | 1 | 2002 | 2002 |  |  | N | Electric Utility | Utility | Municipal | 1 | X | DFO | Non-Renewable | 0 | 1.8 | 0 | 1
Operable | 406 | City of Altamont - (IL) |  | 7990 | Altamont | IL | Restructured | Effingham | 2 | Petroleum Liquids | IC |  | S | X | X | AMIL.IP.IMEA | AMIL.IP.IMEA | 1.8 | 0.8 | 1.8 | 1.8 | 0.5 | N |  |  | SB | Y | 1 | 2002 | 2002 |  |  | N | Electric Utility | Utility | Municipal | 1 | X | DFO | Non-Renewable | 0 | 1.8 | 0 | 1
Operable | 406 | City of Altamont - (IL) |  | 7990 | Altamont | IL | Restructured | Effingham | 3 | Petroleum Liquids | IC |  | S | X | X | AMIL.IP.IMEA | AMIL.IP.IMEA | 1.8 | 0.8 | 1.8 | 1.8 | 0.5 | N |  |  | SB | Y | 1 | 2002 | 2002 |  |  | N | Electric Utility | Utility | Municipal | 1 | X | DFO | Non-Renewable | 0 | 1.8 | 0 | 1
Operable | 406 | City of Altamont - (IL) |  | 7990 | Altamont | IL | Restructured | Effingham | 4 | Petroleum Liquids | IC |  | S | X | X | AMIL.IP.IMEA | AMIL.IP.IMEA | 1.8 | 0.8 | 1.8 | 1.8 | 0.5 | N |  |  | SB | Y | 11 | 2006 | 2006 |  |  | N | Electric Utility | Utility | Municipal | 1 | X | DFO | Non-Renewable | 0 | 1.8 | 0 | 1
Operable | 554 | City of Ames - (IA) |  | 1122 | Ames Electric Services Power Plant | IA | Vertical | Story | 7 | Natural Gas Steam Turbine | ST |  | S | X | X |  |  | 37.5 | 0.85 | 37.7 | 37.7 | 15 | N |  |  | OP | X | 5 | 1968 | Pre-2000 |  |  | N | Electric Utility | Utility | Municipal | 1 | X | NG | Non-Renewable | 0 | 37.5 | 0 | 1 | OBS
Operable | 554 | City of Ames - (IA) |  | 1122 | Ames Electric Services Power Plant | IA | Vertical | Story | 8 | Natural Gas Steam Turbine | ST |  | S | X | X |  |  | 71.3 | 0.9 | 67 | 67 | 30 | N |  |  | OP | X | 6 | 1982 | Pre-2000 |  |  | N | Electric Utility | Utility | Municipal | 1 | X | NG | Non-Renewable | 0 | 71.3 | 0 | 1 | OBS
Operable | 554 | City of Ames - (IA) |  | 6463 | Ames GT | IA | Vertical | Story | GT1 | Petroleum Liquids | GT |  | S | X | X |  |  | 21.3 | 0.85 | 16 | 22.1 | 1 | N |  |  | OP | X | 5 | 1972 | Pre-2000 |  |  | N | Electric Utility | Utility | Municipal | 1 | X | DFO | Non-Renewable | 0 | 21.3 | 0 | 1
Operable | 554 | City of Ames - (IA) |  | 6463 | Ames GT | IA | Vertical | Story | GT2 | Petroleum Liquids | GT |  | S | X | X |  |  | 57.4 | 0.85 | 25.7 |  | 15 | N |  |  | OP | X | 9 | 2005 | 2005 |  |  | N | Electric Utility | Utility | Municipal | 1 | X | DFO | Non-Renewable | 0 | 57.4 | 0 | 1
Operable | 590 | City of Anaheim - (CA) |  | 57027 | Canyon Power Plant | CA | Vertical | Orange | CPP1 | Natural Gas Fired Combustion Turbine | GT |  | W | X | X |  |  | 50 | 0.85 | 49.4 | 49.4 | 20 | N |  |  | OP | X | 9 | 2011 | 2011 |  |  | N | Electric Utility | Utility | Municipal | 1 | X | NG | Non-Renewable | 0 | 50 | 0 | 1
Operable | 590 | City of Anaheim - (CA) |  | 57027 | Canyon Power Plant | CA | Vertical | Orange | CPP2 | Natural Gas Fired Combustion Turbine | GT |  | W | X | X |  |  | 50 | 0.85 | 48 | 48 | 20 | N |  |  | OP | X | 9 | 2011 | 2011 |  |  | N | Electric Utility | Utility | Municipal | 1 | X | NG | Non-Renewable | 0 | 50 | 0 | 1
Operable | 590 | City of Anaheim - (CA) |  | 57027 | Canyon Power Plant | CA | Vertical | Orange | CPP3 | Natural Gas Fired Combustion Turbine | GT |  | W | X | X |  |  | 50 | 0.85 | 48 | 48 | 20 | N |  |  | OP | X | 8 | 2011 | 2011 |  |  | N | Electric Utility | Utility | Municipal | 1 | X | NG | Non-Renewable | 0 | 50 | 0 | 1
Operable | 590 | City of Anaheim - (CA) |  | 57027 | Canyon Power Plant | CA | Vertical | Orange | CPP4 | Natural Gas Fired Combustion Turbine | GT |  | W | X | X |  |  | 50 | 0.85 | 49.4 | 49.4 | 20 | N |  |  | OP | X | 8 | 2011 | 2011 |  |  | N | Electric Utility | Utility | Municipal | 1 | X | NG | Non-Renewable | 0 | 50 | 0 | 1
Operable | 682 | City of Anita - (IA) |  | 1123 | Anita | IA | Vertical | Cass | 2 | Petroleum Liquids | IC |  | S | X | X |  |  | 0.2 | 0.8 | 0.1 | 0.2 | 0 | N |  |  | OP | X | 10 | 1939 | Pre-2000 |  |  | N | Electric Utility | Utility | Municipal | 1 | X | DFO | Non-Renewable | 0 | 0.2 | 0 | 1
Operable | 682 | City of Anita - (IA) |  | 1123 | Anita | IA | Vertical | Cass | 3 | Petroleum Liquids | IC |  | S | X | X |  |  | 0.3 | 0.8 | 0.2 | 0.3 | 0 | N |  |  | OP | X | 3 | 1951 | Pre-2000 |  |  | N | Electric Utility | Utility | Municipal | 1 | X | DFO | Non-Renewable | 0 | 0.3 | 0 | 1
Operable | 682 | City of Anita - (IA) |  | 1123 | Anita | IA | Vertical | Cass | 4 | Petroleum Liquids | IC |  | S | X | X |  |  | 0.2 | 0.8 | 0.2 | 0.2 | 0 | N |  |  | OP | X | 4 | 2000 | 2000 |  |  | N | Electric Utility | Utility | Municipal | 1 | X | DFO | Non-Renewable | 0 | 0.2 | 0 | 1
Operable | 682 | City of Anita - (IA) |  | 1123 | Anita | IA | Vertical | Cass | 5 | Petroleum Liquids | IC |  | S | X | X |  |  | 0.2 | 0.8 | 0.2 | 0.2 | 0 | N |  |  | OP | X | 4 | 2000 | 2000 |  |  | N | Electric Utility | Utility | Municipal | 1 | X | DFO | Non-Renewable | 0 | 0.2 | 0 | 1
Operable | 682 | City of Anita - (IA) |  | 1123 | Anita | IA | Vertical | Cass | 6 | Petroleum Liquids | IC |  | S | X | X |  |  | 2 | 0.8 | 2 | 2 | 0 | N |  |  | OP | X | 4 | 2003 | 2003 |  |  | N | Electric Utility | Utility | Municipal | 1 | X | DFO | Non-Renewable | 0 | 2 | 0 | 1
Operable | 695 | City of Ansley - (NE) |  | 2214 | Ansley | NE | Vertical | Custer | 2 | Natural Gas Internal Combustion Engine | IC |  | S | X | X |  |  | 0.9 | 0.8 | 0.8 | 0.8 | 0.3 | N |  |  | OP | X | 10 | 1976 | Pre-2000 |  |  | N | Electric Utility | Utility | Municipal | 1 | X | NG | Non-Renewable | 0 | 0.9 | 0 | 1 | DFO
Operable | 695 | City of Ansley - (NE) |  | 2214 | Ansley | NE | Vertical | Custer | 3 | Petroleum Liquids | IC |  | S | X | X |  |  | 0.6 | 0.8 | 0.5 | 0.5 | 0.3 | N |  |  | OP | X | 6 | 1969 | Pre-2000 |  |  | N | Electric Utility | Utility | Municipal | 1 | X | DFO | Non-Renewable | 0 | 0.6 | 0 | 1
Operable | 701 | City of Anthony - (KS) |  | 1258 | Anthony | KS | Vertical | Harper | IC1 | Natural Gas Internal Combustion Engine | IC |  | S | X | X |  |  | 4.1 | 0.8 | 4.1 | 4.1 | 1 | N |  |  | OP | X | 8 | 1972 | Pre-2000 |  |  | N | Electric Utility | Utility | Municipal | 1 | X | NG | Non-Renewable | 0 | 4.1 | 0 | 1 | DFO
Operable | 701 | City of Anthony - (KS) |  | 1258 | Anthony | KS | Vertical | Harper | IC2 | Natural Gas Internal Combustion Engine | IC |  | S | X | X |  |  | 3 | 0.8 | 3 | 3 | 1 | N |  |  | OP | X | 6 | 1976 | Pre-2000 |  |  | N | Electric Utility | Utility | Municipal | 1 | X | NG | Non-Renewable | 0 | 3 | 0 | 1 | DFO
Operable | 701 | City of Anthony - (KS) |  | 1258 | Anthony | KS | Vertical | Harper | IC3 | Natural Gas Internal Combustion Engine | IC |  | S | X | X |  |  | 4 | 0.8 | 4 | 4 | 1 | N |  |  | OP | X | 7 | 1981 | Pre-2000 |  |  | N | Electric Utility | Utility | Municipal | 1 | X | NG | Non-Renewable | 0 | 4 | 0 | 1 | DFO
Operable | 765 | City of Arcadia - (WI) |  | 4100 | Arcadia Electric | WI | Vertical | Trempealeau | 1 | Petroleum Liquids | IC |  | S | X | X |  |  | 1.3 | 0.8 | 1.3 | 1.3 | 1 | N |  |  | SB | Y | 1 | 1956 | Pre-2000 |  |  | N | Electric Utility | Utility | Municipal | 1 | X | DFO | Non-Renewable | 0 | 1.3 | 0 | 1
Operable | 765 | City of Arcadia - (WI) |  | 4100 | Arcadia Electric | WI | Vertical | Trempealeau | 10 | Petroleum Liquids | IC |  | S | X | X |  |  | 2 | 0.8 | 2 | 2 | 1 | N |  |  | SB | Y | 5 | 2007 | 2007 |  |  | N | Electric Utility | Utility | Municipal | 1 | X | DFO | Non-Renewable | 0 | 2 | 0 | 1
Operable | 765 | City of Arcadia - (WI) |  | 4100 | Arcadia Electric | WI | Vertical | Trempealeau | 2 | Petroleum Liquids | IC |  | S | X | X |  |  | 1 | 0.8 | 1 | 1 | 0.8 | N |  |  | SB | Y | 1 | 1947 | Pre-2000 |  |  | N | Electric Utility | Utility | Municipal | 1 | X | DFO | Non-Renewable | 0 | 1 | 0 | 1
Operable | 765 | City of Arcadia - (WI) |  | 4100 | Arcadia Electric | WI | Vertical | Trempealeau | 3 | Petroleum Liquids | IC |  | S | X | X |  |  | 0.4 | 0.8 | 0.4 | 0.4 | 0.4 | N |  |  | SB | Y | 1 | 1940 | Pre-2000 |  |  | N | Electric Utility | Utility | Municipal | 1 | X | DFO | Non-Renewable | 0 | 0.4 | 0 | 1
Operable | 765 | City of Arcadia - (WI) |  | 4100 | Arcadia Electric | WI | Vertical | Trempealeau | 4 | Petroleum Liquids | IC |  | S | X | X |  |  | 0.2 | 0.8 | 0.2 | 0.2 | 0.2 | N |  |  | SB | Y | 1 | 1930 | Pre-2000 |  |  | N | Electric Utility | Utility | Municipal | 1 | X | DFO | Non-Renewable | 0 | 0.2 | 0 | 1
Operable | 765 | City of Arcadia - (WI) |  | 4100 | Arcadia Electric | WI | Vertical | Trempealeau | 5 | Natural Gas Internal Combustion Engine | IC |  | S | X | X |  |  | 3 | 0.8 | 3 | 3 | 2 | N |  |  | SB | Y | 9 | 1972 | Pre-2000 |  |  | N | Electric Utility | Utility | Municipal | 1 | X | NG | Non-Renewable | 0 | 3 | 0 | 1 | DFO
Operable | 765 | City of Arcadia - (WI) |  | 4100 | Arcadia Electric | WI | Vertical | Trempealeau | 6 | Natural Gas Internal Combustion Engine | IC |  | S | X | X |  |  | 3 | 0.8 | 3 | 3 | 2 | N |  |  | SB | Y | 9 | 1987 | Pre-2000 |  |  | N | Electric Utility | Utility | Municipal | 1 | X | NG | Non-Renewable | 0 | 3 | 0 | 1 | DFO
Operable | 765 | City of Arcadia - (WI) |  | 4100 | Arcadia Electric | WI | Vertical | Trempealeau | 7 | Petroleum Liquids | IC |  | S | X | X |  |  | 2 | 0.8 | 2 | 2 | 1 | N |  |  | SB | Y | 5 | 2002 | 2002 |  |  | N | Electric Utility | Utility | Municipal | 1 | X | DFO | Non-Renewable | 0 | 2 | 0 | 1
Operable | 765 | City of Arcadia - (WI) |  | 4100 | Arcadia Electric | WI | Vertical | Trempealeau | 8 | Petroleum Liquids | IC |  | S | X | X |  |  | 2 | 0.8 | 2 | 2 | 1 | N |  |  | SB | Y | 5 | 2002 | 2002 |  |  | N | Electric Utility | Utility | Municipal | 1 | X | DFO | Non-Renewable | 0 | 2 | 0 | 1
Operable | 765 | City of Arcadia - (WI) |  | 4100 | Arcadia Electric | WI | Vertical | Trempealeau | 9 | Petroleum Liquids | IC |  | S | X | X |  |  | 2 | 0.8 | 2 | 2 | 1 | N |  |  | SB | Y | 11 | 2002 | 2002 |  |  | N | Electric Utility | Utility | Municipal | 1 | X | DFO | Non-Renewable | 0 | 2 | 0 | 1
Operable | 792 | City of Argyle - (WI) |  | 7810 | Argyle | WI | Vertical | Lafayette | 5 | Petroleum Liquids | IC |  | S | X | X |  |  | 2.2 | 0.8 | 2 | 2 | 0.5 | N |  |  | SB | Y | 7 | 2004 | 2004 |  |  | N | Electric Utility | Utility | Municipal | 1 | X | DFO | Non-Renewable | 0 | 2.2 | 0 | 1
Operable | 911 | City of Ashland - (KS) |  | 1259 | Ashland | KS | Vertical | Clark | 1 | Natural Gas Internal Combustion Engine | IC |  | S | X | X |  |  | 0.6 | 0.8 | 0.6 | 0.6 | 0.2 | N |  |  | SB | Y | 9 | 1953 | Pre-2000 |  |  | N | Electric Utility | Utility | Municipal | 1 | X | NG | Non-Renewable | 0 | 0.6 | 0 | 1 | DFO
Operable | 911 | City of Ashland - (KS) |  | 1259 | Ashland | KS | Vertical | Clark | 2 | Natural Gas Internal Combustion Engine | IC |  | S | X | X |  |  | 0.9 | 0.8 | 0.7 | 0.7 | 0.3 | N |  |  | SB | Y | 9 | 1974 | Pre-2000 |  |  | N | Electric Utility | Utility | Municipal | 1 | X | NG | Non-Renewable | 0 | 0.9 | 0 | 1 | DFO
Operable | 911 | City of Ashland - (KS) |  | 1259 | Ashland | KS | Vertical | Clark | 3 | Petroleum Liquids | IC |  | S | X | X |  |  | 1.2 | 0.8 | 1.1 | 1.1 | 0.6 | N |  |  | SB | Y | 5 | 1963 | Pre-2000 |  |  | N | Electric Utility | Utility | Municipal | 1 | X | DFO | Non-Renewable | 0 | 1.2 | 0 | 1
Operable | 911 | City of Ashland - (KS) |  | 1259 | Ashland | KS | Vertical | Clark | 4B | Petroleum Liquids | IC |  | S | X | X |  |  | 2 | 0.8 | 1.8 | 1.8 | 1 | N |  |  | SB | Y | 8 | 2014 | 2014 |  |  | N | Electric Utility | Utility | Municipal | 1 | X | DFO | Non-Renewable | 0 | 2 | 0 | 1
Operable | 911 | City of Ashland - (KS) |  | 1259 | Ashland | KS | Vertical | Clark | 5 | Petroleum Liquids | IC |  | S | X | X |  |  | 0.9 | 0.8 | 0.7 | 0.7 | 0.3 | N |  |  | SB | Y | 5 | 1971 | Pre-2000 |  |  | N | Electric Utility | Utility | Municipal | 1 | X | DFO | Non-Renewable | 0 | 0.9 | 0 | 1
Operable | 918 | City of Aspen- (CO) |  | 7458 | Basalt | CO | Vertical | Eagle | 1 | Conventional Hydroelectric | HY |  | S | X | X |  |  | 5 | 0.93 | 4.5 | 4.5 | 0.7 | N |  |  | OP | X | 9 | 1985 | Pre-2000 |  |  | N | Electric Utility | Utility | Municipal | 1 | X | WAT | Renewable | 5 | 0 | 1 | 0
Operable | 60545 | City of Auburn, New York |  | 57636 | Auburn LFG Energy Facility | NY | Restructured | Cayuga | 1 | Landfill Gas | IC |  | S | X | X |  |  | 1.1 | 1 | 1.1 | 1.1 | 0.5 |  |  |  | OS | X | 1 | 2010 | 2010 |  |  | N | IPP Non-CHP | IPP | IPP | 2 | X | LFG | Renewable | 1.1 | 0 | 1 | 0 | NG
Operable | 60545 | City of Auburn, New York |  | 57636 | Auburn LFG Energy Facility | NY | Restructured | Cayuga | 3 | Landfill Gas | IC |  | S | X | X |  |  | 1.1 | 1 | 1.1 | 1.1 | 0.5 |  |  |  | OS | X | 1 | 2010 | 2010 |  |  | N | IPP Non-CHP | IPP | IPP | 2 | X | LFG | Renewable | 1.1 | 0 | 1 | 0 | NG
Operable | 998 | City of Augusta - (KS) |  | 1261 | Augusta Electric Plant No 1 | KS | Vertical | Butler | 1 | Natural Gas Internal Combustion Engine | IC |  | S | X | X |  |  | 1.1 | 0.8 | 1.1 | 1.1 | 0.5 | N |  |  | SB | Y | 7 | 1954 | Pre-2000 |  |  | N | Electric Utility | Utility | Municipal | 1 | X | NG | Non-Renewable | 0 | 1.1 | 0 | 1 | DFO
Operable | 998 | City of Augusta - (KS) |  | 1261 | Augusta Electric Plant No 1 | KS | Vertical | Butler | 2 | Petroleum Liquids | IC |  | S | X | X |  |  | 0.3 | 0.8 | 0.3 | 0.3 | 0.2 | N |  |  | SB | Y | 8 | 1929 | Pre-2000 |  |  | N | Electric Utility | Utility | Municipal | 1 | X | DFO | Non-Renewable | 0 | 0.3 | 0 | 1
Operable | 998 | City of Augusta - (KS) |  | 1261 | Augusta Electric Plant No 1 | KS | Vertical | Butler | 3 | Natural Gas Internal Combustion Engine | IC |  | S | X | X |  |  | 1 | 0.8 | 1 | 1 | 0.5 | N |  |  | SB | Y | 12 | 1949 | Pre-2000 |  |  | N | Electric Utility | Utility | Municipal | 1 | X | NG | Non-Renewable | 0 | 1 | 0 | 1 | DFO
Operable | 998 | City of Augusta - (KS) |  | 1261 | Augusta Electric Plant No 1 | KS | Vertical | Butler | 4 | Petroleum Liquids | IC |  | S | X | X |  |  | 0.7 | 0.8 | 0.7 | 0.7 | 0.4 | N |  |  | SB | Y | 8 | 1939 | Pre-2000 |  |  | N | Electric Utility | Utility | Municipal | 1 | X | DFO | Non-Renewable | 0 | 0.7 | 0 | 1
Operable | 998 | City of Augusta - (KS) |  | 1261 | Augusta Electric Plant No 1 | KS | Vertical | Butler | 5 | Natural Gas Internal Combustion Engine | IC |  | S | X | X |  |  | 2.2 | 0.8 | 2.2 | 2.2 | 1.5 | N |  |  | SB | Y | 6 | 1956 | Pre-2000 |  |  | N | Electric Utility | Utility | Municipal | 1 | X | NG | Non-Renewable | 0 | 2.2 | 0 | 1 | DFO
Operable | 998 | City of Augusta - (KS) |  | 1261 | Augusta Electric Plant No 1 | KS | Vertical | Butler | 6 | Natural Gas Internal Combustion Engine | IC |  | S | X | X |  |  | 2.2 | 0.8 | 2.2 | 2.2 | 1.5 | N |  |  | SB | Y | 7 | 1956 | Pre-2000 |  |  | N | Electric Utility | Utility | Municipal | 1 | X | NG | Non-Renewable | 0 | 2.2 | 0 | 1 | DFO
Operable | 998 | City of Augusta - (KS) |  | 1261 | Augusta Electric Plant No 1 | KS | Vertical | Butler | 7 | Natural Gas Internal Combustion Engine | IC |  | S | X | X |  |  | 2 | 0.8 | 2 | 2 | 0.7 | N |  |  | SB | Y | 4 | 1964 | Pre-2000 |  |  | N | Electric Utility | Utility | Municipal | 1 | X | NG | Non-Renewable | 0 | 2 | 0 | 1 | DFO
Operable | 998 | City of Augusta - (KS) |  | 1261 | Augusta Electric Plant No 1 | KS | Vertical | Butler | 8 | Petroleum Liquids | IC |  | S | X | X |  |  | 2 | 0.8 | 2 | 2 | 0.3 | N |  |  | SB | Y | 8 | 2016 | 2016 |  |  | N | Electric Utility | Utility | Municipal | 1 | X | DFO | Non-Renewable | 0 | 2 | 0 | 1
Operable | 998 | City of Augusta - (KS) |  | 6791 | Augusta Electric Plant No 2 | KS | Vertical | Butler | 1 | Natural Gas Internal Combustion Engine | IC |  | S | X | X |  |  | 4 | 0.8 | 4 | 4 | 3.6 | N |  |  | OP | X | 10 | 1968 | Pre-2000 |  |  | N | Electric Utility | Utility | Municipal | 1 | X | NG | Non-Renewable | 0 | 4 | 0 | 1 | DFO
Operable | 998 | City of Augusta - (KS) |  | 6791 | Augusta Electric Plant No 2 | KS | Vertical | Butler | 2 | Natural Gas Internal Combustion Engine | IC |  | S | X | X |  |  | 4 | 0.8 | 4 | 4 | 3.6 | N |  |  | OP | X | 7 | 1968 | Pre-2000 |  |  | N | Electric Utility | Utility | Municipal | 1 | X | NG | Non-Renewable | 0 | 4 | 0 | 1 | DFO
Operable | 998 | City of Augusta - (KS) |  | 6791 | Augusta Electric Plant No 2 | KS | Vertical | Butler | 3 | Natural Gas Internal Combustion Engine | IC |  | S | X | X |  |  | 6 | 0.8 | 6 | 6 | 5.3 | N |  |  | OP | X | 7 | 1981 | Pre-2000 |  |  | N | Electric Utility | Utility | Municipal | 1 | X | NG | Non-Renewable | 0 | 6 | 0 | 1 | DFO
Operable | 998 | City of Augusta - (KS) |  | 6791 | Augusta Electric Plant No 2 | KS | Vertical | Butler | 4 | Natural Gas Internal Combustion Engine | IC |  | S | X | X |  |  | 6.7 | 0.8 | 6.1 | 6.1 | 5 | N |  |  | OP | X | 3 | 2005 | 2005 |  |  | N | Electric Utility | Utility | Municipal | 1 | X | NG | Non-Renewable | 0 | 6.7 | 0 | 1 | DFO
Operable | 1148 | City of Baldwin City- (KS) |  | 1262 | Baldwin City Plant No 1 | KS | Vertical | Douglas | 4 | Petroleum Liquids | IC |  | S | X | X |  |  | 2 | 0.8 | 1.5 | 1.5 | 1 | N |  |  | OP | X | 5 | 1970 | Pre-2000 |  |  | N | Electric Utility | Utility | Municipal | 1 | X | DFO | Non-Renewable | 0 | 2 | 0 | 1 | NG
Operable | 1148 | City of Baldwin City- (KS) |  | 1262 | Baldwin City Plant No 1 | KS | Vertical | Douglas | 5 | Petroleum Liquids | IC |  | S | X | X |  |  | 1.1 | 0.8 | 0.7 | 0.7 | 0.5 | N |  |  | OP | X | 10 | 1964 | Pre-2000 |  |  | N | Electric Utility | Utility | Municipal | 1 | X | DFO | Non-Renewable | 0 | 1.1 | 0 | 1 | NG
Operable | 1148 | City of Baldwin City- (KS) |  | 1262 | Baldwin City Plant No 1 | KS | Vertical | Douglas | 6 | Petroleum Liquids | IC |  | S | X | X |  |  | 1.1 | 0.8 | 0.7 | 0.7 | 0.5 | N |  |  | OP | X | 10 | 1964 | Pre-2000 |  |  | N | Electric Utility | Utility | Municipal | 1 | X | DFO | Non-Renewable | 0 | 1.1 | 0 | 1 | NG
Operable | 1148 | City of Baldwin City- (KS) |  | 8020 | Baldwin City Plant No 2 | KS | Vertical | Douglas | 7 | Natural Gas Internal Combustion Engine | IC |  | S | X | X |  |  | 3.2 | 0.8 | 3 | 3 | 1 | N |  |  | OP | X | 8 | 2004 | 2004 |  |  | N | Electric Utility | Utility | Municipal | 1 | X | NG | Non-Renewable | 0 | 3.2 | 0 | 1 | DFO
Operable | 1148 | City of Baldwin City- (KS) |  | 8020 | Baldwin City Plant No 2 | KS | Vertical | Douglas | 8 | Natural Gas Internal Combustion Engine | IC |  | S | X | X |  |  | 3.2 | 0.8 | 3 | 3 | 1 | N |  |  | OP | X | 8 | 2004 | 2004 |  |  | N | Electric Utility | Utility | Municipal | 1 | X | NG | Non-Renewable | 0 | 3.2 | 0 | 1 | DFO
Operable | 1278 | City of Barron - (WI) |  | 4102 | Barron | WI | Vertical | Barron | 1A | Petroleum Liquids | IC |  | S | X | X |  |  | 1.1 | 0.8 | 1.1 | 1.1 | 0.5 | N |  |  | SB | Y | 6 | 1998 | Pre-2000 | 12 | 2024 | N | Electric Utility | Utility | Municipal | 1 | X | DFO | Non-Renewable | 0 | 1.1 | 0 | 1
Operable | 1278 | City of Barron - (WI) |  | 4102 | Barron | WI | Vertical | Barron | 2A | Petroleum Liquids | IC |  | S | X | X |  |  | 1.1 | 0.8 | 1.1 | 1.1 | 0.5 | N |  |  | SB | Y | 6 | 1998 | Pre-2000 | 12 | 2024 | N | Electric Utility | Utility | Municipal | 1 | X | DFO | Non-Renewable | 0 | 1.1 | 0 | 1
Operable | 1278 | City of Barron - (WI) |  | 4102 | Barron | WI | Vertical | Barron | 3A | Petroleum Liquids | IC |  | S | X | X |  |  | 1.1 | 0.8 | 1.1 | 1.1 | 0.5 | N |  |  | SB | Y | 6 | 1998 | Pre-2000 | 12 | 2024 | N | Electric Utility | Utility | Municipal | 1 | X | DFO | Non-Renewable | 0 | 1.1 | 0 | 1
Operable | 1278 | City of Barron - (WI) |  | 4102 | Barron | WI | Vertical | Barron | 4 | Petroleum Liquids | IC |  | S | X | X |  |  | 1.1 | 0.8 | 1.1 | 1.1 | 0.5 | N |  |  | SB | Y | 6 | 1998 | Pre-2000 | 12 | 2024 | N | Electric Utility | Utility | Municipal | 1 | X | DFO | Non-Renewable | 0 | 1.1 | 0 | 1
Operable | 1278 | City of Barron - (WI) |  | 4102 | Barron | WI | Vertical | Barron | 7 | Petroleum Liquids | IC |  | S | X | X |  |  | 0.8 | 0.8 | 0.6 | 0.6 | 0.4 | N |  |  | OS | X | 3 | 1944 | Pre-2000 | 3 | 2024 | N | Electric Utility | Utility | Municipal | 1 | X | DFO | Non-Renewable | 0 | 0.8 | 0 | 1
Operable | 1278 | City of Barron - (WI) |  | 4102 | Barron | WI | Vertical | Barron | 8 | Petroleum Liquids | IC |  | S | X | X |  |  | 1.3 | 0.8 | 1.3 | 1.3 | 0.6 | N |  |  | SB | Y | 3 | 1954 | Pre-2000 | 12 | 2024 | N | Electric Utility | Utility | Municipal | 1 | X | DFO | Non-Renewable | 0 | 1.3 | 0 | 1
Operable | 1278 | City of Barron - (WI) |  | 4102 | Barron | WI | Vertical | Barron | 9 | Petroleum Liquids | IC |  | S | X | X |  |  | 2 | 0.8 | 2 | 2 | 0.8 | N |  |  | SB | Y | 3 | 1960 | Pre-2000 | 12 | 2024 | N | Electric Utility | Utility | Municipal | 1 | X | DFO | Non-Renewable | 0 | 2 | 0 | 1
Operable | 1278 | City of Barron - (WI) |  | 4102 | Barron | WI | Vertical | Barron | H2 | Conventional Hydroelectric | HY |  | S | X | X |  |  | 0.1 | 0.8 | 0.1 | 0.1 | 0.1 | N |  |  | OP | X | 8 | 1923 | Pre-2000 |  |  | N | Electric Utility | Utility | Municipal | 1 | X | WAT | Renewable | 0.1 | 0 | 1 | 0
Operable | 1366 | City of Bay City - (MI) |  | 7398 | Water Street Station | MI | Vertical | Bay | GEN1 | Petroleum Liquids | IC |  | S | X | X |  |  | 5.7 | 0.8 | 5.5 | 5.5 | 1 | N |  |  | OA | X | 8 | 1980 | Pre-2000 |  |  | N | Electric Utility | Utility | Municipal | 1 | X | DFO | Non-Renewable | 0 | 5.7 | 0 | 1 | NG
Operable | 1366 | City of Bay City - (MI) |  | 7398 | Water Street Station | MI | Vertical | Bay | GEN2 | Petroleum Liquids | IC |  | S | X | X |  |  | 6.9 | 0.8 | 6.7 | 6.7 | 1 | N |  |  | OP | X | 10 | 1984 | Pre-2000 |  |  | N | Electric Utility | Utility | Municipal | 1 | X | DFO | Non-Renewable | 0 | 6.9 | 0 | 1 | NG
Operable | 1366 | City of Bay City - (MI) |  | 7399 | Henry Station | MI | Vertical | Bay | GEN3 | Petroleum Liquids | IC |  | S | X | X |  |  | 7.7 | 0.9 | 7.5 | 7.5 | 1 | N |  |  | OP | X | 5 | 1993 | Pre-2000 |  |  | N | Electric Utility | Utility | Municipal | 1 | X | DFO | Non-Renewable | 0 | 7.7 | 0 | 1 | NG
Operable | 1366 | City of Bay City - (MI) |  | 7399 | Henry Station | MI | Vertical | Bay | GEN4 | Petroleum Liquids | IC |  | S | X | X |  |  | 7.7 | 0.9 | 7.5 | 7.5 | 1 | N |  |  | OP | X | 5 | 1993 | Pre-2000 |  |  | N | Electric Utility | Utility | Municipal | 1 | X | DFO | Non-Renewable | 0 | 7.7 | 0 | 1 | NG
Operable | 1435 | City of Beaver City - (NE) |  | 2217 | Beaver City | NE | Vertical | Furnas | 1 | Petroleum Liquids | IC |  | S | X | X |  |  | 0.5 | 0.8 | 0.4 | 0.4 | 0.1 | N |  |  | OP | X | 10 | 1957 | Pre-2000 |  |  | N | Electric Utility | Utility | Municipal | 1 | X | DFO | Non-Renewable | 0 | 0.5 | 0 | 1 | NG
Operable | 1435 | City of Beaver City - (NE) |  | 2217 | Beaver City | NE | Vertical | Furnas | 2 | Natural Gas Internal Combustion Engine | IC |  | S | X | X |  |  | 0.3 | 0.8 | 0.3 | 0.3 | 0.1 | N |  |  | OP | X | 9 | 1963 | Pre-2000 |  |  | N | Electric Utility | Utility | Municipal | 1 | X | NG | Non-Renewable | 0 | 0.3 | 0 | 1 | DFO
Operable | 1435 | City of Beaver City - (NE) |  | 2217 | Beaver City | NE | Vertical | Furnas | 3 | Petroleum Liquids | IC |  | S | X | X |  |  | 0.3 | 0.8 | 0.2 | 0.2 | 0.1 | N |  |  | OP | X | 10 | 1947 | Pre-2000 |  |  | N | Electric Utility | Utility | Municipal | 1 | X | DFO | Non-Renewable | 0 | 0.3 | 0 | 1
Operable | 1435 | City of Beaver City - (NE) |  | 2217 | Beaver City | NE | Vertical | Furnas | 4 | Natural Gas Internal Combustion Engine | IC |  | S | X | X |  |  | 0.9 | 0.8 | 0.8 | 0.9 | 0.1 | N |  |  | OP | X | 9 | 1967 | Pre-2000 |  |  | N | Electric Utility | Utility | Municipal | 1 | X | NG | Non-Renewable | 0 | 0.9 | 0 | 1 | DFO
Operable | 1512 | City of Belleville - (KS) |  | 1263 | Belleville | KS | Vertical | Republic | 4 | Natural Gas Internal Combustion Engine | IC |  | S | X | X |  |  | 1 | 0.8 | 1 | 1 | 0.5 | N |  |  | OP | X | 1 | 1955 | Pre-2000 |  |  | N | Electric Utility | Utility | Municipal | 1 | X | NG | Non-Renewable | 0 | 1 | 0 | 1 | DFO
Operable | 1512 | City of Belleville - (KS) |  | 1263 | Belleville | KS | Vertical | Republic | 5 | Natural Gas Internal Combustion Engine | IC |  | S | X | X |  |  | 1.7 | 0.8 | 1.7 | 1.7 | 1 | N |  |  | OP | X | 1 | 1961 | Pre-2000 |  |  | N | Electric Utility | Utility | Municipal | 1 | X | NG | Non-Renewable | 0 | 1.7 | 0 | 1 | DFO
Operable | 1512 | City of Belleville - (KS) |  | 1263 | Belleville | KS | Vertical | Republic | 6 | Natural Gas Internal Combustion Engine | IC |  | S | X | X |  |  | 3.7 | 0.8 | 3.7 | 3.7 | 2 | N |  |  | OP | X | 1 | 1966 | Pre-2000 |  |  | N | Electric Utility | Utility | Municipal | 1 | X | NG | Non-Renewable | 0 | 3.7 | 0 | 1 | DFO
Operable | 1512 | City of Belleville - (KS) |  | 1263 | Belleville | KS | Vertical | Republic | 7 | Natural Gas Internal Combustion Engine | IC |  | S | X | X |  |  | 5.1 | 0.8 | 5.1 | 5.1 | 3 | N |  |  | OP | X | 1 | 1971 | Pre-2000 |  |  | N | Electric Utility | Utility | Municipal | 1 | X | NG | Non-Renewable | 0 | 5.1 | 0 | 1 | DFO
Operable | 1512 | City of Belleville - (KS) |  | 1263 | Belleville | KS | Vertical | Republic | 8 | Petroleum Liquids | IC |  | S | X | X |  |  | 2.8 | 0.8 | 2.8 | 2.8 | 1.6 | N |  |  | OP | X | 1 | 2005 | 2005 |  |  | N | Electric Utility | Utility | Municipal | 1 | X | DFO | Non-Renewable | 0 | 2.8 | 0 | 1
Operable | 1515 | City of Bellevue - (IA) |  | 1126 | Bellevue | IA | Vertical | Jackson | 1A | Petroleum Liquids | IC |  | S | X | X |  |  | 1.8 | 0.8 | 1.7 | 1.8 | 0.2 | N |  |  | SB | Y | 7 | 2021 | 2021 |  |  | N | Electric Utility | Utility | Municipal | 1 | X | DFO | Non-Renewable | 0 | 1.8 | 0 | 1
Operable | 1515 | City of Bellevue - (IA) |  | 1126 | Bellevue | IA | Vertical | Jackson | 2 | Petroleum Liquids | IC |  | S | X | X | ALTW.ALTW | ALTW.ALTW | 1.6 | 0.8 | 1.6 | 1.6 | 0.2 | N |  |  | SB | Y | 5 | 1992 | Pre-2000 |  |  | N | Electric Utility | Utility | Municipal | 1 | X | DFO | Non-Renewable | 0 | 1.6 | 0 | 1
Operable | 1515 | City of Bellevue - (IA) |  | 1126 | Bellevue | IA | Vertical | Jackson | 3 | Petroleum Liquids | IC |  | S | X | X | ALTW.ALTW | ALTW.ALTW | 1.8 | 0.8 | 1.7 | 1.8 | 0.2 | N |  |  | SB | Y | 5 | 2001 | 2001 |  |  | N | Electric Utility | Utility | Municipal | 1 | X | DFO | Non-Renewable | 0 | 1.8 | 0 | 1
Operable | 1515 | City of Bellevue - (IA) |  | 1126 | Bellevue | IA | Vertical | Jackson | 4 | Petroleum Liquids | IC |  | S | X | X | ALTW.ALTW | ALTW.ALTW | 0.7 | 0.8 | 0.6 | 0.6 | 0.2 | N |  |  | SB | Y | 7 | 1963 | Pre-2000 |  |  | N | Electric Utility | Utility | Municipal | 1 | X | DFO | Non-Renewable | 0 | 0.7 | 0 | 1
Operable | 1515 | City of Bellevue - (IA) |  | 1126 | Bellevue | IA | Vertical | Jackson | 5 | Petroleum Liquids | IC |  | S | X | X |  |  | 0.9 | 0.8 | 0.7 | 0.7 | 0.2 | N |  |  | SB | Y | 7 | 1953 | Pre-2000 |  |  | N | Electric Utility | Utility | Municipal | 1 | X | DFO | Non-Renewable | 0 | 0.9 | 0 | 1
Operable | 1515 | City of Bellevue - (IA) |  | 1126 | Bellevue | IA | Vertical | Jackson | 6 | Petroleum Liquids | IC |  | S | X | X |  |  | 3 | 0.8 | 2.4 | 2.4 | 0.5 | N |  |  | SB | Y | 7 | 1971 | Pre-2000 |  |  | N | Electric Utility | Utility | Municipal | 1 | X | DFO | Non-Renewable | 0 | 3 | 0 | 1
Operable | 1525 | City of Beloit - (KS) |  | 1264 | Beloit | KS | Vertical | Mitchell | 1 | Natural Gas Internal Combustion Engine | IC |  | S | X | X |  |  | 1.5 | 0.8 | 1.1 | 1.1 | 0.5 | N |  |  | OP | X | 7 | 1951 | Pre-2000 |  |  | N | Electric Utility | Utility | Municipal | 1 | X | NG | Non-Renewable | 0 | 1.5 | 0 | 1 | DFO
Operable | 1525 | City of Beloit - (KS) |  | 1264 | Beloit | KS | Vertical | Mitchell | 2 | Natural Gas Internal Combustion Engine | IC |  | S | X | X |  |  | 1.5 | 0.8 | 1.1 | 1.1 | 0.5 | N |  |  | OP | X | 7 | 1951 | Pre-2000 |  |  | N | Electric Utility | Utility | Municipal | 1 | X | NG | Non-Renewable | 0 | 1.5 | 0 | 1 | DFO
Operable | 1525 | City of Beloit - (KS) |  | 1264 | Beloit | KS | Vertical | Mitchell | 3 | Natural Gas Internal Combustion Engine | IC |  | S | X | X |  |  | 2 | 0.8 | 1.8 | 1.8 | 1 | N |  |  | OP | X | 6 | 1961 | Pre-2000 |  |  | N | Electric Utility | Utility | Municipal | 1 | X | NG | Non-Renewable | 0 | 2 | 0 | 1 | DFO
Operable | 1525 | City of Beloit - (KS) |  | 1264 | Beloit | KS | Vertical | Mitchell | 4 | Natural Gas Internal Combustion Engine | IC |  | S | X | X |  |  | 3.5 | 0.8 | 3 | 3 | 2.2 | N |  |  | OP | X | 11 | 1964 | Pre-2000 |  |  | N | Electric Utility | Utility | Municipal | 1 | X | NG | Non-Renewable | 0 | 3.5 | 0 | 1 | DFO
Operable | 1525 | City of Beloit - (KS) |  | 1264 | Beloit | KS | Vertical | Mitchell | 5 | Natural Gas Internal Combustion Engine | IC |  | S | X | X |  |  | 0.7 | 0.8 | 0.6 | 0.6 | 0.3 | N |  |  | OP | X | 5 | 1950 | Pre-2000 |  |  | N | Electric Utility | Utility | Municipal | 1 | X | NG | Non-Renewable | 0 | 0.7 | 0 | 1 | DFO
Operable | 1525 | City of Beloit - (KS) |  | 1264 | Beloit | KS | Vertical | Mitchell | 6 | Natural Gas Internal Combustion Engine | IC |  | S | X | X |  |  | 4.1 | 0.8 | 3.5 | 3.5 | 2 | N |  |  | OP | X | 8 | 1971 | Pre-2000 |  |  | N | Electric Utility | Utility | Municipal | 1 | X | NG | Non-Renewable | 0 | 4.1 | 0 | 1 | DFO
Operable | 1525 | City of Beloit - (KS) |  | 1264 | Beloit | KS | Vertical | Mitchell | 7 | Natural Gas Internal Combustion Engine | IC |  | S | X | X |  |  | 6 | 0.8 | 5.5 | 5.5 | 3 | N |  |  | OP | X | 8 | 1980 | Pre-2000 |  |  | N | Electric Utility | Utility | Municipal | 1 | X | NG | Non-Renewable | 0 | 6 | 0 | 1 | DFO
Operable | 1573 | City of Benson - (MN) |  | 1964 | Benson City of | MN | Vertical | Swift | 10 | Petroleum Liquids | IC |  | S | X | X | OTP.MRES |  | 1.8 | 0.8 | 1.8 | 1.8 | 0.4 | N |  |  | OP | X | 5 | 2002 | 2002 |  |  | N | Electric Utility | Utility | Municipal | 1 | X | DFO | Non-Renewable | 0 | 1.8 | 0 | 1
Operable | 1573 | City of Benson - (MN) |  | 1964 | Benson City of | MN | Vertical | Swift | 11 | Petroleum Liquids | IC |  | S | X | X | OTP.MRES |  | 1.8 | 0.8 | 1.8 | 1.8 | 0.4 | N |  |  | OP | X | 5 | 2002 | 2002 |  |  | N | Electric Utility | Utility | Municipal | 1 | X | DFO | Non-Renewable | 0 | 1.8 | 0 | 1
Operable | 1573 | City of Benson - (MN) |  | 1964 | Benson City of | MN | Vertical | Swift | 7 | Petroleum Liquids | IC |  | S | X | X | OTP.MRES |  | 1.8 | 0.8 | 1.8 | 1.8 | 0.4 | N |  |  | OP | X | 5 | 2002 | 2002 |  |  | N | Electric Utility | Utility | Municipal | 1 | X | DFO | Non-Renewable | 0 | 1.8 | 0 | 1
Operable | 1573 | City of Benson - (MN) |  | 1964 | Benson City of | MN | Vertical | Swift | 8 | Petroleum Liquids | IC |  | S | X | X | OTP.MRES |  | 1.8 | 0.8 | 1.8 | 1.8 | 0.4 | N |  |  | OP | X | 5 | 2002 | 2002 |  |  | N | Electric Utility | Utility | Municipal | 1 | X | DFO | Non-Renewable | 0 | 1.8 | 0 | 1
Operable | 1573 | City of Benson - (MN) |  | 1964 | Benson City of | MN | Vertical | Swift | 9 | Petroleum Liquids | IC |  | S | X | X | OTP.MRES |  | 1.8 | 0.8 | 1.8 | 1.8 | 0.4 | N |  |  | OP | X | 5 | 2002 | 2002 |  |  | N | Electric Utility | Utility | Municipal | 1 | X | DFO | Non-Renewable | 0 | 1.8 | 0 | 1
Operable | 1869 | City of Bloomfield - (IA) |  | 1127 | Bloomfield | IA | Vertical | Davis | 1 | Natural Gas Internal Combustion Engine | IC |  | S | X | X |  |  | 2.8 | 0.8 | 2.3 | 2.3 | 1.6 | N |  |  | SB | Y | 10 | 1975 | Pre-2000 |  |  | N | Electric Utility | Utility | Municipal | 1 | X | NG | Non-Renewable | 0 | 2.8 | 0 | 1 | DFO
Operable | 1869 | City of Bloomfield - (IA) |  | 1127 | Bloomfield | IA | Vertical | Davis | 2 | Petroleum Liquids | IC |  | S | X | X |  |  | 0.3 | 0.8 | 0.2 | 0.2 | 0.1 | N |  |  | SB | Y | 4 | 1945 | Pre-2000 |  |  | N | Electric Utility | Utility | Municipal | 1 | X | DFO | Non-Renewable | 0 | 0.3 | 0 | 1
Operable | 1869 | City of Bloomfield - (IA) |  | 1127 | Bloomfield | IA | Vertical | Davis | 3 | Natural Gas Internal Combustion Engine | IC |  | S | X | X |  |  | 2.7 | 0.8 | 2.2 | 2.2 | 1.2 | N |  |  | SB | Y | 12 | 1964 | Pre-2000 |  |  | N | Electric Utility | Utility | Municipal | 1 | X | NG | Non-Renewable | 0 | 2.7 | 0 | 1 | DFO
Operable | 1869 | City of Bloomfield - (IA) |  | 1127 | Bloomfield | IA | Vertical | Davis | 4 | Petroleum Liquids | IC |  | S | X | X |  |  | 0.3 | 0.8 | 0.2 | 0.2 | 0.1 | N |  |  | SB | Y | 5 | 1946 | Pre-2000 |  |  | N | Electric Utility | Utility | Municipal | 1 | X | DFO | Non-Renewable | 0 | 0.3 | 0 | 1
Operable | 1869 | City of Bloomfield - (IA) |  | 1127 | Bloomfield | IA | Vertical | Davis | 5 | Natural Gas Internal Combustion Engine | IC |  | S | X | X |  |  | 0.9 | 0.8 | 0.8 | 0.8 | 0.5 | N |  |  | SB | Y | 6 | 1951 | Pre-2000 |  |  | N | Electric Utility | Utility | Municipal | 1 | X | NG | Non-Renewable | 0 | 0.9 | 0 | 1 | DFO
Operable | 1869 | City of Bloomfield - (IA) |  | 1127 | Bloomfield | IA | Vertical | Davis | 6 | Natural Gas Internal Combustion Engine | IC |  | S | X | X |  |  | 1.5 | 0.8 | 1.2 | 1.2 | 0.6 | N |  |  | SB | Y | 7 | 1958 | Pre-2000 |  |  | N | Electric Utility | Utility | Municipal | 1 | X | NG | Non-Renewable | 0 | 1.5 | 0 | 1 | DFO
Operable | 1871 | City of Blooming Prairie - (MN) |  | 1966 | Blooming Prairie | MN | Vertical | Steele | 4 | Petroleum Liquids | IC |  | S | X | X |  |  | 1.2 | 0.96 | 1.3 | 1.3 | 0.8 | N |  |  | SB | Y | 8 | 1974 | Pre-2000 |  |  | N | Electric Utility | Utility | Municipal | 1 | X | DFO | Non-Renewable | 0 | 1.2 | 0 | 1
Operable | 1871 | City of Blooming Prairie - (MN) |  | 1966 | Blooming Prairie | MN | Vertical | Steele | 5 | Petroleum Liquids | IC |  | S | X | X |  |  | 2.3 | 0.96 | 2 | 2 | 1 | N |  |  | SB | Y | 4 | 2003 | 2003 |  |  | N | Electric Utility | Utility | Municipal | 1 | X | DFO | Non-Renewable | 0 | 2.3 | 0 | 1
Operable | 1871 | City of Blooming Prairie - (MN) |  | 1966 | Blooming Prairie | MN | Vertical | Steele | 6 | Petroleum Liquids | IC |  | S | X | X |  |  | 2 | 0.96 | 1.9 | 1.9 | 1 | N |  |  | SB | Y | 4 | 2009 | 2009 |  |  | N | Electric Utility | Utility | Municipal | 1 | X | DFO | Non-Renewable | 0 | 2 | 0 | 1
Operable | 1871 | City of Blooming Prairie - (MN) |  | 1966 | Blooming Prairie | MN | Vertical | Steele | 7 | Petroleum Liquids | IC |  | S | X | X |  |  | 1.3 | 0.96 | 1.3 | 1.3 | 1.3 | N |  |  | SB | Y | 10 | 2012 | 2012 |  |  | N | Electric Utility | Utility | Municipal | 1 | X | DFO | Non-Renewable | 0 | 1.3 | 0 | 1
Operable | 1871 | City of Blooming Prairie - (MN) |  | 1966 | Blooming Prairie | MN | Vertical | Steele | 8 | Petroleum Liquids | IC |  | S | X | X |  |  | 1.8 | 0.96 | 1.8 | 1.8 | 1.3 | N |  |  | OP | X | 2 | 2023 | 2023 |  |  | N | Electric Utility | Utility | Municipal | 1 | X | DFO | Non-Renewable | 0 | 1.8 | 0 | 1
Operable | 20848 | City of Blue Hill - (NE) |  | 7481 | City Light & Water | NE | Vertical | Webster | 1 | Petroleum Liquids | IC |  | S | X | X |  |  | 0.9 | 0.8 | 0.9 | 0.9 | 0.2 | N |  |  | OP | X | 1 | 1987 | Pre-2000 |  |  | N | Electric Utility | Utility | Municipal | 1 | X | DFO | Non-Renewable | 0 | 0.9 | 0 | 1
Operable | 20848 | City of Blue Hill - (NE) |  | 7481 | City Light & Water | NE | Vertical | Webster | 2 | Petroleum Liquids | IC |  | S | X | X |  |  | 0.4 | 0.8 | 0.4 | 0.4 | 0.2 | N |  |  | OP | X | 1 | 1987 | Pre-2000 |  |  | N | Electric Utility | Utility | Municipal | 1 | X | DFO | Non-Renewable | 0 | 0.4 | 0 | 1
Operable | 1956 | City of Bonners Ferry |  | 6506 | Moyie Springs | ID | Vertical | Boundary | 1 | Conventional Hydroelectric | HY |  | S | X | X |  |  | 1 | 0.8 | 1.1 | 1.1 | 0.7 | N |  |  | OP | X | 12 | 1941 | Pre-2000 |  |  | N | Electric Utility | Utility | Municipal | 1 | X | WAT | Renewable | 1 | 0 | 1 | 0
Operable | 1956 | City of Bonners Ferry |  | 6506 | Moyie Springs | ID | Vertical | Boundary | 2 | Conventional Hydroelectric | HY |  | S | X | X |  |  | 0.4 | 0.8 | 0.4 | 0.4 | 0.3 | N |  |  | OP | X | 12 | 1921 | Pre-2000 |  |  | N | Electric Utility | Utility | Municipal | 1 | X | WAT | Renewable | 0.4 | 0 | 1 | 0
Operable | 1956 | City of Bonners Ferry |  | 6506 | Moyie Springs | ID | Vertical | Boundary | 3 | Conventional Hydroelectric | HY |  | S | X | X |  |  | 1 | 0.8 | 1.1 | 1.1 | 0.7 | N |  |  | OP | X | 12 | 1950 | Pre-2000 |  |  | N | Electric Utility | Utility | Municipal | 1 | X | WAT | Renewable | 1 | 0 | 1 | 0
Operable | 1956 | City of Bonners Ferry |  | 6506 | Moyie Springs | ID | Vertical | Boundary | 4 | Conventional Hydroelectric | HY |  | S | X | X |  |  | 1.5 | 0.8 | 1.7 | 1.7 | 1.2 | N |  |  | OP | X | 2 | 1982 | Pre-2000 |  |  | N | Electric Utility | Utility | Municipal | 1 | X | WAT | Renewable | 1.5 | 0 | 1 | 0
Operable | 2010 | City of Bountiful |  | 3665 | Bountiful City | UT | Vertical | Davis | 1A | Natural Gas Fired Combustion Turbine | GT |  | S | X | X |  |  | 5.2 | 0.8 | 3.5 | 5.1 | 3 | N |  |  | OP | X | 7 | 2001 | 2001 |  |  | N | Electric Utility | Utility | Municipal | 1 | X | NG | Non-Renewable | 0 | 5.2 | 0 | 1
Operable | 2010 | City of Bountiful |  | 3665 | Bountiful City | UT | Vertical | Davis | 2A | Natural Gas Fired Combustion Turbine | GT |  | S | X | X |  |  | 12.6 | 0.8 | 10.5 | 13.5 | 7 | N |  |  | OP | X | 6 | 2012 | 2012 |  |  | N | Electric Utility | Utility | Municipal | 1 | X | NG | Non-Renewable | 0 | 12.6 | 0 | 1
Operable | 2010 | City of Bountiful |  | 3665 | Bountiful City | UT | Vertical | Davis | 3A | Natural Gas Fired Combustion Turbine | GT |  | S | X | X |  |  | 12.6 | 0.8 | 10.5 | 13.5 | 7 | N |  |  | OP | X | 6 | 2012 | 2012 |  |  | N | Electric Utility | Utility | Municipal | 1 | X | NG | Non-Renewable | 0 | 12.6 | 0 | 1
Operable | 2010 | City of Bountiful |  | 4263 | Echo Dam | UT | Vertical | Summit | 3 | Conventional Hydroelectric | HY |  | S | X | X |  |  | 1 | 0.9 | 1 | 0.9 | 0.5 | N |  |  | OP | X | 3 | 1987 | Pre-2000 |  |  | N | Electric Utility | Utility | Municipal | 1 | X | WAT | Renewable | 1 | 0 | 1 | 0
Operable | 2010 | City of Bountiful |  | 4263 | Echo Dam | UT | Vertical | Summit | NA1 | Conventional Hydroelectric | HY |  | S | X | X |  |  | 1.7 | 0.9 | 1.7 | 1.7 | 0.5 | N |  |  | OP | X | 3 | 1987 | Pre-2000 |  |  | N | Electric Utility | Utility | Municipal | 1 | X | WAT | Renewable | 1.7 | 0 | 1 | 0
Operable | 2010 | City of Bountiful |  | 4263 | Echo Dam | UT | Vertical | Summit | NA2 | Conventional Hydroelectric | HY |  | S | X | X |  |  | 1.7 | 0.9 | 1.7 | 1.7 | 0.5 | N |  |  | OP | X | 3 | 1987 | Pre-2000 |  |  | N | Electric Utility | Utility | Municipal | 1 | X | WAT | Renewable | 1.7 | 0 | 1 | 0
Operable | 2010 | City of Bountiful |  | 7132 | Pine View Dam | UT | Vertical | Weber | NA1 | Conventional Hydroelectric | HY |  | S | X | X |  |  | 1.8 | 0.9 | 1.8 | 1.8 | 0.5 | N |  |  | OP | X | 6 | 1991 | Pre-2000 |  |  | N | Electric Utility | Utility | Municipal | 1 | X | WAT | Renewable | 1.8 | 0 | 1 | 0
Operable | 2188 | City of Breese - (IL) |  | 934 | Breese | IL | Restructured | Clinton | 2 | Petroleum Liquids | IC |  | S | X | X |  |  | 3 | 0.8 | 3 | 3 | 1 | N |  |  | SB | Y | 6 | 1982 | Pre-2000 |  |  | N | Electric Utility | Utility | Municipal | 1 | X | DFO | Non-Renewable | 0 | 3 | 0 | 1 | NG
Operable | 2188 | City of Breese - (IL) |  | 934 | Breese | IL | Restructured | Clinton | 5 | Petroleum Liquids | IC |  | S | X | X |  |  | 2.5 | 0.8 | 2.5 | 2.5 | 1 | N |  |  | SB | Y | 7 | 1992 | Pre-2000 |  |  | N | Electric Utility | Utility | Municipal | 1 | X | DFO | Non-Renewable | 0 | 2.5 | 0 | 1
Operable | 2188 | City of Breese - (IL) |  | 934 | Breese | IL | Restructured | Clinton | 6 | Petroleum Liquids | IC |  | S | X | X |  |  | 2.5 | 0.8 | 2.5 | 2.5 | 1 | N |  |  | SB | Y | 7 | 1997 | Pre-2000 |  |  | N | Electric Utility | Utility | Municipal | 1 | X | DFO | Non-Renewable | 0 | 2.5 | 0 | 1
Operable | 2188 | City of Breese - (IL) |  | 934 | Breese | IL | Restructured | Clinton | 7 | Petroleum Liquids | IC |  | S | X | X |  |  | 2.5 | 0.81 | 2.5 | 2.5 | 1 | N |  |  | SB | Y | 2 | 2008 | 2008 |  |  | N | Electric Utility | Utility | Municipal | 1 | X | DFO | Non-Renewable | 0 | 2.5 | 0 | 1
Operable | 2188 | City of Breese - (IL) |  | 934 | Breese | IL | Restructured | Clinton | 8 | Petroleum Liquids | IC |  | S | X | X |  |  | 2.5 | 0.8 | 2.5 | 2.5 | 1 | N |  |  | SB | Y | 10 | 2014 | 2014 |  |  | N | Electric Utility | Utility | Municipal | 1 | X | DFO | Non-Renewable | 0 | 2.5 | 0 | 1
Operable | 2188 | City of Breese - (IL) |  | 934 | Breese | IL | Restructured | Clinton | IC1 | Petroleum Liquids | IC |  | S | X | X |  |  | 0.9 | 0.8 | 1 | 1 | 0.9 | N |  |  | SB | Y | 12 | 1953 | Pre-2000 |  |  | N | Electric Utility | Utility | Municipal | 1 | X | DFO | Non-Renewable | 0 | 0.9 | 0 | 1
Operable | 2188 | City of Breese - (IL) |  | 934 | Breese | IL | Restructured | Clinton | IC3 | Petroleum Liquids | IC |  | S | X | X |  |  | 3 | 0.8 | 3 | 3 | 1 | N |  |  | SB | Y | 7 | 1968 | Pre-2000 |  |  | N | Electric Utility | Utility | Municipal | 1 | X | DFO | Non-Renewable | 0 | 3 | 0 | 1 | NG
Operable | 2277 | City of Broken Bow - (NE) |  | 2221 | Broken Bow | NE | Vertical | Custer | 1 | Petroleum Liquids | IC |  | S | X | X |  |  | 0.5 | 0.8 | 0.5 | 0.5 | 0.1 | N |  |  | OP | X | 12 | 1936 | Pre-2000 |  |  | N | Electric Utility | Utility | Municipal | 1 | X | DFO | Non-Renewable | 0 | 0.5 | 0 | 1
Operable | 2277 | City of Broken Bow - (NE) |  | 2221 | Broken Bow | NE | Vertical | Custer | 2 | Natural Gas Internal Combustion Engine | IC |  | S | X | X |  |  | 3.5 | 0.8 | 3.5 | 3.5 | 0.5 | N |  |  | OP | X | 12 | 1970 | Pre-2000 |  |  | N | Electric Utility | Utility | Municipal | 1 | X | NG | Non-Renewable | 0 | 3.5 | 0 | 1 | DFO
Operable | 2277 | City of Broken Bow - (NE) |  | 2221 | Broken Bow | NE | Vertical | Custer | 3 | Petroleum Liquids | IC |  | S | X | X |  |  | 0.8 | 0.8 | 0.7 | 0.7 | 0.1 | N |  |  | OP | X | 12 | 1945 | Pre-2000 |  |  | N | Electric Utility | Utility | Municipal | 1 | X | DFO | Non-Renewable | 0 | 0.8 | 0 | 1
Operable | 2277 | City of Broken Bow - (NE) |  | 2221 | Broken Bow | NE | Vertical | Custer | 4 | Natural Gas Internal Combustion Engine | IC |  | S | X | X |  |  | 0.8 | 0.8 | 0.7 | 0.7 | 0.3 | N |  |  | OP | X | 12 | 1951 | Pre-2000 |  |  | N | Electric Utility | Utility | Municipal | 1 | X | NG | Non-Renewable | 0 | 0.8 | 0 | 1 | DFO
Operable | 2277 | City of Broken Bow - (NE) |  | 2221 | Broken Bow | NE | Vertical | Custer | 5 | Natural Gas Internal Combustion Engine | IC |  | S | X | X |  |  | 1 | 0.8 | 1 | 1 | 0.4 | N |  |  | OP | X | 12 | 1951 | Pre-2000 |  |  | N | Electric Utility | Utility | Municipal | 1 | X | NG | Non-Renewable | 0 | 1 | 0 | 1 | DFO
Operable | 2277 | City of Broken Bow - (NE) |  | 2221 | Broken Bow | NE | Vertical | Custer | 6 | Natural Gas Internal Combustion Engine | IC |  | S | X | X |  |  | 2.1 | 0.8 | 2 | 2 | 0.5 | N |  |  | OP | X | 12 | 1961 | Pre-2000 |  |  | N | Electric Utility | Utility | Municipal | 1 | X | NG | Non-Renewable | 0 | 2.1 | 0 | 1 | DFO
Operable | 2287 | City of Brooklyn - (IA) |  | 1128 | Brooklyn | IA | Vertical | Poweshiek | 8 | Petroleum Liquids | IC |  | S | X | X |  |  | 2.3 | 1 | 2 | 2 | 0.2 | N |  |  | OP | X | 9 | 2012 | 2012 |  |  | N | Electric Utility | Utility | Municipal | 1 | X | DFO | Non-Renewable | 0 | 2.3 | 0 | 1
Operable | 2287 | City of Brooklyn - (IA) |  | 7922 | Brooklyn City North Plant | IA | Vertical | Poweshiek | 7 | Petroleum Liquids | IC |  | S | X | X |  |  | 2.3 | 1 | 2 | 2 | 0.2 | N |  |  | OP | X | 9 | 2012 | 2012 |  |  | N | Electric Utility | Utility | Municipal | 1 | X | DFO | Non-Renewable | 0 | 2.3 | 0 | 1
Operable | 2439 | City of Bryan - (OH) |  | 2903 | Bryan (OH) | OH | Restructured | Williams | 1 | Natural Gas Fired Combustion Turbine | GT |  | S | X | X | PJM AEP Dayton | PJM AEP Dayton | 15.8 | 0.85 | 12.5 | 19.5 | 3 | N |  |  | OP | X | 7 | 1970 | Pre-2000 |  |  | N | Electric Utility | Utility | Municipal | 1 | X | NG | Non-Renewable | 0 | 15.8 | 0 | 1 | DFO
Operable | 2439 | City of Bryan - (OH) |  | 2903 | Bryan (OH) | OH | Restructured | Williams | 2 | Natural Gas Fired Combustion Turbine | GT |  | S | X | X | PJM AEP Dayton | PJM AEP Dayton | 16 | 0.85 | 12.5 | 19.5 | 3 | N |  |  | OP | X | 7 | 1988 | Pre-2000 |  |  | N | Electric Utility | Utility | Municipal | 1 | X | NG | Non-Renewable | 0 | 16 | 0 | 1 | DFO
Operable | 2439 | City of Bryan - (OH) |  | 2903 | Bryan (OH) | OH | Restructured | Williams | 5 | Petroleum Liquids | IC |  | S | X | X | PJM AEP Dayton | PJM AEP Dayton | 2.5 | 0.8 | 2.5 | 2.5 | 0.5 | N |  |  | OP | X | 5 | 1948 | Pre-2000 |  |  | N | Electric Utility | Utility | Municipal | 1 | X | DFO | Non-Renewable | 0 | 2.5 | 0 | 1
Operable | 2439 | City of Bryan - (OH) |  | 2903 | Bryan (OH) | OH | Restructured | Williams | 6 | Natural Gas Fired Combustion Turbine | GT |  | S | X | X | PJM AEP Dayton | PJM AEP Dayton | 5 | 0.8 | 4 | 6 | 1 | N |  |  | OP | X | 7 | 1963 | Pre-2000 |  |  | N | Electric Utility | Utility | Municipal | 1 | X | NG | Non-Renewable | 0 | 5 | 0 | 1 | DFO
Operable | 2439 | City of Bryan - (OH) |  | 7657 | Auglaize Hydro | OH | Restructured | Defiance | 1 | Conventional Hydroelectric | HY |  | S | X | X | PJM AEP Dayton | PJM AEP Dayton | 0.7 | 0.8 | 0.8 | 0.8 | 0.3 | N |  |  | OP | X | 12 | 1986 | Pre-2000 |  |  | N | Electric Utility | Utility | Municipal | 1 | X | WAT | Renewable | 0.7 | 0 | 1 | 0
Operable | 2439 | City of Bryan - (OH) |  | 7657 | Auglaize Hydro | OH | Restructured | Defiance | 2A | Conventional Hydroelectric | HY |  | S | X | X | PJM AEP Dayton | PJM AEP Dayton | 0.9 | 0.8 | 1 | 1 | 0.6 | N |  |  | OP | X | 7 | 2004 | 2004 |  |  | N | Electric Utility | Utility | Municipal | 1 | X | WAT | Renewable | 0.9 | 0 | 1 | 0
Operable | 2439 | City of Bryan - (OH) |  | 7657 | Auglaize Hydro | OH | Restructured | Defiance | 3A | Conventional Hydroelectric | HY |  | S | X | X | PJM AEP Dayton | PJM AEP Dayton | 0.9 | 0.8 | 1 | 1 | 0.6 | N |  |  | OP | X | 6 | 2004 | 2004 |  |  | N | Electric Utility | Utility | Municipal | 1 | X | WAT | Renewable | 0.9 | 0 | 1 | 0
Operable | 2439 | City of Bryan - (OH) |  | 7657 | Auglaize Hydro | OH | Restructured | Defiance | 4 | Conventional Hydroelectric | HY |  | S | X | X | PJM AEP Dayton | PJM AEP Dayton | 0.5 | 0.8 | 0.8 | 0.8 | 0.3 | N |  |  | OP | X | 1 | 1987 | Pre-2000 |  |  | N | Electric Utility | Utility | Municipal | 1 | X | WAT | Renewable | 0.5 | 0 | 1 | 0
Operable | 2439 | City of Bryan - (OH) |  | 7657 | Auglaize Hydro | OH | Restructured | Defiance | 5 | Conventional Hydroelectric | HY |  | S | X | X | PJM AEP Dayton | PJM AEP Dayton | 0.5 | 0.8 | 0.8 | 0.8 | 0.3 | N |  |  | OP | X | 6 | 1988 | Pre-2000 |  |  | N | Electric Utility | Utility | Municipal | 1 | X | WAT | Renewable | 0.5 | 0 | 1 | 0
Operable | 2439 | City of Bryan - (OH) |  | 7657 | Auglaize Hydro | OH | Restructured | Defiance | 6 | Conventional Hydroelectric | HY |  | S | X | X | PJM AEP Dayton | PJM AEP Dayton | 0.1 | 0.8 | 0.1 | 0.1 | 0.1 | N |  |  | OP | X | 6 | 2004 | 2004 |  |  | N | Electric Utility | Utility | Municipal | 1 | X | WAT | Renewable | 0.1 | 0 | 1 | 0
Operable | 2439 | City of Bryan - (OH) |  | 58381 | Bryan Solar Field | OH | Restructured | Williams | 1 | Solar Photovoltaic | PV |  | S | X | X | PJM AEP Dayton | PJM AEP Dayton | 2.1 |  | 1.8 | 1.4 |  | N |  |  | OP | X | 2 | 2012 | 2012 |  |  | N | Electric Utility | Utility | Municipal | 1 | X | SUN | Renewable | 2.1 | 0 | 1 | 0
Operable | 2442 | City of Bryan - (TX) |  | 3561 | Bryan (TX) | TX | Restructured | Brazos | 7 | Natural Gas Fired Combustion Turbine | GT |  | S | X | X | ATK ATKG |  | 22 | 0.9 | 21 | 21 | 5 | N |  |  | OP | X | 5 | 1975 | Pre-2000 |  |  | N | Electric Utility | Utility | Municipal | 1 | X | NG | Non-Renewable | 0 | 22 | 0 | 1
Operable | 2442 | City of Bryan - (TX) |  | 6243 | Dansby | TX | Restructured | Brazos | 1 | Natural Gas Steam Turbine | ST |  | S | X | X | DANSBY | DANSBY | 105 | 0.9 | 110 | 110 | 12 | N |  |  | OP | X | 9 | 1978 | Pre-2000 |  |  | N | Electric Utility | Utility | Municipal | 1 | X | NG | Non-Renewable | 0 | 105 | 0 | 1
Operable | 2442 | City of Bryan - (TX) |  | 6243 | Dansby | TX | Restructured | Brazos | 2 | Natural Gas Fired Combustion Turbine | GT |  | S | X | X | DANSBY | DANSBY | 49.1 | 0.85 | 47.1 | 48.1 | 12 | N |  |  | OP | X | 2 | 2004 | 2004 |  |  | N | Electric Utility | Utility | Municipal | 1 | X | NG | Non-Renewable | 0 | 49.1 | 0 | 1
Operable | 2442 | City of Bryan - (TX) |  | 6243 | Dansby | TX | Restructured | Brazos | 3 | Natural Gas Fired Combustion Turbine | GT |  | S | X | X | DANSBY | DANSBY | 49.1 | 0.85 | 47.1 | 48.1 | 12 | N |  |  | OP | X | 3 | 2010 | 2010 |  |  | N | Electric Utility | Utility | Municipal | 1 | X | NG | Non-Renewable | 0 | 49.1 | 0 | 1
Operable | 2507 | City of Burbank Water and Power |  | 6013 | Olive | CA | Vertical | Los Angeles | O1 | Natural Gas Steam Turbine | ST |  | S | X | X |  |  | 50 | 0.8 | 44 | 44 | 5 | N |  |  | SB | Y | 10 | 1959 | Pre-2000 |  |  | N | Electric Utility | Utility | Municipal | 1 | X | NG | Non-Renewable | 0 | 50 | 0 | 1
Operable | 2507 | City of Burbank Water and Power |  | 6013 | Olive | CA | Vertical | Los Angeles | O2 | Natural Gas Steam Turbine | ST |  | S | X | X |  |  | 59.7 | 0.85 | 55 | 55 | 6 | N |  |  | SB | Y | 9 | 1964 | Pre-2000 |  |  | N | Electric Utility | Utility | Municipal | 1 | X | NG | Non-Renewable | 0 | 59.7 | 0 | 1
Operable | 2507 | City of Burbank Water and Power |  | 7987 | Lake One | CA | Vertical | Los Angeles | L1 | Natural Gas Fired Combustion Turbine | GT |  | S | X | X |  |  | 60.5 | 0.85 | 48 | 48 | 10 | N |  |  | OP | X | 6 | 2002 | 2002 |  |  | N | Electric Utility | Utility | Municipal | 1 | X | NG | Non-Renewable | 0 | 60.5 | 0 | 1
Operable | 2507 | City of Burbank Water and Power |  | 56046 | Magnolia Power Project | CA | Vertical | Los Angeles | 1 | Natural Gas Fired Combined Cycle | CT | CC1 | W | X | N |  |  | 198.9 | 0.85 | 161 | 165 | 39 | N |  |  | OP | X | 9 | 2005 | 2005 |  |  | N | Electric Utility | Utility | Municipal | 1 | X | NG | Non-Renewable | 0 | 198.9 | 0 | 1
Operable | 2507 | City of Burbank Water and Power |  | 56046 | Magnolia Power Project | CA | Vertical | Los Angeles | 2 | Natural Gas Fired Combined Cycle | CA | CC1 | W | Y | X |  |  | 188.7 | 0.85 | 140 | 140 | 48 | N |  |  | OP | X | 9 | 2005 | 2005 |  |  | N | Electric Utility | Utility | Municipal | 1 | X | NG | Non-Renewable | 0 | 188.7 | 0 | 1
Operable | 2507 | City of Burbank Water and Power |  | 57496 | Tieton Dam Hydro Electric Project | WA | Vertical | Yakima | UNIT1 | Conventional Hydroelectric | HY |  | W | X | X |  |  | 6.9 | 0.9 | 6.9 | 6.9 | 2 | N |  |  | OP | X | 9 | 2006 | 2006 |  |  | N | Electric Utility | Utility | Municipal | 1 | X | WAT | Renewable | 6.9 | 0 | 1 | 0
Operable | 2507 | City of Burbank Water and Power |  | 57496 | Tieton Dam Hydro Electric Project | WA | Vertical | Yakima | UNIT2 | Conventional Hydroelectric | HY |  | W | X | X |  |  | 6.9 | 0.9 | 6.9 | 6.9 | 2 | N |  |  | OP | X | 9 | 2006 | 2006 |  |  | N | Electric Utility | Utility | Municipal | 1 | X | WAT | Renewable | 6.9 | 0 | 1 | 0
Operable | 2547 | City of Burlingame - (KS) |  | 1265 | Burlingame | KS | Vertical | Osage | 1 | Natural Gas Internal Combustion Engine | IC |  | S | X | X |  |  | 1.1 | 0.99 | 1 | 1.1 | 0.8 | N |  |  | OP | X | 8 | 1973 | Pre-2000 |  |  | N | Electric Utility | Utility | Municipal | 1 | X | NG | Non-Renewable | 0 | 1.1 | 0 | 1 | DFO
Operable | 2547 | City of Burlingame - (KS) |  | 1265 | Burlingame | KS | Vertical | Osage | 3 | Natural Gas Internal Combustion Engine | IC |  | S | X | X |  |  | 0.9 | 0.99 | 0.8 | 0.8 | 0.6 | N |  |  | OP | X | 8 | 1963 | Pre-2000 |  |  | N | Electric Utility | Utility | Municipal | 1 | X | NG | Non-Renewable | 0 | 0.9 | 0 | 1 | DFO
Operable | 2547 | City of Burlingame - (KS) |  | 1265 | Burlingame | KS | Vertical | Osage | 4 | Natural Gas Internal Combustion Engine | IC |  | S | X | X |  |  | 1.1 | 0.99 | 1 | 1.1 | 0.8 | N |  |  | OP | X | 8 | 1969 | Pre-2000 |  |  | N | Electric Utility | Utility | Municipal | 1 | X | NG | Non-Renewable | 0 | 1.1 | 0 | 1 | DFO
Operable | 2547 | City of Burlingame - (KS) |  | 1265 | Burlingame | KS | Vertical | Osage | 5 | Natural Gas Internal Combustion Engine | IC |  | S | X | X |  |  | 0.9 | 0.99 | 0.8 | 0.8 | 0.6 | N |  |  | OP | X | 1 | 1980 | Pre-2000 |  |  | N | Electric Utility | Utility | Municipal | 1 | X | NG | Non-Renewable | 0 | 0.9 | 0 | 1 | DFO
Operable | 2551 | City of Burlington - (KS) |  | 1266 | Burlington (KS) | KS | Vertical | Coffey | 1A | Petroleum Liquids | IC |  | S | X | X |  |  | 2 | 1 | 2 | 2 | 0.7 | N |  |  | SB | Y | 7 | 2003 | 2003 |  |  | N | Electric Utility | Utility | Municipal | 1 | X | DFO | Non-Renewable | 0 | 2 | 0 | 1
Operable | 2551 | City of Burlington - (KS) |  | 1266 | Burlington (KS) | KS | Vertical | Coffey | 2 | Petroleum Liquids | IC |  | S | X | X |  |  | 1.3 | 1 | 1.3 | 1.3 | 0.5 | N |  |  | SB | Y | 9 | 1962 | Pre-2000 |  |  | N | Electric Utility | Utility | Municipal | 1 | X | DFO | Non-Renewable | 0 | 1.3 | 0 | 1 | NG
Operable | 2551 | City of Burlington - (KS) |  | 1266 | Burlington (KS) | KS | Vertical | Coffey | 4A | Petroleum Liquids | IC |  | S | X | X |  |  | 2.3 | 1 | 2.3 | 2.3 | 0.8 | N |  |  | SB | Y | 6 | 2005 | 2005 |  |  | N | Electric Utility | Utility | Municipal | 1 | X | DFO | Non-Renewable | 0 | 2.3 | 0 | 1 | NG
Operable | 2551 | City of Burlington - (KS) |  | 1266 | Burlington (KS) | KS | Vertical | Coffey | IC6 | Natural Gas Internal Combustion Engine | IC |  | S | X | X |  |  | 4.8 | 1 | 4.8 | 4.8 | 1 | N |  |  | SB | Y | 7 | 1983 | Pre-2000 |  |  | N | Electric Utility | Utility | Municipal | 1 | X | NG | Non-Renewable | 0 | 4.8 | 0 | 1 | DFO
Operable | 2548 | City of Burlington Electric - (VT) |  | 589 | J C McNeil | VT | Vertical | Chittenden | 1 | Wood/Wood Waste Biomass | ST |  | J | X | X | 474 | 474 | 59.5 | 0.9 | 52 | 54 | 15 | N |  |  | OP | X | 6 | 1984 | Pre-2000 |  |  | N | Electric Utility | Utility | Municipal | 1 | X | WDS | Renewable | 59.5 | 0 | 1 | 0 | NG | DFO
Operable | 2548 | City of Burlington Electric - (VT) |  | 3754 | Burlington GT | VT | Vertical | Chittenden | GT1 | Petroleum Liquids | GT |  | S | X | X | 363 | 363 | 25.5 | 0.85 | 19.7 | 23.4 | 5 | N |  |  | OP | X | 9 | 1971 | Pre-2000 |  |  | N | Electric Utility | Utility | Municipal | 1 | X | DFO | Non-Renewable | 0 | 25.5 | 0 | 1
Operable | 2548 | City of Burlington Electric - (VT) |  | 54355 | Chace Mill Winooski One | VT | Vertical | Chittenden | GEN1 | Conventional Hydroelectric | HY |  | S | X | X | 622 | 622 | 2.5 | 0.99 | 2.5 | 2.5 | 0.3 | N |  |  | OP | X | 4 | 1993 | Pre-2000 |  |  | N | Electric Utility | Utility | Municipal | 1 | X | WAT | Renewable | 2.5 | 0 | 1 | 0
Operable | 2548 | City of Burlington Electric - (VT) |  | 54355 | Chace Mill Winooski One | VT | Vertical | Chittenden | GEN2 | Conventional Hydroelectric | HY |  | S | X | X |  |  | 2.5 | 0.99 | 2.5 | 2.5 | 0.3 | N |  |  | OP | X | 4 | 1993 | Pre-2000 |  |  | N | Electric Utility | Utility | Municipal | 1 | X | WAT | Renewable | 2.5 | 0 | 1 | 0
Operable | 2548 | City of Burlington Electric - (VT) |  | 54355 | Chace Mill Winooski One | VT | Vertical | Chittenden | GEN3 | Conventional Hydroelectric | HY |  | S | X | X |  |  | 2.5 | 0.99 | 2.5 | 2.5 | 0.3 | N |  |  | OP | X | 4 | 1993 | Pre-2000 |  |  | N | Electric Utility | Utility | Municipal | 1 | X | WAT | Renewable | 2.5 | 0 | 1 | 0
Operable | 2609 | City of Burwell - (NE) |  | 2222 | Burwell | NE | Vertical | Garfield | 1 | Petroleum Liquids | IC |  | S | X | X |  |  | 1.3 | 0.9 | 1.3 | 1.3 | 0.1 | N |  |  | OP | X | 10 | 1972 | Pre-2000 |  |  | N | Electric Utility | Utility | Municipal | 1 | X | DFO | Non-Renewable | 0 | 1.3 | 0 | 1
Operable | 2609 | City of Burwell - (NE) |  | 2222 | Burwell | NE | Vertical | Garfield | 2 | Petroleum Liquids | IC |  | S | X | X |  |  | 1.1 | 0.9 | 1.1 | 1.1 | 0.1 | N |  |  | OP | X | 1 | 1968 | Pre-2000 |  |  | N | Electric Utility | Utility | Municipal | 1 | X | DFO | Non-Renewable | 0 | 1.1 | 0 | 1
Operable | 2609 | City of Burwell - (NE) |  | 2222 | Burwell | NE | Vertical | Garfield | 3 | Petroleum Liquids | IC |  | S | X | X |  |  | 0.9 | 0.9 | 0.9 | 0.9 | 0.1 | N |  |  | OP | X | 7 | 1960 | Pre-2000 |  |  | N | Electric Utility | Utility | Municipal | 1 | X | DFO | Non-Renewable | 0 | 0.9 | 0 | 1
Operable | 2609 | City of Burwell - (NE) |  | 2222 | Burwell | NE | Vertical | Garfield | 4 | Petroleum Liquids | IC |  | S | X | X |  |  | 0.6 | 0.9 | 0.6 | 0.6 | 0.1 | N |  |  | SB | Y | 3 | 1955 | Pre-2000 |  |  | N | Electric Utility | Utility | Municipal | 1 | X | DFO | Non-Renewable | 0 | 0.6 | 0 | 1
Operable | 2634 | City of Bushnell - (IL) |  | 935 | Bushnell | IL | Restructured | McDonough | 1 | Petroleum Liquids | IC |  | S | X | X | AMIL.IP.IMEA | AMIL.IP.IMEA | 0.2 | 0.8 | 0.2 | 0.2 | 0.1 | N |  |  | SB | Y | 6 | 1940 | Pre-2000 |  |  | N | Electric Utility | Utility | Municipal | 1 | X | DFO | Non-Renewable | 0 | 0.2 | 0 | 1
Operable | 2634 | City of Bushnell - (IL) |  | 935 | Bushnell | IL | Restructured | McDonough | 2 | Petroleum Liquids | IC |  | S | X | X | AMIL.IP.IMEA | AMIL.IP.IMEA | 0.2 | 0.8 | 0.2 | 0.2 | 0.1 | N |  |  | SB | Y | 6 | 1940 | Pre-2000 |  |  | N | Electric Utility | Utility | Municipal | 1 | X | DFO | Non-Renewable | 0 | 0.2 | 0 | 1
Operable | 2634 | City of Bushnell - (IL) |  | 935 | Bushnell | IL | Restructured | McDonough | 3 | Petroleum Liquids | IC |  | S | X | X | AMIL.IP.IMEA | AMIL.IP.IMEA | 2.2 | 0.8 | 2.2 | 2.2 | 0.5 | N |  |  | SB | Y | 6 | 1965 | Pre-2000 |  |  | N | Electric Utility | Utility | Municipal | 1 | X | DFO | Non-Renewable | 0 | 2.2 | 0 | 1
Operable | 2634 | City of Bushnell - (IL) |  | 935 | Bushnell | IL | Restructured | McDonough | 4 | Petroleum Liquids | IC |  | S | X | X | AMIL.IP.IMEA | AMIL.IP.IMEA | 2.2 | 0.8 | 2.2 | 2.2 | 0.5 | N |  |  | SB | Y | 6 | 1965 | Pre-2000 |  |  | N | Electric Utility | Utility | Municipal | 1 | X | DFO | Non-Renewable | 0 | 2.2 | 0 | 1
Operable | 2634 | City of Bushnell - (IL) |  | 935 | Bushnell | IL | Restructured | McDonough | 5 | Petroleum Liquids | IC |  | S | X | X | AMIL.IP.IMEA | AMIL.IP.IMEA | 1 | 0.8 | 1 | 1 | 0.5 | N |  |  | SB | Y | 6 | 1956 | Pre-2000 |  |  | N | Electric Utility | Utility | Municipal | 1 | X | DFO | Non-Renewable | 0 | 1 | 0 | 1
Operable | 2634 | City of Bushnell - (IL) |  | 935 | Bushnell | IL | Restructured | McDonough | 6 | Petroleum Liquids | IC |  | S | X | X | AMIL.IP.IMEA | AMIL.IP.IMEA | 2.5 | 0.8 | 2.5 | 2.5 | 1.5 | N |  |  | SB | Y | 9 | 2000 | 2000 |  |  | N | Electric Utility | Utility | Municipal | 1 | X | DFO | Non-Renewable | 0 | 2.5 | 0 | 1
Operable | 2634 | City of Bushnell - (IL) |  | 935 | Bushnell | IL | Restructured | McDonough | 7 | Petroleum Liquids | IC |  | S | X | X | AMIL.IP.IMEA | AMIL.IP.IMEA | 2.5 | 0.8 | 2.5 | 2.5 | 1.5 | N |  |  | SB | Y | 9 | 2000 | 2000 |  |  | N | Electric Utility | Utility | Municipal | 1 | X | DFO | Non-Renewable | 0 | 2.5 | 0 | 1
Operable | 2647 | City of Butler - (MO) |  | 2115 | Butler Municipal Power Plant | MO | Vertical | Bates | 5 | Petroleum Liquids | IC |  | S | X | X |  |  | 1.4 | 0.8 | 1 | 1 | 0.6 | N |  |  | SB | Y | 4 | 1959 | Pre-2000 |  |  | N | Electric Utility | Utility | Municipal | 1 | X | DFO | Non-Renewable | 0 | 1.4 | 0 | 1 | NG
Operable | 2647 | City of Butler - (MO) |  | 2115 | Butler Municipal Power Plant | MO | Vertical | Bates | IC6 | Petroleum Liquids | IC |  | S | X | X |  |  | 1.5 | 0.8 | 1.1 | 1.1 | 0.7 | N |  |  | SB | Y | 9 | 1965 | Pre-2000 |  |  | N | Electric Utility | Utility | Municipal | 1 | X | DFO | Non-Renewable | 0 | 1.5 | 0 | 1
Operable | 2647 | City of Butler - (MO) |  | 2115 | Butler Municipal Power Plant | MO | Vertical | Bates | NG1 | Petroleum Liquids | IC |  | S | X | X |  |  | 2 | 1 | 1.8 | 1.8 | 0.3 | N |  |  | SB | Y | 1 | 2000 | 2000 |  |  | N | Electric Utility | Utility | Municipal | 1 | X | DFO | Non-Renewable | 0 | 2 | 0 | 1
Operable | 2647 | City of Butler - (MO) |  | 2115 | Butler Municipal Power Plant | MO | Vertical | Bates | NG2 | Petroleum Liquids | IC |  | S | X | X |  |  | 2 | 1 | 1.8 | 1.8 | 0.3 | N |  |  | SB | Y | 1 | 2000 | 2000 |  |  | N | Electric Utility | Utility | Municipal | 1 | X | DFO | Non-Renewable | 0 | 2 | 0 | 1
Operable | 2647 | City of Butler - (MO) |  | 2115 | Butler Municipal Power Plant | MO | Vertical | Bates | SG1 | Petroleum Liquids | IC |  | S | X | X |  |  | 2 | 1 | 1.8 | 1.8 | 0.3 | N |  |  | SB | Y | 1 | 2000 | 2000 |  |  | N | Electric Utility | Utility | Municipal | 1 | X | DFO | Non-Renewable | 0 | 2 | 0 | 1
Operable | 2647 | City of Butler - (MO) |  | 2115 | Butler Municipal Power Plant | MO | Vertical | Bates | SG2 | Petroleum Liquids | IC |  | S | X | X |  |  | 2 | 1 | 1.8 | 1.8 | 0.3 | N |  |  | SB | Y | 1 | 2000 | 2000 |  |  | N | Electric Utility | Utility | Municipal | 1 | X | DFO | Non-Renewable | 0 | 2 | 0 | 1
Operable | 2888 | City of Cambridge - (NE) |  | 2223 | Cambridge | NE | Vertical | Furnas | CAT1 | Petroleum Liquids | IC |  | S | X | X |  |  | 2 | 1 | 2 | 2 | 0.1 | N |  |  | SB | Y | 6 | 2005 | 2005 |  |  | N | Electric Utility | Utility | Municipal | 1 | X | DFO | Non-Renewable | 0 | 2 | 0 | 1
Operable | 2888 | City of Cambridge - (NE) |  | 2223 | Cambridge | NE | Vertical | Furnas | CAT2 | Petroleum Liquids | IC |  | S | X | X |  |  | 2 | 1 | 2 | 2 | 0.1 | N |  |  | OP | X | 6 | 2005 | 2005 |  |  | N | Electric Utility | Utility | Municipal | 1 | X | DFO | Non-Renewable | 0 | 2 | 0 | 1
Operable | 3037 | City of Carlyle - (IL) |  | 936 | Carlyle | IL | Restructured | Clinton | 10 | Petroleum Liquids | IC |  | S | X | X |  |  | 2.5 | 1 | 2.5 | 2.5 | 1.2 | N |  |  | OP | X | 10 | 2003 | 2003 |  |  | N | Electric Utility | Utility | Municipal | 1 | X | DFO | Non-Renewable | 0 | 2.5 | 0 | 1
Operable | 3037 | City of Carlyle - (IL) |  | 936 | Carlyle | IL | Restructured | Clinton | 11 | Petroleum Liquids | IC |  | S | X | X |  |  | 2.8 | 1 | 2.8 | 2.8 | 1.2 | N |  |  | OP | X | 2 | 2019 | 2019 |  |  | N | Electric Utility | Utility | Municipal | 1 | X | DFO | Non-Renewable | 0 | 2.8 | 0 | 1
Operable | 3037 | City of Carlyle - (IL) |  | 936 | Carlyle | IL | Restructured | Clinton | 7 | Petroleum Liquids | IC |  | S | X | X |  |  | 2 | 1 | 2 | 2 | 1 | N |  |  | SB | Y | 8 | 1964 | Pre-2000 |  |  | N | Electric Utility | Utility | Municipal | 1 | X | DFO | Non-Renewable | 0 | 2 | 0 | 1 | NG
Operable | 3037 | City of Carlyle - (IL) |  | 936 | Carlyle | IL | Restructured | Clinton | 8 | Petroleum Liquids | IC |  | S | X | X |  |  | 2.5 | 1 | 2.5 | 2.5 | 1.2 | N |  |  | OP | X | 10 | 1998 | Pre-2000 |  |  | N | Electric Utility | Utility | Municipal | 1 | X | DFO | Non-Renewable | 0 | 2.5 | 0 | 1
Operable | 3037 | City of Carlyle - (IL) |  | 936 | Carlyle | IL | Restructured | Clinton | 9 | Petroleum Liquids | IC |  | S | X | X |  |  | 2.5 | 1 | 2.5 | 2.5 | 1.2 | N |  |  | OP | X | 9 | 1999 | Pre-2000 |  |  | N | Electric Utility | Utility | Municipal | 1 | X | DFO | Non-Renewable | 0 | 2.5 | 0 | 1
Operable | 3040 | City of Carmi - (IL) |  | 937 | Carmi | IL | Restructured | White | 10 | Petroleum Liquids | IC |  | S | X | X |  |  | 1.7 | 0.8 | 1.7 | 1.7 | 0.8 | N |  |  | OP | X | 12 | 1958 | Pre-2000 |  |  | N | Electric Utility | Utility | Municipal | 1 | X | DFO | Non-Renewable | 0 | 1.7 | 0 | 1 | NG
Operable | 3040 | City of Carmi - (IL) |  | 937 | Carmi | IL | Restructured | White | 12 | Petroleum Liquids | IC |  | S | X | X |  |  | 2 | 0.8 | 1.9 | 1.9 | 0.9 | N |  |  | OP | X | 12 | 1967 | Pre-2000 |  |  | N | Electric Utility | Utility | Municipal | 1 | X | DFO | Non-Renewable | 0 | 2 | 0 | 1 | NG
Operable | 3040 | City of Carmi - (IL) |  | 937 | Carmi | IL | Restructured | White | 13 | Petroleum Liquids | IC |  | S | X | X |  |  | 4.4 | 0.8 | 4.3 | 4.3 | 2 | N |  |  | OP | X | 12 | 1973 | Pre-2000 |  |  | N | Electric Utility | Utility | Municipal | 1 | X | DFO | Non-Renewable | 0 | 4.4 | 0 | 1 | NG
Operable | 3040 | City of Carmi - (IL) |  | 937 | Carmi | IL | Restructured | White | 14 | Petroleum Liquids | IC |  | S | X | X |  |  | 1.1 | 0.8 | 1.1 | 1.1 | 0.4 | N |  |  | OP | X | 7 | 2013 | 2013 |  |  | N | Electric Utility | Utility | Municipal | 1 | X | DFO | Non-Renewable | 0 | 1.1 | 0 | 1
Operable | 3040 | City of Carmi - (IL) |  | 937 | Carmi | IL | Restructured | White | 7 | Petroleum Liquids | IC |  | S | X | X |  |  | 1.1 | 0.8 | 1.1 | 1.1 | 0.5 | N |  |  | OP | X | 12 | 1948 | Pre-2000 |  |  | N | Electric Utility | Utility | Municipal | 1 | X | DFO | Non-Renewable | 0 | 1.1 | 0 | 1
Operable | 3040 | City of Carmi - (IL) |  | 937 | Carmi | IL | Restructured | White | 8 | Petroleum Liquids | IC |  | S | X | X |  |  | 1.4 | 0.8 | 1.2 | 1.2 | 0.5 | N |  |  | OP | X | 12 | 1951 | Pre-2000 |  |  | N | Electric Utility | Utility | Municipal | 1 | X | DFO | Non-Renewable | 0 | 1.4 | 0 | 1 | NG
Operable | 3040 | City of Carmi - (IL) |  | 937 | Carmi | IL | Restructured | White | 9 | Petroleum Liquids | IC |  | S | X | X |  |  | 1.7 | 0.8 | 1.7 | 1.7 | 0.5 | N |  |  | OP | X | 12 | 1958 | Pre-2000 |  |  | N | Electric Utility | Utility | Municipal | 1 | X | DFO | Non-Renewable | 0 | 1.7 | 0 | 1 | NG
Operable | 3113 | City of Carthage - (MO) |  | 2121 | Carthage | MO | Vertical | Jasper | 10 | Natural Gas Internal Combustion Engine | IC |  | S | X | X |  |  | 7 | 0.8 | 6 | 6 | 4 | N |  |  | OP | X | 7 | 1965 | Pre-2000 |  |  | N | Electric Utility | Utility | Municipal | 1 | X | NG | Non-Renewable | 0 | 7 | 0 | 1 | DFO
Operable | 3113 | City of Carthage - (MO) |  | 2121 | Carthage | MO | Vertical | Jasper | 11 | Natural Gas Internal Combustion Engine | IC |  | S | X | X |  |  | 4.5 | 0.8 | 4 | 4 | 3 | N |  |  | OP | X | 7 | 1970 | Pre-2000 |  |  | N | Electric Utility | Utility | Municipal | 1 | X | NG | Non-Renewable | 0 | 4.5 | 0 | 1 | DFO
Operable | 3113 | City of Carthage - (MO) |  | 2121 | Carthage | MO | Vertical | Jasper | 12 | Natural Gas Internal Combustion Engine | IC |  | S | X | X |  |  | 4.5 | 0.8 | 4 | 4 | 3 | N |  |  | OP | X | 7 | 1971 | Pre-2000 |  |  | N | Electric Utility | Utility | Municipal | 1 | X | NG | Non-Renewable | 0 | 4.5 | 0 | 1 | DFO
Operable | 3113 | City of Carthage - (MO) |  | 2121 | Carthage | MO | Vertical | Jasper | 13 | Natural Gas Internal Combustion Engine | IC |  | S | X | X |  |  | 6 | 0.8 | 5.5 | 5.5 | 3 | N |  |  | OP | X | 2 | 1976 | Pre-2000 |  |  | N | Electric Utility | Utility | Municipal | 1 | X | NG | Non-Renewable | 0 | 6 | 0 | 1 | DFO
Operable | 3113 | City of Carthage - (MO) |  | 2121 | Carthage | MO | Vertical | Jasper | 14 | Natural Gas Internal Combustion Engine | IC |  | S | X | X |  |  | 6 | 0.8 | 5.5 | 5.5 | 3 | N |  |  | OP | X | 4 | 1976 | Pre-2000 |  |  | N | Electric Utility | Utility | Municipal | 1 | X | NG | Non-Renewable | 0 | 6 | 0 | 1 | DFO
Operable | 3113 | City of Carthage - (MO) |  | 2121 | Carthage | MO | Vertical | Jasper | 6 | Natural Gas Internal Combustion Engine | IC |  | S | X | X |  |  | 2.5 | 0.8 | 2 | 2 | 1 | N |  |  | OP | X | 7 | 1946 | Pre-2000 |  |  | N | Electric Utility | Utility | Municipal | 1 | X | NG | Non-Renewable | 0 | 2.5 | 0 | 1 | DFO
Operable | 3113 | City of Carthage - (MO) |  | 2121 | Carthage | MO | Vertical | Jasper | 7 | Natural Gas Internal Combustion Engine | IC |  | S | X | X |  |  | 3 | 0.8 | 2.2 | 2.2 | 1.5 | N |  |  | OP | X | 7 | 1949 | Pre-2000 |  |  | N | Electric Utility | Utility | Municipal | 1 | X | NG | Non-Renewable | 0 | 3 | 0 | 1 | DFO
Operable | 3113 | City of Carthage - (MO) |  | 2121 | Carthage | MO | Vertical | Jasper | 8 | Natural Gas Internal Combustion Engine | IC |  | S | X | X |  |  | 3.3 | 0.8 | 2.5 | 2.5 | 1.8 | N |  |  | OP | X | 7 | 1952 | Pre-2000 |  |  | N | Electric Utility | Utility | Municipal | 1 | X | NG | Non-Renewable | 0 | 3.3 | 0 | 1 | DFO
Operable | 3113 | City of Carthage - (MO) |  | 2121 | Carthage | MO | Vertical | Jasper | 9 | Natural Gas Internal Combustion Engine | IC |  | S | X | X |  |  | 5 | 0.8 | 4 | 4 | 3 | N |  |  | OP | X | 8 | 1957 | Pre-2000 |  |  | N | Electric Utility | Utility | Municipal | 1 | X | NG | Non-Renewable | 0 | 5 | 0 | 1 | DFO
Operable | 3153 | City of Casey - (IL) |  | 56053 | Casey City of | IL | Restructured | Clark | 1 | Petroleum Liquids | IC |  | S | X | X | AMIL.IP.IMEA | AMIL.IP.IMEA | 1.8 | 0.8 | 1.8 | 1.8 | 0.5 | N |  |  | SB | Y | 5 | 2002 | 2002 |  |  | N | Electric Utility | Utility | Municipal | 1 | X | DFO | Non-Renewable | 0 | 1.8 | 0 | 1
Operable | 3153 | City of Casey - (IL) |  | 56053 | Casey City of | IL | Restructured | Clark | 2 | Petroleum Liquids | IC |  | S | X | X | AMIL.IP.IMEA | AMIL.IP.IMEA | 1.8 | 0.8 | 1.8 | 1.8 | 0.5 | N |  |  | SB | Y | 5 | 2002 | 2002 |  |  | N | Electric Utility | Utility | Municipal | 1 | X | DFO | Non-Renewable | 0 | 1.8 | 0 | 1
Operable | 3153 | City of Casey - (IL) |  | 56053 | Casey City of | IL | Restructured | Clark | 3 | Petroleum Liquids | IC |  | S | X | X | AMIL.IP.IMEA | AMIL.IP.IMEA | 1.8 | 0.8 | 1.8 | 1.8 | 0.5 | N |  |  | SB | Y | 5 | 2002 | 2002 |  |  | N | Electric Utility | Utility | Municipal | 1 | X | DFO | Non-Renewable | 0 | 1.8 | 0 | 1
Operable | 3295 | City of Centralia - (WA) |  | 3878 | Yelm | WA | Vertical | Thurston | 1 | Conventional Hydroelectric | HY |  | S | X | X |  |  | 3 | 0.8 | 2.7 | 2.7 | 0.5 | N |  |  | OP | X | 12 | 1930 | Pre-2000 |  |  | N | Electric Utility | Utility | Municipal | 1 | X | WAT | Renewable | 3 | 0 | 1 | 0
Operable | 3295 | City of Centralia - (WA) |  | 3878 | Yelm | WA | Vertical | Thurston | 2 | Conventional Hydroelectric | HY |  | S | X | X |  |  | 3 | 0.8 | 2.7 | 2.7 | 0.5 | N |  |  | OP | X | 12 | 1930 | Pre-2000 |  |  | N | Electric Utility | Utility | Municipal | 1 | X | WAT | Renewable | 3 | 0 | 1 | 0
Operable | 3295 | City of Centralia - (WA) |  | 3878 | Yelm | WA | Vertical | Thurston | 3 | Conventional Hydroelectric | HY |  | S | X | X |  |  | 6 | 0.8 | 6 | 6 | 0.5 | N |  |  | OP | X | 12 | 1955 | Pre-2000 |  |  | N | Electric Utility | Utility | Municipal | 1 | X | WAT | Renewable | 6 | 0 | 1 | 0
Operable | 3355 | City of Chanute |  | 1268 | Chanute 2 | KS | Vertical | Neosho | 14 | Natural Gas Fired Combustion Turbine | GT |  | S | X | X |  |  | 60 | 0.85 | 42 | 52 | 30 | N |  |  | OP | X | 2 | 2002 | 2002 |  |  | N | Electric Utility | Utility | Municipal | 1 | X | NG | Non-Renewable | 0 | 60 | 0 | 1
Operable | 3355 | City of Chanute |  | 1268 | Chanute 2 | KS | Vertical | Neosho | 7 | Natural Gas Internal Combustion Engine | IC |  | S | X | X |  |  | 2 | 0.8 | 2 | 2 | 1 | N |  |  | OP | X | 8 | 1965 | Pre-2000 |  |  | N | Electric Utility | Utility | Municipal | 1 | X | NG | Non-Renewable | 0 | 2 | 0 | 1 | DFO
Operable | 3355 | City of Chanute |  | 1268 | Chanute 2 | KS | Vertical | Neosho | 8 | Natural Gas Internal Combustion Engine | IC |  | S | X | X |  |  | 2 | 0.8 | 2 | 2 | 1 | N |  |  | OP | X | 8 | 1965 | Pre-2000 |  |  | N | Electric Utility | Utility | Municipal | 1 | X | NG | Non-Renewable | 0 | 2 | 0 | 1 | DFO
Operable | 3355 | City of Chanute |  | 7018 | Chanute 3 | KS | Vertical | Neosho | 10 | Natural Gas Internal Combustion Engine | IC |  | S | X | X |  |  | 7.6 | 0.8 | 6.9 | 6.9 | 4 | N |  |  | OP | X | 8 | 1986 | Pre-2000 |  |  | N | Electric Utility | Utility | Municipal | 1 | X | NG | Non-Renewable | 0 | 7.6 | 0 | 1 | DFO
Operable | 3355 | City of Chanute |  | 7018 | Chanute 3 | KS | Vertical | Neosho | 11 | Natural Gas Internal Combustion Engine | IC |  | S | X | X |  |  | 7.6 | 0.8 | 6.9 | 6.9 | 4 | N |  |  | OP | X | 8 | 1986 | Pre-2000 |  |  | N | Electric Utility | Utility | Municipal | 1 | X | NG | Non-Renewable | 0 | 7.6 | 0 | 1 | DFO
Operable | 3355 | City of Chanute |  | 7018 | Chanute 3 | KS | Vertical | Neosho | 12 | Petroleum Liquids | IC |  | S | X | X |  |  | 6 | 0.8 | 5.5 | 5.5 | 2 | N |  |  | OP | X | 11 | 1991 | Pre-2000 |  |  | N | Electric Utility | Utility | Municipal | 1 | X | DFO | Non-Renewable | 0 | 6 | 0 | 1
Operable | 3355 | City of Chanute |  | 7018 | Chanute 3 | KS | Vertical | Neosho | 13 | Petroleum Liquids | IC |  | S | X | X |  |  | 6 | 0.8 | 5.9 | 5.9 | 2 | N |  |  | OP | X | 11 | 1991 | Pre-2000 |  |  | N | Electric Utility | Utility | Municipal | 1 | X | DFO | Non-Renewable | 0 | 6 | 0 | 1
Operable | 3355 | City of Chanute |  | 7018 | Chanute 3 | KS | Vertical | Neosho | 9 | Natural Gas Internal Combustion Engine | IC |  | S | X | X |  |  | 7.6 | 0.8 | 6.9 | 6.9 | 4 | N |  |  | OP | X | 10 | 1985 | Pre-2000 |  |  | N | Electric Utility | Utility | Municipal | 1 | X | NG | Non-Renewable | 0 | 7.6 | 0 | 1 | DFO
Operable | 3373 | City of Chappell - (NE) |  | 2230 | Chappell | NE | Vertical | Deuel | 5 | Petroleum Liquids | IC |  | S | X | X |  |  | 1.1 | 0.9 | 1 | 1 | 0.1 | N |  |  | OP | X | 8 | 1982 | Pre-2000 |  |  | N | Electric Utility | Utility | Municipal | 1 | X | DFO | Non-Renewable | 0 | 1.1 | 0 | 1
Operable | 3477 | City of Chicopee - (MA) |  | 7396 | Front Street | MA | Restructured | Hampden | 1 | Petroleum Liquids | IC |  | S | X | X |  |  | 2.7 | 0.8 | 2.8 | 2.8 | 1.3 | N |  |  | OP | X | 1 | 1978 | Pre-2000 |  |  | N | Electric Utility | Utility | Municipal | 1 | X | DFO | Non-Renewable | 0 | 2.7 | 0 | 1
Operable | 3477 | City of Chicopee - (MA) |  | 7396 | Front Street | MA | Restructured | Hampden | 2 | Petroleum Liquids | IC |  | S | X | X |  |  | 2.7 | 0.8 | 2.8 | 2.8 | 1.3 | N |  |  | OP | X | 1 | 1978 | Pre-2000 |  |  | N | Electric Utility | Utility | Municipal | 1 | X | DFO | Non-Renewable | 0 | 2.7 | 0 | 1
Operable | 3477 | City of Chicopee - (MA) |  | 7396 | Front Street | MA | Restructured | Hampden | 3 | Petroleum Liquids | IC |  | S | X | X |  |  | 2.7 | 0.8 | 2.8 | 2.8 | 1.3 | N |  |  | OP | X | 1 | 1978 | Pre-2000 |  |  | N | Electric Utility | Utility | Municipal | 1 | X | DFO | Non-Renewable | 0 | 2.7 | 0 | 1
Operable | 3477 | City of Chicopee - (MA) |  | 50832 | Chicopee Hydroelectric Station | MA | Restructured | Hampden | 1 | Conventional Hydroelectric | HY |  | S | X | X |  |  | 1.2 | 0.8 | 1.2 | 1.2 | 0 | N |  |  | OP | X | 5 | 1985 | Pre-2000 | 1 | 2024 | N | Electric Utility | Utility | Municipal | 1 | X | WAT | Renewable | 1.2 | 0 | 1 | 0
Operable | 3477 | City of Chicopee - (MA) |  | 50832 | Chicopee Hydroelectric Station | MA | Restructured | Hampden | 2 | Conventional Hydroelectric | HY |  | S | X | X |  |  | 1.2 | 0.8 | 1.2 | 1.2 | 0 | N |  |  | OP | X | 5 | 1985 | Pre-2000 | 1 | 2024 | N | Electric Utility | Utility | Municipal | 1 | X | WAT | Renewable | 1.2 | 0 | 1 | 0
Operable | 3710 | City of Clay Center - (KS) |  | 1270 | Clay Center | KS | Vertical | Clay | 5 | Natural Gas Steam Turbine | ST |  | S | X | X | SPP | SPP | 3 | 1 | 3 | 3 | 1 | N |  |  | OP | X | 1 | 1948 | Pre-2000 |  |  | N | Electric Utility | Utility | Municipal | 1 | X | NG | Non-Renewable | 0 | 3 | 0 | 1 | DFO
Operable | 3710 | City of Clay Center - (KS) |  | 1270 | Clay Center | KS | Vertical | Clay | 6 | Natural Gas Steam Turbine | ST |  | S | X | X | SPP | SPP | 5 | 1 | 5 | 5 | 1 | N |  |  | OP | X | 1 | 1961 | Pre-2000 |  |  | N | Electric Utility | Utility | Municipal | 1 | X | NG | Non-Renewable | 0 | 5 | 0 | 1 | DFO
Operable | 3710 | City of Clay Center - (KS) |  | 1270 | Clay Center | KS | Vertical | Clay | IC1 | Natural Gas Internal Combustion Engine | IC |  | S | X | X | SPP | SPP | 0.9 | 1 | 0.9 | 0.9 | 0.5 | N |  |  | OP | X | 1 | 1958 | Pre-2000 |  |  | N | Electric Utility | Utility | Municipal | 1 | X | NG | Non-Renewable | 0 | 0.9 | 0 | 1 | DFO
Operable | 3710 | City of Clay Center - (KS) |  | 1270 | Clay Center | KS | Vertical | Clay | IC2 | Natural Gas Internal Combustion Engine | IC |  | S | X | X | SPP | SPP | 2.1 | 1 | 2 | 2 | 0.5 | N |  |  | OP | X | 1 | 1966 | Pre-2000 |  |  | N | Electric Utility | Utility | Municipal | 1 | X | NG | Non-Renewable | 0 | 2.1 | 0 | 1 | DFO
Operable | 3710 | City of Clay Center - (KS) |  | 1270 | Clay Center | KS | Vertical | Clay | IC3 | Natural Gas Internal Combustion Engine | IC |  | S | X | X | SPP | SPP | 5.1 | 1 | 5 | 5 | 0.5 | N |  |  | OP | X | 1 | 1972 | Pre-2000 |  |  | N | Electric Utility | Utility | Municipal | 1 | X | NG | Non-Renewable | 0 | 5.1 | 0 | 1 | DFO
Operable | 3710 | City of Clay Center - (KS) |  | 1270 | Clay Center | KS | Vertical | Clay | IC4 | Natural Gas Internal Combustion Engine | IC |  | S | X | X | SPP | SPP | 3.5 | 1 | 3.5 | 3.5 | 0.5 | N |  |  | OP | X | 4 | 1996 | Pre-2000 |  |  | N | Electric Utility | Utility | Municipal | 1 | X | NG | Non-Renewable | 0 | 3.5 | 0 | 1 | DFO
Operable | 3710 | City of Clay Center - (KS) |  | 1270 | Clay Center | KS | Vertical | Clay | IC5 | Natural Gas Internal Combustion Engine | IC |  | S | X | X | SPP | SPP | 3.5 | 1 | 3.5 | 3.5 | 0.5 | N |  |  | OP | X | 6 | 1996 | Pre-2000 |  |  | N | Electric Utility | Utility | Municipal | 1 | X | NG | Non-Renewable | 0 | 3.5 | 0 | 1 | DFO
Operable | 3710 | City of Clay Center - (KS) |  | 1270 | Clay Center | KS | Vertical | Clay | IC6 | Natural Gas Internal Combustion Engine | IC |  | S | X | X | SPP | SPP | 6.8 | 1 | 6.8 | 6.8 | 0.5 | N |  |  | OP | X | 3 | 2005 | 2005 |  |  | N | Electric Utility | Utility | Municipal | 1 | X | NG | Non-Renewable | 0 | 6.8 | 0 | 1 | DFO
Operable | 3762 | City of Cleveland - (OH) |  | 2906 | Collinwood | OH | Restructured | Cuyahoga | 3 | Petroleum Liquids | GT |  | S | X | X |  |  | 16 | 0.85 | 16 | 18 | 5 |  |  |  | OS | X | 2 | 1971 | Pre-2000 |  |  | N | Electric Utility | Utility | Municipal | 1 | X | DFO | Non-Renewable | 0 | 16 | 0 | 1 | NG
Operable | 3762 | City of Cleveland - (OH) |  | 2909 | West 41st Street | OH | Restructured | Cuyahoga | 1 | Natural Gas Fired Combustion Turbine | GT |  | S | X | X |  |  | 16 | 0.85 | 16 | 18 | 5 | N |  |  | OP | X | 3 | 1970 | Pre-2000 |  |  | N | Electric Utility | Utility | Municipal | 1 | X | NG | Non-Renewable | 0 | 16 | 0 | 1 | DFO
Operable | 3762 | City of Cleveland - (OH) |  | 2909 | West 41st Street | OH | Restructured | Cuyahoga | 2 | Natural Gas Fired Combustion Turbine | GT |  | S | X | X |  |  | 16 | 0.85 | 16 | 18 | 5 | N |  |  | OP | X | 3 | 1970 | Pre-2000 |  |  | N | Electric Utility | Utility | Municipal | 1 | X | NG | Non-Renewable | 0 | 16 | 0 | 1 | DFO
Operable | 3892 | City of Coffeyville - (KS) |  | 1271 | Coffeyville | KS | Vertical | Montgomery | 1 | Petroleum Liquids | IC |  | S | X | X |  |  | 2 | 0.8 | 2 | 2 | 0.5 | N |  |  | OP | X | 4 | 2007 | 2007 |  |  | N | Electric Utility | Utility | Municipal | 1 | X | DFO | Non-Renewable | 0 | 2 | 0 | 1
Operable | 3892 | City of Coffeyville - (KS) |  | 1271 | Coffeyville | KS | Vertical | Montgomery | 2 | Petroleum Liquids | IC |  | S | X | X |  |  | 2 | 0.8 | 2 | 2 | 0.5 | N |  |  | OP | X | 4 | 2007 | 2007 |  |  | N | Electric Utility | Utility | Municipal | 1 | X | DFO | Non-Renewable | 0 | 2 | 0 | 1
Operable | 3892 | City of Coffeyville - (KS) |  | 1271 | Coffeyville | KS | Vertical | Montgomery | 7 | Natural Gas Steam Turbine | ST |  | S | X | X | GRDACOFFEYGRUN7 | GRDACOFFEYGRUN7 | 40 | 0.9 | 37 | 38.2 | 9 | N |  |  | OP | X | 6 | 1973 | Pre-2000 |  |  | N | Electric Utility | Utility | Municipal | 1 | X | NG | Non-Renewable | 0 | 40 | 0 | 1
Operable | 3892 | City of Coffeyville - (KS) |  | 59726 | CML&P Generating Facility No. 2 | KS | Vertical | Montgomery | 10 | Natural Gas Internal Combustion Engine | IC |  | S | X | X | GRDACOFFEYGRUNCOFF10 | GRDACOFFEYGRUNCOFF10 | 18.7 | 0.85 | 18.7 | 18.7 | 7.5 | N |  |  | OP | X | 1 | 2017 | 2017 |  |  | N | Electric Utility | Utility | Municipal | 1 | X | NG | Non-Renewable | 0 | 18.7 | 0 | 1
Operable | 3892 | City of Coffeyville - (KS) |  | 59726 | CML&P Generating Facility No. 2 | KS | Vertical | Montgomery | 8 | Natural Gas Internal Combustion Engine | IC |  | S | X | X | GRDACOFFGRUNCOFF8 | GRDACOFFEYGRUNCOFF8 | 18.7 | 0.85 | 18.7 | 18.7 | 7.5 | N |  |  | OP | X | 1 | 2017 | 2017 |  |  | N | Electric Utility | Utility | Municipal | 1 | X | NG | Non-Renewable | 0 | 18.7 | 0 | 1
Operable | 3892 | City of Coffeyville - (KS) |  | 59726 | CML&P Generating Facility No. 2 | KS | Vertical | Montgomery | 9 | Natural Gas Internal Combustion Engine | IC |  | S | X | X | GRDACOFFEYGRUNCOFF9 | GRDACOFFEYGRUNCOFF9 | 18.7 | 0.85 | 18.7 | 18.7 | 7.5 | N |  |  | OP | X | 1 | 2017 | 2017 |  |  | N | Electric Utility | Utility | Municipal | 1 | X | NG | Non-Renewable | 0 | 18.7 | 0 | 1
Operable | 3913 | City of Colby - (KS) |  | 1272 | Colby City of | KS | Vertical | Thomas | 3A | Petroleum Liquids | IC |  | S | X | X |  |  | 3 | 0.8 | 3 | 3 | 2.5 | N |  |  | OP | X | 8 | 2019 | 2019 |  |  | N | Electric Utility | Utility | Municipal | 1 | X | DFO | Non-Renewable | 0 | 3 | 0 | 1
Operable | 3913 | City of Colby - (KS) |  | 1272 | Colby City of | KS | Vertical | Thomas | 4 | Petroleum Liquids | IC |  | S | X | X |  |  | 1.7 | 0.8 | 1.2 | 1.2 | 1.2 | N |  |  | OP | X | 8 | 1958 | Pre-2000 |  |  | N | Electric Utility | Utility | Municipal | 1 | X | DFO | Non-Renewable | 0 | 1.7 | 0 | 1 | NG
Operable | 3913 | City of Colby - (KS) |  | 1272 | Colby City of | KS | Vertical | Thomas | 5 | Petroleum Liquids | IC |  | S | X | X |  |  | 1.3 | 0.8 | 1 | 1 | 1 | N |  |  | OS | X | 5 | 1958 | Pre-2000 |  |  | N | Electric Utility | Utility | Municipal | 1 | X | DFO | Non-Renewable | 0 | 1.3 | 0 | 1 | NG
Operable | 3913 | City of Colby - (KS) |  | 1272 | Colby City of | KS | Vertical | Thomas | 6 | Petroleum Liquids | IC |  | S | X | X |  |  | 4.5 | 0.8 | 3.5 | 3.5 | 3.5 | N |  |  | OP | X | 10 | 1971 | Pre-2000 |  |  | N | Electric Utility | Utility | Municipal | 1 | X | DFO | Non-Renewable | 0 | 4.5 | 0 | 1 | NG
Operable | 3913 | City of Colby - (KS) |  | 1272 | Colby City of | KS | Vertical | Thomas | 7 | Petroleum Liquids | IC |  | S | X | X |  |  | 4.5 | 0.8 | 3.5 | 3.5 | 3.5 | N |  |  | OP | X | 6 | 1971 | Pre-2000 |  |  | N | Electric Utility | Utility | Municipal | 1 | X | DFO | Non-Renewable | 0 | 4.5 | 0 | 1 | NG
Operable | 3913 | City of Colby - (KS) |  | 1272 | Colby City of | KS | Vertical | Thomas | 8 | Petroleum Liquids | IC |  | S | X | X |  |  | 2.7 | 0.8 | 2.5 | 2.5 | 2.5 | N |  |  | OP | X | 3 | 1965 | Pre-2000 |  |  | N | Electric Utility | Utility | Municipal | 1 | X | DFO | Non-Renewable | 0 | 2.7 | 0 | 1 | NG
Operable | 3989 | City of Colorado Springs - (CO) |  | 492 | South Plant | CO | Vertical | El Paso | A1 | Natural Gas Fired Combustion Turbine | GT |  | S | X | X |  |  | 40.9 | 0.9 | 25 | 25 | 13 | N |  |  | OP | X | 6 | 2023 | 2023 |  |  | N | Electric Utility | Utility | Municipal | 1 | X | NG | Non-Renewable | 0 | 40.9 | 0 | 1 | DFO
Operable | 3989 | City of Colorado Springs - (CO) |  | 492 | South Plant | CO | Vertical | El Paso | A2 | Natural Gas Fired Combustion Turbine | GT |  | S | X | X |  |  | 40.9 | 0.9 | 25 | 25 | 13 | N |  |  | OP | X | 6 | 2023 | 2023 |  |  | N | Electric Utility | Utility | Municipal | 1 | X | NG | Non-Renewable | 0 | 40.9 | 0 | 1 | DFO
Operable | 3989 | City of Colorado Springs - (CO) |  | 492 | South Plant | CO | Vertical | El Paso | A3 | Natural Gas Fired Combustion Turbine | GT |  | S | X | X |  |  | 40.9 | 0.9 | 25 | 25 | 13 | N |  |  | OP | X | 6 | 2023 | 2023 |  |  | N | Electric Utility | Utility | Municipal | 1 | X | NG | Non-Renewable | 0 | 40.9 | 0 | 1 | DFO
Operable | 3989 | City of Colorado Springs - (CO) |  | 492 | South Plant | CO | Vertical | El Paso | A4 | Natural Gas Fired Combustion Turbine | GT |  | S | X | X |  |  | 40.9 | 0.9 | 25 | 25 | 13 | N |  |  | OP | X | 6 | 2023 | 2023 |  |  | N | Electric Utility | Utility | Municipal | 1 | X | NG | Non-Renewable | 0 | 40.9 | 0 | 1 | DFO
Operable | 3989 | City of Colorado Springs - (CO) |  | 492 | South Plant | CO | Vertical | El Paso | A5 | Natural Gas Fired Combustion Turbine | GT |  | S | X | X |  |  | 40.9 | 0.9 | 25 | 25 | 13 | N |  |  | OP | X | 6 | 2023 | 2023 |  |  | N | Electric Utility | Utility | Municipal | 1 | X | NG | Non-Renewable | 0 | 40.9 | 0 | 1 | DFO
Operable | 3989 | City of Colorado Springs - (CO) |  | 492 | South Plant | CO | Vertical | El Paso | A6 | Natural Gas Fired Combustion Turbine | GT |  | S | X | X |  |  | 40.6 | 0.85 | 25 | 25 | 13 | N |  |  | OP | X | 6 | 2023 | 2023 |  |  | N | Electric Utility | Utility | Municipal | 1 | X | NG | Non-Renewable | 0 | 40.6 | 0 | 1 | DFO
Operable | 3989 | City of Colorado Springs - (CO) |  | 493 | George Birdsall | CO | Vertical | El Paso | 1 | Natural Gas Steam Turbine | ST |  | S | X | X |  |  | 17.3 | 0.85 | 16 | 16 | 5 | N |  |  | OP | X | 8 | 1953 | Pre-2000 |  |  | N | Electric Utility | Utility | Municipal | 1 | X | NG | Non-Renewable | 0 | 17.3 | 0 | 1 | DFO
Operable | 3989 | City of Colorado Springs - (CO) |  | 493 | George Birdsall | CO | Vertical | El Paso | 2 | Natural Gas Steam Turbine | ST |  | S | X | X |  |  | 18.8 | 0.85 | 16 | 16 | 5 | N |  |  | OP | X | 3 | 1954 | Pre-2000 |  |  | N | Electric Utility | Utility | Municipal | 1 | X | NG | Non-Renewable | 0 | 18.8 | 0 | 1 | DFO
Operable | 3989 | City of Colorado Springs - (CO) |  | 493 | George Birdsall | CO | Vertical | El Paso | 3 | Natural Gas Steam Turbine | ST |  | S | X | X |  |  | 25 | 0.85 | 23 | 23 | 6 | N |  |  | OP | X | 3 | 1957 | Pre-2000 |  |  | N | Electric Utility | Utility | Municipal | 1 | X | NG | Non-Renewable | 0 | 25 | 0 | 1 | DFO
Operable | 3989 | City of Colorado Springs - (CO) |  | 494 | Manitou Springs | CO | Vertical | El Paso | 1 | Conventional Hydroelectric | HY |  | S | X | X |  |  | 2.5 | 1 | 2.5 | 2.5 | 0.1 | N |  |  | OP | X | 5 | 1939 | Pre-2000 |  |  | N | Electric Utility | Utility | Municipal | 1 | X | WAT | Renewable | 2.5 | 0 | 1 | 0
Operable | 3989 | City of Colorado Springs - (CO) |  | 494 | Manitou Springs | CO | Vertical | El Paso | 2 | Conventional Hydroelectric | HY |  | S | X | X |  |  | 2.5 | 1 | 2.5 | 2.5 | 0.1 | N |  |  | OP | X | 5 | 1927 | Pre-2000 |  |  | N | Electric Utility | Utility | Municipal | 1 | X | WAT | Renewable | 2.5 | 0 | 1 | 0
Operable | 3989 | City of Colorado Springs - (CO) |  | 494 | Manitou Springs | CO | Vertical | El Paso | 3 | Conventional Hydroelectric | HY |  | S | X | X |  |  | 0.6 | 0.81 | 0.5 | 0.5 | 0 | N |  |  | OP | X | 3 | 2006 | 2006 |  |  | N | Electric Utility | Utility | Municipal | 1 | X | WAT | Renewable | 0.6 | 0 | 1 | 0
Operable | 3989 | City of Colorado Springs - (CO) |  | 495 | Ruxton Park | CO | Vertical | El Paso | 1 | Conventional Hydroelectric | HY |  | S | X | X |  |  | 1 | 0.8 | 1 | 1 | 0.1 | N |  |  | OP | X | 5 | 1925 | Pre-2000 |  |  | N | Electric Utility | Utility | Municipal | 1 | X | WAT | Renewable | 1 | 0 | 1 | 0
Operable | 3989 | City of Colorado Springs - (CO) |  | 7233 | Tesla | CO | Vertical | El Paso | 1 | Conventional Hydroelectric | HY |  | S | X | X |  |  | 26.6 | 0.95 | 28 | 28 | 0.5 | N |  |  | OP | X | 4 | 1997 | Pre-2000 |  |  | N | Electric Utility | Utility | Municipal | 1 | X | WAT | Renewable | 26.6 | 0 | 1 | 0
Operable | 3989 | City of Colorado Springs - (CO) |  | 8219 | Ray D Nixon | CO | Vertical | El Paso | 1 | Conventional Steam Coal | ST |  | S | X | X |  |  | 207 | 0.9 | 208 | 208 | 110 | N |  |  | OP | X | 4 | 1980 | Pre-2000 | 12 | 2029 | N | Electric Utility | Utility | Municipal | 1 | X | SUB | Non-Renewable | 0 | 207 | 0 | 1
Operable | 3989 | City of Colorado Springs - (CO) |  | 8219 | Ray D Nixon | CO | Vertical | El Paso | GT1 | Natural Gas Fired Combustion Turbine | GT |  | S | X | X |  |  | 37.8 | 0.85 | 30 | 32 | 20 | N |  |  | OP | X | 7 | 1999 | Pre-2000 |  |  | N | Electric Utility | Utility | Municipal | 1 | X | NG | Non-Renewable | 0 | 37.8 | 0 | 1
Operable | 3989 | City of Colorado Springs - (CO) |  | 8219 | Ray D Nixon | CO | Vertical | El Paso | GT2 | Natural Gas Fired Combustion Turbine | GT |  | S | X | X |  |  | 37.8 | 0.85 | 30 | 32 | 20 | N |  |  | OP | X | 7 | 1999 | Pre-2000 |  |  | N | Electric Utility | Utility | Municipal | 1 | X | NG | Non-Renewable | 0 | 37.8 | 0 | 1
Operable | 3989 | City of Colorado Springs - (CO) |  | 55283 | Front Range Power Plant | CO | Vertical | El Paso | 1 | Natural Gas Fired Combined Cycle | CT | CC1 | S | X | N |  |  | 153.9 | 0.85 | 135 | 140 | 65 | N |  |  | OP | X | 4 | 2003 | 2003 |  |  | N | Electric Utility | Utility | Municipal | 1 | X | NG | Non-Renewable | 0 | 153.9 | 0 | 1
Operable | 3989 | City of Colorado Springs - (CO) |  | 55283 | Front Range Power Plant | CO | Vertical | El Paso | 2 | Natural Gas Fired Combined Cycle | CT | CC1 | S | X | N |  |  | 153.9 | 0.85 | 135 | 140 | 65 | N |  |  | OP | X | 4 | 2003 | 2003 |  |  | N | Electric Utility | Utility | Municipal | 1 | X | NG | Non-Renewable | 0 | 153.9 | 0 | 1
Operable | 3989 | City of Colorado Springs - (CO) |  | 55283 | Front Range Power Plant | CO | Vertical | El Paso | 3 | Natural Gas Fired Combined Cycle | CA | CC1 | S | Y | X |  |  | 246.5 | 0.85 | 190 | 200 | 45 | N |  |  | OP | X | 4 | 2003 | 2003 |  |  | N | Electric Utility | Utility | Municipal | 1 | X | NG | Non-Renewable | 0 | 246.5 | 0 | 1
Operable | 4045 | City of Columbia - (MO) |  | 2123 | Columbia (MO) | MO | Vertical | Boone | 6 | Natural Gas Fired Combustion Turbine | GT |  | S | X | X | CWLD.CWLD | CWLD.CWLD | 12.5 | 0.8 | 12.5 | 12.5 | 9 | N |  |  | OP | X | 8 | 1963 | Pre-2000 |  |  | N | Electric Utility | Utility | Municipal | 1 | X | NG | Non-Renewable | 0 | 12.5 | 0 | 1
Operable | 4045 | City of Columbia - (MO) |  | 2123 | Columbia (MO) | MO | Vertical | Boone | 8 | Natural Gas Steam Turbine | ST |  | S | X | X | CWLD.CWLD | CWLD.CWLD | 35 | 0.85 | 35 | 35 | 12 | N |  |  | OP | X | 1 | 1970 | Pre-2000 |  |  | N | Electric Utility | Utility | Municipal | 1 | X | NG | Non-Renewable | 0 | 35 | 0 | 1
Operable | 4045 | City of Columbia - (MO) |  | 2123 | Columbia (MO) | MO | Vertical | Boone | DAN1 | Petroleum Liquids | IC |  | S | X | X |  |  | 2 | 0.8 | 2 | 2 | 2 | N |  |  | OP | X | 8 | 2004 | 2004 |  |  | N | Electric Utility | Utility | Municipal | 1 | X | DFO | Non-Renewable | 0 | 2 | 0 | 1
Operable | 4045 | City of Columbia - (MO) |  | 2123 | Columbia (MO) | MO | Vertical | Boone | LF1 | Landfill Gas | IC |  | S | X | X |  |  | 1 | 0.8 | 1 | 1 | 0.6 | N |  |  | OP | X | 6 | 2008 | 2008 |  |  | N | Electric Utility | Utility | Municipal | 1 | X | LFG | Renewable | 1 | 0 | 1 | 0
Operable | 4045 | City of Columbia - (MO) |  | 2123 | Columbia (MO) | MO | Vertical | Boone | LF2 | Landfill Gas | IC |  | S | X | X |  |  | 1 | 0.8 | 1 | 1 | 0.6 | N |  |  | OP | X | 6 | 2008 | 2008 |  |  | N | Electric Utility | Utility | Municipal | 1 | X | LFG | Renewable | 1 | 0 | 1 | 0
Operable | 4045 | City of Columbia - (MO) |  | 2123 | Columbia (MO) | MO | Vertical | Boone | LF3 | Landfill Gas | IC |  | S | X | X |  |  | 1 | 0.8 | 1 | 1 | 0.6 | N |  |  | OP | X | 8 | 2013 | 2013 |  |  | N | Electric Utility | Utility | Municipal | 1 | X | LFG | Renewable | 1 | 0 | 1 | 0
Operable | 4045 | City of Columbia - (MO) |  | 2123 | Columbia (MO) | MO | Vertical | Boone | SF1 | Petroleum Liquids | IC |  | S | X | X |  |  | 1 | 0.8 | 1 | 1 | 1 | N |  |  | OP | X | 11 | 2008 | 2008 |  |  | N | Electric Utility | Utility | Municipal | 1 | X | DFO | Non-Renewable | 0 | 1 | 0 | 1
Operable | 4045 | City of Columbia - (MO) |  | 2123 | Columbia (MO) | MO | Vertical | Boone | SF2 | Petroleum Liquids | IC |  | S | X | X |  |  | 1 | 0.8 | 1 | 1 | 1 | N |  |  | OP | X | 11 | 2008 | 2008 |  |  | N | Electric Utility | Utility | Municipal | 1 | X | DFO | Non-Renewable | 0 | 1 | 0 | 1
Operable | 4045 | City of Columbia - (MO) |  | 2123 | Columbia (MO) | MO | Vertical | Boone | SH1 | Petroleum Liquids | IC |  | W | X | X |  |  | 1.3 | 0.8 | 1.3 | 1.3 | 1.3 |  |  |  | OP | X | 4 | 2002 | 2002 |  |  | N | Electric Utility | Utility | Municipal | 1 | X | DFO | Non-Renewable | 0 | 1.3 | 0 | 1
Operable | 4045 | City of Columbia - (MO) |  | 2123 | Columbia (MO) | MO | Vertical | Boone | SH2 | Petroleum Liquids | IC |  | W | X | X |  |  | 1.3 | 0.8 | 1.3 | 1.3 | 1.3 |  |  |  | OP | X | 4 | 2002 | 2002 |  |  | N | Electric Utility | Utility | Municipal | 1 | X | DFO | Non-Renewable | 0 | 1.3 | 0 | 1
Operable | 4045 | City of Columbia - (MO) |  | 2123 | Columbia (MO) | MO | Vertical | Boone | WTP1 | Petroleum Liquids | IC |  | S | X | X |  |  | 2 | 0.8 | 2 | 2 | 2 | N |  |  | OP | X | 8 | 2004 | 2004 |  |  | N | Electric Utility | Utility | Municipal | 1 | X | DFO | Non-Renewable | 0 | 2 | 0 | 1
Operable | 4045 | City of Columbia - (MO) |  | 2123 | Columbia (MO) | MO | Vertical | Boone | WTP2 | Petroleum Liquids | IC |  | S | X | X |  |  | 2 | 0.8 | 2 | 2 | 2 | N |  |  | OP | X | 8 | 2004 | 2004 |  |  | N | Electric Utility | Utility | Municipal | 1 | X | DFO | Non-Renewable | 0 | 2 | 0 | 1
Operable | 4045 | City of Columbia - (MO) |  | 55447 | Columbia Energy Center | MO | Vertical | Boone | CT01 | Natural Gas Fired Combustion Turbine | GT |  | S | X | X | CWLD.CWLD | CWLD.CWLD | 40.7 | 0.8 | 35 | 40 | 26 | N |  |  | OP | X | 7 | 2001 | 2001 |  |  | N | Electric Utility | Utility | Municipal | 1 | X | NG | Non-Renewable | 0 | 40.7 | 0 | 1
Operable | 4045 | City of Columbia - (MO) |  | 55447 | Columbia Energy Center | MO | Vertical | Boone | CT02 | Natural Gas Fired Combustion Turbine | GT |  | S | X | X | CWLD.CWLD | CWLD.CWLD | 40.7 | 0.8 | 35 | 40 | 26 | N |  |  | OP | X | 7 | 2001 | 2001 |  |  | N | Electric Utility | Utility | Municipal | 1 | X | NG | Non-Renewable | 0 | 40.7 | 0 | 1
Operable | 4045 | City of Columbia - (MO) |  | 55447 | Columbia Energy Center | MO | Vertical | Boone | CT03 | Natural Gas Fired Combustion Turbine | GT |  | S | X | X | CWLD.CWLD | CWLD.CWLD | 40.7 | 0.8 | 35 | 40 | 26 | N |  |  | OP | X | 6 | 2001 | 2001 |  |  | N | Electric Utility | Utility | Municipal | 1 | X | NG | Non-Renewable | 0 | 40.7 | 0 | 1
Operable | 4045 | City of Columbia - (MO) |  | 55447 | Columbia Energy Center | MO | Vertical | Boone | CT04 | Natural Gas Fired Combustion Turbine | GT |  | S | X | X | CWLD.CWLD | CWLD.CWLD | 40.7 | 0.8 | 35 | 40 | 26 | N |  |  | OP | X | 7 | 2001 | 2001 |  |  | N | Electric Utility | Utility | Municipal | 1 | X | NG | Non-Renewable | 0 | 40.7 | 0 | 1
Operable | 57221 | City of Columbia SC |  | 3283 | Columbia Canal Hydro | SC | Vertical | Richland | 1 | Conventional Hydroelectric | HY |  | W | X | X |  |  | 1.6 | 0.8 | 1.3 | 1.3 | 1 | N |  |  | OS | X | 6 | 1929 | Pre-2000 |  |  | N | Electric Utility | Utility | Municipal | 1 | X | WAT | Renewable | 1.6 | 0 | 1 | 0
Operable | 57221 | City of Columbia SC |  | 3283 | Columbia Canal Hydro | SC | Vertical | Richland | 2 | Conventional Hydroelectric | HY |  | W | X | X |  |  | 1.6 | 0.8 | 1.7 | 1.7 | 1 | N |  |  | OS | X | 6 | 1929 | Pre-2000 |  |  | N | Electric Utility | Utility | Municipal | 1 | X | WAT | Renewable | 1.6 | 0 | 1 | 0
Operable | 57221 | City of Columbia SC |  | 3283 | Columbia Canal Hydro | SC | Vertical | Richland | 3 | Conventional Hydroelectric | HY |  | W | X | X |  |  | 1.6 | 0.8 | 1.3 | 1.3 | 1 | N |  |  | OS | X | 6 | 1929 | Pre-2000 |  |  | N | Electric Utility | Utility | Municipal | 1 | X | WAT | Renewable | 1.6 | 0 | 1 | 0
Operable | 57221 | City of Columbia SC |  | 3283 | Columbia Canal Hydro | SC | Vertical | Richland | 4 | Conventional Hydroelectric | HY |  | W | X | X |  |  | 1.3 | 0.8 | 1.3 | 1.3 | 1 | N |  |  | OS | X | 6 | 1953 | Pre-2000 |  |  | N | Electric Utility | Utility | Municipal | 1 | X | WAT | Renewable | 1.3 | 0 | 1 | 0
Operable | 57221 | City of Columbia SC |  | 3283 | Columbia Canal Hydro | SC | Vertical | Richland | 5 | Conventional Hydroelectric | HY |  | W | X | X |  |  | 1.3 | 0.8 | 1.7 | 1.7 | 1 | N |  |  | OS | X | 6 | 1953 | Pre-2000 |  |  | N | Electric Utility | Utility | Municipal | 1 | X | WAT | Renewable | 1.3 | 0 | 1 | 0
Operable | 57221 | City of Columbia SC |  | 3283 | Columbia Canal Hydro | SC | Vertical | Richland | 6 | Conventional Hydroelectric | HY |  | W | X | X |  |  | 1.6 | 0.8 | 1.3 | 1.3 | 1 | N |  |  | OS | X | 6 | 1928 | Pre-2000 |  |  | N | Electric Utility | Utility | Municipal | 1 | X | WAT | Renewable | 1.6 | 0 | 1 | 0
Operable | 57221 | City of Columbia SC |  | 3283 | Columbia Canal Hydro | SC | Vertical | Richland | 7 | Conventional Hydroelectric | HY |  | W | X | X |  |  | 1.6 | 0.8 | 1.3 | 1.3 | 1 | N |  |  | OS | X | 6 | 1927 | Pre-2000 |  |  | N | Electric Utility | Utility | Municipal | 1 | X | WAT | Renewable | 1.6 | 0 | 1 | 0
Operable | 4065 | City of Columbus - (OH) |  | 7279 | O'Shaughnessy Hydro | OH | Restructured | Delaware | 1 | Conventional Hydroelectric | HY |  | S | X | X |  |  | 1.3 | 0.9 | 1.3 | 1.3 | 0.2 | N |  |  | OA | X | 9 | 1988 | Pre-2000 |  |  | N | Electric Utility | Utility | Municipal | 1 | X | WAT | Renewable | 1.3 | 0 | 1 | 0
Operable | 4065 | City of Columbus - (OH) |  | 7279 | O'Shaughnessy Hydro | OH | Restructured | Delaware | 2 | Conventional Hydroelectric | HY |  | S | X | X |  |  | 3.9 | 0.9 | 3.9 | 3.9 | 0.5 | N |  |  | OA | X | 9 | 1988 | Pre-2000 |  |  | N | Electric Utility | Utility | Municipal | 1 | X | WAT | Renewable | 3.9 | 0 | 1 | 0
Operable | 4065 | City of Columbus - (OH) |  | 56420 | Renick Run Pumping Station 03-04 | OH | Restructured | Franklin | 3 | Petroleum Liquids | IC |  | S | X | X |  |  | 1.4 | 0.8 | 1.1 | 1.1 | 0.1 | N |  |  | SB | Y | 9 | 2006 | 2006 |  |  | N | Electric Utility | Utility | Municipal | 1 | X | DFO | Non-Renewable | 0 | 1.4 | 0 | 1
Operable | 4065 | City of Columbus - (OH) |  | 56420 | Renick Run Pumping Station 03-04 | OH | Restructured | Franklin | 4 | Petroleum Liquids | IC |  | S | X | X |  |  | 1.4 | 0.8 | 1.1 | 1.1 | 0.1 | N |  |  | SB | Y | 9 | 2006 | 2006 |  |  | N | Electric Utility | Utility | Municipal | 1 | X | DFO | Non-Renewable | 0 | 1.4 | 0 | 1
Operable | 4065 | City of Columbus - (OH) |  | 56421 | PS ST-8 Engine No 1 | OH | Restructured | Franklin | 5 | Petroleum Liquids | IC |  | S | X | X |  |  | 2 | 0.8 | 1.8 | 1.8 | 0.1 | N |  |  | SB | Y | 1 | 2008 | 2008 |  |  | N | Commercial Non-CHP | Customer Sited | Municipal | 4 | X | DFO | Non-Renewable | 0 | 2 | 0 | 1
Operable | 4065 | City of Columbus - (OH) |  | 56422 | ST-1/1A Engine No 1 | OH | Restructured | Franklin | 6 | Petroleum Liquids | IC |  | S | X | X |  |  | 1.3 | 0.8 | 1.1 | 1.1 | 0.1 | N |  |  | SB | N | 1 | 2008 | 2008 |  |  | N | Commercial Non-CHP | Customer Sited | Municipal | 4 | X | DFO | Non-Renewable | 0 | 1.3 | 0 | 1
Operable | 4065 | City of Columbus - (OH) |  | 56423 | Dodge Park Engine No 1 | OH | Restructured | Franklin | 7 | Petroleum Liquids | IC |  | S | X | X |  |  | 2 | 0.8 | 1.8 | 1.8 | 0.1 | N |  |  | SB | N | 1 | 2008 | 2008 |  |  | N | Commercial Non-CHP | Customer Sited | Municipal | 4 | X | DFO | Non-Renewable | 0 | 2 | 0 | 1
Operable | 4305 | City of Coon Rapids |  | 7847 | Coon Rapids II | IA | Vertical | Carroll | 1 | Petroleum Liquids | IC |  | S | X | X | WAUECOONRPMUUNCOONRAPIDS_RA |  | 1.8 | 0.95 | 1.7 | 1.8 | 0.2 | N |  |  | SB | Y | 10 | 2001 | 2001 |  |  | N | Electric Utility | Utility | Municipal | 1 | X | DFO | Non-Renewable | 0 | 1.8 | 0 | 1
Operable | 4305 | City of Coon Rapids |  | 7847 | Coon Rapids II | IA | Vertical | Carroll | 2 | Petroleum Liquids | IC |  | S | X | X | WAUECOONRPMUUNCOONRAPIDS_RA |  | 1.8 | 0.95 | 1.7 | 1.8 | 0.2 | N |  |  | SB | Y | 10 | 2001 | 2001 |  |  | N | Electric Utility | Utility | Municipal | 1 | X | DFO | Non-Renewable | 0 | 1.8 | 0 | 1
Operable | 4305 | City of Coon Rapids |  | 7847 | Coon Rapids II | IA | Vertical | Carroll | 3 | Petroleum Liquids | IC |  | S | X | X | WAUECOONRPMUUNCOONRAPIDS_RA |  | 1.8 | 0.95 | 1.7 | 1.8 | 0.2 | N |  |  | SB | Y | 10 | 2001 | 2001 |  |  | N | Electric Utility | Utility | Municipal | 1 | X | DFO | Non-Renewable | 0 | 1.8 | 0 | 1
Operable | 4375 | City of Corning - (IA) |  | 1134 | Corning | IA | Vertical | Adams | 5 | Petroleum Liquids | IC |  | S | X | X | ALTW.ALTW | ALTW.ALTW | 2.8 | 0.9 | 2.8 | 2.8 | 0.1 | N |  |  | SB | Y | 6 | 1975 | Pre-2000 |  |  | N | Electric Utility | Utility | Municipal | 1 | X | DFO | Non-Renewable | 0 | 2.8 | 0 | 1
Operable | 4375 | City of Corning - (IA) |  | 1134 | Corning | IA | Vertical | Adams | 6 | Petroleum Liquids | IC |  | S | X | X | ALTW.ALTW | ALTW.ALTW | 2 | 0.9 | 2 | 2 | 0.1 | N |  |  | SB | Y | 3 | 2006 | 2006 |  |  | N | Electric Utility | Utility | Municipal | 1 | X | DFO | Non-Renewable | 0 | 2 | 0 | 1
Operable | 4375 | City of Corning - (IA) |  | 1134 | Corning | IA | Vertical | Adams | 7 | Petroleum Liquids | IC |  | S | X | X | ALTW.ALTW | ALTW.ALTW | 2 | 0.9 | 2 | 2 | 0.1 | N |  |  | SB | Y | 3 | 2006 | 2006 |  |  | N | Electric Utility | Utility | Municipal | 1 | X | DFO | Non-Renewable | 0 | 2 | 0 | 1
Operable | 4527 | City of Crete |  | 2231 | Crete | NE | Vertical | Saline | 7 | Natural Gas Internal Combustion Engine | IC |  | S | X | X |  |  | 6 | 0.9 | 6 | 6.1 | 6 | N |  |  | OP | X | 6 | 1973 | Pre-2000 |  |  | N | Electric Utility | Utility | Municipal | 1 | X | NG | Non-Renewable | 0 | 6 | 0 | 1 | DFO
Operable | 4562 | City of Croswell - (MI) |  | 7497 | Croswell | MI | Vertical | Sanilac | 1 | Petroleum Liquids | IC |  | S | X | X |  |  | 0.6 | 0.9 | 0.6 | 0.6 | 0.3 | N |  |  | SB | Y | 11 | 1982 | Pre-2000 |  |  | N | Electric Utility | Utility | Municipal | 1 | X | DFO | Non-Renewable | 0 | 0.6 | 0 | 1
Operable | 4562 | City of Croswell - (MI) |  | 7497 | Croswell | MI | Vertical | Sanilac | 2 | Petroleum Liquids | IC |  | S | X | X |  |  | 0.7 | 0.9 | 0.7 | 0.7 | 0.3 | N |  |  | SB | Y | 11 | 1984 | Pre-2000 |  |  | N | Electric Utility | Utility | Municipal | 1 | X | DFO | Non-Renewable | 0 | 0.7 | 0 | 1
Operable | 4562 | City of Croswell - (MI) |  | 7497 | Croswell | MI | Vertical | Sanilac | 3 | Petroleum Liquids | IC |  | S | X | X |  |  | 1.2 | 0.9 | 1.2 | 1.2 | 0.6 | N |  |  | SB | Y | 11 | 1988 | Pre-2000 |  |  | N | Electric Utility | Utility | Municipal | 1 | X | DFO | Non-Renewable | 0 | 1.2 | 0 | 1
Operable | 4562 | City of Croswell - (MI) |  | 7497 | Croswell | MI | Vertical | Sanilac | 4 | Petroleum Liquids | IC |  | S | X | X |  |  | 1.3 | 0.9 | 1.3 | 1.3 | 0.6 | N |  |  | SB | Y | 11 | 1990 | Pre-2000 |  |  | N | Electric Utility | Utility | Municipal | 1 | X | DFO | Non-Renewable | 0 | 1.3 | 0 | 1
Operable | 4562 | City of Croswell - (MI) |  | 7497 | Croswell | MI | Vertical | Sanilac | 5 | Petroleum Liquids | IC |  | S | X | X |  |  | 1.3 | 0.9 | 1.3 | 1.3 | 0.6 | N |  |  | SB | Y | 10 | 1996 | Pre-2000 |  |  | N | Electric Utility | Utility | Municipal | 1 | X | DFO | Non-Renewable | 0 | 1.3 | 0 | 1
Operable | 4604 | City of Crystal Falls |  | 1821 | Crystal Falls | MI | Vertical | Iron | 1 | Conventional Hydroelectric | HY |  | S | X | X |  |  | 0.3 | 1 | 0.3 | 0.3 | 0.1 | N |  |  | OP | X | 6 | 1914 | Pre-2000 |  |  | N | Electric Utility | Utility | Municipal | 1 | X | WAT | Renewable | 0.3 | 0 | 1 | 0
Operable | 4604 | City of Crystal Falls |  | 1821 | Crystal Falls | MI | Vertical | Iron | 2 | Conventional Hydroelectric | HY |  | S | X | X |  |  | 0.3 | 1 | 0.3 | 0.3 | 0.1 | N |  |  | OP | X | 6 | 1924 | Pre-2000 |  |  | N | Electric Utility | Utility | Municipal | 1 | X | WAT | Renewable | 0.3 | 0 | 1 | 0
Operable | 4604 | City of Crystal Falls |  | 1821 | Crystal Falls | MI | Vertical | Iron | 3 | Conventional Hydroelectric | HY |  | S | X | X |  |  | 0.4 | 1 | 0.4 | 0.4 | 0.1 | N |  |  | OP | X | 6 | 1954 | Pre-2000 |  |  | N | Electric Utility | Utility | Municipal | 1 | X | WAT | Renewable | 0.4 | 0 | 1 | 0
Operable | 4627 | City of Cumberland - (WI) |  | 4112 | Cumberland (WI) | WI | Vertical | Barron | 1 | Petroleum Liquids | IC |  | S | X | X |  |  | 0.7 | 0.8 | 0.7 | 0.7 | 0.6 | N |  |  | OP | X | 2 | 1945 | Pre-2000 |  |  | N | Electric Utility | Utility | Municipal | 1 | X | DFO | Non-Renewable | 0 | 0.7 | 0 | 1
Operable | 4627 | City of Cumberland - (WI) |  | 4112 | Cumberland (WI) | WI | Vertical | Barron | 2 | Petroleum Liquids | IC |  | S | X | X |  |  | 0.3 | 0.8 | 0.3 | 0.3 | 0.2 | N |  |  | OP | X | 8 | 1939 | Pre-2000 |  |  | N | Electric Utility | Utility | Municipal | 1 | X | DFO | Non-Renewable | 0 | 0.3 | 0 | 1
Operable | 4627 | City of Cumberland - (WI) |  | 4112 | Cumberland (WI) | WI | Vertical | Barron | 3 | Petroleum Liquids | IC |  | S | X | X |  |  | 0.3 | 0.8 | 0.3 | 0.3 | 0.2 | N |  |  | OP | X | 8 | 1939 | Pre-2000 |  |  | N | Electric Utility | Utility | Municipal | 1 | X | DFO | Non-Renewable | 0 | 0.3 | 0 | 1
Operable | 4627 | City of Cumberland - (WI) |  | 4112 | Cumberland (WI) | WI | Vertical | Barron | 4 | Petroleum Liquids | IC |  | S | X | X |  |  | 1.3 | 0.8 | 1.2 | 1.2 | 1.2 | N |  |  | OP | X | 5 | 1954 | Pre-2000 |  |  | N | Electric Utility | Utility | Municipal | 1 | X | DFO | Non-Renewable | 0 | 1.3 | 0 | 1
Operable | 4627 | City of Cumberland - (WI) |  | 4112 | Cumberland (WI) | WI | Vertical | Barron | 5 | Natural Gas Internal Combustion Engine | IC |  | S | X | X |  |  | 2 | 0.8 | 2.1 | 2.1 | 2 | N |  |  | OP | X | 7 | 1966 | Pre-2000 |  |  | N | Electric Utility | Utility | Municipal | 1 | X | NG | Non-Renewable | 0 | 2 | 0 | 1 | DFO
Operable | 4627 | City of Cumberland - (WI) |  | 4112 | Cumberland (WI) | WI | Vertical | Barron | 6 | Petroleum Liquids | IC |  | S | X | X |  |  | 7.2 | 1 | 6.7 | 6.7 | 6.7 | N |  |  | OP | X | 4 | 1979 | Pre-2000 |  |  | N | Electric Utility | Utility | Municipal | 1 | X | DFO | Non-Renewable | 0 | 7.2 | 0 | 1
Operable | 4627 | City of Cumberland - (WI) |  | 4112 | Cumberland (WI) | WI | Vertical | Barron | 7 | Natural Gas Internal Combustion Engine | IC |  | S | X | X |  |  | 6.6 | 0.9 | 6.2 | 6.2 | 6.2 | N |  |  | OP | X | 11 | 2001 | 2001 |  |  | N | Electric Utility | Utility | Municipal | 1 | X | NG | Non-Renewable | 0 | 6.6 | 0 | 1 | DFO
Operable | 4627 | City of Cumberland - (WI) |  | 4112 | Cumberland (WI) | WI | Vertical | Barron | 8 | Natural Gas Internal Combustion Engine | IC |  | S | X | X |  |  | 3.5 | 0.8 | 3.5 | 3.5 | 3.5 | N |  |  | OP | X | 12 | 2001 | 2001 |  |  | N | Electric Utility | Utility | Municipal | 1 | X | NG | Non-Renewable | 0 | 3.5 | 0 | 1 | DFO
Operable | 4661 | City of Curtis - (NE) |  | 2232 | Curtis | NE | Vertical | Frontier | 2 | Natural Gas Internal Combustion Engine | IC |  | S | X | X |  |  | 0.9 | 0.9 | 0.8 | 0.8 | 0.1 | N |  |  | OP | X | 1 | 1955 | Pre-2000 |  |  | N | Electric Utility | Utility | Municipal | 1 | X | NG | Non-Renewable | 0 | 0.9 | 0 | 1 | DFO
Operable | 4661 | City of Curtis - (NE) |  | 2232 | Curtis | NE | Vertical | Frontier | 3 | Natural Gas Internal Combustion Engine | IC |  | S | X | X |  |  | 1.1 | 0.9 | 1 | 1 | 0.1 | N |  |  | OP | X | 1 | 1969 | Pre-2000 |  |  | N | Electric Utility | Utility | Municipal | 1 | X | NG | Non-Renewable | 0 | 1.1 | 0 | 1 | DFO
Operable | 4661 | City of Curtis - (NE) |  | 2232 | Curtis | NE | Vertical | Frontier | 4 | Natural Gas Internal Combustion Engine | IC |  | S | X | X |  |  | 1.4 | 0.9 | 1.2 | 1.2 | 0.1 | N |  |  | OP | X | 1 | 1975 | Pre-2000 |  |  | N | Electric Utility | Utility | Municipal | 1 | X | NG | Non-Renewable | 0 | 1.4 | 0 | 1 | DFO
Operable | 4667 | City of Cushing - (OK) |  | 2975 | Cushing | OK | Vertical | Payne | 1 | Natural Gas Internal Combustion Engine | IC |  | S | X | X |  |  | 2.5 | 0.8 | 1.8 | 1.8 | 1.6 | N |  |  | OP | X | 6 | 1956 | Pre-2000 |  |  | N | Electric Utility | Utility | Municipal | 1 | X | NG | Non-Renewable | 0 | 2.5 | 0 | 1 | DFO
Operable | 4667 | City of Cushing - (OK) |  | 2975 | Cushing | OK | Vertical | Payne | 10 | Natural Gas Internal Combustion Engine | IC |  | S | X | X |  |  | 4.5 | 0.8 | 4 | 4 | 2 | N |  |  | OA | X | 12 | 1972 | Pre-2000 |  |  | N | Electric Utility | Utility | Municipal | 1 | X | NG | Non-Renewable | 0 | 4.5 | 0 | 1 | DFO
Operable | 4667 | City of Cushing - (OK) |  | 2975 | Cushing | OK | Vertical | Payne | 11 | Natural Gas Internal Combustion Engine | IC |  | S | X | X |  |  | 6.3 | 0.8 | 6.3 | 6.3 | 3.5 | N |  |  | OP | X | 6 | 1988 | Pre-2000 |  |  | N | Electric Utility | Utility | Municipal | 1 | X | NG | Non-Renewable | 0 | 6.3 | 0 | 1 | DFO
Operable | 4667 | City of Cushing - (OK) |  | 2975 | Cushing | OK | Vertical | Payne | 2 | Natural Gas Internal Combustion Engine | IC |  | S | X | X |  |  | 1 | 0.8 | 0.8 | 0.8 | 0.6 | N |  |  | OS | X | 6 | 1949 | Pre-2000 |  |  | N | Electric Utility | Utility | Municipal | 1 | X | NG | Non-Renewable | 0 | 1 | 0 | 1 | DFO
Operable | 4667 | City of Cushing - (OK) |  | 2975 | Cushing | OK | Vertical | Payne | 3 | Natural Gas Internal Combustion Engine | IC |  | S | X | X |  |  | 0.5 | 0.8 | 0.4 | 0.4 | 0.3 | N |  |  | OP | X | 6 | 1936 | Pre-2000 |  |  | N | Electric Utility | Utility | Municipal | 1 | X | NG | Non-Renewable | 0 | 0.5 | 0 | 1 | DFO
Operable | 4667 | City of Cushing - (OK) |  | 2975 | Cushing | OK | Vertical | Payne | 4 | Natural Gas Internal Combustion Engine | IC |  | S | X | X |  |  | 0.5 | 0.8 | 0.4 | 0.4 | 0.3 | N |  |  | OP | X | 8 | 1936 | Pre-2000 |  |  | N | Electric Utility | Utility | Municipal | 1 | X | NG | Non-Renewable | 0 | 0.5 | 0 | 1 | DFO
Operable | 4667 | City of Cushing - (OK) |  | 2975 | Cushing | OK | Vertical | Payne | 5 | Natural Gas Internal Combustion Engine | IC |  | S | X | X |  |  | 0.5 | 0.8 | 0.4 | 0.4 | 0.3 | N |  |  | OP | X | 6 | 1936 | Pre-2000 |  |  | N | Electric Utility | Utility | Municipal | 1 | X | NG | Non-Renewable | 0 | 0.5 | 0 | 1 | DFO
Operable | 4667 | City of Cushing - (OK) |  | 2975 | Cushing | OK | Vertical | Payne | 6 | Natural Gas Internal Combustion Engine | IC |  | S | X | X |  |  | 0.8 | 0.8 | 0.6 | 0.6 | 0.6 | N |  |  | OP | X | 7 | 1939 | Pre-2000 |  |  | N | Electric Utility | Utility | Municipal | 1 | X | NG | Non-Renewable | 0 | 0.8 | 0 | 1 | DFO
Operable | 4667 | City of Cushing - (OK) |  | 2975 | Cushing | OK | Vertical | Payne | 7 | Natural Gas Internal Combustion Engine | IC |  | S | X | X |  |  | 2.5 | 0.8 | 1.9 | 1.9 | 1.9 | N |  |  | OP | X | 6 | 1956 | Pre-2000 |  |  | N | Electric Utility | Utility | Municipal | 1 | X | NG | Non-Renewable | 0 | 2.5 | 0 | 1 | DFO
Operable | 4667 | City of Cushing - (OK) |  | 2975 | Cushing | OK | Vertical | Payne | 8 | Natural Gas Internal Combustion Engine | IC |  | S | X | X |  |  | 2.5 | 0.8 | 1.9 | 1.9 | 1.9 | N |  |  | OP | X | 6 | 1956 | Pre-2000 |  |  | N | Electric Utility | Utility | Municipal | 1 | X | NG | Non-Renewable | 0 | 2.5 | 0 | 1 | DFO
Operable | 4667 | City of Cushing - (OK) |  | 2975 | Cushing | OK | Vertical | Payne | 9 | Natural Gas Internal Combustion Engine | IC |  | S | X | X |  |  | 3 | 0.8 | 2.7 | 2.7 | 2.2 | N |  |  | OP | X | 2 | 1965 | Pre-2000 |  |  | N | Electric Utility | Utility | Municipal | 1 | X | NG | Non-Renewable | 0 | 3 | 0 | 1 | DFO
Operable | 4683 | City of Cuyahoga Falls - (OH) |  | 62658 | Cuyahoga Falls 1 | OH | Restructured | Summit | CF2-1 | Petroleum Liquids | IC |  | S | X | X |  |  | 1.8 | 0.8 | 1.8 | 1.8 | 0.1 | N |  |  | OP | X | 6 | 2020 | 2020 |  |  | N | Electric Utility | Utility | Municipal | 1 | X | DFO | Non-Renewable | 0 | 1.8 | 0 | 1
Operable | 4683 | City of Cuyahoga Falls - (OH) |  | 62658 | Cuyahoga Falls 1 | OH | Restructured | Summit | CF2-2 | Petroleum Liquids | IC |  | S | X | X |  |  | 1.8 | 0.8 | 1.8 | 1.8 | 0.1 | N |  |  | OP | X | 6 | 2020 | 2020 |  |  | N | Electric Utility | Utility | Municipal | 1 | X | DFO | Non-Renewable | 0 | 1.8 | 0 | 1
Operable | 4683 | City of Cuyahoga Falls - (OH) |  | 62658 | Cuyahoga Falls 1 | OH | Restructured | Summit | CF2-3 | Petroleum Liquids | IC |  | S | X | X |  |  | 1.8 | 0.8 | 1.8 | 1.8 | 0.1 | N |  |  | OP | X | 6 | 2020 | 2020 |  |  | N | Electric Utility | Utility | Municipal | 1 | X | DFO | Non-Renewable | 0 | 1.8 | 0 | 1
Operable | 4683 | City of Cuyahoga Falls - (OH) |  | 62658 | Cuyahoga Falls 1 | OH | Restructured | Summit | P001 | Petroleum Liquids | IC |  | S | X | X |  |  | 1.5 | 0.8 | 1.5 | 1.5 | 0.1 | N |  |  | OP | X | 7 | 2018 | 2018 |  |  | N | Electric Utility | Utility | Municipal | 1 | X | DFO | Non-Renewable | 0 | 1.5 | 0 | 1
Operable | 4683 | City of Cuyahoga Falls - (OH) |  | 62658 | Cuyahoga Falls 1 | OH | Restructured | Summit | P002 | Petroleum Liquids | IC |  | S | X | X |  |  | 1.5 | 0.8 | 1.5 | 1.5 | 0.1 | N |  |  | OP | X | 7 | 2018 | 2018 |  |  | N | Electric Utility | Utility | Municipal | 1 | X | DFO | Non-Renewable | 0 | 1.5 | 0 | 1
Operable | 4683 | City of Cuyahoga Falls - (OH) |  | 62658 | Cuyahoga Falls 1 | OH | Restructured | Summit | P003 | Petroleum Liquids | IC |  | S | X | X |  |  | 1.5 | 0.8 | 1.5 | 1.5 | 0.1 | N |  |  | OP | X | 7 | 2018 | 2018 |  |  | N | Electric Utility | Utility | Municipal | 1 | X | DFO | Non-Renewable | 0 | 1.5 | 0 | 1
Operable | 4683 | City of Cuyahoga Falls - (OH) |  | 62658 | Cuyahoga Falls 1 | OH | Restructured | Summit | P004 | Petroleum Liquids | IC |  | S | X | X |  |  | 1.5 | 0.8 | 1.5 | 1.5 | 0.1 | N |  |  | OP | X | 7 | 2018 | 2018 |  |  | N | Electric Utility | Utility | Municipal | 1 | X | DFO | Non-Renewable | 0 | 1.5 | 0 | 1
Operable | 4683 | City of Cuyahoga Falls - (OH) |  | 62658 | Cuyahoga Falls 1 | OH | Restructured | Summit | P005 | Petroleum Liquids | IC |  | S | X | X |  |  | 1.5 | 0.8 | 1.5 | 1.5 | 0.1 | N |  |  | OP | X | 7 | 2018 | 2018 |  |  | N | Electric Utility | Utility | Municipal | 1 | X | DFO | Non-Renewable | 0 | 1.5 | 0 | 1
Operable | 4683 | City of Cuyahoga Falls - (OH) |  | 62658 | Cuyahoga Falls 1 | OH | Restructured | Summit | P006 | Petroleum Liquids | IC |  | S | X | X |  |  | 1.5 | 0.8 | 1.5 | 1.5 | 0.1 | N |  |  | OP | X | 7 | 2018 | 2018 |  |  | N | Electric Utility | Utility | Municipal | 1 | X | DFO | Non-Renewable | 0 | 1.5 | 0 | 1
Operable | 4794 | City of Danville - (VA) |  | 56363 | Danville New Design Plant | VA | Vertical | Danville City | GEN 1 | Petroleum Liquids | IC |  | S | X | X |  |  | 1.8 | 0.9 | 1.2 | 1.2 | 0.5 | N |  |  | OP | X | 7 | 2005 | 2005 |  |  | N | Electric Utility | Utility | Municipal | 1 | X | DFO | Non-Renewable | 0 | 1.8 | 0 | 1
Operable | 4794 | City of Danville - (VA) |  | 56364 | Danville Kentuck Road Plant | VA | Vertical | Pittsylvania | GEN 1 | Petroleum Liquids | IC |  | S | X | X |  |  | 1.8 | 0.9 | 1.2 | 1.2 | 0.5 | N |  |  | OP | X | 7 | 2005 | 2005 |  |  | N | Electric Utility | Utility | Municipal | 1 | X | DFO | Non-Renewable | 0 | 1.8 | 0 | 1
Operable | 4836 | City of David City |  | 2233 | David City | NE | Vertical | Butler | 1 | Natural Gas Internal Combustion Engine | IC |  | S | X | X | N/A | N/A | 1.5 | 0.8 | 1.3 | 1.3 | 0 | N |  |  | OP | X | 1 | 1960 | Pre-2000 |  |  | N | Electric Utility | Utility | Municipal | 1 | X | NG | Non-Renewable | 0 | 1.5 | 0 | 1 | DFO
Operable | 4836 | City of David City |  | 2233 | David City | NE | Vertical | Butler | 2 | Petroleum Liquids | IC |  | S | X | X | N/A | N/A | 1 | 0.8 | 0.8 | 0.8 | 0 | N |  |  | OP | X | 1 | 1949 | Pre-2000 |  |  | N | Electric Utility | Utility | Municipal | 1 | X | DFO | Non-Renewable | 0 | 1 | 0 | 1
Operable | 4836 | City of David City |  | 2233 | David City | NE | Vertical | Butler | 3 | Natural Gas Internal Combustion Engine | IC |  | S | X | X | N/A | N/A | 1 | 0.8 | 0.9 | 0.9 | 0 | N |  |  | OP | X | 1 | 1955 | Pre-2000 |  |  | N | Electric Utility | Utility | Municipal | 1 | X | NG | Non-Renewable | 0 | 1 | 0 | 1 | DFO
Operable | 4836 | City of David City |  | 2233 | David City | NE | Vertical | Butler | 4 | Natural Gas Internal Combustion Engine | IC |  | S | X | X | N/A | N/A | 2.3 | 0.8 | 1.8 | 1.8 | 0 | N |  |  | OP | X | 1 | 1966 | Pre-2000 |  |  | N | Electric Utility | Utility | Municipal | 1 | X | NG | Non-Renewable | 0 | 2.3 | 0 | 1 | DFO
Operable | 4836 | City of David City |  | 2233 | David City | NE | Vertical | Butler | 5 | Petroleum Liquids | IC |  | S | X | X | N/A | N/A | 1.6 | 0.8 | 1.3 | 1.3 | 0 | N |  |  | OP | X | 12 | 1996 | Pre-2000 |  |  | N | Electric Utility | Utility | Municipal | 1 | X | DFO | Non-Renewable | 0 | 1.6 | 0 | 1
Operable | 4836 | City of David City |  | 2233 | David City | NE | Vertical | Butler | 6 | Petroleum Liquids | IC |  | S | X | X | N/A | N/A | 1.6 | 0.8 | 1.3 | 1.3 | 0 | N |  |  | OA | X | 12 | 1996 | Pre-2000 |  |  | N | Electric Utility | Utility | Municipal | 1 | X | DFO | Non-Renewable | 0 | 1.6 | 0 | 1
Operable | 4836 | City of David City |  | 2233 | David City | NE | Vertical | Butler | 7 | Petroleum Liquids | IC |  | S | X | X | N/A | N/A | 1.6 | 0.8 | 1.3 | 1.3 | 0 | N |  |  | OP | X | 12 | 1996 | Pre-2000 |  |  | N | Electric Utility | Utility | Municipal | 1 | X | DFO | Non-Renewable | 0 | 1.6 | 0 | 1
Operable | 4919 | City of Dayton - (IA) |  | 1135 | Dayton (IA) | IA | Vertical | Webster | 5 | Petroleum Liquids | IC |  | S | X | X |  |  | 1.8 | 0.8 | 1.8 | 1.8 | 0.5 | N |  |  | OP | X | 10 | 2000 | 2000 |  |  | N | Electric Utility | Utility | Municipal | 1 | X | DFO | Non-Renewable | 0 | 1.8 | 0 | 1
Operable | 5056 | City of Denison - (IA) |  | 7853 | West Receiving | IA | Vertical | Crawford | 1 | Petroleum Liquids | IC |  | S | X | X |  |  | 1.8 | 0.8 | 1.8 | 1.8 | 1.4 | N |  |  | OP | X | 4 | 1998 | Pre-2000 |  |  | N | Electric Utility | Utility | Municipal | 1 | X | DFO | Non-Renewable | 0 | 1.8 | 0 | 1
Operable | 5063 | City of Denton - (TX) |  | 61643 | Denton Energy Center | TX | Restructured | Denton | 2025-12-01 | Natural Gas Internal Combustion Engine | IC |  | S | X | X |  |  | 18.8 | 0.8 | 18.8 | 18.8 | 3.8 | N |  |  | OP | X | 7 | 2018 | 2018 |  |  | N | Electric Utility | Utility | Municipal | 1 | X | NG | Non-Renewable | 0 | 18.8 | 0 | 1
Operable | 5063 | City of Denton - (TX) |  | 61643 | Denton Energy Center | TX | Restructured | Denton | 2025-12-10 | Natural Gas Internal Combustion Engine | IC |  | S | X | X |  |  | 18.8 | 0.8 | 18.8 | 18.8 | 3.8 | N |  |  | OP | X | 7 | 2018 | 2018 |  |  | N | Electric Utility | Utility | Municipal | 1 | X | NG | Non-Renewable | 0 | 18.8 | 0 | 1
Operable | 5063 | City of Denton - (TX) |  | 61643 | Denton Energy Center | TX | Restructured | Denton | 2025-12-11 | Natural Gas Internal Combustion Engine | IC |  | S | X | X |  |  | 18.8 | 0.8 | 18.8 | 18.8 | 3.8 | N |  |  | OP | X | 7 | 2018 | 2018 |  |  | N | Electric Utility | Utility | Municipal | 1 | X | NG | Non-Renewable | 0 | 18.8 | 0 | 1
Operable | 5063 | City of Denton - (TX) |  | 61643 | Denton Energy Center | TX | Restructured | Denton | 2025-12-12 | Natural Gas Internal Combustion Engine | IC |  | S | X | X |  |  | 18.8 | 0.8 | 18.8 | 18.8 | 3.8 | N |  |  | OP | X | 7 | 2018 | 2018 |  |  | N | Electric Utility | Utility | Municipal | 1 | X | NG | Non-Renewable | 0 | 18.8 | 0 | 1
Operable | 5063 | City of Denton - (TX) |  | 61643 | Denton Energy Center | TX | Restructured | Denton | 2025-12-02 | Natural Gas Internal Combustion Engine | IC |  | S | X | X |  |  | 18.8 | 0.8 | 18.8 | 18.8 | 3.8 | N |  |  | OP | X | 7 | 2018 | 2018 |  |  | N | Electric Utility | Utility | Municipal | 1 | X | NG | Non-Renewable | 0 | 18.8 | 0 | 1
Operable | 5063 | City of Denton - (TX) |  | 61643 | Denton Energy Center | TX | Restructured | Denton | 2025-12-03 | Natural Gas Internal Combustion Engine | IC |  | S | X | X |  |  | 18.8 | 0.8 | 18.8 | 18.8 | 3.8 | N |  |  | OP | X | 7 | 2018 | 2018 |  |  | N | Electric Utility | Utility | Municipal | 1 | X | NG | Non-Renewable | 0 | 18.8 | 0 | 1
Operable | 5063 | City of Denton - (TX) |  | 61643 | Denton Energy Center | TX | Restructured | Denton | 2025-12-04 | Natural Gas Internal Combustion Engine | IC |  | S | X | X |  |  | 18.8 | 0.8 | 18.8 | 18.8 | 3.8 | N |  |  | OP | X | 7 | 2018 | 2018 |  |  | N | Electric Utility | Utility | Municipal | 1 | X | NG | Non-Renewable | 0 | 18.8 | 0 | 1
Operable | 5063 | City of Denton - (TX) |  | 61643 | Denton Energy Center | TX | Restructured | Denton | 2025-12-05 | Natural Gas Internal Combustion Engine | IC |  | S | X | X |  |  | 18.8 | 0.8 | 18.8 | 18.8 | 3.8 | N |  |  | OP | X | 7 | 2018 | 2018 |  |  | N | Electric Utility | Utility | Municipal | 1 | X | NG | Non-Renewable | 0 | 18.8 | 0 | 1
Operable | 5063 | City of Denton - (TX) |  | 61643 | Denton Energy Center | TX | Restructured | Denton | 2025-12-06 | Natural Gas Internal Combustion Engine | IC |  | S | X | X |  |  | 18.8 | 0.8 | 18.8 | 18.8 | 3.8 | N |  |  | OP | X | 7 | 2018 | 2018 |  |  | N | Electric Utility | Utility | Municipal | 1 | X | NG | Non-Renewable | 0 | 18.8 | 0 | 1
Operable | 5063 | City of Denton - (TX) |  | 61643 | Denton Energy Center | TX | Restructured | Denton | 2025-12-07 | Natural Gas Internal Combustion Engine | IC |  | S | X | X |  |  | 18.8 | 0.8 | 18.8 | 18.8 | 3.8 | N |  |  | OP | X | 7 | 2018 | 2018 |  |  | N | Electric Utility | Utility | Municipal | 1 | X | NG | Non-Renewable | 0 | 18.8 | 0 | 1
Operable | 5063 | City of Denton - (TX) |  | 61643 | Denton Energy Center | TX | Restructured | Denton | 2025-12-08 | Natural Gas Internal Combustion Engine | IC |  | S | X | X |  |  | 18.8 | 0.8 | 18.8 | 18.8 | 3.8 | N |  |  | OP | X | 7 | 2018 | 2018 |  |  | N | Electric Utility | Utility | Municipal | 1 | X | NG | Non-Renewable | 0 | 18.8 | 0 | 1
Operable | 5063 | City of Denton - (TX) |  | 61643 | Denton Energy Center | TX | Restructured | Denton | 2025-12-09 | Natural Gas Internal Combustion Engine | IC |  | S | X | X |  |  | 18.8 | 0.8 | 18.8 | 18.8 | 3.8 | N |  |  | OP | X | 7 | 2018 | 2018 |  |  | N | Electric Utility | Utility | Municipal | 1 | X | NG | Non-Renewable | 0 | 18.8 | 0 | 1
Operable | 5097 | City of Deshler - (NE) |  | 2234 | Deshler | NE | Vertical | Thayer | 4 | Petroleum Liquids | IC |  | S | X | X |  |  | 0.6 | 0.8 | 0.6 | 0.6 | 0.1 | N |  |  | OP | X | 1 | 1956 | Pre-2000 |  |  | N | Electric Utility | Utility | Municipal | 1 | X | DFO | Non-Renewable | 0 | 0.6 | 0 | 1
Operable | 5097 | City of Deshler - (NE) |  | 2234 | Deshler | NE | Vertical | Thayer | 5 | Petroleum Liquids | IC |  | S | X | X |  |  | 1.1 | 0.8 | 1.1 | 1.1 | 0.3 | N |  |  | OP | X | 3 | 1999 | Pre-2000 |  |  | N | Electric Utility | Utility | Municipal | 1 | X | DFO | Non-Renewable | 0 | 1.1 | 0 | 1
Operable | 5111 | City of Detroit Lakes - (MN) |  | 1970 | Detroit Lakes | MN | Vertical | Becker | 1 | Petroleum Liquids | GT |  | S | X | X | OTP.MRES |  | 12.5 | 0.8 | 9.6 | 10.6 | 5 | N |  |  | OA | X | 7 | 1968 | Pre-2000 |  |  | N | Electric Utility | Utility | Municipal | 1 | X | DFO | Non-Renewable | 0 | 12.5 | 0 | 1
Operable | 5155 | City of Dike |  | 56194 | Dike City Power Plant | IA | Vertical | Grundy | 1 | Petroleum Liquids | IC |  | S | X | X |  |  | 2.2 | 0.8 | 2 | 2 | 2 | N |  |  | OP | X | 6 | 2005 | 2005 |  |  | N | Electric Utility | Utility | Municipal | 1 | X | DFO | Non-Renewable | 0 | 2.2 | 0 | 1
Operable | 5336 | City of Dover - (OH) |  | 2914 | Dover | OH | Restructured | Tuscarawas | 3 | Conventional Steam Coal | ST |  | S | X | X |  |  | 8 | 0.89 | 8 | 8 | 4 | N |  |  | SB | N | 1 | 1954 | Pre-2000 |  |  | N | Electric Utility | Utility | Municipal | 1 | X | BIT | Non-Renewable | 0 | 8 | 0 | 1
Operable | 5336 | City of Dover - (OH) |  | 2914 | Dover | OH | Restructured | Tuscarawas | 4 | Conventional Steam Coal | ST |  | S | X | X |  |  | 19.5 | 0.89 | 15.2 | 15.2 | 7 | N |  |  | OP | X | 6 | 1968 | Pre-2000 |  |  | N | Electric Utility | Utility | Municipal | 1 | X | BIT | Non-Renewable | 0 | 19.5 | 0 | 1
Operable | 5336 | City of Dover - (OH) |  | 2914 | Dover | OH | Restructured | Tuscarawas | 5 | Petroleum Liquids | IC |  | S | X | X |  |  | 2.6 | 0.85 | 2.4 | 2.4 | 1.2 | N |  |  | OP | X | 6 | 1966 | Pre-2000 |  |  | N | Electric Utility | Utility | Municipal | 1 | X | DFO | Non-Renewable | 0 | 2.6 | 0 | 1
Operable | 5336 | City of Dover - (OH) |  | 2914 | Dover | OH | Restructured | Tuscarawas | 6 | Natural Gas Fired Combustion Turbine | GT |  | S | X | X |  |  | 19.5 | 0.85 | 15.3 | 15.3 | 8 | N |  |  | OP | X | 9 | 1992 | Pre-2000 |  |  | N | Electric Utility | Utility | Municipal | 1 | X | NG | Non-Renewable | 0 | 19.5 | 0 | 1
Operable | 5529 | City of Durant - (IA) |  | 6220 | Durant | IA | Vertical | Cedar | 7 | Petroleum Liquids | IC |  | S | X | X | ALTW.ALTW | ALTW.ALTW | 1.8 | 0.8 | 1.8 | 1.8 | 1.2 | N |  |  | SB | Y | 1 | 1998 | Pre-2000 |  |  | N | Electric Utility | Utility | Municipal | 1 | X | DFO | Non-Renewable | 0 | 1.8 | 0 | 1
Operable | 5529 | City of Durant - (IA) |  | 6220 | Durant | IA | Vertical | Cedar | 8 | Petroleum Liquids | IC |  | S | X | X | ALTW.ALTW | ALTW.ALTW | 2.6 | 0.9 | 2.6 | 2.6 | 1.5 | N |  |  | SB | Y | 5 | 2011 | 2011 |  |  | N | Electric Utility | Utility | Municipal | 1 | X | DFO | Non-Renewable | 0 | 2.6 | 0 | 1
Operable | 5563 | City of Earlville - (IA) |  | 7865 | Earlville | IA | Vertical | Delaware | 1 | Petroleum Liquids | IC |  | S | X | X |  |  | 1.8 | 0.98 | 1.8 | 1.8 | 0 | N |  |  | OP | X | 7 | 2001 | 2001 |  |  | N | Electric Utility | Utility | Municipal | 1 | X | DFO | Non-Renewable | 0 | 1.8 | 0 | 1
Operable | 5773 | City of Elk River |  | 1971 | Elk River City of | MN | Vertical | Sherburne | 1 | Petroleum Liquids | IC |  | S | X | X |  |  | 0.5 | 0.8 | 0.5 | 0.5 | 0.4 | N |  |  | SB | Y | 3 | 1948 | Pre-2000 |  |  | N | Electric Utility | Utility | Municipal | 1 | X | DFO | Non-Renewable | 0 | 0.5 | 0 | 1
Operable | 5773 | City of Elk River |  | 1971 | Elk River City of | MN | Vertical | Sherburne | 2 | Petroleum Liquids | IC |  | S | X | X |  |  | 0.5 | 0.8 | 0.5 | 0.5 | 0.4 | N |  |  | SB | Y | 3 | 1948 | Pre-2000 |  |  | N | Electric Utility | Utility | Municipal | 1 | X | DFO | Non-Renewable | 0 | 0.5 | 0 | 1
Operable | 5773 | City of Elk River |  | 1971 | Elk River City of | MN | Vertical | Sherburne | 3 | Petroleum Liquids | IC |  | S | X | X |  |  | 3 | 0.8 | 3 | 3 | 2.8 | N |  |  | SB | Y | 3 | 1962 | Pre-2000 |  |  | N | Electric Utility | Utility | Municipal | 1 | X | DFO | Non-Renewable | 0 | 3 | 0 | 1 | NG
Operable | 5773 | City of Elk River |  | 1971 | Elk River City of | MN | Vertical | Sherburne | 4 | Petroleum Liquids | IC |  | S | X | X |  |  | 5 | 0.8 | 5 | 5 | 4.3 | N |  |  | SB | Y | 8 | 1972 | Pre-2000 |  |  | N | Electric Utility | Utility | Municipal | 1 | X | DFO | Non-Renewable | 0 | 5 | 0 | 1 | NG
Operable | 5802 | City of Ellinwood - (KS) |  | 1274 | Ellinwood | KS | Vertical | Barton | 1 | Natural Gas Internal Combustion Engine | IC |  | S | X | X |  |  | 2.1 | 0.8 | 1.8 | 1.8 | 1.5 | N |  |  | OP | X | 8 | 1965 | Pre-2000 |  |  | N | Electric Utility | Utility | Municipal | 1 | X | NG | Non-Renewable | 0 | 2.1 | 0 | 1 | DFO
Operable | 5802 | City of Ellinwood - (KS) |  | 1274 | Ellinwood | KS | Vertical | Barton | 2 | Natural Gas Internal Combustion Engine | IC |  | S | X | X |  |  | 1.4 | 0.8 | 1.3 | 1.3 | 0.8 | N |  |  | OP | X | 6 | 1957 | Pre-2000 |  |  | N | Electric Utility | Utility | Municipal | 1 | X | NG | Non-Renewable | 0 | 1.4 | 0 | 1 | DFO
Operable | 5802 | City of Ellinwood - (KS) |  | 1274 | Ellinwood | KS | Vertical | Barton | 3 | Petroleum Liquids | IC |  | S | X | X |  |  | 0.6 | 0.8 | 0.4 | 0.4 | 0.2 | N |  |  | SB | Y | 6 | 1948 | Pre-2000 |  |  | N | Electric Utility | Utility | Municipal | 1 | X | DFO | Non-Renewable | 0 | 0.6 | 0 | 1 | NG
Operable | 5802 | City of Ellinwood - (KS) |  | 1274 | Ellinwood | KS | Vertical | Barton | 4 | Natural Gas Internal Combustion Engine | IC |  | S | X | X |  |  | 1.1 | 0.8 | 1 | 1 | 0.5 | N |  |  | OP | X | 7 | 1953 | Pre-2000 |  |  | N | Electric Utility | Utility | Municipal | 1 | X | NG | Non-Renewable | 0 | 1.1 | 0 | 1 | DFO
Operable | 5802 | City of Ellinwood - (KS) |  | 1274 | Ellinwood | KS | Vertical | Barton | 5 | Natural Gas Internal Combustion Engine | IC |  | S | X | X |  |  | 3.3 | 0.8 | 2.7 | 2.7 | 2 | N |  |  | OP | X | 6 | 1971 | Pre-2000 |  |  | N | Electric Utility | Utility | Municipal | 1 | X | NG | Non-Renewable | 0 | 3.3 | 0 | 1 | DFO
Operable | 5834 | City of Elroy - (WI) |  | 4113 | Elroy | WI | Vertical | Juneau | 1A | Petroleum Liquids | IC |  | S | X | X | BTM |  | 2.3 | 1 | 2.2 | 2.3 | 0.5 | N |  |  | OP | X | 2 | 2005 | 2005 |  |  | N | Electric Utility | Utility | Municipal | 1 | X | DFO | Non-Renewable | 0 | 2.3 | 0 | 1
Operable | 5834 | City of Elroy - (WI) |  | 4113 | Elroy | WI | Vertical | Juneau | 2A | Petroleum Liquids | IC |  | S | X | X | BTM |  | 2.3 | 1 | 2.2 | 2.3 | 0.5 | N |  |  | OP | X | 2 | 2005 | 2005 |  |  | N | Electric Utility | Utility | Municipal | 1 | X | DFO | Non-Renewable | 0 | 2.3 | 0 | 1
Operable | 5834 | City of Elroy - (WI) |  | 4113 | Elroy | WI | Vertical | Juneau | 5 | Petroleum Liquids | IC |  | S | X | X | BTM |  | 2 | 1 | 2.2 | 2.2 | 0.5 | N |  |  | OP | X | 5 | 1973 | Pre-2000 |  |  | N | Electric Utility | Utility | Municipal | 1 | X | DFO | Non-Renewable | 0 | 2 | 0 | 1 | NG
Operable | 5850 | City of Emerson - (NE) |  | 2235 | Emerson | NE | Vertical | Dixon | 2 | Natural Gas Internal Combustion Engine | IC |  | S | X | X |  |  | 1.1 | 1 | 1.1 | 1.1 | 0.2 | N |  |  | OP | X | 1 | 1968 | Pre-2000 |  |  | N | Electric Utility | Utility | Municipal | 1 | X | NG | Non-Renewable | 0 | 1.1 | 0 | 1 | DFO
Operable | 5850 | City of Emerson - (NE) |  | 2235 | Emerson | NE | Vertical | Dixon | 3 | Petroleum Liquids | IC |  | S | X | X |  |  | 0.1 | 1 | 0.1 | 0.1 | 0.1 | N |  |  | OP | X | 1 | 1947 | Pre-2000 |  |  | N | Electric Utility | Utility | Municipal | 1 | X | DFO | Non-Renewable | 0 | 0.1 | 0 | 1 | NG
Operable | 5850 | City of Emerson - (NE) |  | 2235 | Emerson | NE | Vertical | Dixon | 4 | Natural Gas Internal Combustion Engine | IC |  | S | X | X |  |  | 0.4 | 1 | 0.4 | 0.4 | 0.1 | N |  |  | OP | X | 1 | 1960 | Pre-2000 |  |  | N | Electric Utility | Utility | Municipal | 1 | X | NG | Non-Renewable | 0 | 0.4 | 0 | 1 | DFO
Operable | 5932 | City of Ephraim - (UT) |  | 925 | Hydro Plant No 3 | UT | Vertical | Sanpete | 2 | Conventional Hydroelectric | HY |  | S | X | X |  |  | 0.7 | 0.85 | 0.6 | 0.2 | 0.1 | N |  |  | OP | X | 9 | 1984 | Pre-2000 |  |  | N | Electric Utility | Utility | Municipal | 1 | X | WAT | Renewable | 0.7 | 0 | 1 | 0
Operable | 5932 | City of Ephraim - (UT) |  | 925 | Hydro Plant No 3 | UT | Vertical | Sanpete | 3 | Conventional Hydroelectric | HY |  | S | X | X |  |  | 2.1 | 0.85 | 2 | 1.9 | 0.1 | N |  |  | OP | X | 9 | 1984 | Pre-2000 |  |  | N | Electric Utility | Utility | Municipal | 1 | X | WAT | Renewable | 2.1 | 0 | 1 | 0
Operable | 5957 | City of Erie - (KS) |  | 1276 | Erie | KS | Vertical | Neosho | 3 | Petroleum Liquids | IC |  | S | X | X |  |  | 1 | 0.8 | 0.9 | 0.9 | 0.5 | N |  |  | OP | X | 11 | 1958 | Pre-2000 |  |  | N | Electric Utility | Utility | Municipal | 1 | X | DFO | Non-Renewable | 0 | 1 | 0 | 1
Operable | 5957 | City of Erie - (KS) |  | 1276 | Erie | KS | Vertical | Neosho | 6 | Petroleum Liquids | IC |  | S | X | X |  |  | 1.1 | 0.8 | 1 | 1 | 0.5 | N |  |  | OP | X | 4 | 2005 | 2005 |  |  | N | Electric Utility | Utility | Municipal | 1 | X | DFO | Non-Renewable | 0 | 1.1 | 0 | 1
Operable | 5957 | City of Erie - (KS) |  | 1276 | Erie | KS | Vertical | Neosho | 7 | Petroleum Liquids | IC |  | S | X | X |  |  | 1.1 | 0.8 | 1 | 1 | 0.5 | N |  |  | OP | X | 4 | 2005 | 2005 |  |  | N | Electric Utility | Utility | Municipal | 1 | X | DFO | Non-Renewable | 0 | 1.1 | 0 | 1
Operable | 5957 | City of Erie - (KS) |  | 1276 | Erie | KS | Vertical | Neosho | 8 | Petroleum Liquids | IC |  | S | X | X |  |  | 1.1 | 0.8 | 1 | 1 | 0.5 | N |  |  | OP | X | 4 | 2005 | 2005 |  |  | N | Electric Utility | Utility | Municipal | 1 | X | DFO | Non-Renewable | 0 | 1.1 | 0 | 1
Operable | 5957 | City of Erie - (KS) |  | 7766 | Erie Energy Center | KS | Vertical | Neosho | 1 | Petroleum Liquids | IC |  | S | X | X |  |  | 2.5 | 0.8 | 2.5 | 2.5 | 1.5 | N |  |  | OP | X | 10 | 1999 | Pre-2000 |  |  | N | Electric Utility | Utility | Municipal | 1 | X | DFO | Non-Renewable | 0 | 2.5 | 0 | 1
Operable | 5957 | City of Erie - (KS) |  | 7766 | Erie Energy Center | KS | Vertical | Neosho | 2 | Petroleum Liquids | IC |  | S | X | X |  |  | 2.5 | 0.8 | 2.5 | 2.5 | 1.5 | N |  |  | OP | X | 10 | 1999 | Pre-2000 |  |  | N | Electric Utility | Utility | Municipal | 1 | X | DFO | Non-Renewable | 0 | 2.5 | 0 | 1
Operable | 5957 | City of Erie - (KS) |  | 7766 | Erie Energy Center | KS | Vertical | Neosho | 3 | Petroleum Liquids | IC |  | S | X | X |  |  | 2.5 | 0.8 | 2.5 | 2.5 | 1.5 | N |  |  | OP | X | 10 | 1999 | Pre-2000 |  |  | N | Electric Utility | Utility | Municipal | 1 | X | DFO | Non-Renewable | 0 | 2.5 | 0 | 1
Operable | 5957 | City of Erie - (KS) |  | 7766 | Erie Energy Center | KS | Vertical | Neosho | 4 | Petroleum Liquids | IC |  | S | X | X |  |  | 2.5 | 0.8 | 2.5 | 2.5 | 1.5 | N |  |  | OP | X | 10 | 1999 | Pre-2000 |  |  | N | Electric Utility | Utility | Municipal | 1 | X | DFO | Non-Renewable | 0 | 2.5 | 0 | 1
Operable | 5957 | City of Erie - (KS) |  | 7766 | Erie Energy Center | KS | Vertical | Neosho | 5 | Petroleum Liquids | IC |  | S | X | X |  |  | 2.5 | 0.8 | 2.5 | 2.5 | 1.5 | N |  |  | OP | X | 7 | 1999 | Pre-2000 |  |  | N | Electric Utility | Utility | Municipal | 1 | X | DFO | Non-Renewable | 0 | 2.5 | 0 | 1
Operable | 5957 | City of Erie - (KS) |  | 7766 | Erie Energy Center | KS | Vertical | Neosho | 6 | Petroleum Liquids | IC |  | S | X | X |  |  | 2.5 | 0.8 | 2.5 | 2.5 | 1.5 | N |  |  | OP | X | 7 | 1999 | Pre-2000 |  |  | N | Electric Utility | Utility | Municipal | 1 | X | DFO | Non-Renewable | 0 | 2.5 | 0 | 1
Operable | 5957 | City of Erie - (KS) |  | 7766 | Erie Energy Center | KS | Vertical | Neosho | 7 | Petroleum Liquids | IC |  | S | X | X |  |  | 2.5 | 0.8 | 2.5 | 2.5 | 1.5 | N |  |  | OP | X | 7 | 1999 | Pre-2000 |  |  | N | Electric Utility | Utility | Municipal | 1 | X | DFO | Non-Renewable | 0 | 2.5 | 0 | 1
Operable | 5957 | City of Erie - (KS) |  | 7766 | Erie Energy Center | KS | Vertical | Neosho | 8 | Petroleum Liquids | IC |  | S | X | X |  |  | 2.5 | 0.8 | 2.5 | 2.5 | 1.5 | N |  |  | OP | X | 7 | 1999 | Pre-2000 |  |  | N | Electric Utility | Utility | Municipal | 1 | X | DFO | Non-Renewable | 0 | 2.5 | 0 | 1
Operable | 5969 | City of Escondido - (CA) |  | 457 | Bear Valley | CA | Vertical | San Diego | HC1 | Conventional Hydroelectric | HY |  | S | X | X |  |  | 0.7 | 0.85 | 0.7 | 0.7 | 0.2 | N |  |  | OP | X | 6 | 1986 | Pre-2000 |  |  | N | Electric Utility | Utility | Municipal | 1 | X | WAT | Renewable | 0.7 | 0 | 1 | 0
Operable | 5969 | City of Escondido - (CA) |  | 457 | Bear Valley | CA | Vertical | San Diego | HC2 | Conventional Hydroelectric | HY |  | S | X | X |  |  | 0.7 | 0.85 | 0.7 | 0.7 | 0.2 | N |  |  | OP | X | 6 | 1986 | Pre-2000 |  |  | N | Electric Utility | Utility | Municipal | 1 | X | WAT | Renewable | 0.7 | 0 | 1 | 0
Operable | 5998 | City of Estherville - (IA) |  | 1137 | Estherville | IA | Vertical | Emmet | 2 | Petroleum Liquids | IC |  | S | X | X |  |  | 1.6 | 0.8 | 1.1 | 1.1 | 1 | N |  |  | OP | X | 12 | 1946 | Pre-2000 |  |  | N | Electric Utility | Utility | Municipal | 1 | X | DFO | Non-Renewable | 0 | 1.6 | 0 | 1
Operable | 5998 | City of Estherville - (IA) |  | 1137 | Estherville | IA | Vertical | Emmet | 3 | Natural Gas Internal Combustion Engine | IC |  | S | X | X |  |  | 3 | 0.8 | 2.7 | 2.8 | 2 | N |  |  | OP | X | 6 | 1960 | Pre-2000 |  |  | N | Electric Utility | Utility | Municipal | 1 | X | NG | Non-Renewable | 0 | 3 | 0 | 1 | DFO
Operable | 5998 | City of Estherville - (IA) |  | 1137 | Estherville | IA | Vertical | Emmet | 4 | Natural Gas Internal Combustion Engine | IC |  | S | X | X |  |  | 4 | 0.8 | 3.5 | 3.5 | 2 | N |  |  | OP | X | 6 | 1969 | Pre-2000 |  |  | N | Electric Utility | Utility | Municipal | 1 | X | NG | Non-Renewable | 0 | 4 | 0 | 1 | DFO
Operable | 5998 | City of Estherville - (IA) |  | 1137 | Estherville | IA | Vertical | Emmet | 5 | Natural Gas Internal Combustion Engine | IC |  | S | X | X |  |  | 4 | 0.8 | 3.6 | 3.6 | 2 | N |  |  | OP | X | 1 | 1969 | Pre-2000 |  |  | N | Electric Utility | Utility | Municipal | 1 | X | NG | Non-Renewable | 0 | 4 | 0 | 1 | DFO
Operable | 5998 | City of Estherville - (IA) |  | 1137 | Estherville | IA | Vertical | Emmet | 7 | Natural Gas Internal Combustion Engine | IC |  | S | X | X |  |  | 3 | 0.8 | 2.7 | 2.8 | 2 | N |  |  | OP | X | 1 | 1960 | Pre-2000 |  |  | N | Electric Utility | Utility | Municipal | 1 | X | NG | Non-Renewable | 0 | 3 | 0 | 1 | DFO
Operable | 6138 | City of Fairfax - (MN) |  | 1972 | Fairfax | MN | Vertical | Renville | 2A | Petroleum Liquids | IC |  | S | X | X |  |  | 2 | 0.8 | 1.9 | 1.9 | 1.5 | N |  |  | SB | Y | 8 | 2001 | 2001 |  |  | N | Electric Utility | Utility | Municipal | 1 | X | DFO | Non-Renewable | 0 | 2 | 0 | 1
Operable | 6175 | City of Falls City - (NE) |  | 2237 | Falls City | NE | Vertical | Richardson | 1 | Petroleum Liquids | IC |  | S | X | X | MEAN_FCU_OPPD | MEAN_FCU_OPPD | 0.6 | 0.85 | 0.6 | 0.6 | 0.4 | N |  |  | OP | X | 8 | 1930 | Pre-2000 |  |  | N | Electric Utility | Utility | Municipal | 1 | X | DFO | Non-Renewable | 0 | 0.6 | 0 | 1
Operable | 6175 | City of Falls City - (NE) |  | 2237 | Falls City | NE | Vertical | Richardson | 2 | Petroleum Liquids | IC |  | S | X | X | MEAN_FCU_OPPD | MEAN_FCU_OPPD | 0.9 | 0.85 | 0.9 | 0.9 | 0.5 | N |  |  | OP | X | 8 | 1937 | Pre-2000 |  |  | N | Electric Utility | Utility | Municipal | 1 | X | DFO | Non-Renewable | 0 | 0.9 | 0 | 1
Operable | 6175 | City of Falls City - (NE) |  | 2237 | Falls City | NE | Vertical | Richardson | 3 | Natural Gas Internal Combustion Engine | IC |  | S | X | X | MEAN_FCU_OPPD | MEAN_FCU_OPPD | 2.7 | 0.85 | 2.3 | 2.3 | 1.5 | N |  |  | OP | X | 2 | 1965 | Pre-2000 |  |  | N | Electric Utility | Utility | Municipal | 1 | X | NG | Non-Renewable | 0 | 2.7 | 0 | 1 | DFO
Operable | 6175 | City of Falls City - (NE) |  | 2237 | Falls City | NE | Vertical | Richardson | 4 | Natural Gas Internal Combustion Engine | IC |  | S | X | X | MEAN_FCU_OPPD | MEAN_FCU_OPPD | 1.1 | 0.85 | 0.8 | 0.8 | 0.5 | N |  |  | OP | X | 8 | 1946 | Pre-2000 |  |  | N | Electric Utility | Utility | Municipal | 1 | X | NG | Non-Renewable | 0 | 1.1 | 0 | 1 | DFO
Operable | 6175 | City of Falls City - (NE) |  | 2237 | Falls City | NE | Vertical | Richardson | 5 | Natural Gas Internal Combustion Engine | IC |  | S | X | X | MEAN_FCU_OPPD | MEAN_FCU_OPPD | 2 | 0.85 | 1.4 | 1.4 | 0.8 | N |  |  | OP | X | 11 | 1950 | Pre-2000 |  |  | N | Electric Utility | Utility | Municipal | 1 | X | NG | Non-Renewable | 0 | 2 | 0 | 1 | DFO
Operable | 6175 | City of Falls City - (NE) |  | 2237 | Falls City | NE | Vertical | Richardson | 6 | Natural Gas Internal Combustion Engine | IC |  | S | X | X | MEAN_FCU_OPPD | MEAN_FCU_OPPD | 2.5 | 0.85 | 2 | 2 | 1.4 | N |  |  | OP | X | 2 | 1958 | Pre-2000 |  |  | N | Electric Utility | Utility | Municipal | 1 | X | NG | Non-Renewable | 0 | 2.5 | 0 | 1 | DFO
Operable | 6175 | City of Falls City - (NE) |  | 2237 | Falls City | NE | Vertical | Richardson | 7 | Natural Gas Internal Combustion Engine | IC |  | S | X | X | MEAN_FCU_OPPD | MEAN_FCU_OPPD | 6.2 | 0.85 | 5.9 | 5.9 | 4 | N |  |  | OP | X | 6 | 1972 | Pre-2000 |  |  | N | Electric Utility | Utility | Municipal | 1 | X | NG | Non-Renewable | 0 | 6.2 | 0 | 1 | DFO
Operable | 6175 | City of Falls City - (NE) |  | 2237 | Falls City | NE | Vertical | Richardson | 8 | Natural Gas Internal Combustion Engine | IC |  | S | X | X | MEAN_FCU_OPPD | MEAN_FCU_OPPD | 6 | 0.85 | 6 | 6 | 3.8 | N |  |  | OP | X | 3 | 1982 | Pre-2000 |  |  | N | Electric Utility | Utility | Municipal | 1 | X | NG | Non-Renewable | 0 | 6 | 0 | 1 | DFO
Operable | 6175 | City of Falls City - (NE) |  | 2237 | Falls City | NE | Vertical | Richardson | 9 | Natural Gas Internal Combustion Engine | IC |  | S | X | X | MEAN FCU OPPD | MEAN FCU OPPD | 9.3 | 0.8 | 9.3 | 9.3 | 3.9 | N |  |  | OP | X | 8 | 2018 | 2018 |  |  | N | Electric Utility | Utility | Municipal | 1 | X | NG | Non-Renewable | 0 | 9.3 | 0 | 1 | DFO
Operable | 6192 | City of Farmer City - (IL) |  | 941 | Farmer City | IL | Restructured | DeWitt | 1 | Natural Gas Internal Combustion Engine | IC |  | S | X | X | AMIL.IP.IMEA | AMIL.IP.IMEA | 1.5 | 0.8 | 1.3 | 1.3 | 0.5 | N |  |  | OP | X | 7 | 1967 | Pre-2000 |  |  | N | Electric Utility | Utility | Municipal | 1 | X | NG | Non-Renewable | 0 | 1.5 | 0 | 1 | DFO
Operable | 6192 | City of Farmer City - (IL) |  | 941 | Farmer City | IL | Restructured | DeWitt | 2 | Petroleum Liquids | IC |  | S | X | X | AMIL.IP.IMEA | AMIL.IP.IMEA | 1.1 | 0.8 | 0.9 | 0.9 | 0.5 | N |  |  | OP | X | 4 | 1963 | Pre-2000 |  |  | N | Electric Utility | Utility | Municipal | 1 | X | DFO | Non-Renewable | 0 | 1.1 | 0 | 1
Operable | 6192 | City of Farmer City - (IL) |  | 941 | Farmer City | IL | Restructured | DeWitt | 4 | Petroleum Liquids | IC |  | S | X | X | AMIL.IP.IMEA | AMIL.IP.IMEA | 0.8 | 0.8 | 0.7 | 0.7 | 0.5 | N |  |  | OP | X | 4 | 1951 | Pre-2000 |  |  | N | Electric Utility | Utility | Municipal | 1 | X | DFO | Non-Renewable | 0 | 0.8 | 0 | 1
Operable | 6192 | City of Farmer City - (IL) |  | 941 | Farmer City | IL | Restructured | DeWitt | 5 | Natural Gas Internal Combustion Engine | IC |  | S | X | X | AMIL.IP.IMEA | AMIL.IP.IMEA | 3.5 | 0.8 | 2.8 | 2.8 | 0.5 | N |  |  | OP | X | 7 | 1974 | Pre-2000 |  |  | N | Electric Utility | Utility | Municipal | 1 | X | NG | Non-Renewable | 0 | 3.5 | 0 | 1 | DFO
Operable | 6192 | City of Farmer City - (IL) |  | 941 | Farmer City | IL | Restructured | DeWitt | 6 | Petroleum Liquids | IC |  | S | X | X | AMIL.IP.IMEA | AMIL.IP.IMEA | 2.2 | 0.8 | 2 | 2 | 0.5 | N |  |  | OP | X | 8 | 2012 | 2012 |  |  | N | Electric Utility | Utility | Municipal | 1 | X | DFO | Non-Renewable | 0 | 2.2 | 0 | 1
Operable | 6192 | City of Farmer City - (IL) |  | 941 | Farmer City | IL | Restructured | DeWitt | 7 | Petroleum Liquids | IC |  | S | X | X | AMIL.IP.IMEA | AMIL.IP.IMEA | 2.2 | 0.8 | 2 | 2 | 0.5 | N |  |  | OP | X | 8 | 2012 | 2012 |  |  | N | Electric Utility | Utility | Municipal | 1 | X | DFO | Non-Renewable | 0 | 2.2 | 0 | 1
Operable | 6205 | City of Farmington - (MO) |  | 56597 | Elm Street Substation Generators | MO | Vertical | St Francois | EP01 | Petroleum Liquids | IC |  | S | X | X |  |  | 2 | 1 | 1.3 | 1.5 | 0.9 | N |  |  | SB | Y | 10 | 2002 | 2002 |  |  | N | Electric Utility | Utility | Municipal | 1 | X | DFO | Non-Renewable | 0 | 2 | 0 | 1
Operable | 6205 | City of Farmington - (MO) |  | 56597 | Elm Street Substation Generators | MO | Vertical | St Francois | EP02 | Petroleum Liquids | IC |  | S | X | X |  |  | 2 | 1 | 1.3 | 1.5 | 0.9 | N |  |  | SB | Y | 10 | 2002 | 2002 |  |  | N | Electric Utility | Utility | Municipal | 1 | X | DFO | Non-Renewable | 0 | 2 | 0 | 1
Operable | 6205 | City of Farmington - (MO) |  | 56597 | Elm Street Substation Generators | MO | Vertical | St Francois | EP03 | Petroleum Liquids | IC |  | S | X | X |  |  | 2 | 1 | 1.3 | 1.5 | 0.9 | N |  |  | SB | Y | 10 | 2002 | 2002 |  |  | N | Electric Utility | Utility | Municipal | 1 | X | DFO | Non-Renewable | 0 | 2 | 0 | 1
Operable | 6205 | City of Farmington - (MO) |  | 56598 | Walton Street Substation | MO | Vertical | St Francois | EP07 | Petroleum Liquids | IC |  | S | X | X |  |  | 2 | 1 | 1.3 | 1.5 | 0.9 | N |  |  | SB | Y | 1 | 2003 | 2003 |  |  | N | Electric Utility | Utility | Municipal | 1 | X | DFO | Non-Renewable | 0 | 2 | 0 | 1
Operable | 6205 | City of Farmington - (MO) |  | 56600 | Overall Road Station | MO | Vertical | St Francois | EP11 | Petroleum Liquids | IC |  | S | X | X |  |  | 2 | 1 | 1.3 | 1.5 | 0.9 | N |  |  | SB | Y | 3 | 2003 | 2003 |  |  | N | Electric Utility | Utility | Municipal | 1 | X | DFO | Non-Renewable | 0 | 2 | 0 | 1
Operable | 6205 | City of Farmington - (MO) |  | 56600 | Overall Road Station | MO | Vertical | St Francois | EP12 | Petroleum Liquids | IC |  | S | X | X |  |  | 2 | 1 | 1.3 | 1.5 | 0.9 | N |  |  | SB | Y | 3 | 2003 | 2003 |  |  | N | Electric Utility | Utility | Municipal | 1 | X | DFO | Non-Renewable | 0 | 2 | 0 | 1
Operable | 6205 | City of Farmington - (MO) |  | 56600 | Overall Road Station | MO | Vertical | St Francois | EP13 | Petroleum Liquids | IC |  | S | X | X |  |  | 2 | 1 | 1.3 | 1.5 | 0.9 | N |  |  | SB | Y | 3 | 2003 | 2003 |  |  | N | Electric Utility | Utility | Municipal | 1 | X | DFO | Non-Renewable | 0 | 2 | 0 | 1
Operable | 6205 | City of Farmington - (MO) |  | 56600 | Overall Road Station | MO | Vertical | St Francois | EP14 | Petroleum Liquids | IC |  | S | X | X |  |  | 2 | 1 | 1.3 | 1.5 | 0.9 | N |  |  | SB | Y | 3 | 2003 | 2003 |  |  | N | Electric Utility | Utility | Municipal | 1 | X | DFO | Non-Renewable | 0 | 2 | 0 | 1
Operable | 6204 | City of Farmington - (NM) |  | 584 | Navajo Dam | NM | Vertical | San Juan | 1 | Conventional Hydroelectric | HY |  | S | X | X |  |  | 15 | 0.9 | 15 | 15 | 6 | N |  |  | OP | X | 1 | 1989 | Pre-2000 |  |  | N | Electric Utility | Utility | Municipal | 1 | X | WAT | Renewable | 15 | 0 | 1 | 0
Operable | 6204 | City of Farmington - (NM) |  | 584 | Navajo Dam | NM | Vertical | San Juan | 2 | Conventional Hydroelectric | HY |  | S | X | X |  |  | 15 | 0.9 | 15 | 15 | 6 | N |  |  | OP | X | 1 | 1989 | Pre-2000 |  |  | N | Electric Utility | Utility | Municipal | 1 | X | WAT | Renewable | 15 | 0 | 1 | 0
Operable | 6204 | City of Farmington - (NM) |  | 55977 | Bluffview | NM | Vertical | San Juan | CTG1 | Natural Gas Fired Combined Cycle | CT | CC1 | S | X | N |  |  | 40 | 0.8 | 31 | 40 | 12 | N |  |  | OP | X | 5 | 2005 | 2005 |  |  | N | Electric Utility | Utility | Municipal | 1 | X | NG | Non-Renewable | 0 | 40 | 0 | 1
Operable | 6204 | City of Farmington - (NM) |  | 55977 | Bluffview | NM | Vertical | San Juan | STG1 | Natural Gas Fired Combined Cycle | CA | CC1 | S | Y | X |  |  | 27 | 0.85 | 27 | 27 | 0 | N |  |  | OP | X | 5 | 2005 | 2005 |  |  | N | Electric Utility | Utility | Municipal | 1 | X | NG | Non-Renewable | 0 | 27 | 0 | 1
Operable | 6231 | City of Fayette - (MO) |  | 2125 | Fayette | MO | Vertical | Howard | GT1 | Petroleum Liquids | IC |  | S | X | X |  |  | 3.5 | 0.8 | 3 | 3 | 3 | N |  |  | OS | X | 7 | 1985 | Pre-2000 |  |  | N | Electric Utility | Utility | Municipal | 1 | X | DFO | Non-Renewable | 0 | 3.5 | 0 | 1
Operable | 6231 | City of Fayette - (MO) |  | 2125 | Fayette | MO | Vertical | Howard | GT2 | Petroleum Liquids | IC |  | S | X | X |  |  | 3.5 | 0.8 | 2.8 | 2.8 | 2.8 | N |  |  | OS | X | 7 | 1985 | Pre-2000 |  |  | N | Electric Utility | Utility | Municipal | 1 | X | DFO | Non-Renewable | 0 | 3.5 | 0 | 1
Operable | 6231 | City of Fayette - (MO) |  | 2125 | Fayette | MO | Vertical | Howard | GT3 | Petroleum Liquids | IC |  | S | X | X |  |  | 2.8 | 0.8 | 2.4 | 2.4 | 2.4 | N |  |  | OS | X | 7 | 1977 | Pre-2000 |  |  | N | Electric Utility | Utility | Municipal | 1 | X | DFO | Non-Renewable | 0 | 2.8 | 0 | 1
Operable | 6231 | City of Fayette - (MO) |  | 2125 | Fayette | MO | Vertical | Howard | GT4 | Petroleum Liquids | IC |  | S | X | X |  |  | 1.1 | 0.8 | 1 | 1 | 1 | N |  |  | OS | X | 7 | 1969 | Pre-2000 |  |  | N | Electric Utility | Utility | Municipal | 1 | X | DFO | Non-Renewable | 0 | 1.1 | 0 | 1
Operable | 6274 | City of Fennimore - (WI) |  | 4114 | Fennimore | WI | Vertical | Grant | 4 | Petroleum Liquids | IC |  | S | X | X |  |  | 1.1 | 0.8 | 1.1 | 1.1 | 0.5 | N |  |  | SB | Y | 2 | 1964 | Pre-2000 |  |  | N | Electric Utility | Utility | Municipal | 1 | X | DFO | Non-Renewable | 0 | 1.1 | 0 | 1
Operable | 6274 | City of Fennimore - (WI) |  | 4114 | Fennimore | WI | Vertical | Grant | 5 | Petroleum Liquids | IC |  | S | X | X |  |  | 0.9 | 0.8 | 0.9 | 0.9 | 0.5 | N |  |  | SB | Y | 2 | 1952 | Pre-2000 |  |  | N | Electric Utility | Utility | Municipal | 1 | X | DFO | Non-Renewable | 0 | 0.9 | 0 | 1
Operable | 6274 | City of Fennimore - (WI) |  | 4114 | Fennimore | WI | Vertical | Grant | 6 | Petroleum Liquids | IC |  | S | X | X |  |  | 1.8 | 0.8 | 1.8 | 1.8 | 0.5 | N |  |  | SB | Y | 12 | 1999 | Pre-2000 |  |  | N | Electric Utility | Utility | Municipal | 1 | X | DFO | Non-Renewable | 0 | 1.8 | 0 | 1
Operable | 6274 | City of Fennimore - (WI) |  | 4114 | Fennimore | WI | Vertical | Grant | 7 | Petroleum Liquids | IC |  | S | X | X |  |  | 1.8 | 0.8 | 1.8 | 1.8 | 0.5 | N |  |  | SB | Y | 12 | 1999 | Pre-2000 |  |  | N | Electric Utility | Utility | Municipal | 1 | X | DFO | Non-Renewable | 0 | 1.8 | 0 | 1
Operable | 6274 | City of Fennimore - (WI) |  | 4114 | Fennimore | WI | Vertical | Grant | 8 | Petroleum Liquids | IC |  | S | X | X |  |  | 1.8 | 0.8 | 1.8 | 1.8 | 0.5 | N |  |  | SB | Y | 12 | 1999 | Pre-2000 |  |  | N | Electric Utility | Utility | Municipal | 1 | X | DFO | Non-Renewable | 0 | 1.8 | 0 | 1
Operable | 6417 | City of Flora - (IL) |  | 56117 | Flora Site A | IL | Restructured | Clay | 1 | Petroleum Liquids | IC |  | S | X | X | AMIL.IP.IMEA | AMIL.IP.IMEA | 1.8 | 0.8 | 1.8 | 1.8 | 0.5 | N |  |  | OP | X | 12 | 2001 | 2001 |  |  | N | Electric Utility | Utility | Municipal | 1 | X | DFO | Non-Renewable | 0 | 1.8 | 0 | 1
Operable | 6417 | City of Flora - (IL) |  | 56117 | Flora Site A | IL | Restructured | Clay | 2 | Petroleum Liquids | IC |  | S | X | X | AMIL.IP.IMEA | AMIL.IP.IMEA | 1.8 | 0.8 | 1.8 | 1.8 | 0.5 | N |  |  | OP | X | 12 | 2001 | 2001 |  |  | N | Electric Utility | Utility | Municipal | 1 | X | DFO | Non-Renewable | 0 | 1.8 | 0 | 1
Operable | 6417 | City of Flora - (IL) |  | 56117 | Flora Site A | IL | Restructured | Clay | 3 | Petroleum Liquids | IC |  | S | X | X | AMIL.IP.IMEA | AMIL.IP.IMEA | 1.8 | 0.8 | 1.8 | 1.8 | 0.5 | N |  |  | OP | X | 12 | 2001 | 2001 |  |  | N | Electric Utility | Utility | Municipal | 1 | X | DFO | Non-Renewable | 0 | 1.8 | 0 | 1
Operable | 6417 | City of Flora - (IL) |  | 56118 | Flora Site B | IL | Restructured | Clay | 4 | Petroleum Liquids | IC |  | S | X | X | AMIL.IP.IMEA | AMIL.IP.IMEA | 1.8 | 0.8 | 1.8 | 1.8 | 0.5 | N |  |  | OP | X | 12 | 2001 | 2001 |  |  | N | Electric Utility | Utility | Municipal | 1 | X | DFO | Non-Renewable | 0 | 1.8 | 0 | 1
Operable | 6417 | City of Flora - (IL) |  | 56118 | Flora Site B | IL | Restructured | Clay | 5 | Petroleum Liquids | IC |  | S | X | X | AMIL.IP.IMEA | AMIL.IP.IMEA | 1.8 | 0.8 | 1.8 | 1.8 | 0.5 | N |  |  | OP | X | 12 | 2001 | 2001 |  |  | N | Electric Utility | Utility | Municipal | 1 | X | DFO | Non-Renewable | 0 | 1.8 | 0 | 1
Operable | 6579 | City of Forest City- (IA) |  | 1138 | Forest City Light Plant | IA | Vertical | Winnebago | 1 | Petroleum Liquids | IC |  | S | X | X |  |  | 1.2 | 0.98 | 1.3 | 1.3 | 0.9 | N |  |  | OP | X | 1 | 1958 | Pre-2000 |  |  | N | Electric Utility | Utility | Municipal | 1 | X | DFO | Non-Renewable | 0 | 1.2 | 0 | 1
Operable | 6579 | City of Forest City- (IA) |  | 1138 | Forest City Light Plant | IA | Vertical | Winnebago | 2 | Petroleum Liquids | IC |  | S | X | X |  |  | 2.7 | 0.98 | 2.2 | 2.2 | 1.7 | N |  |  | OP | X | 1 | 1965 | Pre-2000 |  |  | N | Electric Utility | Utility | Municipal | 1 | X | DFO | Non-Renewable | 0 | 2.7 | 0 | 1
Operable | 6579 | City of Forest City- (IA) |  | 1138 | Forest City Light Plant | IA | Vertical | Winnebago | 3 | Petroleum Liquids | IC |  | S | X | X |  |  | 3.5 | 0.98 | 3.3 | 3.3 | 2.6 | N |  |  | OP | X | 1 | 1968 | Pre-2000 |  |  | N | Electric Utility | Utility | Municipal | 1 | X | DFO | Non-Renewable | 0 | 3.5 | 0 | 1
Operable | 6579 | City of Forest City- (IA) |  | 1138 | Forest City Light Plant | IA | Vertical | Winnebago | 4 | Petroleum Liquids | IC |  | S | X | X |  |  | 6.3 | 0.98 | 6.1 | 6.1 | 4.7 | N |  |  | OP | X | 1 | 1976 | Pre-2000 |  |  | N | Electric Utility | Utility | Municipal | 1 | X | DFO | Non-Renewable | 0 | 6.3 | 0 | 1
Operable | 6579 | City of Forest City- (IA) |  | 1138 | Forest City Light Plant | IA | Vertical | Winnebago | 5 | Petroleum Liquids | IC |  | S | X | X |  |  | 0.7 | 0.98 | 0.7 | 0.7 | 0.5 | N |  |  | OP | X | 1 | 1950 | Pre-2000 |  |  | N | Electric Utility | Utility | Municipal | 1 | X | DFO | Non-Renewable | 0 | 0.7 | 0 | 1
Operable | 6579 | City of Forest City- (IA) |  | 1138 | Forest City Light Plant | IA | Vertical | Winnebago | 6 | Petroleum Liquids | IC |  | S | X | X |  |  | 7.6 | 0.98 | 7.6 | 7.6 | 0.6 | N |  |  | OP | X | 4 | 2000 | 2000 |  |  | N | Electric Utility | Utility | Municipal | 1 | X | DFO | Non-Renewable | 0 | 7.6 | 0 | 1
Operable | 6615 | City of Fort Pierre - (SD) |  | 56148 | Ft. Pierre | SD | Vertical | Stanley | 5 | Petroleum Liquids | IC |  | S | X | X |  |  | 2 | 0.8 | 2 | 2 | 1.5 | N |  |  | OP | X | 10 | 2004 | 2004 |  |  | N | Electric Utility | Utility | Municipal | 1 | X | DFO | Non-Renewable | 0 | 2 | 0 | 1
Operable | 6615 | City of Fort Pierre - (SD) |  | 56148 | Ft. Pierre | SD | Vertical | Stanley | 6 | Petroleum Liquids | IC |  | S | X | X |  |  | 2 | 0.8 | 2 | 2 | 1.5 | N |  |  | OP | X | 10 | 2004 | 2004 |  |  | N | Electric Utility | Utility | Municipal | 1 | X | DFO | Non-Renewable | 0 | 2 | 0 | 1
Operable | 6615 | City of Fort Pierre - (SD) |  | 56148 | Ft. Pierre | SD | Vertical | Stanley | 7 | Petroleum Liquids | IC |  | S | X | X |  |  | 2 | 0.8 | 2 | 2 | 1.5 | N |  |  | OP | X | 10 | 2004 | 2004 |  |  | N | Electric Utility | Utility | Municipal | 1 | X | DFO | Non-Renewable | 0 | 2 | 0 | 1
Operable | 31518 | City of Fort Smith |  | 54283 | Lee Creek Water Treatment Facility | AR | Vertical | Crawford | 209 | Conventional Hydroelectric | HY |  | S | X | X |  |  | 1.3 | 1 | 1.3 | 1.3 | 0.5 | N |  |  | OP | X | 11 | 1992 | Pre-2000 |  |  | N | IPP Non-CHP | IPP | IPP | 2 | X | WAT | Renewable | 1.3 | 0 | 1 | 0
Operable | 6723 | City of Franklin - (NE) |  | 2238 | Franklin (NE) | NE | Vertical | Franklin | 1 | Natural Gas Internal Combustion Engine | IC |  | S | X | X |  |  | 0.6 | 0.8 | 0.6 | 0.6 | 0.2 | N |  |  | OP | X | 7 | 1963 | Pre-2000 |  |  | N | Electric Utility | Utility | Municipal | 1 | X | NG | Non-Renewable | 0 | 0.6 | 0 | 1 | DFO
Operable | 6723 | City of Franklin - (NE) |  | 2238 | Franklin (NE) | NE | Vertical | Franklin | 2 | Natural Gas Internal Combustion Engine | IC |  | S | X | X |  |  | 1.3 | 0.8 | 1.3 | 1.3 | 0.2 | N |  |  | OP | X | 10 | 1974 | Pre-2000 |  |  | N | Electric Utility | Utility | Municipal | 1 | X | NG | Non-Renewable | 0 | 1.3 | 0 | 1 | DFO
Operable | 6723 | City of Franklin - (NE) |  | 2238 | Franklin (NE) | NE | Vertical | Franklin | 3 | Natural Gas Internal Combustion Engine | IC |  | S | X | X |  |  | 1.1 | 0.8 | 1.1 | 1.1 | 0.2 | N |  |  | OP | X | 11 | 1969 | Pre-2000 |  |  | N | Electric Utility | Utility | Municipal | 1 | X | NG | Non-Renewable | 0 | 1.1 | 0 | 1 | DFO
Operable | 6723 | City of Franklin - (NE) |  | 2238 | Franklin (NE) | NE | Vertical | Franklin | 4 | Natural Gas Internal Combustion Engine | IC |  | S | X | X |  |  | 0.9 | 0.8 | 0.9 | 0.9 | 0.2 | N |  |  | OP | X | 1 | 1955 | Pre-2000 |  |  | N | Electric Utility | Utility | Municipal | 1 | X | NG | Non-Renewable | 0 | 0.9 | 0 | 1 | DFO
Operable | 6715 | City of Franklin - (VA) |  | 55953 | Pretlow | VA | Vertical | Southampton | 1 | Petroleum Liquids | IC |  | S | X | X |  |  | 1.6 | 0.8 | 1.6 | 1.6 | 0.5 | N |  |  | OP | X | 4 | 2001 | 2001 |  |  | N | Electric Utility | Utility | Municipal | 1 | X | DFO | Non-Renewable | 0 | 1.6 | 0 | 1
Operable | 6715 | City of Franklin - (VA) |  | 55953 | Pretlow | VA | Vertical | Southampton | 2 | Petroleum Liquids | IC |  | S | X | X |  |  | 1.6 | 0.8 | 1.6 | 1.6 | 0.5 | N |  |  | OP | X | 4 | 2001 | 2001 |  |  | N | Electric Utility | Utility | Municipal | 1 | X | DFO | Non-Renewable | 0 | 1.6 | 0 | 1
Operable | 6715 | City of Franklin - (VA) |  | 55954 | Downtown | VA | Vertical | Southampton | 1 | Petroleum Liquids | IC |  | S | X | X |  |  | 1.6 | 0.8 | 1.6 | 1.6 | 0.5 | N |  |  | OP | X | 11 | 1992 | Pre-2000 |  |  | N | Electric Utility | Utility | Municipal | 1 | X | DFO | Non-Renewable | 0 | 1.6 | 0 | 1
Operable | 6715 | City of Franklin - (VA) |  | 55954 | Downtown | VA | Vertical | Southampton | 2 | Petroleum Liquids | IC |  | S | X | X |  |  | 1.6 | 0.8 | 1.6 | 1.6 | 0.5 | N |  |  | OP | X | 11 | 1992 | Pre-2000 |  |  | N | Electric Utility | Utility | Municipal | 1 | X | DFO | Non-Renewable | 0 | 1.6 | 0 | 1
Operable | 6762 | City of Fredonia - (KS) |  | 65374 | Fredonia | KS | Vertical | Wilson | GEN1 | Petroleum Liquids | IC |  | S | X | X |  |  | 1.5 | 0.8 | 1.5 | 1.5 | 1.5 | N |  |  | OP | X | 6 | 2023 | 2023 |  |  | N | Electric Utility | Utility | Municipal | 1 | X | DFO | Non-Renewable | 0 | 1.5 | 0 | 1
Operable | 6762 | City of Fredonia - (KS) |  | 65374 | Fredonia | KS | Vertical | Wilson | GEN2 | Petroleum Liquids | IC |  | S | X | X |  |  | 1.5 | 0.8 | 1.5 | 1.5 | 1.5 | N |  |  | OP | X | 6 | 2023 | 2023 |  |  | N | Electric Utility | Utility | Municipal | 1 | X | DFO | Non-Renewable | 0 | 1.5 | 0 | 1
Operable | 6779 | City of Fremont - (NE) |  | 2240 | Lon Wright | NE | Vertical | Dodge | 5OT | Natural Gas Fired Combustion Turbine | GT |  | S | X | X | FREM_50T | FREM_50T | 40 | 0.9 | 38 | 40 | 20 | N |  |  | OP | X | 11 | 2003 | 2003 |  |  | N | Electric Utility | Utility | Municipal | 1 | X | NG | Non-Renewable | 0 | 40 | 0 | 1 | DFO
Operable | 6779 | City of Fremont - (NE) |  | 2240 | Lon Wright | NE | Vertical | Dodge | 6 | Conventional Steam Coal | ST |  | S | X | X | FREM_6 | FREM_6 | 16.5 | 0.85 | 15.5 | 15.5 | 6 | N |  |  | OP | X | 8 | 1957 | Pre-2000 |  |  | N | Electric Utility | Utility | Municipal | 1 | X | SUB | Non-Renewable | 0 | 16.5 | 0 | 1 | NG | PG
Operable | 6779 | City of Fremont - (NE) |  | 2240 | Lon Wright | NE | Vertical | Dodge | 7 | Conventional Steam Coal | ST |  | S | X | X | FREM_7 | FREM_7 | 22 | 0.85 | 21 | 21 | 6 | N |  |  | OP | X | 8 | 1963 | Pre-2000 |  |  | N | Electric Utility | Utility | Municipal | 1 | X | SUB | Non-Renewable | 0 | 22 | 0 | 1 | NG | PG
Operable | 6779 | City of Fremont - (NE) |  | 2240 | Lon Wright | NE | Vertical | Dodge | 8 | Conventional Steam Coal | ST |  | S | X | X | FREM_8 | FREM_8 | 91.5 | 0.9 | 82 | 82 | 30 | N |  |  | OP | X | 1 | 1976 | Pre-2000 |  |  | N | Electric Utility | Utility | Municipal | 1 | X | SUB | Non-Renewable | 0 | 91.5 | 0 | 1 | NG | PG
Operable | 6779 | City of Fremont - (NE) |  | 2240 | Lon Wright | NE | Vertical | Dodge | SLR1 | Solar Photovoltaic | PV |  | S | X | X | N/A | N/A | 1.3 |  | 1.3 | 1.3 |  | N |  |  | OP | X | 3 | 2018 | 2018 |  |  | N | Electric Utility | Utility | Municipal | 1 | X | SUN | Renewable | 1.3 | 0 | 1 | 0
Operable | 6779 | City of Fremont - (NE) |  | 2240 | Lon Wright | NE | Vertical | Dodge | SLR2 | Solar Photovoltaic | PV |  | S | X | X | N/A | N/A | 1 |  | 1 | 1 |  | N |  |  | OP | X | 9 | 2018 | 2018 |  |  | N | Electric Utility | Utility | Municipal | 1 | X | SUN | Renewable | 1 | 0 | 1 | 0
Operable | 6839 | City of Fulton - (MO) |  | 2126 | Fulton (MO) | MO | Vertical | Callaway | GT4 | Natural Gas Fired Combustion Turbine | GT |  | S | X | X |  |  | 21.2 | 0.9 | 15 | 19.6 | 3 | N |  |  | OP | X | 8 | 1972 | Pre-2000 |  |  | N | Electric Utility | Utility | Municipal | 1 | X | NG | Non-Renewable | 0 | 21.2 | 0 | 1 | DFO
Operable | 6839 | City of Fulton - (MO) |  | 2126 | Fulton (MO) | MO | Vertical | Callaway | IC1 | Petroleum Liquids | IC |  | S | X | X |  |  | 5 | 0.9 | 4.1 | 4.5 | 1 | N |  |  | OP | X | 9 | 1966 | Pre-2000 |  |  | N | Electric Utility | Utility | Municipal | 1 | X | DFO | Non-Renewable | 0 | 5 | 0 | 1 | NG
Operable | 6839 | City of Fulton - (MO) |  | 2126 | Fulton (MO) | MO | Vertical | Callaway | IC3 | Petroleum Liquids | IC |  | S | X | X |  |  | 7 | 0.9 | 6.2 | 6.8 | 1 | N |  |  | OP | X | 5 | 1975 | Pre-2000 |  |  | N | Electric Utility | Utility | Municipal | 1 | X | DFO | Non-Renewable | 0 | 7 | 0 | 1 | NG
Operable | 6924 | City of Gallatin - (MO) |  | 2127 | Gallatin (MO) | MO | Vertical | Daviess | 2A | Petroleum Liquids | IC |  | S | X | X |  |  | 1.1 | 0.8 | 1 | 1 | 0.7 | N |  |  | SB | Y | 4 | 1993 | Pre-2000 |  |  | N | Electric Utility | Utility | Municipal | 1 | X | DFO | Non-Renewable | 0 | 1.1 | 0 | 1
Operable | 6924 | City of Gallatin - (MO) |  | 2127 | Gallatin (MO) | MO | Vertical | Daviess | 3A | Petroleum Liquids | IC |  | S | X | X |  |  | 1.1 | 0.8 | 1 | 1 | 0.7 | N |  |  | SB | Y | 4 | 1993 | Pre-2000 |  |  | N | Electric Utility | Utility | Municipal | 1 | X | DFO | Non-Renewable | 0 | 1.1 | 0 | 1
Operable | 6924 | City of Gallatin - (MO) |  | 2127 | Gallatin (MO) | MO | Vertical | Daviess | IC4 | Petroleum Liquids | IC |  | S | X | X |  |  | 2.5 | 0.9 | 2.5 | 2.5 | 1.8 | N |  |  | SB | Y | 9 | 1983 | Pre-2000 |  |  | N | Electric Utility | Utility | Municipal | 1 | X | DFO | Non-Renewable | 0 | 2.5 | 0 | 1
Operable | 6924 | City of Gallatin - (MO) |  | 2127 | Gallatin (MO) | MO | Vertical | Daviess | IC6 | Petroleum Liquids | IC |  | S | X | X |  |  | 2.5 | 0.9 | 2.5 | 2.5 | 1.8 | N |  |  | SB | Y | 12 | 1977 | Pre-2000 |  |  | N | Electric Utility | Utility | Municipal | 1 | X | DFO | Non-Renewable | 0 | 2.5 | 0 | 1
Operable | 6949 | City of Gardner - (KS) |  | 7281 | Gardner Energy Center | KS | Vertical | Johnson | CT1 | Natural Gas Fired Combustion Turbine | GT |  | S | X | X |  |  | 19.6 | 0.95 | 12.5 | 13.5 | 5 | N |  |  | OP | X | 6 | 1990 | Pre-2000 |  |  | N | Electric Utility | Utility | Municipal | 1 | X | NG | Non-Renewable | 0 | 19.6 | 0 | 1
Operable | 6949 | City of Gardner - (KS) |  | 7281 | Gardner Energy Center | KS | Vertical | Johnson | CT2 | Natural Gas Fired Combustion Turbine | GT |  | S | X | X |  |  | 19.6 | 0.95 | 12.5 | 13.5 | 5 | N |  |  | OP | X | 5 | 1990 | Pre-2000 |  |  | N | Electric Utility | Utility | Municipal | 1 | X | NG | Non-Renewable | 0 | 19.6 | 0 | 1
Operable | 6958 | City of Garland - (TX) |  | 794 | Lewisville | TX | Restructured | Denton | 1 | Conventional Hydroelectric | HY |  | S | X | X |  |  | 2.8 | 0.9 | 2 | 2 | 0.5 | N |  |  | OP | X | 1 | 1992 | Pre-2000 |  |  | N | Electric Utility | Utility | Municipal | 1 | X | WAT | Renewable | 2.8 | 0 | 1 | 0
Operable | 6958 | City of Garland - (TX) |  | 3576 | Ray Olinger | TX | Restructured | Collin | 1 | Natural Gas Steam Turbine | ST |  | S | X | X |  |  | 75 | 0.85 | 75 | 75 | 10 | N |  |  | OP | X | 7 | 1967 | Pre-2000 |  |  | N | Electric Utility | Utility | Municipal | 1 | X | NG | Non-Renewable | 0 | 75 | 0 | 1
Operable | 6958 | City of Garland - (TX) |  | 3576 | Ray Olinger | TX | Restructured | Collin | 2 | Natural Gas Steam Turbine | ST |  | S | X | X |  |  | 113.4 | 0.85 | 107 | 107 | 20 | N |  |  | OP | X | 1 | 1971 | Pre-2000 |  |  | N | Electric Utility | Utility | Municipal | 1 | X | NG | Non-Renewable | 0 | 113.4 | 0 | 1
Operable | 6958 | City of Garland - (TX) |  | 3576 | Ray Olinger | TX | Restructured | Collin | 3 | Natural Gas Steam Turbine | ST |  | S | X | X |  |  | 156.6 | 0.9 | 138 | 138 | 25 | N |  |  | OP | X | 6 | 1976 | Pre-2000 |  |  | N | Electric Utility | Utility | Municipal | 1 | X | NG | Non-Renewable | 0 | 156.6 | 0 | 1
Operable | 6958 | City of Garland - (TX) |  | 3576 | Ray Olinger | TX | Restructured | Collin | 4 | Natural Gas Fired Combustion Turbine | GT |  | S | X | X |  |  | 82.7 | 0.85 | 75 | 81 | 55 | N |  |  | OP | X | 7 | 2001 | 2001 |  |  | N | Electric Utility | Utility | Municipal | 1 | X | NG | Non-Renewable | 0 | 82.7 | 0 | 1
Operable | 6958 | City of Garland - (TX) |  | 4266 | Spencer | TX | Restructured | Denton | 4 | Natural Gas Steam Turbine | ST |  | S | X | X |  |  | 61.1 | 0.9 | 61 | 61 | 10 | N |  |  | OP | X | 6 | 1966 | Pre-2000 |  |  | N | Electric Utility | Utility | Municipal | 1 | X | NG | Non-Renewable | 0 | 61.1 | 0 | 1
Operable | 6958 | City of Garland - (TX) |  | 4266 | Spencer | TX | Restructured | Denton | 5 | Natural Gas Steam Turbine | ST |  | S | X | X |  |  | 65.4 | 0.85 | 61 | 61 | 10 | N |  |  | OP | X | 5 | 1973 | Pre-2000 |  |  | N | Electric Utility | Utility | Municipal | 1 | X | NG | Non-Renewable | 0 | 65.4 | 0 | 1
Operable | 6965 | City of Garnett - (KS) |  | 1278 | Garnett Municipal | KS | Vertical | Anderson | 1 | Petroleum Liquids | IC |  | S | X | X |  |  | 1.5 | 1 | 1.3 | 1.3 | 0.8 | N |  |  | OP | X | 1 | 1961 | Pre-2000 |  |  | N | Electric Utility | Utility | Municipal | 1 | X | DFO | Non-Renewable | 0 | 1.5 | 0 | 1
Operable | 6965 | City of Garnett - (KS) |  | 1278 | Garnett Municipal | KS | Vertical | Anderson | 2 | Petroleum Liquids | IC |  | S | X | X |  |  | 0.4 | 1 | 0.3 | 0.3 | 0.3 | N |  |  | OP | X | 1 | 1930 | Pre-2000 |  |  | N | Electric Utility | Utility | Municipal | 1 | X | DFO | Non-Renewable | 0 | 0.4 | 0 | 1
Operable | 6965 | City of Garnett - (KS) |  | 1278 | Garnett Municipal | KS | Vertical | Anderson | 3 | Petroleum Liquids | IC |  | S | X | X |  |  | 1.5 | 1 | 1.3 | 1.3 | 0.8 | N |  |  | OP | X | 1 | 1955 | Pre-2000 |  |  | N | Electric Utility | Utility | Municipal | 1 | X | DFO | Non-Renewable | 0 | 1.5 | 0 | 1
Operable | 6965 | City of Garnett - (KS) |  | 1278 | Garnett Municipal | KS | Vertical | Anderson | 4 | Petroleum Liquids | IC |  | S | X | X |  |  | 0.9 | 1 | 0.8 | 0.8 | 0.4 | N |  |  | OP | X | 1 | 1948 | Pre-2000 |  |  | N | Electric Utility | Utility | Municipal | 1 | X | DFO | Non-Renewable | 0 | 0.9 | 0 | 1
Operable | 6965 | City of Garnett - (KS) |  | 1278 | Garnett Municipal | KS | Vertical | Anderson | 7 | Petroleum Liquids | IC |  | S | X | X |  |  | 2.5 | 1 | 2.2 | 2.2 | 1.5 | N |  |  | OP | X | 11 | 2000 | 2000 |  |  | N | Electric Utility | Utility | Municipal | 1 | X | DFO | Non-Renewable | 0 | 2.5 | 0 | 1
Operable | 6965 | City of Garnett - (KS) |  | 1278 | Garnett Municipal | KS | Vertical | Anderson | IC5 | Petroleum Liquids | IC |  | S | X | X |  |  | 2.4 | 1 | 2.1 | 2.1 | 1 | N |  |  | OP | X | 1 | 1981 | Pre-2000 |  |  | N | Electric Utility | Utility | Municipal | 1 | X | DFO | Non-Renewable | 0 | 2.4 | 0 | 1 | NG
Operable | 6965 | City of Garnett - (KS) |  | 1278 | Garnett Municipal | KS | Vertical | Anderson | IC6 | Petroleum Liquids | IC |  | S | X | X |  |  | 2.5 | 1 | 2.2 | 2.2 | 1.5 | N |  |  | OP | X | 1 | 1978 | Pre-2000 |  |  | N | Electric Utility | Utility | Municipal | 1 | X | DFO | Non-Renewable | 0 | 2.5 | 0 | 1
Operable | 56960 | City of Gastonia |  | 57629 | Gaston Memorial Hospital | NC | Vertical | Gaston | GMH1 | Petroleum Liquids | IC |  | W | X | X |  |  | 1.8 | 0.8 | 1.8 | 1.8 | 0.6 | N |  |  | OP | X | 5 | 2006 | 2006 |  |  | N | Commercial Non-CHP | Customer Sited | Municipal | 4 | X | DFO | Non-Renewable | 0 | 1.8 | 0 | 1
Operable | 56960 | City of Gastonia |  | 57630 | Long Creek Waste Water Plant | NC | Vertical | Gaston | ES1 | Petroleum Liquids | IC |  | S | X | X |  |  | 1.7 | 0.8 | 1.7 | 1.7 | 0.6 | N |  |  | OP | X | 1 | 1995 | Pre-2000 |  |  | N | Commercial Non-CHP | Customer Sited | Municipal | 4 | X | DFO | Non-Renewable | 0 | 1.7 | 0 | 1
Operable | 56960 | City of Gastonia |  | 57630 | Long Creek Waste Water Plant | NC | Vertical | Gaston | ES2 | Petroleum Liquids | IC |  | S | X | X |  |  | 1.7 | 0.8 | 1.7 | 1.7 | 0.6 | N |  |  | OP | X | 1 | 1995 | Pre-2000 |  |  | N | Commercial Non-CHP | Customer Sited | Municipal | 4 | X | DFO | Non-Renewable | 0 | 1.7 | 0 | 1
Operable | 56960 | City of Gastonia |  | 57630 | Long Creek Waste Water Plant | NC | Vertical | Gaston | ES3 | Petroleum Liquids | IC |  | S | X | X |  |  | 1.7 | 0.8 | 1.7 | 1.7 | 0.6 | N |  |  | OP | X | 1 | 1995 | Pre-2000 |  |  | N | Commercial Non-CHP | Customer Sited | Municipal | 4 | X | DFO | Non-Renewable | 0 | 1.7 | 0 | 1
Operable | 7095 | City of Geneseo - (IL) |  | 944 | Geneseo | IL | Restructured | Henry | 1 | Natural Gas Internal Combustion Engine | IC |  | S | X | X |  |  | 5.6 | 0.8 | 4.4 | 4.4 | 1.8 | N |  |  | OP | X | 3 | 1974 | Pre-2000 |  |  | N | Electric Utility | Utility | Municipal | 1 | X | NG | Non-Renewable | 0 | 5.6 | 0 | 1 | DFO
Operable | 7095 | City of Geneseo - (IL) |  | 944 | Geneseo | IL | Restructured | Henry | 10 | Onshore Wind Turbine | WT |  | S | X | X |  |  | 1.5 |  | 1.5 | 1.5 | 0 | N |  |  | OP | X | 9 | 2009 | 2009 |  |  | N | Electric Utility | Utility | Municipal | 1 | X | WND | Renewable | 1.5 | 0 | 1 | 0
Operable | 7095 | City of Geneseo - (IL) |  | 944 | Geneseo | IL | Restructured | Henry | 11 | Onshore Wind Turbine | WT |  | S | X | X |  |  | 1.5 |  | 1.5 | 1.5 | 0 | N |  |  | OP | X | 10 | 2009 | 2009 |  |  | N | Electric Utility | Utility | Municipal | 1 | X | WND | Renewable | 1.5 | 0 | 1 | 0
Operable | 7095 | City of Geneseo - (IL) |  | 944 | Geneseo | IL | Restructured | Henry | 12 | Solar Photovoltaic | PV |  | S | X | X |  |  | 1.2 |  | 0.9 | 0.9 |  | N |  |  | OP | X | 8 | 2015 | 2015 |  |  | N | Electric Utility | Utility | Municipal | 1 | X | SUN | Renewable | 1.2 | 0 | 1 | 0
Operable | 7095 | City of Geneseo - (IL) |  | 944 | Geneseo | IL | Restructured | Henry | 2 | Natural Gas Internal Combustion Engine | IC |  | S | X | X |  |  | 3.5 | 0.8 | 2.8 | 2.8 | 1.5 | N |  |  | OP | X | 10 | 1967 | Pre-2000 |  |  | N | Electric Utility | Utility | Municipal | 1 | X | NG | Non-Renewable | 0 | 3.5 | 0 | 1 | DFO
Operable | 7095 | City of Geneseo - (IL) |  | 944 | Geneseo | IL | Restructured | Henry | 3 | Natural Gas Internal Combustion Engine | IC |  | S | X | X |  |  | 3.5 | 0.8 | 2.8 | 2.8 | 1.5 | N |  |  | OP | X | 6 | 1966 | Pre-2000 |  |  | N | Electric Utility | Utility | Municipal | 1 | X | NG | Non-Renewable | 0 | 3.5 | 0 | 1 | DFO
Operable | 7095 | City of Geneseo - (IL) |  | 944 | Geneseo | IL | Restructured | Henry | 4 | Natural Gas Internal Combustion Engine | IC |  | S | X | X |  |  | 1.6 | 0.8 | 1.3 | 1.3 | 1 | N |  |  | OP | X | 7 | 1957 | Pre-2000 |  |  | N | Electric Utility | Utility | Municipal | 1 | X | NG | Non-Renewable | 0 | 1.6 | 0 | 1 | DFO
Operable | 7095 | City of Geneseo - (IL) |  | 944 | Geneseo | IL | Restructured | Henry | 5A | Natural Gas Internal Combustion Engine | IC |  | S | X | X |  |  | 4.4 | 0.8 | 3.4 | 3.4 | 1.5 | N |  |  | OP | X | 8 | 1990 | Pre-2000 |  |  | N | Electric Utility | Utility | Municipal | 1 | X | NG | Non-Renewable | 0 | 4.4 | 0 | 1 | DFO
Operable | 7095 | City of Geneseo - (IL) |  | 944 | Geneseo | IL | Restructured | Henry | 6A | Natural Gas Internal Combustion Engine | IC |  | S | X | X |  |  | 3 | 0.8 | 2.4 | 2.4 | 1.5 | N |  |  | OP | X | 5 | 2003 | 2003 |  |  | N | Electric Utility | Utility | Municipal | 1 | X | NG | Non-Renewable | 0 | 3 | 0 | 1 | DFO
Operable | 7095 | City of Geneseo - (IL) |  | 944 | Geneseo | IL | Restructured | Henry | 7 | Natural Gas Internal Combustion Engine | IC |  | S | X | X |  |  | 3 | 0.8 | 2.4 | 2.4 | 1 | N |  |  | OP | X | 6 | 1961 | Pre-2000 |  |  | N | Electric Utility | Utility | Municipal | 1 | X | NG | Non-Renewable | 0 | 3 | 0 | 1 | DFO
Operable | 7095 | City of Geneseo - (IL) |  | 944 | Geneseo | IL | Restructured | Henry | 9 | Petroleum Liquids | IC |  | S | X | X |  |  | 4.8 | 0.8 | 3.8 | 3.8 | 1 | N |  |  | OP | X | 5 | 1998 | Pre-2000 |  |  | N | Electric Utility | Utility | Municipal | 1 | X | DFO | Non-Renewable | 0 | 4.8 | 0 | 1
Operable | 7096 | City of Geneva- (IL) |  | 56462 | Geneva Generation Facility | IL | Restructured | Kane | GEN 1 | Natural Gas Internal Combustion Engine | IC |  | S | X | X | 33092303 | 33092303 | 5.9 | 0.8 | 5.4 | 5.8 | 1.5 | N |  |  | OP | X | 6 | 2005 | 2005 |  |  | N | Electric Utility | Utility | Municipal | 1 | X | NG | Non-Renewable | 0 | 5.9 | 0 | 1
Operable | 7096 | City of Geneva- (IL) |  | 56462 | Geneva Generation Facility | IL | Restructured | Kane | GEN 2 | Natural Gas Internal Combustion Engine | IC |  | S | X | X | 33092303 | 33092303 | 5.9 | 0.8 | 5.4 | 5.8 | 1.5 | N |  |  | OP | X | 6 | 2005 | 2005 |  |  | N | Electric Utility | Utility | Municipal | 1 | X | NG | Non-Renewable | 0 | 5.9 | 0 | 1
Operable | 7096 | City of Geneva- (IL) |  | 56462 | Geneva Generation Facility | IL | Restructured | Kane | GEN 3 | Natural Gas Internal Combustion Engine | IC |  | S | X | X | 33092303 | 33092303 | 5.9 | 0.8 | 5.4 | 5.8 | 1.5 | N |  |  | OP | X | 6 | 2005 | 2005 |  |  | N | Electric Utility | Utility | Municipal | 1 | X | NG | Non-Renewable | 0 | 5.9 | 0 | 1
Operable | 7096 | City of Geneva- (IL) |  | 56462 | Geneva Generation Facility | IL | Restructured | Kane | GEN 4 | Natural Gas Internal Combustion Engine | IC |  | S | X | X | 33092303 | 33092303 | 5.9 | 0.8 | 5.4 | 5.8 | 1.5 | N |  |  | OP | X | 6 | 2005 | 2005 |  |  | N | Electric Utility | Utility | Municipal | 1 | X | NG | Non-Renewable | 0 | 5.9 | 0 | 1
Operable | 7096 | City of Geneva- (IL) |  | 56462 | Geneva Generation Facility | IL | Restructured | Kane | GEN 5 | Natural Gas Internal Combustion Engine | IC |  | S | X | X | 33092303 | 33092303 | 5.9 | 0.8 | 5.4 | 5.8 | 1.5 | N |  |  | OP | X | 6 | 2005 | 2005 |  |  | N | Electric Utility | Utility | Municipal | 1 | X | NG | Non-Renewable | 0 | 5.9 | 0 | 1
Operable | 7257 | City of Girard - (KS) |  | 1279 | Girard | KS | Vertical | Crawford | 1 | Natural Gas Internal Combustion Engine | IC |  | S | X | X | SPP | SPP | 1.4 | 0.8 | 1.1 | 1.1 | 1 | N |  |  | OP | X | 9 | 1955 | Pre-2000 |  |  | N | Electric Utility | Utility | Municipal | 1 | X | NG | Non-Renewable | 0 | 1.4 | 0 | 1 | DFO
Operable | 7257 | City of Girard - (KS) |  | 1279 | Girard | KS | Vertical | Crawford | 4 | Natural Gas Internal Combustion Engine | IC |  | S | X | X | SPP | SPP | 2.2 | 0.8 | 1.8 | 1.8 | 1.2 | N |  |  | OP | X | 9 | 1962 | Pre-2000 |  |  | N | Electric Utility | Utility | Municipal | 1 | X | NG | Non-Renewable | 0 | 2.2 | 0 | 1 | DFO
Operable | 7257 | City of Girard - (KS) |  | 1279 | Girard | KS | Vertical | Crawford | 6 | Natural Gas Internal Combustion Engine | IC |  | S | X | X | SPP | SPP | 3.5 | 0.8 | 3.2 | 3.3 | 3 | N |  |  | OP | X | 5 | 1997 | Pre-2000 |  |  | N | Electric Utility | Utility | Municipal | 1 | X | NG | Non-Renewable | 0 | 3.5 | 0 | 1 | DFO
Operable | 7257 | City of Girard - (KS) |  | 1279 | Girard | KS | Vertical | Crawford | 7 | Natural Gas Internal Combustion Engine | IC |  | S | X | X | SPP | SPP | 3.7 | 0.8 | 3.4 | 3.4 | 3.2 | N |  |  | OP | X | 4 | 1997 | Pre-2000 |  |  | N | Electric Utility | Utility | Municipal | 1 | X | NG | Non-Renewable | 0 | 3.7 | 0 | 1 | DFO
Operable | 7294 | City of Glendale - (CA) |  | 377 | Grayson | CA | Vertical | Los Angeles | 9 | Natural Gas Fired Combustion Turbine | GT |  | S | X | X |  |  | 57.4 | 0.85 | 48 | 48 | 25 | N |  |  | OP | X | 1 | 2004 | 2004 |  |  | N | Electric Utility | Utility | Municipal | 1 | X | NG | Non-Renewable | 0 | 57.4 | 0 | 1
Operable | 7294 | City of Glendale - (CA) |  | 60974 | Glendale Battery Energy Storage System | CA | Vertical | Los Angeles | 2BESS | Batteries | BA |  | S | X | X | N/A | N/A | 2 |  | 2 | 2 |  | N |  |  | OP | X | 10 | 2017 | 2017 |  |  | N | Electric Utility | Utility | Municipal | 1 | X | MWH | Other | 0 | 0 | 0 | 0
Operable | 7374 | City of Goodland - (KS) |  | 1280 | Goodland | KS | Vertical | Sherman | 10 | Natural Gas Internal Combustion Engine | IC |  | S | X | X |  |  | 2 | 0.8 | 1.8 | 2 | 1.5 | N |  |  | OP | X | 7 | 1971 | Pre-2000 |  |  | N | Electric Utility | Utility | Municipal | 1 | X | NG | Non-Renewable | 0 | 2 | 0 | 1 | DFO
Operable | 7374 | City of Goodland - (KS) |  | 1280 | Goodland | KS | Vertical | Sherman | 11 | Natural Gas Internal Combustion Engine | IC |  | S | X | X |  |  | 4.3 | 0.8 | 3.5 | 3.8 | 3.2 | N |  |  | OP | X | 9 | 1978 | Pre-2000 |  |  | N | Electric Utility | Utility | Municipal | 1 | X | NG | Non-Renewable | 0 | 4.3 | 0 | 1 | DFO
Operable | 7374 | City of Goodland - (KS) |  | 1280 | Goodland | KS | Vertical | Sherman | 12 | Natural Gas Internal Combustion Engine | IC |  | S | X | X |  |  | 1 | 0.8 | 0.8 | 0.9 | 0.6 | N |  |  | OP | X | 5 | 1995 | Pre-2000 |  |  | N | Electric Utility | Utility | Municipal | 1 | X | NG | Non-Renewable | 0 | 1 | 0 | 1 | DFO
Operable | 7374 | City of Goodland - (KS) |  | 1280 | Goodland | KS | Vertical | Sherman | 13 | Natural Gas Internal Combustion Engine | IC |  | S | X | X |  |  | 1.3 | 0.8 | 1.1 | 1.3 | 1 | N |  |  | OP | X | 5 | 1999 | Pre-2000 |  |  | N | Electric Utility | Utility | Municipal | 1 | X | NG | Non-Renewable | 0 | 1.3 | 0 | 1 | DFO
Operable | 7374 | City of Goodland - (KS) |  | 1280 | Goodland | KS | Vertical | Sherman | 3 | Petroleum Liquids | IC |  | S | X | X |  |  | 0.7 | 0.8 | 0.7 | 0.7 | 0.5 | N |  |  | OP | X | 3 | 1939 | Pre-2000 |  |  | N | Electric Utility | Utility | Municipal | 1 | X | DFO | Non-Renewable | 0 | 0.7 | 0 | 1
Operable | 7374 | City of Goodland - (KS) |  | 1280 | Goodland | KS | Vertical | Sherman | 6 | Natural Gas Internal Combustion Engine | IC |  | S | X | X |  |  | 2.2 | 0.8 | 1.8 | 2.1 | 1.7 | N |  |  | OP | X | 7 | 1962 | Pre-2000 |  |  | N | Electric Utility | Utility | Municipal | 1 | X | NG | Non-Renewable | 0 | 2.2 | 0 | 1 | DFO
Operable | 7374 | City of Goodland - (KS) |  | 1280 | Goodland | KS | Vertical | Sherman | 7 | Natural Gas Internal Combustion Engine | IC |  | S | X | X |  |  | 2.2 | 0.8 | 1.8 | 2.1 | 1.7 | N |  |  | OP | X | 2 | 1966 | Pre-2000 |  |  | N | Electric Utility | Utility | Municipal | 1 | X | NG | Non-Renewable | 0 | 2.2 | 0 | 1 | DFO
Operable | 7374 | City of Goodland - (KS) |  | 1280 | Goodland | KS | Vertical | Sherman | 8 | Natural Gas Internal Combustion Engine | IC |  | S | X | X |  |  | 5 | 0.8 | 4.6 | 4.8 | 3.5 | N |  |  | OP | X | 5 | 1975 | Pre-2000 |  |  | N | Electric Utility | Utility | Municipal | 1 | X | NG | Non-Renewable | 0 | 5 | 0 | 1 | DFO
Operable | 7443 | City of Graettinger - (IA) |  | 1142 | Graettinger | IA | Vertical | Palo Alto | 4 | Petroleum Liquids | IC |  | S | X | X |  |  | 0.5 | 0.8 | 0.5 | 0.5 | 0.5 | N |  |  | OP | X | 8 | 1957 | Pre-2000 | 5 | 2024 | N | Electric Utility | Utility | Municipal | 1 | X | DFO | Non-Renewable | 0 | 0.5 | 0 | 1
Operable | 7443 | City of Graettinger - (IA) |  | 1142 | Graettinger | IA | Vertical | Palo Alto | 5 | Petroleum Liquids | IC |  | S | X | X |  |  | 1.1 | 0.8 | 1.1 | 1.1 | 0.8 | N |  |  | OP | X | 12 | 1990 | Pre-2000 |  |  | N | Electric Utility | Utility | Municipal | 1 | X | DFO | Non-Renewable | 0 | 1.1 | 0 | 1
Operable | 7443 | City of Graettinger - (IA) |  | 1142 | Graettinger | IA | Vertical | Palo Alto | 6 | Petroleum Liquids | IC |  | S | X | X |  |  | 2 | 0.8 | 2 | 2 | 0.8 | N |  |  | OP | X | 2 | 2002 | 2002 |  |  | N | Electric Utility | Utility | Municipal | 1 | X | DFO | Non-Renewable | 0 | 2 | 0 | 1
Operable | 7444 | City of Grafton - (ND) |  | 2811 | Grafton | ND | Vertical | Walsh | 1 | Petroleum Liquids | IC |  | S | X | X |  |  | 0.6 | 0.8 | 0.6 | 0.6 | 0.3 | N |  |  | SB | Y | 8 | 1937 | Pre-2000 |  |  | N | Electric Utility | Utility | Municipal | 1 | X | DFO | Non-Renewable | 0 | 0.6 | 0 | 1
Operable | 7444 | City of Grafton - (ND) |  | 2811 | Grafton | ND | Vertical | Walsh | 2 | Petroleum Liquids | IC |  | S | X | X |  |  | 0.8 | 0.8 | 0.8 | 0.8 | 0.4 | N |  |  | SB | Y | 8 | 1949 | Pre-2000 |  |  | N | Electric Utility | Utility | Municipal | 1 | X | DFO | Non-Renewable | 0 | 0.8 | 0 | 1
Operable | 7444 | City of Grafton - (ND) |  | 2811 | Grafton | ND | Vertical | Walsh | 3 | Petroleum Liquids | IC |  | S | X | X |  |  | 1.3 | 0.8 | 1.3 | 1.3 | 0.7 | N |  |  | SB | Y | 9 | 1956 | Pre-2000 |  |  | N | Electric Utility | Utility | Municipal | 1 | X | DFO | Non-Renewable | 0 | 1.3 | 0 | 1
Operable | 7444 | City of Grafton - (ND) |  | 2811 | Grafton | ND | Vertical | Walsh | 4 | Petroleum Liquids | IC |  | S | X | X |  |  | 1.3 | 0.8 | 1.3 | 1.3 | 0.7 | N |  |  | SB | Y | 9 | 1956 | Pre-2000 |  |  | N | Electric Utility | Utility | Municipal | 1 | X | DFO | Non-Renewable | 0 | 1.3 | 0 | 1
Operable | 40606 | City of Grand Island - (NE) |  | 59 | Platte | NE | Vertical | Hall | 1 | Conventional Steam Coal | ST |  | S | X | X | NPPDGI_SUB-DUNGRIS_PGS1_RA | NPPDGI_SUB-DUNGRIS_PGS1_RA | 109.8 | 0.9 | 100 | 100 | 40 | N |  |  | OP | X | 12 | 1982 | Pre-2000 |  |  | N | Electric Utility | Utility | Municipal | 1 | X | SUB | Non-Renewable | 0 | 109.8 | 0 | 1
Operable | 40606 | City of Grand Island - (NE) |  | 2241 | C W Burdick | NE | Vertical | Hall | GT1 | Natural Gas Fired Combustion Turbine | GT |  | S | X | X | NPPDGI_SUBHGRIS_GT1_RA | NPPDGI_SUBHGRIS_GT1_RA | 16 | 0.85 | 13.6 | 14.8 | 4 | N |  |  | OP | X | 3 | 1968 | Pre-2000 |  |  | N | Electric Utility | Utility | Municipal | 1 | X | NG | Non-Renewable | 0 | 16 | 0 | 1 | DFO
Operable | 40606 | City of Grand Island - (NE) |  | 2241 | C W Burdick | NE | Vertical | Hall | GT2 | Natural Gas Fired Combustion Turbine | GT |  | S | X | X | NPPDGI_SUBHGRIS_GT2_RA | NPPDGI_SUBHGRIS_GT2_RA | 63.4 | 0.85 | 34 | 40 | 5 | N |  |  | OP | X | 4 | 2003 | 2003 |  |  | N | Electric Utility | Utility | Municipal | 1 | X | NG | Non-Renewable | 0 | 63.4 | 0 | 1 | DFO
Operable | 40606 | City of Grand Island - (NE) |  | 2241 | C W Burdick | NE | Vertical | Hall | GT3 | Natural Gas Fired Combustion Turbine | GT |  | S | X | X | NPPDGI_SUBHGRIS_GT3_RA | NPPDGI_SUBHGRIS_GT3_RA | 63.4 | 0.85 | 34 | 40 | 5 | N |  |  | OP | X | 4 | 2003 | 2003 |  |  | N | Electric Utility | Utility | Municipal | 1 | X | NG | Non-Renewable | 0 | 63.4 | 0 | 1 | DFO
Operable | 7486 | City of Grand Junction - (IA) |  | 1143 | Grand Junction | IA | Vertical | Greene | 2 | Petroleum Liquids | IC |  | S | X | X |  |  | 1.7 | 1 | 1.7 | 1.7 | 1 | N |  |  | OP | X | 12 | 1994 | Pre-2000 |  |  | N | Electric Utility | Utility | Municipal | 1 | X | DFO | Non-Renewable | 0 | 1.7 | 0 | 1
Operable | 7487 | City of Grand Marais - (MN) |  | 1976 | Grand Marais | MN | Vertical | Cook | 7 | Petroleum Liquids | IC |  | S | X | X |  |  | 2.7 | 0.8 | 2.5 | 2.5 | 1.8 | N |  |  | OP | X | 2 | 2004 | 2004 |  |  | N | Electric Utility | Utility | Municipal | 1 | X | DFO | Non-Renewable | 0 | 2.7 | 0 | 1
Operable | 7487 | City of Grand Marais - (MN) |  | 1976 | Grand Marais | MN | Vertical | Cook | 8 | Petroleum Liquids | IC |  | S | X | X |  |  | 2 | 0.8 | 1.8 | 1.8 | 1.8 | N |  |  | OP | X | 2 | 2004 | 2004 |  |  | N | Electric Utility | Utility | Municipal | 1 | X | DFO | Non-Renewable | 0 | 2 | 0 | 1
Operable | 7487 | City of Grand Marais - (MN) |  | 1976 | Grand Marais | MN | Vertical | Cook | 9 | Petroleum Liquids | IC |  | S | X | X |  |  | 2 | 0.8 | 1.8 | 1.8 | 1.8 | N |  |  | OP | X | 2 | 2004 | 2004 |  |  | N | Electric Utility | Utility | Municipal | 1 | X | DFO | Non-Renewable | 0 | 2 | 0 | 1
Operable | 7494 | City of Granite Falls - (MN) |  | 1977 | Granite Falls | MN | Vertical | Chippewa | 1 | Conventional Hydroelectric | HY |  | S | X | X |  |  | 0.3 | 0.8 | 0.2 | 0.2 | 0.2 | N |  |  | OP | X | 8 | 1940 | Pre-2000 |  |  | N | Electric Utility | Utility | Municipal | 1 | X | WAT | Renewable | 0.3 | 0 | 1 | 0
Operable | 7494 | City of Granite Falls - (MN) |  | 1977 | Granite Falls | MN | Vertical | Chippewa | 2 | Conventional Hydroelectric | HY |  | S | X | X |  |  | 0.2 | 0.8 | 0.2 | 0.2 | 0.2 | N |  |  | OP | X | 8 | 1932 | Pre-2000 |  |  | N | Electric Utility | Utility | Municipal | 1 | X | WAT | Renewable | 0.2 | 0 | 1 | 0
Operable | 7494 | City of Granite Falls - (MN) |  | 1977 | Granite Falls | MN | Vertical | Chippewa | HC3 | Conventional Hydroelectric | HY |  | S | X | X |  |  | 0.8 | 0.8 | 0.7 | 0.7 | 0.7 | N |  |  | OP | X | 6 | 1986 | Pre-2000 |  |  | N | Electric Utility | Utility | Municipal | 1 | X | WAT | Renewable | 0.8 | 0 | 1 | 0
Operable | 7494 | City of Granite Falls - (MN) |  | 7977 | Granite Falls 2 | MN | Vertical | Yellow Medicine | 1 | Petroleum Liquids | IC |  | S | X | X |  |  | 2 | 0.8 | 2 | 2 | 2 |  |  |  | SB | Y | 5 | 2003 | 2003 |  |  | N | Electric Utility | Utility | Municipal | 1 | X | DFO | Non-Renewable | 0 | 2 | 0 | 1
Operable | 7494 | City of Granite Falls - (MN) |  | 7977 | Granite Falls 2 | MN | Vertical | Yellow Medicine | 2 | Petroleum Liquids | IC |  | S | X | X |  |  | 2 | 0.8 | 2 | 2 | 2 |  |  |  | SB | Y | 5 | 2003 | 2003 |  |  | N | Electric Utility | Utility | Municipal | 1 | X | DFO | Non-Renewable | 0 | 2 | 0 | 1
Operable | 7494 | City of Granite Falls - (MN) |  | 7977 | Granite Falls 2 | MN | Vertical | Yellow Medicine | 3 | Petroleum Liquids | IC |  | S | X | X |  |  | 2 | 0.8 | 2 | 2 | 2 |  |  |  | SB | Y | 5 | 2003 | 2003 |  |  | N | Electric Utility | Utility | Municipal | 1 | X | DFO | Non-Renewable | 0 | 2 | 0 | 1
Operable | 7626 | City of Greenfield - (IA) |  | 7856 | North Generation Plant | IA | Vertical | Adair | 1 | Petroleum Liquids | IC |  | S | X | X | ALTW.ALTW | ALTW.ALTW | 1.8 | 0.8 | 1.8 | 1.8 | 0.5 | N |  |  | OP | X | 1 | 2002 | 2002 |  |  | N | Electric Utility | Utility | Municipal | 1 | X | DFO | Non-Renewable | 0 | 1.8 | 0 | 1
Operable | 7626 | City of Greenfield - (IA) |  | 7856 | North Generation Plant | IA | Vertical | Adair | 2 | Petroleum Liquids | IC |  | S | X | X | ALTW.ALTW | ALTW.ALTW | 1.8 | 0.8 | 1.8 | 1.8 | 0.5 | N |  |  | OP | X | 1 | 2002 | 2002 |  |  | N | Electric Utility | Utility | Municipal | 1 | X | DFO | Non-Renewable | 0 | 1.8 | 0 | 1
Operable | 7626 | City of Greenfield - (IA) |  | 7856 | North Generation Plant | IA | Vertical | Adair | 3 | Petroleum Liquids | IC |  | S | X | X | ALTW.ALTW | ALTW.ALTW | 2.2 | 0.8 | 2.2 | 2.2 | 0.6 | N |  |  | OP | X | 11 | 2011 | 2011 |  |  | N | Electric Utility | Utility | Municipal | 1 | X | DFO | Non-Renewable | 0 | 2.2 | 0 | 1
Operable | 7626 | City of Greenfield - (IA) |  | 7856 | North Generation Plant | IA | Vertical | Adair | 4 | Petroleum Liquids | IC |  | S | X | X | ALTW.ALTW | ALTW.ALTW | 2.2 | 0.8 | 2.2 | 2.2 | 0.6 | N |  |  | OP | X | 11 | 2011 | 2011 |  |  | N | Electric Utility | Utility | Municipal | 1 | X | DFO | Non-Renewable | 0 | 2.2 | 0 | 1
Operable | 7626 | City of Greenfield - (IA) |  | 64552 | Downtown Generation Plant | IA | Vertical | Adair | 1 | Petroleum Liquids | IC |  | S | X | X | ALTW.ALTW | ALTW.ALTW | 2.5 | 0.8 | 2.5 | 2.5 | 0.8 | N |  |  | OP | X | 7 | 2020 | 2020 |  |  | N | Electric Utility | Utility | Municipal | 1 | X | DFO | Non-Renewable | 0 | 2.5 | 0 | 1
Operable | 7626 | City of Greenfield - (IA) |  | 64552 | Downtown Generation Plant | IA | Vertical | Adair | 2 | Petroleum Liquids | IC |  | S | X | X | ALTW.ALTW | ALTW.ALTW | 2.5 | 0.8 | 2.5 | 2.5 | 0.8 | N |  |  | OP | X | 7 | 2020 | 2020 |  |  | N | Electric Utility | Utility | Municipal | 1 | X | DFO | Non-Renewable | 0 | 2.5 | 0 | 1
Operable | 7634 | City of Greenville - (TX) |  | 4195 | Powerlane Plant | TX | Restructured | Hunt | EP | Natural Gas Internal Combustion Engine | IC |  | S | X | X | STEAM_ENG123 | STEAM_ENG123 | 8.4 | 0.8 | 8.2 | 8.2 | 4.2 | N |  |  | OP | X | 6 | 2010 | 2010 |  |  | N | Electric Utility | Utility | Municipal | 1 | X | NG | Non-Renewable | 0 | 8.4 | 0 | 1
Operable | 7634 | City of Greenville - (TX) |  | 4195 | Powerlane Plant | TX | Restructured | Hunt | EP2 | Natural Gas Internal Combustion Engine | IC |  | S | X | X | STEAM_ENG123 | STEAM_ENG123 | 8.4 | 0.8 | 8.2 | 8.2 | 4.2 | N |  |  | OP | X | 6 | 2010 | 2010 |  |  | N | Electric Utility | Utility | Municipal | 1 | X | NG | Non-Renewable | 0 | 8.4 | 0 | 1
Operable | 7634 | City of Greenville - (TX) |  | 4195 | Powerlane Plant | TX | Restructured | Hunt | EP3 | Natural Gas Internal Combustion Engine | IC |  | S | X | X | STEAM_ENG123 | STEAM_ENG123 | 8.4 | 0.8 | 8.2 | 8.2 | 4.2 | N |  |  | OP | X | 6 | 2010 | 2010 |  |  | N | Electric Utility | Utility | Municipal | 1 | X | NG | Non-Renewable | 0 | 8.4 | 0 | 1
Operable | 7634 | City of Greenville - (TX) |  | 4195 | Powerlane Plant | TX | Restructured | Hunt | ST1 | Natural Gas Steam Turbine | ST |  | S | X | X | STEA_STEAM_1 | STEA_STEAM_1 | 18.8 | 0.85 | 18 | 18 | 10 | N |  |  | OP | X | 1 | 1966 | Pre-2000 |  |  | N | Electric Utility | Utility | Municipal | 1 | X | NG | Non-Renewable | 0 | 18.8 | 0 | 1
Operable | 7634 | City of Greenville - (TX) |  | 4195 | Powerlane Plant | TX | Restructured | Hunt | ST2 | Petroleum Liquids | ST |  | S | X | X | STEA_STEAM_2 | STEA_STEAM_2 | 25 | 0.85 | 23 | 23 | 10 | N |  |  | OP | X | 8 | 1967 | Pre-2000 |  |  | N | Electric Utility | Utility | Municipal | 1 | X | DFO | Non-Renewable | 0 | 25 | 0 | 1 | NG
Operable | 7634 | City of Greenville - (TX) |  | 4195 | Powerlane Plant | TX | Restructured | Hunt | ST3 | Petroleum Liquids | ST |  | S | X | X | STEA_STEAM_3 | STEA_STEAM_3 | 43.2 | 0.9 | 41 | 41 | 13 | N |  |  | OP | X | 8 | 1978 | Pre-2000 |  |  | N | Electric Utility | Utility | Municipal | 1 | X | DFO | Non-Renewable | 0 | 43.2 | 0 | 1 | NG
Operable | 7969 | City of Halstad - (MN) |  | 8105 | Halstad | MN | Vertical | Norman | 4 | Petroleum Liquids | IC |  | S | X | X |  |  | 2 | 0.8 | 1.9 | 1.9 | 1.6 | N |  |  | SB | Y | 9 | 2007 | 2007 |  |  | N | Electric Utility | Utility | Municipal | 1 | X | DFO | Non-Renewable | 0 | 2 | 0 | 1
Operable | 7969 | City of Halstad - (MN) |  | 8105 | Halstad | MN | Vertical | Norman | 5 | Petroleum Liquids | IC |  | S | X | X |  |  | 2 | 0.8 | 1.9 | 1.9 | 1.6 | N |  |  | SB | Y | 9 | 2007 | 2007 |  |  | N | Electric Utility | Utility | Municipal | 1 | X | DFO | Non-Renewable | 0 | 2 | 0 | 1
Operable | 7977 | City of Hamilton - (OH) |  | 2917 | Hamilton (OH) | OH | Restructured | Butler | GT2 | Natural Gas Fired Combustion Turbine | GT |  | S | X | X | 1107290425 |  | 16.3 | 0.85 | 12 | 16 | 5 | N |  |  | OP | X | 6 | 1971 | Pre-2000 |  |  | N | Electric Utility | Utility | Municipal | 1 | X | NG | Non-Renewable | 0 | 16.3 | 0 | 1
Operable | 7977 | City of Hamilton - (OH) |  | 4258 | Greenup Hydro | OH | Restructured | Scioto | 1 | Conventional Hydroelectric | HY |  | J | X | X | 112586233 |  | 23.4 | 0.98 | 23.4 | 23.4 | 1 | N |  |  | OP | X | 12 | 1982 | Pre-2000 |  |  | N | Electric Utility | Utility | Municipal | 1 | X | WAT | Renewable | 23.4 | 0 | 1 | 0
Operable | 7977 | City of Hamilton - (OH) |  | 4258 | Greenup Hydro | OH | Restructured | Scioto | 2 | Conventional Hydroelectric | HY |  | J | X | X | 112586235 |  | 23.4 | 0.98 | 23.4 | 23.4 | 1 | N |  |  | OP | X | 12 | 1982 | Pre-2000 |  |  | N | Electric Utility | Utility | Municipal | 1 | X | WAT | Renewable | 23.4 | 0 | 1 | 0
Operable | 7977 | City of Hamilton - (OH) |  | 4258 | Greenup Hydro | OH | Restructured | Scioto | 3 | Conventional Hydroelectric | HY |  | J | X | X | 112586237 |  | 23.4 | 0.98 | 23.4 | 23.4 | 1 | N |  |  | OP | X | 12 | 1982 | Pre-2000 |  |  | N | Electric Utility | Utility | Municipal | 1 | X | WAT | Renewable | 23.4 | 0 | 1 | 0
Operable | 7977 | City of Hamilton - (OH) |  | 7807 | Hamilton Hydro | OH | Restructured | Butler | 3 | Conventional Hydroelectric | HY |  | S | X | X |  |  | 1.1 | 0.9 | 1 | 1 | 0.3 | N |  |  | OP | X | 5 | 1994 | Pre-2000 |  |  | N | Electric Utility | Utility | Municipal | 1 | X | WAT | Renewable | 1.1 | 0 | 1 | 0
Operable | 7977 | City of Hamilton - (OH) |  | 7807 | Hamilton Hydro | OH | Restructured | Butler | 4 | Conventional Hydroelectric | HY |  | S | X | X |  |  | 1.1 | 0.9 | 1 | 1 | 0.3 | N |  |  | OP | X | 5 | 1994 | Pre-2000 |  |  | N | Electric Utility | Utility | Municipal | 1 | X | WAT | Renewable | 1.1 | 0 | 1 | 0
Operable | 7977 | City of Hamilton - (OH) |  | 56872 | Meldahl Hydroelectric Project | KY | Vertical | Bracken | 1 | Conventional Hydroelectric | HY |  | J | X | X | 1123180604 | Melddam 138kv Gen-1 | 35 | 0.9 | 35 | 35 | 5 | N |  |  | OP | X | 2 | 2016 | 2016 |  |  | N | Electric Utility | Utility | Municipal | 1 | X | WAT | Renewable | 35 | 0 | 1 | 0
Operable | 7977 | City of Hamilton - (OH) |  | 56872 | Meldahl Hydroelectric Project | KY | Vertical | Bracken | 2 | Conventional Hydroelectric | HY |  | J | X | X | 1123180605 | Meldahl 138kv Gen-1 | 35 | 0.9 | 35 | 35 | 5 | N |  |  | OP | X | 1 | 2016 | 2016 |  |  | N | Electric Utility | Utility | Municipal | 1 | X | WAT | Renewable | 35 | 0 | 1 | 0
Operable | 7977 | City of Hamilton - (OH) |  | 56872 | Meldahl Hydroelectric Project | KY | Vertical | Bracken | 3 | Conventional Hydroelectric | HY |  | J | X | X | 1123180606 | Meldahl 138kv Gen-1 | 35 | 0.9 | 35 | 35 | 5 | N |  |  | OP | X | 4 | 2016 | 2016 |  |  | N | Electric Utility | Utility | Municipal | 1 | X | WAT | Renewable | 35 | 0 | 1 | 0
Operable | 8198 | City of Harrisonburg - (VA) |  | 56004 | Mount Clinton | VA | Vertical | Rockingham | D-2 | Petroleum Liquids | IC |  | S | X | X |  |  | 2 | 0.8 | 2 | 2 | 0.5 | N |  |  | OP | X | 9 | 2002 | 2002 |  |  | N | Electric Utility | Utility | Municipal | 1 | X | DFO | Non-Renewable | 0 | 2 | 0 | 1
Operable | 8198 | City of Harrisonburg - (VA) |  | 56004 | Mount Clinton | VA | Vertical | Rockingham | D-3 | Petroleum Liquids | IC |  | S | X | X |  |  | 2 | 0.8 | 2 | 2 | 0.5 | N |  |  | OP | X | 9 | 2002 | 2002 |  |  | N | Electric Utility | Utility | Municipal | 1 | X | DFO | Non-Renewable | 0 | 2 | 0 | 1
Operable | 8198 | City of Harrisonburg - (VA) |  | 56004 | Mount Clinton | VA | Vertical | Rockingham | D-5 | Petroleum Liquids | IC |  | S | X | X |  |  | 2 | 0.8 | 2 | 2 | 0.5 | N |  |  | OP | X | 4 | 2004 | 2004 |  |  | N | Electric Utility | Utility | Municipal | 1 | X | DFO | Non-Renewable | 0 | 2 | 0 | 1
Operable | 8198 | City of Harrisonburg - (VA) |  | 56004 | Mount Clinton | VA | Vertical | Rockingham | D-7 | Petroleum Liquids | IC |  | S | X | X |  |  | 2 | 0.8 | 2 | 2 | 0.5 | N |  |  | OP | X | 11 | 2009 | 2009 |  |  | N | Electric Utility | Utility | Municipal | 1 | X | DFO | Non-Renewable | 0 | 2 | 0 | 1
Operable | 8198 | City of Harrisonburg - (VA) |  | 56004 | Mount Clinton | VA | Vertical | Rockingham | D-8 | Petroleum Liquids | IC |  | S | X | X |  |  | 2 | 0.8 | 2 | 2 | 0.5 | N |  |  | OP | X | 11 | 2009 | 2009 |  |  | N | Electric Utility | Utility | Municipal | 1 | X | DFO | Non-Renewable | 0 | 2 | 0 | 1
Operable | 8198 | City of Harrisonburg - (VA) |  | 56004 | Mount Clinton | VA | Vertical | Rockingham | MC-1 | Petroleum Liquids | GT |  | S | X | X |  |  | 14 | 0.8 | 9 | 12 | 0.5 | N |  |  | OP | X | 5 | 1999 | Pre-2000 |  |  | N | Electric Utility | Utility | Municipal | 1 | X | DFO | Non-Renewable | 0 | 14 | 0 | 1
Operable | 8198 | City of Harrisonburg - (VA) |  | 56005 | Pleasant Valley (VA) | VA | Vertical | Rockingham | D-4 | Petroleum Liquids | IC |  | S | X | X |  |  | 2 | 0.8 | 2 | 2 | 0.5 | N |  |  | OP | X | 9 | 2002 | 2002 |  |  | N | Electric Utility | Utility | Municipal | 1 | X | DFO | Non-Renewable | 0 | 2 | 0 | 1
Operable | 8198 | City of Harrisonburg - (VA) |  | 56005 | Pleasant Valley (VA) | VA | Vertical | Rockingham | D-6 | Petroleum Liquids | IC |  | S | X | X |  |  | 2 | 0.8 | 2 | 2 | 0.5 | N |  |  | OP | X | 9 | 2006 | 2006 |  |  | N | Electric Utility | Utility | Municipal | 1 | X | DFO | Non-Renewable | 0 | 2 | 0 | 1
Operable | 8198 | City of Harrisonburg - (VA) |  | 56005 | Pleasant Valley (VA) | VA | Vertical | Rockingham | PV-1 | Petroleum Liquids | GT |  | S | X | X |  |  | 16.5 | 0.8 | 9 | 13 | 0.5 | N |  |  | OP | X | 4 | 1997 | Pre-2000 |  |  | N | Electric Utility | Utility | Municipal | 1 | X | DFO | Non-Renewable | 0 | 16.5 | 0 | 1
Operable | 8205 | City of Hart Hydro - (MI) |  | 1827 | Hart | MI | Vertical | Oceana | 4 | Natural Gas Internal Combustion Engine | IC |  | S | X | X |  |  | 1.4 | 0.8 | 1.4 | 1.4 | 0.4 | N |  |  | OP | X | 3 | 1964 | Pre-2000 |  |  | N | Electric Utility | Utility | Municipal | 1 | X | NG | Non-Renewable | 0 | 1.4 | 0 | 1 | DFO
Operable | 8205 | City of Hart Hydro - (MI) |  | 1827 | Hart | MI | Vertical | Oceana | IC1 | Petroleum Liquids | IC |  | S | X | X |  |  | 1.7 | 0.8 | 1.7 | 1.7 | 0.4 | N |  |  | OP | X | 3 | 1985 | Pre-2000 |  |  | N | Electric Utility | Utility | Municipal | 1 | X | DFO | Non-Renewable | 0 | 1.7 | 0 | 1 | NG
Operable | 8205 | City of Hart Hydro - (MI) |  | 1827 | Hart | MI | Vertical | Oceana | IC3 | Petroleum Liquids | IC |  | S | X | X |  |  | 2 | 0.8 | 2 | 2 | 0.4 | N |  |  | OP | X | 4 | 1985 | Pre-2000 |  |  | N | Electric Utility | Utility | Municipal | 1 | X | DFO | Non-Renewable | 0 | 2 | 0 | 1 | NG
Operable | 8245 | City of Hastings - (NE) |  | 60 | Whelan Energy Center | NE | Vertical | Adams | 1 | Conventional Steam Coal | ST |  | S | X | X |  |  | 76.3 | 0.9 | 76 | 76 | 32 | N |  |  | OP | X | 7 | 1981 | Pre-2000 |  |  | N | Electric Utility | Utility | Municipal | 1 | X | SUB | Non-Renewable | 0 | 76.3 | 0 | 1
Operable | 8245 | City of Hastings - (NE) |  | 60 | Whelan Energy Center | NE | Vertical | Adams | 2 | Conventional Steam Coal | ST |  | J | X | X |  |  | 248 | 0.85 | 220 | 220 | 121 | N |  |  | OP | X | 6 | 2011 | 2011 |  |  | N | Electric Utility | Utility | Municipal | 1 | X | SUB | Non-Renewable | 0 | 248 | 0 | 1
Operable | 8245 | City of Hastings - (NE) |  | 2243 | Don Henry | NE | Vertical | Adams | 1 | Natural Gas Fired Combustion Turbine | GT |  | S | X | X |  |  | 22 | 0.9 | 18 | 18 | 5 | N |  |  | SB | Y | 6 | 1972 | Pre-2000 |  |  | N | Electric Utility | Utility | Municipal | 1 | X | NG | Non-Renewable | 0 | 22 | 0 | 1 | DFO
Operable | 8245 | City of Hastings - (NE) |  | 2244 | North Denver | NE | Vertical | Adams | 4 | Natural Gas Steam Turbine | ST |  | S | X | X |  |  | 17 | 0.85 | 15 | 15 | 6 | N |  |  | SB | Y | 12 | 1957 | Pre-2000 |  |  | N | Electric Utility | Utility | Municipal | 1 | X | NG | Non-Renewable | 0 | 17 | 0 | 1 | DFO
Operable | 8245 | City of Hastings - (NE) |  | 2244 | North Denver | NE | Vertical | Adams | 5 | Natural Gas Steam Turbine | ST |  | S | X | X |  |  | 22 | 0.85 | 24 | 24 | 7 | N |  |  | SB | Y | 10 | 1967 | Pre-2000 |  |  | N | Electric Utility | Utility | Municipal | 1 | X | NG | Non-Renewable | 0 | 22 | 0 | 1 | DFO
Operable | 8245 | City of Hastings - (NE) |  | 62833 | Hastings Community Solar Farm | NE | Vertical | Adams | PV | Solar Photovoltaic | PV |  | S | X | X |  |  | 1.5 |  | 0.3 | 0.3 |  | N |  |  | OP | X | 9 | 2019 | 2019 |  |  | N | Electric Utility | Utility | Municipal | 1 | X | SUN | Renewable | 1.5 | 0 | 1 | 0
Operable | 58500 | City of Hayward |  | 58525 | City of Hayward WWTP | CA | Vertical | Alameda | 1 | Solar Photovoltaic | PV |  | S | X | X |  |  | 1.6 |  | 1.6 | 1.6 |  | N |  |  | OP | X | 11 | 2010 | 2010 |  |  | N | IPP CHP | IPP | IPP | 3 | X | SUN | Renewable | 1.6 | 0 | 1 | 0
Operable | 58500 | City of Hayward |  | 58525 | City of Hayward WWTP | CA | Vertical | Alameda | COGEN | Other Waste Biomass | IC |  | S | X | X |  |  | 1.1 | 0.8 | 1.1 | 1.1 | 0.8 | N |  |  | OP | X | 12 | 2014 | 2014 |  |  | Y | IPP CHP | IPP | IPP | 3 | T | OBG | Renewable | 1.1 | 0 | 1 | 0 | NG
Operable | 8490 | City of Herington - (KS) |  | 1283 | Herington | KS | Vertical | Dickinson | 4B | Petroleum Liquids | IC |  | S | X | X |  |  | 1.6 | 0.8 | 1.5 | 1.5 | 0.5 | N |  |  | SB | Y | 7 | 2001 | 2001 |  |  | N | Electric Utility | Utility | Municipal | 1 | X | DFO | Non-Renewable | 0 | 1.6 | 0 | 1
Operable | 8567 | City of Higginsville - (MO) |  | 2131 | Higginsville | MO | Vertical | Lafayette | 1 | Petroleum Liquids | IC |  | S | X | X |  |  | 0.8 | 1 | 0.6 | 0.6 | 0.1 | N |  |  | OS | X | 1 | 1945 | Pre-2000 |  |  | N | Electric Utility | Utility | Municipal | 1 | X | DFO | Non-Renewable | 0 | 0.8 | 0 | 1
Operable | 8567 | City of Higginsville - (MO) |  | 2131 | Higginsville | MO | Vertical | Lafayette | 2 | Petroleum Liquids | IC |  | S | X | X |  |  | 1.7 | 1 | 1 | 1 | 0.4 | N |  |  | OS | X | 1 | 1947 | Pre-2000 |  |  | N | Electric Utility | Utility | Municipal | 1 | X | DFO | Non-Renewable | 0 | 1.7 | 0 | 1
Operable | 8567 | City of Higginsville - (MO) |  | 2131 | Higginsville | MO | Vertical | Lafayette | 3 | Petroleum Liquids | IC |  | S | X | X |  |  | 2.4 | 1 | 2.4 | 2.4 | 1 | N |  |  | OS | X | 5 | 1981 | Pre-2000 |  |  | N | Electric Utility | Utility | Municipal | 1 | X | DFO | Non-Renewable | 0 | 2.4 | 0 | 1 | NG
Operable | 8567 | City of Higginsville - (MO) |  | 2131 | Higginsville | MO | Vertical | Lafayette | 4 | Natural Gas Fired Combustion Turbine | GT |  | S | X | X |  |  | 40 | 1 | 37.5 | 40 | 20 | N |  |  | OP | X | 6 | 1996 | Pre-2000 |  |  | N | Electric Utility | Utility | Municipal | 1 | X | NG | Non-Renewable | 0 | 40 | 0 | 1 | DFO
Operable | 8567 | City of Higginsville - (MO) |  | 2131 | Higginsville | MO | Vertical | Lafayette | 5 | Petroleum Liquids | IC |  | S | X | X |  |  | 1.2 | 1 | 1.2 | 1.2 | 0.3 | N |  |  | OP | X | 10 | 2004 | 2004 |  |  | N | Electric Utility | Utility | Municipal | 1 | X | DFO | Non-Renewable | 0 | 1.2 | 0 | 1 | NG
Operable | 8567 | City of Higginsville - (MO) |  | 2131 | Higginsville | MO | Vertical | Lafayette | 6 | Petroleum Liquids | IC |  | S | X | X |  |  | 5.5 | 1 | 4.5 | 5.4 | 1 | N |  |  | OP | X | 10 | 2004 | 2004 |  |  | N | Electric Utility | Utility | Municipal | 1 | X | DFO | Non-Renewable | 0 | 5.5 | 0 | 1
Operable | 56934 | City Of High Point |  | 57606 | Eastside WWTP | NC | Vertical | Guilford | 1 | Petroleum Liquids | IC |  | S | X | X |  |  | 1.8 | 0.9 | 1.8 | 1.8 | 1.8 | N |  |  | OP | X | 8 | 2004 | 2004 |  |  | N | Electric Utility | Utility | Municipal | 1 | X | DFO | Non-Renewable | 0 | 1.8 | 0 | 1
Operable | 56934 | City Of High Point |  | 57606 | Eastside WWTP | NC | Vertical | Guilford | 2 | Petroleum Liquids | IC |  | S | X | X |  |  | 1.8 | 0.9 | 1.8 | 1.8 | 1.8 | N |  |  | OP | X | 8 | 2004 | 2004 |  |  | N | Electric Utility | Utility | Municipal | 1 | X | DFO | Non-Renewable | 0 | 1.8 | 0 | 1
Operable | 56934 | City Of High Point |  | 57606 | Eastside WWTP | NC | Vertical | Guilford | 3 | Petroleum Liquids | IC |  | S | X | X |  |  | 1.8 | 0.9 | 1.8 | 1.8 | 1.8 | N |  |  | OP | X | 8 | 2004 | 2004 |  |  | N | Electric Utility | Utility | Municipal | 1 | X | DFO | Non-Renewable | 0 | 1.8 | 0 | 1
Operable | 56934 | City Of High Point |  | 57607 | Ward WTP | NC | Vertical | Guilford | 1 | Petroleum Liquids | IC |  | S | X | X |  |  | 1 | 0.9 | 1 | 1 | 1 | N |  |  | OP | X | 2 | 1999 | Pre-2000 |  |  | N | Electric Utility | Utility | Municipal | 1 | X | DFO | Non-Renewable | 0 | 1 | 0 | 1
Operable | 56934 | City Of High Point |  | 57607 | Ward WTP | NC | Vertical | Guilford | 2 | Petroleum Liquids | IC |  | S | X | X |  |  | 1 | 0.9 | 1 | 1 | 1 | N |  |  | OP | X | 2 | 1999 | Pre-2000 |  |  | N | Electric Utility | Utility | Municipal | 1 | X | DFO | Non-Renewable | 0 | 1 | 0 | 1
Operable | 56934 | City Of High Point |  | 57608 | Westside WWTP | NC | Vertical | Davidson | 1 | Petroleum Liquids | IC |  | S | X | X |  |  | 1.8 | 0.9 | 1.8 | 1.8 | 1.8 | N |  |  | OP | X | 5 | 2005 | 2005 |  |  | N | Electric Utility | Utility | Municipal | 1 | X | DFO | Non-Renewable | 0 | 1.8 | 0 | 1
Operable | 8573 | City of Highland |  | 946 | Highland | IL | Restructured | Madison | IC1 | Petroleum Liquids | IC |  | S | X | X |  |  | 1.6 | 0.8 | 1.6 | 1.6 | 0.8 | N |  |  | SB | Y | 7 | 1993 | Pre-2000 |  |  | N | Electric Utility | Utility | Municipal | 1 | X | DFO | Non-Renewable | 0 | 1.6 | 0 | 1
Operable | 8573 | City of Highland |  | 946 | Highland | IL | Restructured | Madison | IC2 | Petroleum Liquids | IC |  | S | X | X |  |  | 1.6 | 0.8 | 1.6 | 1.6 | 0.8 | N |  |  | SB | Y | 7 | 1993 | Pre-2000 |  |  | N | Electric Utility | Utility | Municipal | 1 | X | DFO | Non-Renewable | 0 | 1.6 | 0 | 1
Operable | 8573 | City of Highland |  | 946 | Highland | IL | Restructured | Madison | IC3 | Petroleum Liquids | IC |  | S | X | X |  |  | 1.6 | 0.8 | 1.6 | 1.6 | 0.8 | N |  |  | SB | Y | 7 | 1993 | Pre-2000 |  |  | N | Electric Utility | Utility | Municipal | 1 | X | DFO | Non-Renewable | 0 | 1.6 | 0 | 1
Operable | 8573 | City of Highland |  | 946 | Highland | IL | Restructured | Madison | IC7 | Petroleum Liquids | IC |  | S | X | X |  |  | 4.4 | 0.8 | 4 | 4 | 2.2 | N |  |  | SB | Y | 8 | 1971 | Pre-2000 |  |  | N | Electric Utility | Utility | Municipal | 1 | X | DFO | Non-Renewable | 0 | 4.4 | 0 | 1 | NG
Operable | 8573 | City of Highland |  | 946 | Highland | IL | Restructured | Madison | IC8 | Petroleum Liquids | IC |  | S | X | X |  |  | 4.4 | 0.8 | 4 | 4 | 2.2 | N |  |  | SB | Y | 8 | 1971 | Pre-2000 |  |  | N | Electric Utility | Utility | Municipal | 1 | X | DFO | Non-Renewable | 0 | 4.4 | 0 | 1 | NG
Operable | 8573 | City of Highland |  | 56114 | IMEA Highland | IL | Restructured | Madison | 1 | Petroleum Liquids | IC |  | S | X | X |  |  | 1.8 | 0.8 | 1.8 | 1.8 | 0.9 | N |  |  | SB | Y | 6 | 1996 | Pre-2000 |  |  | N | Electric Utility | Utility | Municipal | 1 | X | DFO | Non-Renewable | 0 | 1.8 | 0 | 1
Operable | 8573 | City of Highland |  | 56114 | IMEA Highland | IL | Restructured | Madison | 2 | Petroleum Liquids | IC |  | S | X | X |  |  | 1.8 | 0.8 | 1.8 | 1.8 | 0.9 | N |  |  | SB | Y | 6 | 1996 | Pre-2000 |  |  | N | Electric Utility | Utility | Municipal | 1 | X | DFO | Non-Renewable | 0 | 1.8 | 0 | 1
Operable | 8599 | City of Hill City |  | 1285 | Hill City | KS | Vertical | Graham | 1 | Petroleum Liquids | IC |  | S | X | X |  |  | 1.3 | 0.8 | 1.1 | 1.2 | 0.9 | N |  |  | OP | X | 3 | 1962 | Pre-2000 |  |  | N | Electric Utility | Utility | Municipal | 1 | X | DFO | Non-Renewable | 0 | 1.3 | 0 | 1 | NG
Operable | 8599 | City of Hill City |  | 1285 | Hill City | KS | Vertical | Graham | 2 | Petroleum Liquids | IC |  | S | X | X |  |  | 1.3 | 0.8 | 1.1 | 1.2 | 0.9 | N |  |  | OP | X | 3 | 1962 | Pre-2000 |  |  | N | Electric Utility | Utility | Municipal | 1 | X | DFO | Non-Renewable | 0 | 1.3 | 0 | 1 | NG
Operable | 8599 | City of Hill City |  | 1285 | Hill City | KS | Vertical | Graham | 3 | Petroleum Liquids | IC |  | S | X | X |  |  | 0.6 | 0.8 | 0.6 | 0.6 | 0.4 | N |  |  | OP | X | 5 | 1952 | Pre-2000 |  |  | N | Electric Utility | Utility | Municipal | 1 | X | DFO | Non-Renewable | 0 | 0.6 | 0 | 1 | NG
Operable | 8599 | City of Hill City |  | 1285 | Hill City | KS | Vertical | Graham | 4 | Petroleum Liquids | IC |  | S | X | X |  |  | 1.1 | 0.8 | 1 | 1 | 0.8 | N |  |  | OP | X | 8 | 1967 | Pre-2000 |  |  | N | Electric Utility | Utility | Municipal | 1 | X | DFO | Non-Renewable | 0 | 1.1 | 0 | 1 | NG
Operable | 8599 | City of Hill City |  | 1285 | Hill City | KS | Vertical | Graham | 5 | Petroleum Liquids | IC |  | S | X | X |  |  | 1.3 | 0.8 | 1.2 | 1.2 | 0.9 | N |  |  | OP | X | 10 | 1974 | Pre-2000 |  |  | N | Electric Utility | Utility | Municipal | 1 | X | DFO | Non-Renewable | 0 | 1.3 | 0 | 1 | NG
Operable | 8599 | City of Hill City |  | 1285 | Hill City | KS | Vertical | Graham | 6 | Petroleum Liquids | IC |  | S | X | X |  |  | 1.3 | 0.8 | 1.2 | 1.2 | 0.9 | N |  |  | OP | X | 12 | 1974 | Pre-2000 |  |  | N | Electric Utility | Utility | Municipal | 1 | X | DFO | Non-Renewable | 0 | 1.3 | 0 | 1 | NG
Operable | 8628 | City of Hillsboro - (ND) |  | 56098 | Hillsboro | ND | Vertical | Traill | 1 | Petroleum Liquids | IC |  | S | X | X | OTP.MRES.HILS |  | 2 | 0.8 | 2 | 2 | 1.5 | N |  |  | OP | X | 7 | 2002 | 2002 |  |  | N | Electric Utility | Utility | Municipal | 1 | X | DFO | Non-Renewable | 0 | 2 | 0 | 1
Operable | 8628 | City of Hillsboro - (ND) |  | 56098 | Hillsboro | ND | Vertical | Traill | 2 | Petroleum Liquids | IC |  | S | X | X | OTP.MRES.HILS |  | 2 | 0.8 | 2 | 2 | 1.5 | N |  |  | OP | X | 7 | 2002 | 2002 |  |  | N | Electric Utility | Utility | Municipal | 1 | X | DFO | Non-Renewable | 0 | 2 | 0 | 1
Operable | 8703 | City of Hoisington - (KS) |  | 1286 | Hoisington | KS | Vertical | Barton | 2A | Petroleum Liquids | IC |  | S | X | X |  |  | 1 | 0.8 | 1.1 | 1.1 | 0.7 | N |  |  | OP | X | 9 | 1996 | Pre-2000 |  |  | N | Electric Utility | Utility | Municipal | 1 | X | DFO | Non-Renewable | 0 | 1 | 0 | 1
Operable | 8703 | City of Hoisington - (KS) |  | 1286 | Hoisington | KS | Vertical | Barton | 6 | Natural Gas Internal Combustion Engine | IC |  | S | X | X |  |  | 2 | 0.8 | 2 | 2 | 1.8 | N |  |  | OP | X | 8 | 1961 | Pre-2000 |  |  | N | Electric Utility | Utility | Municipal | 1 | X | NG | Non-Renewable | 0 | 2 | 0 | 1 | DFO
Operable | 8703 | City of Hoisington - (KS) |  | 1286 | Hoisington | KS | Vertical | Barton | 7 | Natural Gas Internal Combustion Engine | IC |  | S | X | X |  |  | 4 | 0.8 | 4 | 4 | 2.9 | N |  |  | OP | X | 8 | 1966 | Pre-2000 |  |  | N | Electric Utility | Utility | Municipal | 1 | X | NG | Non-Renewable | 0 | 4 | 0 | 1 | DFO
Operable | 8703 | City of Hoisington - (KS) |  | 1286 | Hoisington | KS | Vertical | Barton | 9 | Petroleum Liquids | IC |  | S | X | X |  |  | 3.9 | 0.7 | 3.9 | 3.9 | 0.5 | N |  |  | OP | X | 9 | 2023 | 2023 |  |  | N | Electric Utility | Utility | Municipal | 1 | X | DFO | Non-Renewable | 0 | 3.9 | 0 | 1
Operable | 8723 | City of Holland |  | 7268 | 491 E 48th Street | MI | Vertical | Allegan | 7 | Natural Gas Fired Combustion Turbine | GT |  | S | X | X |  |  | 39.1 | 0.85 | 35 | 39 | 15 | N |  |  | OP | X | 5 | 1992 | Pre-2000 |  |  | N | Electric Utility | Utility | Municipal | 1 | X | NG | Non-Renewable | 0 | 39.1 | 0 | 1 | DFO
Operable | 8723 | City of Holland |  | 7268 | 491 E 48th Street | MI | Vertical | Allegan | 8 | Natural Gas Fired Combustion Turbine | GT |  | S | X | X |  |  | 39.1 | 0.85 | 35 | 39 | 15 | N |  |  | OP | X | 5 | 1992 | Pre-2000 |  |  | N | Electric Utility | Utility | Municipal | 1 | X | NG | Non-Renewable | 0 | 39.1 | 0 | 1 | DFO
Operable | 8723 | City of Holland |  | 7268 | 491 E 48th Street | MI | Vertical | Allegan | 9 | Natural Gas Fired Combustion Turbine | GT |  | S | X | X |  |  | 83.5 | 0.85 | 75 | 83.5 | 50 | N |  |  | OP | X | 4 | 2000 | 2000 |  |  | N | Electric Utility | Utility | Municipal | 1 | X | NG | Non-Renewable | 0 | 83.5 | 0 | 1
Operable | 8723 | City of Holland |  | 59093 | Holland Energy Park | MI | Vertical | Ottawa | 10 | Natural Gas Fired Combined Cycle | CT | 1012 | S | X | N |  |  | 53.1 | 0.85 | 43.1 | 53.1 | 25 | N |  |  | OP | X | 6 | 2017 | 2017 |  |  | Y | Electric Utility | Utility | Municipal | 1 | T | NG | Non-Renewable | 0 | 53.1 | 0 | 1
Operable | 8723 | City of Holland |  | 59093 | Holland Energy Park | MI | Vertical | Ottawa | 11 | Natural Gas Fired Combined Cycle | CT | 1012 | S | X | N |  |  | 53.1 | 0.85 | 43.1 | 53.1 | 25 | N |  |  | OP | X | 6 | 2017 | 2017 |  |  | Y | Electric Utility | Utility | Municipal | 1 | T | NG | Non-Renewable | 0 | 53.1 | 0 | 1
Operable | 8723 | City of Holland |  | 59093 | Holland Energy Park | MI | Vertical | Ottawa | 12 | Natural Gas Fired Combined Cycle | CA | 1012 | S | N | X |  |  | 43.2 | 0.85 | 40.9 | 42.9 | 18 | N |  |  | OP | X | 6 | 2017 | 2017 |  |  | Y | Electric Utility | Utility | Municipal | 1 | T | NG | Non-Renewable | 0 | 43.2 | 0 | 1
Operable | 8770 | City of Holton - (KS) |  | 1287 | Holton | KS | Vertical | Jackson | 10 | Petroleum Liquids | IC |  | S | X | X |  |  | 2 | 0.8 | 1.8 | 2 | 1 | N |  |  | OP | X | 8 | 1970 | Pre-2000 |  |  | N | Electric Utility | Utility | Municipal | 1 | X | DFO | Non-Renewable | 0 | 2 | 0 | 1 | NG
Operable | 8770 | City of Holton - (KS) |  | 1287 | Holton | KS | Vertical | Jackson | 11 | Petroleum Liquids | IC |  | S | X | X |  |  | 2.4 | 0.8 | 2.2 | 2.4 | 1.7 | N |  |  | OP | X | 1 | 1994 | Pre-2000 |  |  | N | Electric Utility | Utility | Municipal | 1 | X | DFO | Non-Renewable | 0 | 2.4 | 0 | 1 | NG
Operable | 8770 | City of Holton - (KS) |  | 1287 | Holton | KS | Vertical | Jackson | 12 | Natural Gas Internal Combustion Engine | IC |  | S | X | X |  |  | 3.1 | 0.8 | 3 | 3.1 | 2.5 | N |  |  | OP | X | 5 | 2001 | 2001 |  |  | N | Electric Utility | Utility | Municipal | 1 | X | NG | Non-Renewable | 0 | 3.1 | 0 | 1 | DFO
Operable | 8770 | City of Holton - (KS) |  | 1287 | Holton | KS | Vertical | Jackson | 13 | Natural Gas Internal Combustion Engine | IC |  | S | X | X |  |  | 3.1 | 0.8 | 3 | 3.1 | 2.5 | N |  |  | OP | X | 5 | 2001 | 2001 |  |  | N | Electric Utility | Utility | Municipal | 1 | X | NG | Non-Renewable | 0 | 3.1 | 0 | 1 | DFO
Operable | 8770 | City of Holton - (KS) |  | 1287 | Holton | KS | Vertical | Jackson | 6 | Petroleum Liquids | IC |  | S | X | X |  |  | 1.8 | 0.8 | 1.4 | 1.7 | 0.9 | N |  |  | OP | X | 2 | 1958 | Pre-2000 |  |  | N | Electric Utility | Utility | Municipal | 1 | X | DFO | Non-Renewable | 0 | 1.8 | 0 | 1 | NG
Operable | 8770 | City of Holton - (KS) |  | 1287 | Holton | KS | Vertical | Jackson | 7 | Petroleum Liquids | IC |  | S | X | X |  |  | 2.8 | 0.8 | 2.4 | 2.6 | 1.2 | N |  |  | OP | X | 5 | 1963 | Pre-2000 |  |  | N | Electric Utility | Utility | Municipal | 1 | X | DFO | Non-Renewable | 0 | 2.8 | 0 | 1 | NG
Operable | 8770 | City of Holton - (KS) |  | 1287 | Holton | KS | Vertical | Jackson | 8 | Petroleum Liquids | IC |  | S | X | X |  |  | 4.3 | 0.8 | 3.8 | 4 | 2.6 | N |  |  | OP | X | 6 | 1969 | Pre-2000 |  |  | N | Electric Utility | Utility | Municipal | 1 | X | DFO | Non-Renewable | 0 | 4.3 | 0 | 1 | NG
Operable | 8770 | City of Holton - (KS) |  | 1287 | Holton | KS | Vertical | Jackson | 9 | Petroleum Liquids | IC |  | S | X | X |  |  | 2 | 0.8 | 1.8 | 2 | 1 | N |  |  | OP | X | 8 | 1970 | Pre-2000 |  |  | N | Electric Utility | Utility | Municipal | 1 | X | DFO | Non-Renewable | 0 | 2 | 0 | 1 | NG
Operable | 8776 | City of Holyoke Gas and Electric Dept. |  | 1603 | Boatlock | MA | Restructured | Hampden | 1 | Conventional Hydroelectric | HY |  | S | X | X |  |  | 0.7 | 0.9 | 0.7 | 0.7 | 0.3 | N |  |  | OP | X | 1 | 1921 | Pre-2000 |  |  | N | Electric Utility | Utility | Municipal | 1 | X | WAT | Renewable | 0.7 | 0 | 1 | 0
Operable | 8776 | City of Holyoke Gas and Electric Dept. |  | 1603 | Boatlock | MA | Restructured | Hampden | 2 | Conventional Hydroelectric | HY |  | S | X | X |  |  | 1.2 | 0.8 | 1.5 | 1.5 | 0.8 | N |  |  | OP | X | 1 | 1924 | Pre-2000 |  |  | N | Electric Utility | Utility | Municipal | 1 | X | WAT | Renewable | 1.2 | 0 | 1 | 0
Operable | 8776 | City of Holyoke Gas and Electric Dept. |  | 1603 | Boatlock | MA | Restructured | Hampden | 3 | Conventional Hydroelectric | HY |  | S | X | X |  |  | 1.2 | 0.8 | 1.2 | 1.2 | 0.8 | N |  |  | OP | X | 1 | 1924 | Pre-2000 |  |  | N | Electric Utility | Utility | Municipal | 1 | X | WAT | Renewable | 1.2 | 0 | 1 | 0
Operable | 8776 | City of Holyoke Gas and Electric Dept. |  | 1604 | Chemical | MA | Restructured | Hampden | 1 | Conventional Hydroelectric | HY |  | S | X | X |  |  | 0.8 | 0.8 | 0.8 | 0.8 | 0.3 | N |  |  | OP | X | 1 | 1935 | Pre-2000 |  |  | N | Electric Utility | Utility | Municipal | 1 | X | WAT | Renewable | 0.8 | 0 | 1 | 0
Operable | 8776 | City of Holyoke Gas and Electric Dept. |  | 1604 | Chemical | MA | Restructured | Hampden | 2 | Conventional Hydroelectric | HY |  | S | X | X |  |  | 0.8 | 0.8 | 0.8 | 0.8 | 0.3 | N |  |  | OP | X | 1 | 1935 | Pre-2000 |  |  | N | Electric Utility | Utility | Municipal | 1 | X | WAT | Renewable | 0.8 | 0 | 1 | 0
Operable | 8776 | City of Holyoke Gas and Electric Dept. |  | 1605 | Hadley Falls | MA | Restructured | Hampden | 1 | Conventional Hydroelectric | HY |  | S | X | X |  |  | 17.6 | 0.8 | 18.1 | 18.1 | 5 | N |  |  | OP | X | 1 | 1952 | Pre-2000 |  |  | N | Electric Utility | Utility | Municipal | 1 | X | WAT | Renewable | 17.6 | 0 | 1 | 0
Operable | 8776 | City of Holyoke Gas and Electric Dept. |  | 1605 | Hadley Falls | MA | Restructured | Hampden | 2 | Conventional Hydroelectric | HY |  | S | X | X |  |  | 15.8 | 0.9 | 15 | 15 | 10 | N |  |  | OP | X | 11 | 1983 | Pre-2000 |  |  | N | Electric Utility | Utility | Municipal | 1 | X | WAT | Renewable | 15.8 | 0 | 1 | 0
Operable | 8776 | City of Holyoke Gas and Electric Dept. |  | 1607 | Riverside Holyoke | MA | Restructured | Hampden | 4 | Conventional Hydroelectric | HY |  | S | X | X |  |  | 0.8 | 0.8 | 0.8 | 0.8 | 0.4 | N |  |  | OP | X | 1 | 1906 | Pre-2000 |  |  | N | Electric Utility | Utility | Municipal | 1 | X | WAT | Renewable | 0.8 | 0 | 1 | 0
Operable | 8776 | City of Holyoke Gas and Electric Dept. |  | 1607 | Riverside Holyoke | MA | Restructured | Hampden | 5 | Conventional Hydroelectric | HY |  | S | X | X |  |  | 0.6 | 0.8 | 0.6 | 0.6 | 0.4 | N |  |  | OP | X | 1 | 1906 | Pre-2000 |  |  | N | Electric Utility | Utility | Municipal | 1 | X | WAT | Renewable | 0.6 | 0 | 1 | 0
Operable | 8776 | City of Holyoke Gas and Electric Dept. |  | 1607 | Riverside Holyoke | MA | Restructured | Hampden | 7 | Conventional Hydroelectric | HY |  | S | X | X |  |  | 1.5 | 0.8 | 1.5 | 1.5 | 0.9 | N |  |  | OP | X | 1 | 1922 | Pre-2000 |  |  | N | Electric Utility | Utility | Municipal | 1 | X | WAT | Renewable | 1.5 | 0 | 1 | 0
Operable | 8776 | City of Holyoke Gas and Electric Dept. |  | 1607 | Riverside Holyoke | MA | Restructured | Hampden | 8 | Conventional Hydroelectric | HY |  | S | X | X |  |  | 4 | 0.8 | 4 | 4 | 2.7 | N |  |  | OP | X | 1 | 1931 | Pre-2000 |  |  | N | Electric Utility | Utility | Municipal | 1 | X | WAT | Renewable | 4 | 0 | 1 | 0
Operable | 8776 | City of Holyoke Gas and Electric Dept. |  | 1630 | Cobble Mountain | MA | Restructured | Hampden | 1 | Conventional Hydroelectric | HY |  | W | X | X |  |  | 13 | 0.8 | 12.9 | 13 | 3 | N |  |  | OP | X | 1 | 1930 | Pre-2000 |  |  | N | Electric Utility | Utility | Municipal | 1 | X | WAT | Renewable | 13 | 0 | 1 | 0
Operable | 8776 | City of Holyoke Gas and Electric Dept. |  | 1630 | Cobble Mountain | MA | Restructured | Hampden | 2 | Conventional Hydroelectric | HY |  | W | X | X |  |  | 7 | 0.8 | 6.8 | 6.9 | 1 | N |  |  | OP | X | 1 | 1930 | Pre-2000 |  |  | N | Electric Utility | Utility | Municipal | 1 | X | WAT | Renewable | 7 | 0 | 1 | 0
Operable | 8776 | City of Holyoke Gas and Electric Dept. |  | 1630 | Cobble Mountain | MA | Restructured | Hampden | 3 | Conventional Hydroelectric | HY |  | W | X | X |  |  | 13 | 0.8 | 12.9 | 13 | 3 | N |  |  | OP | X | 1 | 1930 | Pre-2000 |  |  | N | Electric Utility | Utility | Municipal | 1 | X | WAT | Renewable | 13 | 0 | 1 | 0
Operable | 8776 | City of Holyoke Gas and Electric Dept. |  | 9864 | Cabot Holyoke | MA | Restructured | Hampden | 1 | Conventional Hydroelectric | HY |  | S | X | X |  |  | 0.8 | 0.8 | 0.6 | 0.6 | 0.6 | N |  |  | OP | X | 1 | 1893 | Pre-2000 |  |  | N | Electric Utility | Utility | Municipal | 1 | X | WAT | Renewable | 0.8 | 0 | 1 | 0
Operable | 8776 | City of Holyoke Gas and Electric Dept. |  | 9864 | Cabot Holyoke | MA | Restructured | Hampden | 2 | Conventional Hydroelectric | HY |  | S | X | X |  |  | 0.8 | 0.8 | 0.6 | 0.6 | 0.4 | N |  |  | OP | X | 1 | 1938 | Pre-2000 |  |  | N | Electric Utility | Utility | Municipal | 1 | X | WAT | Renewable | 0.8 | 0 | 1 | 0
Operable | 8776 | City of Holyoke Gas and Electric Dept. |  | 9864 | Cabot Holyoke | MA | Restructured | Hampden | 3 | Conventional Hydroelectric | HY |  | S | X | X |  |  | 0.4 | 0.8 | 0.4 | 0.4 | 0.3 | N |  |  | OP | X | 1 | 1939 | Pre-2000 |  |  | N | Electric Utility | Utility | Municipal | 1 | X | WAT | Renewable | 0.4 | 0 | 1 | 0
Operable | 8776 | City of Holyoke Gas and Electric Dept. |  | 9864 | Cabot Holyoke | MA | Restructured | Hampden | 4 | Conventional Hydroelectric | HY |  | S | X | X |  |  | 0.6 | 0.8 | 0.5 | 0.5 | 0.4 | N |  |  | OP | X | 1 | 1907 | Pre-2000 |  |  | N | Electric Utility | Utility | Municipal | 1 | X | WAT | Renewable | 0.6 | 0 | 1 | 0
Operable | 8795 | City of Homestead - (FL) |  | 665 | G W Ivey | FL | Vertical | Miami Dade | 13 | Natural Gas Internal Combustion Engine | IC |  | S | X | X |  |  | 2 | 0.8 | 1.8 | 1.8 | 1 | N |  |  | OP | X | 11 | 1972 | Pre-2000 |  |  | N | Electric Utility | Utility | Municipal | 1 | X | NG | Non-Renewable | 0 | 2 | 0 | 1 | DFO
Operable | 8795 | City of Homestead - (FL) |  | 665 | G W Ivey | FL | Vertical | Miami Dade | 14 | Natural Gas Internal Combustion Engine | IC |  | S | X | X |  |  | 2 | 0.8 | 1.8 | 1.8 | 1 | N |  |  | OP | X | 11 | 1972 | Pre-2000 |  |  | N | Electric Utility | Utility | Municipal | 1 | X | NG | Non-Renewable | 0 | 2 | 0 | 1 | DFO
Operable | 8795 | City of Homestead - (FL) |  | 665 | G W Ivey | FL | Vertical | Miami Dade | 15 | Natural Gas Internal Combustion Engine | IC |  | S | X | X |  |  | 2 | 0.8 | 1.8 | 1.8 | 1 | N |  |  | OP | X | 11 | 1972 | Pre-2000 |  |  | N | Electric Utility | Utility | Municipal | 1 | X | NG | Non-Renewable | 0 | 2 | 0 | 1 | DFO
Operable | 8795 | City of Homestead - (FL) |  | 665 | G W Ivey | FL | Vertical | Miami Dade | 16 | Natural Gas Internal Combustion Engine | IC |  | S | X | X |  |  | 2 | 0.8 | 1.8 | 1.8 | 1 | N |  |  | OP | X | 11 | 1972 | Pre-2000 |  |  | N | Electric Utility | Utility | Municipal | 1 | X | NG | Non-Renewable | 0 | 2 | 0 | 1 | DFO
Operable | 8795 | City of Homestead - (FL) |  | 665 | G W Ivey | FL | Vertical | Miami Dade | 17 | Natural Gas Internal Combustion Engine | IC |  | S | X | X |  |  | 2 | 0.8 | 1.8 | 1.8 | 1 | N |  |  | OP | X | 11 | 1972 | Pre-2000 |  |  | N | Electric Utility | Utility | Municipal | 1 | X | NG | Non-Renewable | 0 | 2 | 0 | 1 | DFO
Operable | 8795 | City of Homestead - (FL) |  | 665 | G W Ivey | FL | Vertical | Miami Dade | 19 | Natural Gas Internal Combustion Engine | IC |  | S | X | X |  |  | 8.8 | 0.8 | 8 | 8 | 3.5 | N |  |  | OP | X | 2 | 1975 | Pre-2000 |  |  | N | Electric Utility | Utility | Municipal | 1 | X | NG | Non-Renewable | 0 | 8.8 | 0 | 1 | DFO
Operable | 8795 | City of Homestead - (FL) |  | 665 | G W Ivey | FL | Vertical | Miami Dade | 2 | Natural Gas Internal Combustion Engine | IC |  | S | X | X |  |  | 2 | 0.8 | 1.8 | 1.8 | 1 | N |  |  | OP | X | 3 | 1970 | Pre-2000 |  |  | N | Electric Utility | Utility | Municipal | 1 | X | NG | Non-Renewable | 0 | 2 | 0 | 1 | DFO
Operable | 8795 | City of Homestead - (FL) |  | 665 | G W Ivey | FL | Vertical | Miami Dade | 20 | Natural Gas Internal Combustion Engine | IC |  | S | X | X |  |  | 6.4 | 0.8 | 6 | 6 | 3 | N |  |  | OP | X | 5 | 1981 | Pre-2000 |  |  | N | Electric Utility | Utility | Municipal | 1 | X | NG | Non-Renewable | 0 | 6.4 | 0 | 1 | DFO
Operable | 8795 | City of Homestead - (FL) |  | 665 | G W Ivey | FL | Vertical | Miami Dade | 21 | Natural Gas Internal Combustion Engine | IC |  | S | X | X |  |  | 6.4 | 0.8 | 6 | 6 | 3 | N |  |  | OP | X | 5 | 1981 | Pre-2000 |  |  | N | Electric Utility | Utility | Municipal | 1 | X | NG | Non-Renewable | 0 | 6.4 | 0 | 1 | DFO
Operable | 8795 | City of Homestead - (FL) |  | 665 | G W Ivey | FL | Vertical | Miami Dade | 22 | Petroleum Liquids | IC |  | S | X | X |  |  | 0.1 | 0.8 | 0.1 | 0.1 | 0 | N |  |  | SB | N | 1 | 2013 | 2013 |  |  | N | Electric Utility | Utility | Municipal | 1 | X | DFO | Non-Renewable | 0 | 0.1 | 0 | 1
Operable | 8795 | City of Homestead - (FL) |  | 665 | G W Ivey | FL | Vertical | Miami Dade | 3 | Petroleum Liquids | IC |  | S | X | X |  |  | 2 | 0.8 | 1.8 | 1.8 | 1 | N |  |  | OP | X | 3 | 1970 | Pre-2000 |  |  | N | Electric Utility | Utility | Municipal | 1 | X | DFO | Non-Renewable | 0 | 2 | 0 | 1 | NG
Operable | 8847 | City of Hopkinton - (IA) |  | 8108 | Hopkinton | IA | Vertical | Delaware | 1 | Petroleum Liquids | IC |  | S | X | X |  |  | 1.6 | 0.8 | 1.6 | 1.6 | 0.4 | N |  |  | OP | X | 9 | 1973 | Pre-2000 |  |  | N | Electric Utility | Utility | Municipal | 1 | X | DFO | Non-Renewable | 0 | 1.6 | 0 | 1
Operable | 8847 | City of Hopkinton - (IA) |  | 8108 | Hopkinton | IA | Vertical | Delaware | CAT | Petroleum Liquids | IC |  | S | X | X |  |  | 2.5 | 0.8 | 2.2 | 2.2 | 0.4 | N |  |  | OP | X | 9 | 2011 | 2011 |  |  | N | Electric Utility | Utility | Municipal | 1 | X | DFO | Non-Renewable | 0 | 2.5 | 0 | 1
Operable | 9011 | City of Hugoton - (KS) |  | 7011 | Hugoton 2 | KS | Vertical | Stevens | 10 | Petroleum Liquids | IC |  | S | X | X |  |  | 4.3 | 0.8 | 4 | 4 | 2.6 | N |  |  | OP | X | 9 | 1983 | Pre-2000 |  |  | N | Electric Utility | Utility | Municipal | 1 | X | DFO | Non-Renewable | 0 | 4.3 | 0 | 1 | NG
Operable | 9011 | City of Hugoton - (KS) |  | 7011 | Hugoton 2 | KS | Vertical | Stevens | 11 | Petroleum Liquids | IC |  | S | X | X |  |  | 2.5 | 0.8 | 2.2 | 2.2 | 1.5 | N |  |  | OP | X | 6 | 1997 | Pre-2000 |  |  | N | Electric Utility | Utility | Municipal | 1 | X | DFO | Non-Renewable | 0 | 2.5 | 0 | 1 | NG
Operable | 9011 | City of Hugoton - (KS) |  | 7011 | Hugoton 2 | KS | Vertical | Stevens | 12 | Petroleum Liquids | IC |  | S | X | X |  |  | 3 | 0.8 | 2.8 | 2.8 | 1.8 | N |  |  | OP | X | 4 | 1997 | Pre-2000 |  |  | N | Electric Utility | Utility | Municipal | 1 | X | DFO | Non-Renewable | 0 | 3 | 0 | 1 | NG
Operable | 9011 | City of Hugoton - (KS) |  | 7011 | Hugoton 2 | KS | Vertical | Stevens | 13 | Natural Gas Internal Combustion Engine | IC |  | S | X | X |  |  | 0.8 | 0.8 | 0.5 | 0.5 | 0.2 | N |  |  | OP | X | 3 | 1998 | Pre-2000 |  |  | N | Electric Utility | Utility | Municipal | 1 | X | NG | Non-Renewable | 0 | 0.8 | 0 | 1
Operable | 9011 | City of Hugoton - (KS) |  | 7011 | Hugoton 2 | KS | Vertical | Stevens | 7 | Petroleum Liquids | IC |  | S | X | X |  |  | 2.3 | 0.8 | 2 | 2 | 1.5 | N |  |  | OP | X | 1 | 1964 | Pre-2000 |  |  | N | Electric Utility | Utility | Municipal | 1 | X | DFO | Non-Renewable | 0 | 2.3 | 0 | 1 | NG
Operable | 9011 | City of Hugoton - (KS) |  | 7011 | Hugoton 2 | KS | Vertical | Stevens | 8 | Petroleum Liquids | IC |  | S | X | X |  |  | 2 | 0.8 | 1.8 | 1.8 | 0.9 | N |  |  | OP | X | 1 | 1971 | Pre-2000 |  |  | N | Electric Utility | Utility | Municipal | 1 | X | DFO | Non-Renewable | 0 | 2 | 0 | 1 | NG
Operable | 9011 | City of Hugoton - (KS) |  | 7011 | Hugoton 2 | KS | Vertical | Stevens | 9A | Petroleum Liquids | IC |  | S | X | X |  |  | 4.3 | 0.8 | 4 | 4 | 3.2 | N |  |  | OP | X | 8 | 1994 | Pre-2000 |  |  | N | Electric Utility | Utility | Municipal | 1 | X | DFO | Non-Renewable | 0 | 4.3 | 0 | 1 | NG
Operable | 9187 | City of Idaho Falls - (ID) |  | 790 | Gem State | ID | Vertical | Bonneville | 1 | Conventional Hydroelectric | HY |  | S | X | X |  |  | 23.4 | 0.9 | 23.4 | 23.4 | 23.4 | N |  |  | OP | X | 11 | 1988 | Pre-2000 |  |  | N | Electric Utility | Utility | Municipal | 1 | X | WAT | Renewable | 23.4 | 0 | 1 | 0
Operable | 9187 | City of Idaho Falls - (ID) |  | 841 | City Power Plant | ID | Vertical | Bonneville | 3 | Conventional Hydroelectric | HY |  | S | X | X |  |  | 8 | 0.9 | 8 | 8 | 8 | N |  |  | OP | X | 7 | 1982 | Pre-2000 |  |  | N | Electric Utility | Utility | Municipal | 1 | X | WAT | Renewable | 8 | 0 | 1 | 0
Operable | 9187 | City of Idaho Falls - (ID) |  | 843 | Lower No 2 | ID | Vertical | Bonneville | 1 | Conventional Hydroelectric | HY |  | S | X | X |  |  | 3 | 0.9 | 3 | 3 | 3 | N |  |  | OP | X | 8 | 1940 | Pre-2000 |  |  | N | Electric Utility | Utility | Municipal | 1 | X | WAT | Renewable | 3 | 0 | 1 | 0
Operable | 9187 | City of Idaho Falls - (ID) |  | 844 | Upper Power Plant | ID | Vertical | Bonneville | 4 | Conventional Hydroelectric | HY |  | S | X | X |  |  | 8 | 0.9 | 8 | 8 | 8 | N |  |  | OP | X | 9 | 1982 | Pre-2000 |  |  | N | Electric Utility | Utility | Municipal | 1 | X | WAT | Renewable | 8 | 0 | 1 | 0
Operable | 9187 | City of Idaho Falls - (ID) |  | 7012 | Lower No 1 | ID | Vertical | Bonneville | 2 | Conventional Hydroelectric | HY |  | S | X | X |  |  | 8 | 0.9 | 8 | 8 | 8 | N |  |  | OP | X | 4 | 1982 | Pre-2000 |  |  | N | Electric Utility | Utility | Municipal | 1 | X | WAT | Renewable | 8 | 0 | 1 | 0
Operable | 9231 | City of Independence - (MO) |  | 2134 | Jackson Square | MO | Vertical | Jackson | 1 | Petroleum Liquids | GT |  | S | X | X | INDNSUB_J_1 | INDNSUB_J_1 | 18 | 0.85 | 15 | 15 | 2 | N |  |  | OP | X | 6 | 1969 | Pre-2000 |  |  | N | Electric Utility | Utility | Municipal | 1 | X | DFO | Non-Renewable | 0 | 18 | 0 | 1
Operable | 9231 | City of Independence - (MO) |  | 2134 | Jackson Square | MO | Vertical | Jackson | 2 | Petroleum Liquids | GT |  | S | X | X | INDNSUB_J_2 | INDNSUB_J_2 | 18 | 0.85 | 15 | 15 | 2 | N |  |  | OP | X | 6 | 1969 | Pre-2000 |  |  | N | Electric Utility | Utility | Municipal | 1 | X | DFO | Non-Renewable | 0 | 18 | 0 | 1
Operable | 9231 | City of Independence - (MO) |  | 2135 | Station H | MO | Vertical | Jackson | 1 | Natural Gas Fired Combustion Turbine | GT |  | S | X | X | INDNSUB_H_5 | INDNSUB_H_5 | 19 | 0.85 | 19 | 19 | 4 | N |  |  | OP | X | 6 | 1972 | Pre-2000 |  |  | N | Electric Utility | Utility | Municipal | 1 | X | NG | Non-Renewable | 0 | 19 | 0 | 1 | DFO
Operable | 9231 | City of Independence - (MO) |  | 2135 | Station H | MO | Vertical | Jackson | 2 | Natural Gas Fired Combustion Turbine | GT |  | S | X | X | INDNSUB_H_6 | INDNSUB_H_6 | 24 | 0.9 | 20 | 20 | 4 | N |  |  | OP | X | 6 | 1974 | Pre-2000 |  |  | N | Electric Utility | Utility | Municipal | 1 | X | NG | Non-Renewable | 0 | 24 | 0 | 1 | DFO
Operable | 9231 | City of Independence - (MO) |  | 2136 | Station I | MO | Vertical | Jackson | 1 | Petroleum Liquids | GT |  | S | X | X | INDNSUB_I_3 | INDNSUB_I_3 | 19 | 0.85 | 19 | 19 | 2 | N |  |  | OP | X | 6 | 1972 | Pre-2000 |  |  | N | Electric Utility | Utility | Municipal | 1 | X | DFO | Non-Renewable | 0 | 19 | 0 | 1
Operable | 9231 | City of Independence - (MO) |  | 2136 | Station I | MO | Vertical | Jackson | 2 | Petroleum Liquids | GT |  | S | X | X | INDNSUB_I_4 | INDNSUB_I_4 | 19 | 0.85 | 19 | 19 | 2 | N |  |  | OP | X | 6 | 1972 | Pre-2000 |  |  | N | Electric Utility | Utility | Municipal | 1 | X | DFO | Non-Renewable | 0 | 19 | 0 | 1
Operable | 57194 | City of Industry |  | 57860 | Industry MetroLink PV 1 | CA | Vertical | Los Angeles | 1 | Solar Photovoltaic | PV |  | S | X | X |  |  | 1.5 |  | 1.5 | 1.5 |  | N |  |  | OP | X | 4 | 2012 | 2012 |  |  | N | Electric Utility | Utility | Municipal | 1 | X | SUN | Renewable | 1.5 | 0 | 1 | 0
Operable | 9418 | City of Iola - (KS) |  | 1291 | Iola | KS | Vertical | Allen | 1 | Natural Gas Internal Combustion Engine | IC |  | S | X | X |  |  | 5 | 1 | 5 | 5 | 2.5 | N |  |  | OP | X | 8 | 1998 | Pre-2000 |  |  | N | Electric Utility | Utility | Municipal | 1 | X | NG | Non-Renewable | 0 | 5 | 0 | 1
Operable | 9418 | City of Iola - (KS) |  | 1291 | Iola | KS | Vertical | Allen | 10 | Petroleum Liquids | IC |  | S | X | X |  |  | 2.7 | 1 | 2.9 | 2.9 | 2 | N |  |  | OP | X | 6 | 1981 | Pre-2000 |  |  | N | Electric Utility | Utility | Municipal | 1 | X | DFO | Non-Renewable | 0 | 2.7 | 0 | 1
Operable | 9418 | City of Iola - (KS) |  | 1291 | Iola | KS | Vertical | Allen | 14 | Petroleum Liquids | IC |  | S | X | X |  |  | 2 | 1 | 2 | 2 | 1 | N |  |  | OP | X | 2 | 2020 | 2020 |  |  | N | Electric Utility | Utility | Municipal | 1 | X | DFO | Non-Renewable | 0 | 2 | 0 | 1
Operable | 9418 | City of Iola - (KS) |  | 1291 | Iola | KS | Vertical | Allen | 15 | Petroleum Liquids | IC |  | S | X | X |  |  | 2 | 1 | 2 | 2 | 1 | N |  |  | OP | X | 2 | 2020 | 2020 |  |  | N | Electric Utility | Utility | Municipal | 1 | X | DFO | Non-Renewable | 0 | 2 | 0 | 1
Operable | 9418 | City of Iola - (KS) |  | 1291 | Iola | KS | Vertical | Allen | 16 | Petroleum Liquids | IC |  | S | X | X |  |  | 1.8 | 1 | 1.8 | 1.8 | 1 | N |  |  | OP | X | 8 | 2021 | 2021 |  |  | N | Electric Utility | Utility | Municipal | 1 | X | DFO | Non-Renewable | 0 | 1.8 | 0 | 1
Operable | 9418 | City of Iola - (KS) |  | 1291 | Iola | KS | Vertical | Allen | 2 | Natural Gas Internal Combustion Engine | IC |  | S | X | X |  |  | 5 | 1 | 5 | 5 | 2.5 | N |  |  | OP | X | 6 | 2000 | 2000 |  |  | N | Electric Utility | Utility | Municipal | 1 | X | NG | Non-Renewable | 0 | 5 | 0 | 1
Operable | 9418 | City of Iola - (KS) |  | 1291 | Iola | KS | Vertical | Allen | 6 | Petroleum Liquids | IC |  | S | X | X |  |  | 2.7 | 1 | 2.9 | 2.9 | 2 | N |  |  | OP | X | 5 | 1969 | Pre-2000 |  |  | N | Electric Utility | Utility | Municipal | 1 | X | DFO | Non-Renewable | 0 | 2.7 | 0 | 1
Operable | 9418 | City of Iola - (KS) |  | 1291 | Iola | KS | Vertical | Allen | 7 | Petroleum Liquids | IC |  | S | X | X |  |  | 2.7 | 1 | 2.9 | 2.9 | 2 | N |  |  | OP | X | 5 | 1971 | Pre-2000 |  |  | N | Electric Utility | Utility | Municipal | 1 | X | DFO | Non-Renewable | 0 | 2.7 | 0 | 1
Operable | 9418 | City of Iola - (KS) |  | 1291 | Iola | KS | Vertical | Allen | 8 | Petroleum Liquids | IC |  | S | X | X |  |  | 2.7 | 1 | 2.9 | 2.9 | 2 | N |  |  | OP | X | 2 | 1976 | Pre-2000 |  |  | N | Electric Utility | Utility | Municipal | 1 | X | DFO | Non-Renewable | 0 | 2.7 | 0 | 1
Operable | 9418 | City of Iola - (KS) |  | 1291 | Iola | KS | Vertical | Allen | 9 | Petroleum Liquids | IC |  | S | X | X |  |  | 2.7 | 1 | 2.9 | 2.9 | 2 | N |  |  | OP | X | 6 | 1977 | Pre-2000 |  |  | N | Electric Utility | Utility | Municipal | 1 | X | DFO | Non-Renewable | 0 | 2.7 | 0 | 1
Operable | 9603 | City of Jackson - (MO) |  | 2137 | Jackson (MO) | MO | Vertical | Cape Girardeau | 10 | Petroleum Liquids | IC |  | S | X | X |  |  | 2 | 0.8 | 2 | 2 | 0.1 | N |  |  | OP | X | 9 | 2006 | 2006 |  |  | N | Electric Utility | Utility | Municipal | 1 | X | DFO | Non-Renewable | 0 | 2 | 0 | 1
Operable | 9603 | City of Jackson - (MO) |  | 2137 | Jackson (MO) | MO | Vertical | Cape Girardeau | 11 | Petroleum Liquids | IC |  | S | X | X |  |  | 2 | 0.8 | 2 | 2 | 0.1 | N |  |  | OP | X | 9 | 2006 | 2006 |  |  | N | Electric Utility | Utility | Municipal | 1 | X | DFO | Non-Renewable | 0 | 2 | 0 | 1
Operable | 9603 | City of Jackson - (MO) |  | 2137 | Jackson (MO) | MO | Vertical | Cape Girardeau | 12 | Petroleum Liquids | IC |  | S | X | X |  |  | 2 | 0.8 | 2 | 2 | 0.1 | N |  |  | OP | X | 9 | 2006 | 2006 |  |  | N | Electric Utility | Utility | Municipal | 1 | X | DFO | Non-Renewable | 0 | 2 | 0 | 1
Operable | 9603 | City of Jackson - (MO) |  | 2137 | Jackson (MO) | MO | Vertical | Cape Girardeau | 3 | Petroleum Liquids | IC |  | S | X | X |  |  | 1 | 0.8 | 1 | 1 | 0.4 | N |  |  | OP | X | 4 | 1963 | Pre-2000 |  |  | N | Electric Utility | Utility | Municipal | 1 | X | DFO | Non-Renewable | 0 | 1 | 0 | 1 | NG
Operable | 9603 | City of Jackson - (MO) |  | 2137 | Jackson (MO) | MO | Vertical | Cape Girardeau | 4 | Petroleum Liquids | IC |  | S | X | X |  |  | 1 | 0.8 | 1 | 1 | 0.4 | N |  |  | OP | X | 7 | 1963 | Pre-2000 |  |  | N | Electric Utility | Utility | Municipal | 1 | X | DFO | Non-Renewable | 0 | 1 | 0 | 1 | NG
Operable | 9603 | City of Jackson - (MO) |  | 2137 | Jackson (MO) | MO | Vertical | Cape Girardeau | 5 | Petroleum Liquids | IC |  | S | X | X |  |  | 0.7 | 0.8 | 0.6 | 0.6 | 0.6 | N |  |  | OP | X | 1 | 1936 | Pre-2000 |  |  | N | Electric Utility | Utility | Municipal | 1 | X | DFO | Non-Renewable | 0 | 0.7 | 0 | 1
Operable | 9603 | City of Jackson - (MO) |  | 2137 | Jackson (MO) | MO | Vertical | Cape Girardeau | 6 | Petroleum Liquids | IC |  | S | X | X |  |  | 1 | 0.8 | 1 | 1 | 1 | N |  |  | OP | X | 6 | 1946 | Pre-2000 |  |  | N | Electric Utility | Utility | Municipal | 1 | X | DFO | Non-Renewable | 0 | 1 | 0 | 1
Operable | 9603 | City of Jackson - (MO) |  | 2137 | Jackson (MO) | MO | Vertical | Cape Girardeau | 7 | Petroleum Liquids | IC |  | S | X | X |  |  | 6.8 | 0.8 | 6.5 | 6.8 | 2.5 | N |  |  | OP | X | 8 | 1973 | Pre-2000 |  |  | N | Electric Utility | Utility | Municipal | 1 | X | DFO | Non-Renewable | 0 | 6.8 | 0 | 1 | NG
Operable | 9603 | City of Jackson - (MO) |  | 2137 | Jackson (MO) | MO | Vertical | Cape Girardeau | 8 | Petroleum Liquids | IC |  | S | X | X |  |  | 6.8 | 0.8 | 6.5 | 6.8 | 2.5 | N |  |  | OP | X | 7 | 1973 | Pre-2000 |  |  | N | Electric Utility | Utility | Municipal | 1 | X | DFO | Non-Renewable | 0 | 6.8 | 0 | 1 | NG
Operable | 9603 | City of Jackson - (MO) |  | 2137 | Jackson (MO) | MO | Vertical | Cape Girardeau | 9 | Petroleum Liquids | IC |  | S | X | X |  |  | 3 | 0.8 | 2.7 | 3 | 0.5 | N |  |  | OP | X | 7 | 1983 | Pre-2000 |  |  | N | Electric Utility | Utility | Municipal | 1 | X | DFO | Non-Renewable | 0 | 3 | 0 | 1 | NG
Operable | 9650 | City of Janesville - (MN) |  | 1982 | Janesville | MN | Vertical | Waseca | 1 | Petroleum Liquids | IC |  | S | X | X |  |  | 1.1 | 0.8 | 0.9 | 1 | 0.5 | N |  |  | OP | X | 5 | 1965 | Pre-2000 |  |  | N | Electric Utility | Utility | Municipal | 1 | X | DFO | Non-Renewable | 0 | 1.1 | 0 | 1 | NG
Operable | 9650 | City of Janesville - (MN) |  | 1982 | Janesville | MN | Vertical | Waseca | 2 | Petroleum Liquids | IC |  | S | X | X |  |  | 1.3 | 0.8 | 1.1 | 1.2 | 0.6 | N |  |  | OP | X | 5 | 1972 | Pre-2000 |  |  | N | Electric Utility | Utility | Municipal | 1 | X | DFO | Non-Renewable | 0 | 1.3 | 0 | 1 | NG
Operable | 9650 | City of Janesville - (MN) |  | 1982 | Janesville | MN | Vertical | Waseca | 3 | Petroleum Liquids | IC |  | S | X | X |  |  | 0.7 | 0.8 | 0.5 | 0.6 | 0.3 | N |  |  | OP | X | 5 | 1955 | Pre-2000 |  |  | N | Electric Utility | Utility | Municipal | 1 | X | DFO | Non-Renewable | 0 | 0.7 | 0 | 1 | NG
Operable | 9650 | City of Janesville - (MN) |  | 1982 | Janesville | MN | Vertical | Waseca | 4 | Petroleum Liquids | IC |  | S | X | X |  |  | 1.8 | 0.8 | 1.8 | 1.8 | 0.9 | N |  |  | OP | X | 12 | 1998 | Pre-2000 |  |  | N | Electric Utility | Utility | Municipal | 1 | X | DFO | Non-Renewable | 0 | 1.8 | 0 | 1
Operable | 9732 | City of Jetmore |  | 1292 | Jetmore | KS | Vertical | Hodgeman | 8 | Petroleum Liquids | IC |  | S | X | X |  |  | 2.5 | 0.8 | 2.5 | 2.5 | 1 | N |  |  | SB | Y | 11 | 2015 | 2015 |  |  | N | Electric Utility | Utility | Municipal | 1 | X | DFO | Non-Renewable | 0 | 2.5 | 0 | 1
Operable | 9776 | City of Johnson - (KS) |  | 6579 | Johnson | KS | Vertical | Stanton | CAT8 | Petroleum Liquids | IC |  | S | X | X |  |  | 3 | 0.8 | 3 | 3 | 0.5 | N |  |  | OP | X | 8 | 2017 | 2017 |  |  | N | Electric Utility | Utility | Municipal | 1 | X | DFO | Non-Renewable | 0 | 3 | 0 | 1
Operable | 9776 | City of Johnson - (KS) |  | 6579 | Johnson | KS | Vertical | Stanton | CAT9 | Petroleum Liquids | IC |  | S | X | X |  |  | 3 | 0.8 | 3 | 3 | 0.5 | N |  |  | OP | X | 8 | 2017 | 2017 |  |  | N | Electric Utility | Utility | Municipal | 1 | X | DFO | Non-Renewable | 0 | 3 | 0 | 1
Operable | 9928 | City of Julesburg - (CO) |  | 504 | Julesburg | CO | Vertical | Sedgwick | 1 | Petroleum Liquids | IC |  | S | X | X |  |  | 0.9 | 0.8 | 0.7 | 0.7 | 0.1 | N |  |  | SB | N | 11 | 1951 | Pre-2000 |  |  | N | Electric Utility | Utility | Municipal | 1 | X | DFO | Non-Renewable | 0 | 0.9 | 0 | 1
Operable | 9928 | City of Julesburg - (CO) |  | 504 | Julesburg | CO | Vertical | Sedgwick | 3 | Petroleum Liquids | IC |  | S | X | X |  |  | 0.3 | 0.8 | 0.2 | 0.2 | 0.1 | N |  |  | SB | N | 2 | 1945 | Pre-2000 |  |  | N | Electric Utility | Utility | Municipal | 1 | X | DFO | Non-Renewable | 0 | 0.3 | 0 | 1
Operable | 9928 | City of Julesburg - (CO) |  | 504 | Julesburg | CO | Vertical | Sedgwick | 4 | Petroleum Liquids | IC |  | S | X | X |  |  | 1.3 | 0.8 | 1.1 | 1.1 | 0.1 | N |  |  | SB | N | 12 | 1964 | Pre-2000 |  |  | N | Electric Utility | Utility | Municipal | 1 | X | DFO | Non-Renewable | 0 | 1.3 | 0 | 1
Operable | 9928 | City of Julesburg - (CO) |  | 504 | Julesburg | CO | Vertical | Sedgwick | 5 | Petroleum Liquids | IC |  | S | X | X |  |  | 0.3 | 0.8 | 0.2 | 0.2 | 0.1 | N |  |  | SB | N | 4 | 1946 | Pre-2000 |  |  | N | Electric Utility | Utility | Municipal | 1 | X | DFO | Non-Renewable | 0 | 0.3 | 0 | 1
Operable | 9973 | City of Kahoka |  | 2138 | Kahoka | MO | Vertical | Clark | 10 | Petroleum Liquids | IC |  | S | X | X | NA | NA | 1.1 | 0.8 | 1.1 | 1.1 | 0.4 | N |  |  | OP | X | 7 | 1999 | Pre-2000 |  |  | N | Electric Utility | Utility | Municipal | 1 | X | DFO | Non-Renewable | 0 | 1.1 | 0 | 1
Operable | 9973 | City of Kahoka |  | 2138 | Kahoka | MO | Vertical | Clark | 11 | Petroleum Liquids | IC |  | S | X | X | NA | NA | 1.1 | 0.8 | 1.1 | 1.1 | 0.4 | N |  |  | OP | X | 7 | 1999 | Pre-2000 |  |  | N | Electric Utility | Utility | Municipal | 1 | X | DFO | Non-Renewable | 0 | 1.1 | 0 | 1
Operable | 9973 | City of Kahoka |  | 2138 | Kahoka | MO | Vertical | Clark | 12 | Petroleum Liquids | IC |  | S | X | X | NA | NA | 1.1 | 0.8 | 1.1 | 1.1 | 0.4 | N |  |  | OP | X | 9 | 1999 | Pre-2000 |  |  | N | Electric Utility | Utility | Municipal | 1 | X | DFO | Non-Renewable | 0 | 1.1 | 0 | 1
Operable | 9973 | City of Kahoka |  | 2138 | Kahoka | MO | Vertical | Clark | 3 | Petroleum Liquids | IC |  | S | X | X | NA | NA | 0.2 | 0.8 | 0.2 | 0.2 | 0.1 | N |  |  | OP | X | 1 | 1941 | Pre-2000 |  |  | N | Electric Utility | Utility | Municipal | 1 | X | DFO | Non-Renewable | 0 | 0.2 | 0 | 1
Operable | 9973 | City of Kahoka |  | 2138 | Kahoka | MO | Vertical | Clark | 6 | Petroleum Liquids | IC |  | S | X | X | NA | NA | 0.7 | 0.8 | 0.7 | 0.7 | 0.4 | N |  |  | OP | X | 1 | 1952 | Pre-2000 |  |  | N | Electric Utility | Utility | Municipal | 1 | X | DFO | Non-Renewable | 0 | 0.7 | 0 | 1
Operable | 9973 | City of Kahoka |  | 2138 | Kahoka | MO | Vertical | Clark | 7 | Natural Gas Internal Combustion Engine | IC |  | S | X | X | NA | NA | 0.8 | 0.8 | 0.7 | 0.8 | 0.4 | N |  |  | SB | N | 1 | 1956 | Pre-2000 |  |  | N | Electric Utility | Utility | Municipal | 1 | X | NG | Non-Renewable | 0 | 0.8 | 0 | 1 | DFO
Operable | 9973 | City of Kahoka |  | 2138 | Kahoka | MO | Vertical | Clark | 8 | Natural Gas Internal Combustion Engine | IC |  | S | X | X | NA | NA | 1.5 | 0.8 | 1.4 | 1.5 | 0.7 | N |  |  | SB | N | 9 | 1969 | Pre-2000 |  |  | N | Electric Utility | Utility | Municipal | 1 | X | NG | Non-Renewable | 0 | 1.5 | 0 | 1 | DFO
Operable | 9973 | City of Kahoka |  | 2138 | Kahoka | MO | Vertical | Clark | 9 | Natural Gas Internal Combustion Engine | IC |  | S | X | X | NA | NA | 0.9 | 0.8 | 0.8 | 0.9 | 0.4 | N |  |  | SB | N | 7 | 1982 | Pre-2000 |  |  | N | Electric Utility | Utility | Municipal | 1 | X | NG | Non-Renewable | 0 | 0.9 | 0 | 1 | DFO
Operable | 9996 | City of Kansas City - (KS) |  | 1294 | Kaw | KS | Vertical | Wyandotte | 1 | Natural Gas Steam Turbine | ST |  | S | X | X | kacy | kacy | 50.1 | 0.97 | 41.9 | 41.9 | 30 | N |  |  | OS | X | 6 | 1955 | Pre-2000 |  |  | N | Electric Utility | Utility | Municipal | 1 | X | NG | Non-Renewable | 0 | 50.1 | 0 | 1
Operable | 9996 | City of Kansas City - (KS) |  | 1294 | Kaw | KS | Vertical | Wyandotte | 2 | Natural Gas Steam Turbine | ST |  | S | X | X | kacy | kacy | 50.1 | 0.97 | 41.9 | 41.9 | 30 | N |  |  | OS | X | 4 | 1957 | Pre-2000 |  |  | N | Electric Utility | Utility | Municipal | 1 | X | NG | Non-Renewable | 0 | 50.1 | 0 | 1
Operable | 9996 | City of Kansas City - (KS) |  | 1294 | Kaw | KS | Vertical | Wyandotte | 3 | Natural Gas Steam Turbine | ST |  | S | X | X | kacy | kacy | 65.5 | 0.97 | 56.5 | 56.5 | 30 | N |  |  | OS | X | 5 | 1962 | Pre-2000 |  |  | N | Electric Utility | Utility | Municipal | 1 | X | NG | Non-Renewable | 0 | 65.5 | 0 | 1
Operable | 9996 | City of Kansas City - (KS) |  | 1295 | Quindaro | KS | Vertical | Wyandotte | GT2 | Petroleum Liquids | GT |  | S | X | X | kacy | kacy | 72.4 | 0.9 | 56 | 56 | 20 | N |  |  | OP | X | 7 | 1974 | Pre-2000 |  |  | N | Electric Utility | Utility | Municipal | 1 | X | DFO | Non-Renewable | 0 | 72.4 | 0 | 1
Operable | 9996 | City of Kansas City - (KS) |  | 1295 | Quindaro | KS | Vertical | Wyandotte | GT3 | Petroleum Liquids | GT |  | S | X | X | kacy | kacy | 71.2 | 0.9 | 46 | 46 | 20 | N |  |  | OP | X | 8 | 1977 | Pre-2000 |  |  | N | Electric Utility | Utility | Municipal | 1 | X | DFO | Non-Renewable | 0 | 71.2 | 0 | 1
Operable | 9996 | City of Kansas City - (KS) |  | 1295 | Quindaro | KS | Vertical | Wyandotte | ST1 | Natural Gas Steam Turbine | ST |  | S | X | X |  |  | 81.6 | 0.97 | 72 | 72 | 35 | N |  |  | OS | X | 5 | 1965 | Pre-2000 |  |  | N | Electric Utility | Utility | Municipal | 1 | X | NG | Non-Renewable | 0 | 81.6 | 0 | 1
Operable | 9996 | City of Kansas City - (KS) |  | 1295 | Quindaro | KS | Vertical | Wyandotte | ST2 | Natural Gas Steam Turbine | ST |  | S | X | X |  |  | 157.5 | 0.97 | 85 | 85 | 55 | N |  |  | OS | X | 12 | 1971 | Pre-2000 |  |  | N | Electric Utility | Utility | Municipal | 1 | X | NG | Non-Renewable | 0 | 157.5 | 0 | 1
Operable | 9996 | City of Kansas City - (KS) |  | 6064 | Nearman Creek | KS | Vertical | Wyandotte | 1 | Conventional Steam Coal | ST |  | S | X | X | kacy | kacy | 261 | 0.9 | 243 | 243 | 150 | N |  |  | OP | X | 6 | 1981 | Pre-2000 |  |  | N | Electric Utility | Utility | Municipal | 1 | X | SUB | Non-Renewable | 0 | 261 | 0 | 1
Operable | 9996 | City of Kansas City - (KS) |  | 6064 | Nearman Creek | KS | Vertical | Wyandotte | CT4 | Natural Gas Fired Combustion Turbine | GT |  | S | X | X | kacy | kacy | 104 | 0.9 | 76 | 76 | 25 | N |  |  | OP | X | 2 | 2006 | 2006 |  |  | N | Electric Utility | Utility | Municipal | 1 | X | NG | Non-Renewable | 0 | 104 | 0 | 1 | DFO
Operable | 10056 | City of Kaukauna |  | 4118 | Kaukauna Gas Turbine | WI | Vertical | Outagamie | GT1 | Natural Gas Fired Combustion Turbine | GT |  | S | X | X |  |  | 18 | 0.9 | 15.8 | 18.3 | 2 | N |  |  | OP | X | 5 | 1969 | Pre-2000 |  |  | N | Electric Utility | Utility | Municipal | 1 | X | NG | Non-Renewable | 0 | 18 | 0 | 1
Operable | 10056 | City of Kaukauna |  | 4119 | Little Chute | WI | Vertical | Outagamie | 1 | Conventional Hydroelectric | HY |  | S | X | X |  |  | 1.1 | 0.9 | 1.1 | 1.1 | 0.2 | N |  |  | OP | X | 6 | 1948 | Pre-2000 |  |  | N | Electric Utility | Utility | Municipal | 1 | X | WAT | Renewable | 1.1 | 0 | 1 | 0
Operable | 10056 | City of Kaukauna |  | 4119 | Little Chute | WI | Vertical | Outagamie | 2 | Conventional Hydroelectric | HY |  | S | X | X |  |  | 1.1 | 0.9 | 1.1 | 1.1 | 0.2 | N |  |  | OP | X | 6 | 1948 | Pre-2000 |  |  | N | Electric Utility | Utility | Municipal | 1 | X | WAT | Renewable | 1.1 | 0 | 1 | 0
Operable | 10056 | City of Kaukauna |  | 4119 | Little Chute | WI | Vertical | Outagamie | 3 | Conventional Hydroelectric | HY |  | S | X | X |  |  | 1.1 | 0.9 | 1.1 | 1.1 | 0.2 | N |  |  | OP | X | 6 | 1948 | Pre-2000 |  |  | N | Electric Utility | Utility | Municipal | 1 | X | WAT | Renewable | 1.1 | 0 | 1 | 0
Operable | 10056 | City of Kaukauna |  | 4120 | New Badger | WI | Vertical | Outagamie | 3 | Conventional Hydroelectric | HY |  | S | X | X |  |  | 4.1 | 1 | 4 | 4 | 0.5 | N |  |  | OP | X | 1 | 2014 | 2014 |  |  | N | Electric Utility | Utility | Municipal | 1 | X | WAT | Renewable | 4.1 | 0 | 1 | 0
Operable | 10056 | City of Kaukauna |  | 4120 | New Badger | WI | Vertical | Outagamie | 4 | Conventional Hydroelectric | HY |  | S | X | X |  |  | 4.1 | 1 | 4 | 4 | 0.5 | N |  |  | OP | X | 1 | 2014 | 2014 |  |  | N | Electric Utility | Utility | Municipal | 1 | X | WAT | Renewable | 4.1 | 0 | 1 | 0
Operable | 10056 | City of Kaukauna |  | 4122 | Rapide Croche | WI | Vertical | Outagamie | 1 | Conventional Hydroelectric | HY |  | S | X | X |  |  | 0.6 | 0.9 | 0.6 | 0.6 | 0.2 | N |  |  | OP | X | 1 | 1926 | Pre-2000 |  |  | N | Electric Utility | Utility | Municipal | 1 | X | WAT | Renewable | 0.6 | 0 | 1 | 0
Operable | 10056 | City of Kaukauna |  | 4122 | Rapide Croche | WI | Vertical | Outagamie | 2 | Conventional Hydroelectric | HY |  | S | X | X |  |  | 0.6 | 0.9 | 0.6 | 0.6 | 0.2 | N |  |  | OP | X | 1 | 1926 | Pre-2000 |  |  | N | Electric Utility | Utility | Municipal | 1 | X | WAT | Renewable | 0.6 | 0 | 1 | 0
Operable | 10056 | City of Kaukauna |  | 4122 | Rapide Croche | WI | Vertical | Outagamie | 3 | Conventional Hydroelectric | HY |  | S | X | X |  |  | 0.6 | 0.9 | 0.6 | 0.6 | 0.2 | N |  |  | OP | X | 1 | 1926 | Pre-2000 |  |  | N | Electric Utility | Utility | Municipal | 1 | X | WAT | Renewable | 0.6 | 0 | 1 | 0
Operable | 10056 | City of Kaukauna |  | 4122 | Rapide Croche | WI | Vertical | Outagamie | 4 | Conventional Hydroelectric | HY |  | S | X | X |  |  | 0.6 | 0.9 | 0.6 | 0.6 | 0.2 | N |  |  | OP | X | 1 | 1926 | Pre-2000 |  |  | N | Electric Utility | Utility | Municipal | 1 | X | WAT | Renewable | 0.6 | 0 | 1 | 0
Operable | 10056 | City of Kaukauna |  | 4201 | Combined Locks | WI | Vertical | Outagamie | HC1 | Conventional Hydroelectric | HY |  | S | X | X |  |  | 3.1 | 0.9 | 3.1 | 3.1 | 0.2 | N |  |  | OP | X | 2 | 1988 | Pre-2000 |  |  | N | Electric Utility | Utility | Municipal | 1 | X | WAT | Renewable | 3.1 | 0 | 1 | 0
Operable | 10056 | City of Kaukauna |  | 4201 | Combined Locks | WI | Vertical | Outagamie | HC2 | Conventional Hydroelectric | HY |  | S | X | X |  |  | 3.1 | 0.9 | 3.1 | 3.1 | 0.2 | N |  |  | OP | X | 2 | 1988 | Pre-2000 |  |  | N | Electric Utility | Utility | Municipal | 1 | X | WAT | Renewable | 3.1 | 0 | 1 | 0
Operable | 10056 | City of Kaukauna |  | 7822 | Kaukauna City Hydro | WI | Vertical | Outagamie | 1 | Conventional Hydroelectric | HY |  | S | X | X |  |  | 2.4 | 0.9 | 2.4 | 2.4 | 0.2 | N |  |  | OP | X | 12 | 1940 | Pre-2000 |  |  | N | Electric Utility | Utility | Municipal | 1 | X | WAT | Renewable | 2.4 | 0 | 1 | 0
Operable | 10056 | City of Kaukauna |  | 7822 | Kaukauna City Hydro | WI | Vertical | Outagamie | 2 | Conventional Hydroelectric | HY |  | S | X | X |  |  | 2.4 | 0.9 | 2.4 | 2.4 | 0.2 | N |  |  | OP | X | 10 | 1942 | Pre-2000 |  |  | N | Electric Utility | Utility | Municipal | 1 | X | WAT | Renewable | 2.4 | 0 | 1 | 0
Operable | 10056 | City of Kaukauna |  | 54885 | Kimberly Mill | WI | Vertical | Outagamie | 1H | Conventional Hydroelectric | HY |  | S | X | X |  |  | 0.7 | 0.9 | 0.7 | 0.7 | 0.2 | N |  |  | OP | X | 1 | 1926 | Pre-2000 |  |  | N | Electric Utility | Utility | Municipal | 1 | X | WAT | Renewable | 0.7 | 0 | 1 | 0
Operable | 10056 | City of Kaukauna |  | 54885 | Kimberly Mill | WI | Vertical | Outagamie | 2H | Conventional Hydroelectric | HY |  | S | X | X |  |  | 0.7 | 0.9 | 0.7 | 0.7 | 0.2 | N |  |  | OP | X | 1 | 1927 | Pre-2000 |  |  | N | Electric Utility | Utility | Municipal | 1 | X | WAT | Renewable | 0.7 | 0 | 1 | 0
Operable | 10056 | City of Kaukauna |  | 54885 | Kimberly Mill | WI | Vertical | Outagamie | 3H | Conventional Hydroelectric | HY |  | S | X | X |  |  | 0.7 | 0.9 | 0.7 | 0.7 | 0.2 | N |  |  | OP | X | 1 | 1927 | Pre-2000 |  |  | N | Electric Utility | Utility | Municipal | 1 | X | WAT | Renewable | 0.7 | 0 | 1 | 0
Operable | 10152 | City of Kennett - (MO) |  | 2139 | Kennett | MO | Vertical | Dunklin | 10 | Natural Gas Internal Combustion Engine | IC |  | S | X | X | SPP/KENN |  | 6.2 | 0.8 | 5.6 | 5.6 | 5 | N |  |  | OP | X | 8 | 1971 | Pre-2000 |  |  | N | Electric Utility | Utility | Municipal | 1 | X | NG | Non-Renewable | 0 | 6.2 | 0 | 1 | DFO
Operable | 10152 | City of Kennett - (MO) |  | 2139 | Kennett | MO | Vertical | Dunklin | 11 | Natural Gas Internal Combustion Engine | IC |  | S | X | X | SPP/KENN |  | 6.2 | 0.8 | 5.6 | 5.6 | 5 | N |  |  | OP | X | 8 | 1975 | Pre-2000 |  |  | N | Electric Utility | Utility | Municipal | 1 | X | NG | Non-Renewable | 0 | 6.2 | 0 | 1 | DFO
Operable | 10152 | City of Kennett - (MO) |  | 2139 | Kennett | MO | Vertical | Dunklin | 12 | Natural Gas Internal Combustion Engine | IC |  | S | X | X | SPP/KENN |  | 6.4 | 0.8 | 5.7 | 5.7 | 5.1 | N |  |  | OP | X | 8 | 2001 | 2001 |  |  | N | Electric Utility | Utility | Municipal | 1 | X | NG | Non-Renewable | 0 | 6.4 | 0 | 1
Operable | 10152 | City of Kennett - (MO) |  | 2139 | Kennett | MO | Vertical | Dunklin | 13 | Natural Gas Internal Combustion Engine | IC |  | S | X | X | SPP/KENN |  | 6.4 | 0.8 | 5.7 | 5.7 | 5.1 | N |  |  | OP | X | 8 | 2001 | 2001 |  |  | N | Electric Utility | Utility | Municipal | 1 | X | NG | Non-Renewable | 0 | 6.4 | 0 | 1
Operable | 10152 | City of Kennett - (MO) |  | 2139 | Kennett | MO | Vertical | Dunklin | 9 | Natural Gas Internal Combustion Engine | IC |  | S | X | X | SPP/KENN |  | 6.2 | 0.8 | 5.6 | 5.6 | 5 | N |  |  | OP | X | 8 | 1965 | Pre-2000 |  |  | N | Electric Utility | Utility | Municipal | 1 | X | NG | Non-Renewable | 0 | 6.2 | 0 | 1 | DFO
Operable | 10260 | City of Kimball - (NE) |  | 2248 | Kimball | NE | Vertical | Kimball | 3 | Petroleum Liquids | IC |  | S | X | X |  |  | 1.3 | 0.8 | 1 | 1.1 | 0.7 | N |  |  | OP | X | 9 | 1959 | Pre-2000 |  |  | N | Electric Utility | Utility | Municipal | 1 | X | DFO | Non-Renewable | 0 | 1.3 | 0 | 1
Operable | 10260 | City of Kimball - (NE) |  | 2248 | Kimball | NE | Vertical | Kimball | 4 | Petroleum Liquids | IC |  | S | X | X |  |  | 1.3 | 0.8 | 1 | 1.1 | 0.7 | N |  |  | OP | X | 9 | 1960 | Pre-2000 |  |  | N | Electric Utility | Utility | Municipal | 1 | X | DFO | Non-Renewable | 0 | 1.3 | 0 | 1
Operable | 10260 | City of Kimball - (NE) |  | 2248 | Kimball | NE | Vertical | Kimball | 6 | Petroleum Liquids | IC |  | S | X | X |  |  | 3.9 | 0.8 | 3.6 | 3.7 | 2 | N |  |  | OP | X | 9 | 1974 | Pre-2000 |  |  | N | Electric Utility | Utility | Municipal | 1 | X | DFO | Non-Renewable | 0 | 3.9 | 0 | 1
Operable | 9897 | City of King Cove |  | 7493 | King Cove | AK | Vertical | Aleutians East | 1 | All Other | IC |  | S | X | X |  |  | 0.3 | 0.8 | 0.3 | 0.3 | 0.2 | N |  |  | OP | X | 2 | 1980 | Pre-2000 |  |  | N | Electric Utility | Utility | Municipal | 1 | X | OTH | Other | 0 | 0 | 0 | 0
Operable | 9897 | City of King Cove |  | 7493 | King Cove | AK | Vertical | Aleutians East | 2 | Petroleum Liquids | IC |  | S | X | X |  |  | 0.5 | 0.8 | 0.4 | 0.4 | 0.2 | N |  |  | OP | X | 1 | 1986 | Pre-2000 |  |  | N | Electric Utility | Utility | Municipal | 1 | X | DFO | Non-Renewable | 0 | 0.5 | 0 | 1
Operable | 9897 | City of King Cove |  | 7493 | King Cove | AK | Vertical | Aleutians East | 3 | All Other | IC |  | S | X | X |  |  | 0.7 | 0.8 | 0.6 | 0.6 | 0.6 | N |  |  | OP | X | 6 | 1992 | Pre-2000 |  |  | N | Electric Utility | Utility | Municipal | 1 | X | OTH | Other | 0 | 0 | 0 | 0
Operable | 9897 | City of King Cove |  | 7493 | King Cove | AK | Vertical | Aleutians East | 4 | Conventional Hydroelectric | HY |  | S | X | X |  |  | 0.8 | 0.8 | 0.7 | 0.2 | 0.6 | N |  |  | OP | X | 2 | 1995 | Pre-2000 |  |  | N | Electric Utility | Utility | Municipal | 1 | X | WAT | Renewable | 0.8 | 0 | 1 | 0
Operable | 9897 | City of King Cove |  | 7493 | King Cove | AK | Vertical | Aleutians East | 5 | Petroleum Liquids | IC |  | S | X | X |  |  | 0.3 | 0.8 | 0.3 | 0.3 | 0.2 | N |  |  | OP | X | 2 | 1980 | Pre-2000 |  |  | N | Electric Utility | Utility | Municipal | 1 | X | DFO | Non-Renewable | 0 | 0.3 | 0 | 1
Operable | 9897 | City of King Cove |  | 7493 | King Cove | AK | Vertical | Aleutians East | 6 | Conventional Hydroelectric | HY |  | S | X | X |  |  | 0.4 | 0.8 | 0.4 | 0.4 | 0.2 | N |  |  | OP | X | 8 | 2017 | 2017 |  |  | N | Electric Utility | Utility | Municipal | 1 | X | WAT | Renewable | 0.4 | 0 | 1 | 0
Operable | 10320 | City of Kingfisher - (OK) |  | 2986 | Kingfisher | OK | Vertical | Kingfisher | 3 | Petroleum Liquids | IC |  | S | X | X |  |  | 2.8 | 0.8 | 2.9 | 2.9 | 2.5 | N |  |  | OP | X | 1 | 1965 | Pre-2000 |  |  | N | Electric Utility | Utility | Municipal | 1 | X | DFO | Non-Renewable | 0 | 2.8 | 0 | 1 | NG
Operable | 10320 | City of Kingfisher - (OK) |  | 2986 | Kingfisher | OK | Vertical | Kingfisher | 4 | Petroleum Liquids | IC |  | S | X | X |  |  | 1.3 | 0.8 | 1.2 | 1.2 | 1 | N |  |  | OP | X | 1 | 1959 | Pre-2000 |  |  | N | Electric Utility | Utility | Municipal | 1 | X | DFO | Non-Renewable | 0 | 1.3 | 0 | 1 | NG
Operable | 10320 | City of Kingfisher - (OK) |  | 2986 | Kingfisher | OK | Vertical | Kingfisher | 5 | Petroleum Liquids | IC |  | S | X | X |  |  | 3.1 | 0.8 | 3 | 3 | 2.5 | N |  |  | OP | X | 1 | 1970 | Pre-2000 |  |  | N | Electric Utility | Utility | Municipal | 1 | X | DFO | Non-Renewable | 0 | 3.1 | 0 | 1 | NG
Operable | 10320 | City of Kingfisher - (OK) |  | 2986 | Kingfisher | OK | Vertical | Kingfisher | IC1 | Petroleum Liquids | IC |  | S | X | X |  |  | 1.1 | 0.8 | 1 | 1 | 1 | N |  |  | OP | X | 1 | 1954 | Pre-2000 |  |  | N | Electric Utility | Utility | Municipal | 1 | X | DFO | Non-Renewable | 0 | 1.1 | 0 | 1 | NG
Operable | 10320 | City of Kingfisher - (OK) |  | 2986 | Kingfisher | OK | Vertical | Kingfisher | IC2 | Petroleum Liquids | IC |  | S | X | X |  |  | 0.8 | 0.8 | 0.6 | 0.6 | 0.6 | N |  |  | OP | X | 1 | 1954 | Pre-2000 |  |  | N | Electric Utility | Utility | Municipal | 1 | X | DFO | Non-Renewable | 0 | 0.8 | 0 | 1 | NG
Operable | 10321 | City of Kingman - (KS) |  | 1296 | Kingman Municipal Power and Light Plant | KS | Vertical | Kingman | 2 | Natural Gas Internal Combustion Engine | IC |  | S | X | X |  |  | 2.2 | 0.8 | 1.9 | 2 | 1 | N |  |  | SB | Y | 4 | 1962 | Pre-2000 |  |  | N | Electric Utility | Utility | Municipal | 1 | X | NG | Non-Renewable | 0 | 2.2 | 0 | 1 | DFO
Operable | 10321 | City of Kingman - (KS) |  | 1296 | Kingman Municipal Power and Light Plant | KS | Vertical | Kingman | 4 | Natural Gas Internal Combustion Engine | IC |  | S | X | X |  |  | 2.2 | 0.8 | 1.9 | 2 | 1.2 | N |  |  | OP | X | 6 | 1977 | Pre-2000 |  |  | N | Electric Utility | Utility | Municipal | 1 | X | NG | Non-Renewable | 0 | 2.2 | 0 | 1 | DFO
Operable | 10321 | City of Kingman - (KS) |  | 1296 | Kingman Municipal Power and Light Plant | KS | Vertical | Kingman | 6 | Natural Gas Internal Combustion Engine | IC |  | S | X | X |  |  | 3.5 | 0.8 | 3.4 | 3.4 | 2.5 | N |  |  | OP | X | 9 | 1969 | Pre-2000 |  |  | N | Electric Utility | Utility | Municipal | 1 | X | NG | Non-Renewable | 0 | 3.5 | 0 | 1 | DFO
Operable | 10321 | City of Kingman - (KS) |  | 1296 | Kingman Municipal Power and Light Plant | KS | Vertical | Kingman | 7 | Natural Gas Internal Combustion Engine | IC |  | S | X | X |  |  | 2.4 | 0.8 | 2.1 | 2.1 | 1.2 | N |  |  | OP | X | 11 | 1979 | Pre-2000 |  |  | N | Electric Utility | Utility | Municipal | 1 | X | NG | Non-Renewable | 0 | 2.4 | 0 | 1 | DFO
Operable | 10321 | City of Kingman - (KS) |  | 1296 | Kingman Municipal Power and Light Plant | KS | Vertical | Kingman | 8 | Natural Gas Internal Combustion Engine | IC |  | S | X | X |  |  | 2.5 | 0.8 | 2.4 | 2.4 | 1.6 | N |  |  | OP | X | 6 | 1984 | Pre-2000 |  |  | N | Electric Utility | Utility | Municipal | 1 | X | NG | Non-Renewable | 0 | 2.5 | 0 | 1 | DFO
Operable | 10321 | City of Kingman - (KS) |  | 1296 | Kingman Municipal Power and Light Plant | KS | Vertical | Kingman | 9 | Natural Gas Internal Combustion Engine | IC |  | S | X | X |  |  | 6.3 | 0.8 | 6.3 | 6.3 | 4 | N |  |  | OP | X | 12 | 1993 | Pre-2000 |  |  | N | Electric Utility | Utility | Municipal | 1 | X | NG | Non-Renewable | 0 | 6.3 | 0 | 1 | DFO
Operable | 10559 | City of La Crosse - (KS) |  | 1297 | La Crosse | KS | Vertical | Rush | 1 | Petroleum Liquids | IC |  | S | X | X |  |  | 1.1 | 0.8 | 1.1 | 1.1 | 0.5 | N |  |  | OP | X | 11 | 1962 | Pre-2000 |  |  | N | Electric Utility | Utility | Municipal | 1 | X | DFO | Non-Renewable | 0 | 1.1 | 0 | 1 | NG
Operable | 10559 | City of La Crosse - (KS) |  | 1297 | La Crosse | KS | Vertical | Rush | 2 | Petroleum Liquids | IC |  | S | X | X |  |  | 1.1 | 0.8 | 1.1 | 1.1 | 0.5 | N |  |  | OP | X | 12 | 1964 | Pre-2000 |  |  | N | Electric Utility | Utility | Municipal | 1 | X | DFO | Non-Renewable | 0 | 1.1 | 0 | 1 | NG
Operable | 10559 | City of La Crosse - (KS) |  | 1297 | La Crosse | KS | Vertical | Rush | 5 | Petroleum Liquids | IC |  | S | X | X |  |  | 1.5 | 0.8 | 1.5 | 1.5 | 0.5 | N |  |  | OP | X | 1 | 1969 | Pre-2000 |  |  | N | Electric Utility | Utility | Municipal | 1 | X | DFO | Non-Renewable | 0 | 1.5 | 0 | 1 | NG
Operable | 10559 | City of La Crosse - (KS) |  | 1297 | La Crosse | KS | Vertical | Rush | 6 | Petroleum Liquids | IC |  | S | X | X |  |  | 1.8 | 0.8 | 1.8 | 1.8 | 0.5 | N |  |  | OP | X | 12 | 1975 | Pre-2000 |  |  | N | Electric Utility | Utility | Municipal | 1 | X | DFO | Non-Renewable | 0 | 1.8 | 0 | 1 | NG
Operable | 10538 | City of La Plata - (MO) |  | 2140 | La Plata | MO | Vertical | Macon | 1 | Petroleum Liquids | IC |  | S | X | X |  |  | 1.8 | 0.8 | 1.7 | 1.7 | 0.2 | N |  |  | OP | X | 3 | 2013 | 2013 |  |  | N | Electric Utility | Utility | Municipal | 1 | X | DFO | Non-Renewable | 0 | 1.8 | 0 | 1
Operable | 10538 | City of La Plata - (MO) |  | 2140 | La Plata | MO | Vertical | Macon | 2 | Petroleum Liquids | IC |  | S | X | X |  |  | 1.8 | 0.8 | 1.7 | 1.7 | 0.2 | N |  |  | OP | X | 3 | 2013 | 2013 |  |  | N | Electric Utility | Utility | Municipal | 1 | X | DFO | Non-Renewable | 0 | 1.8 | 0 | 1
Operable | 10596 | City of Lake Crystal - (MN) |  | 1985 | Lake Crystal | MN | Vertical | Blue Earth | 1 | Petroleum Liquids | IC |  | S | X | X |  |  | 0.6 | 0.95 | 0.6 | 0.6 | 0.6 | N |  |  | OP | X | 5 | 1952 | Pre-2000 |  |  | N | Electric Utility | Utility | Municipal | 1 | X | DFO | Non-Renewable | 0 | 0.6 | 0 | 1
Operable | 10596 | City of Lake Crystal - (MN) |  | 1985 | Lake Crystal | MN | Vertical | Blue Earth | 3 | Petroleum Liquids | IC |  | S | X | X |  |  | 2 | 0.95 | 2 | 2 | 2 | N |  |  | OP | X | 5 | 1971 | Pre-2000 |  |  | N | Electric Utility | Utility | Municipal | 1 | X | DFO | Non-Renewable | 0 | 2 | 0 | 1
Operable | 10596 | City of Lake Crystal - (MN) |  | 1985 | Lake Crystal | MN | Vertical | Blue Earth | 4 | Petroleum Liquids | IC |  | S | X | X |  |  | 1.2 | 0.95 | 1.2 | 1.2 | 1.2 | N |  |  | OP | X | 5 | 1955 | Pre-2000 |  |  | N | Electric Utility | Utility | Municipal | 1 | X | DFO | Non-Renewable | 0 | 1.2 | 0 | 1
Operable | 10596 | City of Lake Crystal - (MN) |  | 1985 | Lake Crystal | MN | Vertical | Blue Earth | 5 | Petroleum Liquids | IC |  | S | X | X |  |  | 2 | 0.95 | 2 | 2 | 2 | N |  |  | OP | X | 11 | 1999 | Pre-2000 |  |  | N | Electric Utility | Utility | Municipal | 1 | X | DFO | Non-Renewable | 0 | 2 | 0 | 1
Operable | 10606 | City of Lake Mills |  | 1154 | Lake Mills | IA | Vertical | Winnebago | 4 | Petroleum Liquids | IC |  | S | X | X |  |  | 1.3 | 0.8 | 1.3 | 1.3 | 0.5 | N |  |  | OP | X | 11 | 1962 | Pre-2000 |  |  | N | Electric Utility | Utility | Municipal | 1 | X | DFO | Non-Renewable | 0 | 1.3 | 0 | 1 | NG
Operable | 10606 | City of Lake Mills |  | 1154 | Lake Mills | IA | Vertical | Winnebago | 6 | Petroleum Liquids | IC |  | S | X | X |  |  | 5.7 | 0.8 | 5.7 | 5.7 | 2 | N |  |  | OP | X | 3 | 1979 | Pre-2000 |  |  | N | Electric Utility | Utility | Municipal | 1 | X | DFO | Non-Renewable | 0 | 5.7 | 0 | 1
Operable | 10606 | City of Lake Mills |  | 1154 | Lake Mills | IA | Vertical | Winnebago | 7 | Petroleum Liquids | IC |  | S | X | X |  |  | 7.6 | 0.8 | 7.6 | 7.6 | 3 | N |  |  | OP | X | 6 | 1999 | Pre-2000 |  |  | N | Electric Utility | Utility | Municipal | 1 | X | DFO | Non-Renewable | 0 | 7.6 | 0 | 1
Operable | 10606 | City of Lake Mills |  | 1154 | Lake Mills | IA | Vertical | Winnebago | 8 | Petroleum Liquids | IC |  | S | X | X |  |  | 3.1 | 1 | 3.1 | 3.1 | 1 | N |  |  | OP | X | 9 | 2022 | 2022 |  |  | N | Electric Utility | Utility | Municipal | 1 | X | DFO | Non-Renewable | 0 | 3.1 | 0 | 1
Operable | 10608 | City of Lake Park - (IA) |  | 1153 | Lake Park | IA | Vertical | Dickinson | 3 | Petroleum Liquids | IC |  | S | X | X |  |  | 2 | 0.8 | 2 | 2 | 1.5 | N |  |  | OP | X | 4 | 2005 | 2005 |  |  | N | Electric Utility | Utility | Municipal | 1 | X | DFO | Non-Renewable | 0 | 2 | 0 | 1
Operable | 10608 | City of Lake Park - (IA) |  | 1153 | Lake Park | IA | Vertical | Dickinson | G2 | Petroleum Liquids | IC |  | S | X | X |  |  | 2 | 0.8 | 2 | 2 | 1.5 | N |  |  | OP | X | 5 | 2005 | 2005 |  |  | N | Electric Utility | Utility | Municipal | 1 | X | DFO | Non-Renewable | 0 | 2 | 0 | 1
Operable | 10620 | City of Lake Worth Beach - (FL) |  | 673 | Tom G Smith | FL | Vertical | Palm Beach | GT1 | Petroleum Liquids | GT |  | S | X | X |  |  | 30.8 | 0.85 | 26 | 31 | 8 | N |  |  | OP | X | 12 | 1976 | Pre-2000 |  |  | N | Electric Utility | Utility | Municipal | 1 | X | DFO | Non-Renewable | 0 | 30.8 | 0 | 1
Operable | 10620 | City of Lake Worth Beach - (FL) |  | 673 | Tom G Smith | FL | Vertical | Palm Beach | GT2 | Natural Gas Fired Combined Cycle | CT | CC1 | S | X | Y |  |  | 21.4 | 0.9 | 21 | 23 | 16 | N |  |  | OP | X | 3 | 1978 | Pre-2000 |  |  | N | Electric Utility | Utility | Municipal | 1 | X | NG | Non-Renewable | 0 | 21.4 | 0 | 1 | DFO
Operable | 10620 | City of Lake Worth Beach - (FL) |  | 673 | Tom G Smith | FL | Vertical | Palm Beach | MU1 | Petroleum Liquids | IC |  | S | X | X |  |  | 2 | 0.85 | 2 | 2 | 1.8 | N |  |  | SB | N | 12 | 1965 | Pre-2000 |  |  | N | Electric Utility | Utility | Municipal | 1 | X | DFO | Non-Renewable | 0 | 2 | 0 | 1
Operable | 10620 | City of Lake Worth Beach - (FL) |  | 673 | Tom G Smith | FL | Vertical | Palm Beach | MU2 | Petroleum Liquids | IC |  | S | X | X |  |  | 2 | 0.85 | 2 | 2 | 1.6 | N |  |  | SB | N | 12 | 1965 | Pre-2000 |  |  | N | Electric Utility | Utility | Municipal | 1 | X | DFO | Non-Renewable | 0 | 2 | 0 | 1
Operable | 10620 | City of Lake Worth Beach - (FL) |  | 673 | Tom G Smith | FL | Vertical | Palm Beach | MU3 | Petroleum Liquids | IC |  | S | X | X |  |  | 2 | 0.85 | 2 | 2 | 1.6 | N |  |  | OP | X | 12 | 1965 | Pre-2000 |  |  | N | Electric Utility | Utility | Municipal | 1 | X | DFO | Non-Renewable | 0 | 2 | 0 | 1
Operable | 10620 | City of Lake Worth Beach - (FL) |  | 673 | Tom G Smith | FL | Vertical | Palm Beach | MU4 | Petroleum Liquids | IC |  | S | X | X |  |  | 2 | 0.85 | 2 | 2 | 1.6 | N |  |  | SB | N | 12 | 1965 | Pre-2000 |  |  | N | Electric Utility | Utility | Municipal | 1 | X | DFO | Non-Renewable | 0 | 2 | 0 | 1
Operable | 10620 | City of Lake Worth Beach - (FL) |  | 673 | Tom G Smith | FL | Vertical | Palm Beach | MU5 | Petroleum Liquids | IC |  | S | X | X |  |  | 2 | 0.85 | 2 | 2 | 1.6 | N |  |  | SB | N | 12 | 1965 | Pre-2000 |  |  | N | Electric Utility | Utility | Municipal | 1 | X | DFO | Non-Renewable | 0 | 2 | 0 | 1
Operable | 10620 | City of Lake Worth Beach - (FL) |  | 673 | Tom G Smith | FL | Vertical | Palm Beach | S3 | Natural Gas Steam Turbine | ST |  | S | X | X |  |  | 26.5 | 0.85 | 26.5 | 26.5 | 8 | N |  |  | OP | X | 11 | 1967 | Pre-2000 |  |  | N | Electric Utility | Utility | Municipal | 1 | X | NG | Non-Renewable | 0 | 26.5 | 0 | 1
Operable | 10620 | City of Lake Worth Beach - (FL) |  | 673 | Tom G Smith | FL | Vertical | Palm Beach | S5 | Natural Gas Fired Combined Cycle | CA | CC1 | S | N | X |  |  | 10 | 0.85 | 10 | 10 | 5 | N |  |  | OP | X | 3 | 1978 | Pre-2000 |  |  | N | Electric Utility | Utility | Municipal | 1 | X | NG | Non-Renewable | 0 | 10 | 0 | 1
Operable | 10622 | City of Lakefield - (MN) |  | 7415 | Lakefield Utilities | MN | Vertical | Jackson | 5 | Petroleum Liquids | IC |  | S | X | X | ALTW.MRES |  | 1.2 | 0.8 | 0.9 | 0.9 | 0.8 | N |  |  | OP | X | 2 | 1985 | Pre-2000 |  |  | N | Electric Utility | Utility | Municipal | 1 | X | DFO | Non-Renewable | 0 | 1.2 | 0 | 1
Operable | 10622 | City of Lakefield - (MN) |  | 7415 | Lakefield Utilities | MN | Vertical | Jackson | 6 | Petroleum Liquids | IC |  | S | X | X | ALTW.MRES |  | 2.2 | 0.8 | 2 | 2 | 1.5 | N |  |  | OP | X | 6 | 2003 | 2003 |  |  | N | Electric Utility | Utility | Municipal | 1 | X | DFO | Non-Renewable | 0 | 2.2 | 0 | 1
Operable | 10623 | City of Lakeland - (FL) |  | 675 | Larsen Memorial | FL | Vertical | Polk | 2 | Natural Gas Fired Combustion Turbine | GT |  | S | X | X | N/A | N/A | 11.2 | 0.85 | 10 | 14 | 6 | N |  |  | OS | X | 11 | 1962 | Pre-2000 |  |  | N | Electric Utility | Utility | Municipal | 1 | X | NG | Non-Renewable | 0 | 11.2 | 0 | 1
Operable | 10623 | City of Lakeland - (FL) |  | 675 | Larsen Memorial | FL | Vertical | Polk | 3 | Natural Gas Fired Combustion Turbine | GT |  | S | X | X | N/A | N/A | 11.2 | 0.85 | 9 | 13 | 6 | N |  |  | OS | X | 12 | 1962 | Pre-2000 |  |  | N | Electric Utility | Utility | Municipal | 1 | X | NG | Non-Renewable | 0 | 11.2 | 0 | 1
Operable | 10623 | City of Lakeland - (FL) |  | 675 | Larsen Memorial | FL | Vertical | Polk | 5 | Natural Gas Fired Combined Cycle | CA | 8CC | S | N | X | N/A | N/A | 25 | 0.85 | 29.7 | 29.7 | 12 | N |  |  | OP | X | 4 | 1956 | Pre-2000 |  |  | N | Electric Utility | Utility | Municipal | 1 | X | NG | Non-Renewable | 0 | 25 | 0 | 1 | DFO
Operable | 10623 | City of Lakeland - (FL) |  | 675 | Larsen Memorial | FL | Vertical | Polk | 8 | Natural Gas Fired Combined Cycle | CT | 8CC | S | X | Y |  |  | 86.2 | 0.9 | 114.5 | 124.5 | 38 | N |  |  | OP | X | 7 | 1992 | Pre-2000 |  |  | N | Electric Utility | Utility | Municipal | 1 | X | NG | Non-Renewable | 0 | 86.2 | 0 | 1 | DFO
Operable | 10623 | City of Lakeland - (FL) |  | 676 | C D McIntosh Jr | FL | Vertical | Polk | 5CT | Natural Gas Fired Combined Cycle | CT | 5CC | S | X | N |  |  | 249 | 0.9 | 234 | 280 | 100 | N |  |  | OP | X | 5 | 2001 | 2001 |  |  | N | Electric Utility | Utility | Municipal | 1 | X | NG | Non-Renewable | 0 | 249 | 0 | 1
Operable | 10623 | City of Lakeland - (FL) |  | 676 | C D McIntosh Jr | FL | Vertical | Polk | 5ST | Natural Gas Fired Combined Cycle | CA | 5CC | S | N | X |  |  | 135 | 0.9 | 118 | 118 | 50 | N |  |  | OP | X | 10 | 2002 | 2002 |  |  | N | Electric Utility | Utility | Municipal | 1 | X | NG | Non-Renewable | 0 | 135 | 0 | 1
Operable | 10623 | City of Lakeland - (FL) |  | 676 | C D McIntosh Jr | FL | Vertical | Polk | GT1 | Natural Gas Fired Combustion Turbine | GT |  | S | X | X |  |  | 26.6 | 0.9 | 17 | 19 | 3 | N |  |  | OP | X | 5 | 1973 | Pre-2000 |  |  | N | Electric Utility | Utility | Municipal | 1 | X | NG | Non-Renewable | 0 | 26.6 | 0 | 1 | DFO
Operable | 10623 | City of Lakeland - (FL) |  | 676 | C D McIntosh Jr | FL | Vertical | Polk | GT2 | Natural Gas Fired Combustion Turbine | GT |  | S | X | X |  |  | 130 | 0.85 | 119.5 | 124.5 | 85 | N |  |  | OP | X | 6 | 2020 | 2020 |  |  | N | Electric Utility | Utility | Municipal | 1 | X | NG | Non-Renewable | 0 | 130 | 0 | 1 | DFO
Operable | 10623 | City of Lakeland - (FL) |  | 676 | C D McIntosh Jr | FL | Vertical | Polk | IC1 | Petroleum Liquids | IC |  | S | X | X |  |  | 2.5 | 0.9 | 2.5 | 2.5 | 1 | N |  |  | OP | X | 1 | 1970 | Pre-2000 |  |  | N | Electric Utility | Utility | Municipal | 1 | X | DFO | Non-Renewable | 0 | 2.5 | 0 | 1
Operable | 10623 | City of Lakeland - (FL) |  | 676 | C D McIntosh Jr | FL | Vertical | Polk | IC2 | Petroleum Liquids | IC |  | S | X | X |  |  | 2.5 | 0.9 | 2.5 | 2.5 | 1 | N |  |  | OP | X | 1 | 1970 | Pre-2000 |  |  | N | Electric Utility | Utility | Municipal | 1 | X | DFO | Non-Renewable | 0 | 2.5 | 0 | 1
Operable | 10623 | City of Lakeland - (FL) |  | 7997 | Winston | FL | Vertical | Polk | WD01 | Petroleum Liquids | IC |  | S | X | X |  |  | 2.5 | 1 | 2.5 | 2.5 | 2.5 | N |  |  | OP | X | 12 | 2001 | 2001 |  |  | N | Electric Utility | Utility | Municipal | 1 | X | DFO | Non-Renewable | 0 | 2.5 | 0 | 1
Operable | 10623 | City of Lakeland - (FL) |  | 7997 | Winston | FL | Vertical | Polk | WD02 | Petroleum Liquids | IC |  | S | X | X |  |  | 2.5 | 1 | 2.5 | 2.5 | 2.5 | N |  |  | OP | X | 12 | 2001 | 2001 |  |  | N | Electric Utility | Utility | Municipal | 1 | X | DFO | Non-Renewable | 0 | 2.5 | 0 | 1
Operable | 10623 | City of Lakeland - (FL) |  | 7997 | Winston | FL | Vertical | Polk | WD03 | Petroleum Liquids | IC |  | S | X | X |  |  | 2.5 | 1 | 2.5 | 2.5 | 2.5 | N |  |  | OP | X | 12 | 2001 | 2001 |  |  | N | Electric Utility | Utility | Municipal | 1 | X | DFO | Non-Renewable | 0 | 2.5 | 0 | 1
Operable | 10623 | City of Lakeland - (FL) |  | 7997 | Winston | FL | Vertical | Polk | WD04 | Petroleum Liquids | IC |  | S | X | X |  |  | 2.5 | 1 | 2.5 | 2.5 | 2.5 | N |  |  | OP | X | 12 | 2001 | 2001 |  |  | N | Electric Utility | Utility | Municipal | 1 | X | DFO | Non-Renewable | 0 | 2.5 | 0 | 1
Operable | 10623 | City of Lakeland - (FL) |  | 7997 | Winston | FL | Vertical | Polk | WD05 | Petroleum Liquids | IC |  | S | X | X |  |  | 2.5 | 1 | 2.5 | 2.5 | 2.5 | N |  |  | OP | X | 12 | 2001 | 2001 |  |  | N | Electric Utility | Utility | Municipal | 1 | X | DFO | Non-Renewable | 0 | 2.5 | 0 | 1
Operable | 10623 | City of Lakeland - (FL) |  | 7997 | Winston | FL | Vertical | Polk | WD06 | Petroleum Liquids | IC |  | S | X | X |  |  | 2.5 | 1 | 2.5 | 2.5 | 2.5 | N |  |  | OP | X | 12 | 2001 | 2001 |  |  | N | Electric Utility | Utility | Municipal | 1 | X | DFO | Non-Renewable | 0 | 2.5 | 0 | 1
Operable | 10623 | City of Lakeland - (FL) |  | 7997 | Winston | FL | Vertical | Polk | WD07 | Petroleum Liquids | IC |  | S | X | X |  |  | 2.5 | 1 | 2.5 | 2.5 | 2.5 | N |  |  | OP | X | 12 | 2001 | 2001 |  |  | N | Electric Utility | Utility | Municipal | 1 | X | DFO | Non-Renewable | 0 | 2.5 | 0 | 1
Operable | 10623 | City of Lakeland - (FL) |  | 7997 | Winston | FL | Vertical | Polk | WD08 | Petroleum Liquids | IC |  | S | X | X |  |  | 2.5 | 1 | 2.5 | 2.5 | 2.5 | N |  |  | OP | X | 12 | 2001 | 2001 |  |  | N | Electric Utility | Utility | Municipal | 1 | X | DFO | Non-Renewable | 0 | 2.5 | 0 | 1
Operable | 10623 | City of Lakeland - (FL) |  | 7997 | Winston | FL | Vertical | Polk | WD09 | Petroleum Liquids | IC |  | S | X | X |  |  | 2.5 | 1 | 2.5 | 2.5 | 2.5 | N |  |  | OP | X | 12 | 2001 | 2001 |  |  | N | Electric Utility | Utility | Municipal | 1 | X | DFO | Non-Renewable | 0 | 2.5 | 0 | 1
Operable | 10623 | City of Lakeland - (FL) |  | 7997 | Winston | FL | Vertical | Polk | WD10 | Petroleum Liquids | IC |  | S | X | X |  |  | 2.5 | 1 | 2.5 | 2.5 | 2.5 | N |  |  | OP | X | 12 | 2001 | 2001 |  |  | N | Electric Utility | Utility | Municipal | 1 | X | DFO | Non-Renewable | 0 | 2.5 | 0 | 1
Operable | 10623 | City of Lakeland - (FL) |  | 7997 | Winston | FL | Vertical | Polk | WD11 | Petroleum Liquids | IC |  | S | X | X |  |  | 2.5 | 1 | 2.5 | 2.5 | 2.5 | N |  |  | OP | X | 12 | 2001 | 2001 |  |  | N | Electric Utility | Utility | Municipal | 1 | X | DFO | Non-Renewable | 0 | 2.5 | 0 | 1
Operable | 10623 | City of Lakeland - (FL) |  | 7997 | Winston | FL | Vertical | Polk | WD12 | Petroleum Liquids | IC |  | S | X | X |  |  | 2.5 | 1 | 2.5 | 2.5 | 2.5 | N |  |  | OP | X | 12 | 2001 | 2001 |  |  | N | Electric Utility | Utility | Municipal | 1 | X | DFO | Non-Renewable | 0 | 2.5 | 0 | 1
Operable | 10623 | City of Lakeland - (FL) |  | 7997 | Winston | FL | Vertical | Polk | WD13 | Petroleum Liquids | IC |  | S | X | X |  |  | 2.5 | 1 | 2.5 | 2.5 | 2.5 | N |  |  | OP | X | 12 | 2001 | 2001 |  |  | N | Electric Utility | Utility | Municipal | 1 | X | DFO | Non-Renewable | 0 | 2.5 | 0 | 1
Operable | 10623 | City of Lakeland - (FL) |  | 7997 | Winston | FL | Vertical | Polk | WD14 | Petroleum Liquids | IC |  | S | X | X |  |  | 2.5 | 1 | 2.5 | 2.5 | 2.5 | N |  |  | OP | X | 12 | 2001 | 2001 |  |  | N | Electric Utility | Utility | Municipal | 1 | X | DFO | Non-Renewable | 0 | 2.5 | 0 | 1
Operable | 10623 | City of Lakeland - (FL) |  | 7997 | Winston | FL | Vertical | Polk | WD15 | Petroleum Liquids | IC |  | S | X | X |  |  | 2.5 | 1 | 2.5 | 2.5 | 2.5 | N |  |  | OP | X | 12 | 2001 | 2001 |  |  | N | Electric Utility | Utility | Municipal | 1 | X | DFO | Non-Renewable | 0 | 2.5 | 0 | 1
Operable | 10623 | City of Lakeland - (FL) |  | 7997 | Winston | FL | Vertical | Polk | WD16 | Petroleum Liquids | IC |  | S | X | X |  |  | 2.5 | 1 | 2.5 | 2.5 | 2.5 | N |  |  | OP | X | 12 | 2001 | 2001 |  |  | N | Electric Utility | Utility | Municipal | 1 | X | DFO | Non-Renewable | 0 | 2.5 | 0 | 1
Operable | 10623 | City of Lakeland - (FL) |  | 7997 | Winston | FL | Vertical | Polk | WD17 | Petroleum Liquids | IC |  | S | X | X |  |  | 2.5 | 1 | 2.5 | 2.5 | 2.5 | N |  |  | OP | X | 12 | 2001 | 2001 |  |  | N | Electric Utility | Utility | Municipal | 1 | X | DFO | Non-Renewable | 0 | 2.5 | 0 | 1
Operable | 10623 | City of Lakeland - (FL) |  | 7997 | Winston | FL | Vertical | Polk | WD18 | Petroleum Liquids | IC |  | S | X | X |  |  | 2.5 | 1 | 2.5 | 2.5 | 2.5 | N |  |  | OP | X | 12 | 2001 | 2001 |  |  | N | Electric Utility | Utility | Municipal | 1 | X | DFO | Non-Renewable | 0 | 2.5 | 0 | 1
Operable | 10623 | City of Lakeland - (FL) |  | 7997 | Winston | FL | Vertical | Polk | WD19 | Petroleum Liquids | IC |  | S | X | X |  |  | 2.5 | 1 | 2.5 | 2.5 | 2.5 | N |  |  | OP | X | 12 | 2001 | 2001 |  |  | N | Electric Utility | Utility | Municipal | 1 | X | DFO | Non-Renewable | 0 | 2.5 | 0 | 1
Operable | 10623 | City of Lakeland - (FL) |  | 7997 | Winston | FL | Vertical | Polk | WD20 | Petroleum Liquids | IC |  | S | X | X |  |  | 2.5 | 1 | 2.5 | 2.5 | 2.5 | N |  |  | OP | X | 12 | 2001 | 2001 |  |  | N | Electric Utility | Utility | Municipal | 1 | X | DFO | Non-Renewable | 0 | 2.5 | 0 | 1
Operable | 10633 | City of Lamar - (CO) |  | 508 | Lamar Plant | CO | Vertical | Prowers | IC1 | Petroleum Liquids | IC |  | S | X | X |  |  | 1 | 0.8 | 1 | 1 | 0.5 |  |  |  | OS | X | 1 | 1949 | Pre-2000 |  |  | N | Electric Utility | Utility | Municipal | 1 | X | DFO | Non-Renewable | 0 | 1 | 0 | 1
Operable | 10633 | City of Lamar - (CO) |  | 508 | Lamar Plant | CO | Vertical | Prowers | IC2 | Petroleum Liquids | IC |  | S | X | X |  |  | 1 | 0.8 | 1 | 1 | 0.5 |  |  |  | OS | X | 1 | 1946 | Pre-2000 |  |  | N | Electric Utility | Utility | Municipal | 1 | X | DFO | Non-Renewable | 0 | 1 | 0 | 1
Operable | 10633 | City of Lamar - (CO) |  | 508 | Lamar Plant | CO | Vertical | Prowers | T1-T3 | Onshore Wind Turbine | WT |  | S | X | X |  |  | 4.5 |  | 4 | 4 | 1 | N |  |  | OP | X | 2 | 2004 | 2004 |  |  | N | Electric Utility | Utility | Municipal | 1 | X | WND | Renewable | 4.5 | 0 | 1 | 0
Operable | 10633 | City of Lamar - (CO) |  | 508 | Lamar Plant | CO | Vertical | Prowers | T4 | Onshore Wind Turbine | WT |  | W | X | X |  |  | 1.5 |  | 1.5 | 1.5 | 1 | N |  |  | OP | X | 2 | 2004 | 2004 |  |  | N | Electric Utility | Utility | Municipal | 1 | X | WND | Renewable | 1.5 | 0 | 1 | 0
Operable | 10650 | City of Lamoni - (IA) |  | 1155 | Lamoni Municipal Utilities | IA | Vertical | Decatur | 1 | Petroleum Liquids | IC |  | S | X | X |  |  | 2.8 | 0.8 | 2.7 | 2.8 | 0 | N |  |  | OP | X | 6 | 1973 | Pre-2000 |  |  | N | Electric Utility | Utility | Municipal | 1 | X | DFO | Non-Renewable | 0 | 2.8 | 0 | 1 | NG
Operable | 10650 | City of Lamoni - (IA) |  | 1155 | Lamoni Municipal Utilities | IA | Vertical | Decatur | 2 | Petroleum Liquids | IC |  | S | X | X |  |  | 0.2 | 0.8 | 0.2 | 0.2 | 0 | N |  |  | OP | X | 3 | 1940 | Pre-2000 |  |  | N | Electric Utility | Utility | Municipal | 1 | X | DFO | Non-Renewable | 0 | 0.2 | 0 | 1
Operable | 10650 | City of Lamoni - (IA) |  | 1155 | Lamoni Municipal Utilities | IA | Vertical | Decatur | 3 | Petroleum Liquids | IC |  | S | X | X |  |  | 0.3 | 0.8 | 0.3 | 0.3 | 0 | N |  |  | OP | X | 8 | 1941 | Pre-2000 |  |  | N | Electric Utility | Utility | Municipal | 1 | X | DFO | Non-Renewable | 0 | 0.3 | 0 | 1
Operable | 10650 | City of Lamoni - (IA) |  | 1155 | Lamoni Municipal Utilities | IA | Vertical | Decatur | 4 | Petroleum Liquids | IC |  | S | X | X |  |  | 0.6 | 0.8 | 0.6 | 0.6 | 0 | N |  |  | OP | X | 12 | 1948 | Pre-2000 |  |  | N | Electric Utility | Utility | Municipal | 1 | X | DFO | Non-Renewable | 0 | 0.6 | 0 | 1
Operable | 10650 | City of Lamoni - (IA) |  | 1155 | Lamoni Municipal Utilities | IA | Vertical | Decatur | 5 | Petroleum Liquids | IC |  | S | X | X |  |  | 1.1 | 0.8 | 1.1 | 1.1 | 0 | N |  |  | OP | X | 1 | 1955 | Pre-2000 |  |  | N | Electric Utility | Utility | Municipal | 1 | X | DFO | Non-Renewable | 0 | 1.1 | 0 | 1 | NG
Operable | 10650 | City of Lamoni - (IA) |  | 1155 | Lamoni Municipal Utilities | IA | Vertical | Decatur | 6 | Petroleum Liquids | IC |  | S | X | X |  |  | 0.5 | 0.8 | 0.5 | 0.5 | 0 | N |  |  | OP | X | 2 | 1993 | Pre-2000 |  |  | N | Electric Utility | Utility | Municipal | 1 | X | DFO | Non-Renewable | 0 | 0.5 | 0 | 1
Operable | 10650 | City of Lamoni - (IA) |  | 1155 | Lamoni Municipal Utilities | IA | Vertical | Decatur | 7 | Petroleum Liquids | IC |  | S | X | X |  |  | 2.5 | 0.8 | 2.3 | 2.3 | 0 | N |  |  | OP | X | 5 | 2011 | 2011 |  |  | N | Electric Utility | Utility | Municipal | 1 | X | DFO | Non-Renewable | 0 | 2.5 | 0 | 1
Operable | 10650 | City of Lamoni - (IA) |  | 1155 | Lamoni Municipal Utilities | IA | Vertical | Decatur | 8 | Petroleum Liquids | IC |  | S | X | X |  |  | 2.5 | 0.8 | 2.3 | 2.3 | 0 | N |  |  | OP | X | 5 | 2011 | 2011 |  |  | N | Electric Utility | Utility | Municipal | 1 | X | DFO | Non-Renewable | 0 | 2.5 | 0 | 1
Operable | 10713 | City of Larned - (KS) |  | 1299 | Larned | KS | Vertical | Pawnee | CAT | Petroleum Liquids | IC |  | S | X | X |  |  | 2 | 1 | 2 | 2 | 0.2 | N |  |  | OS | X | 4 | 2004 | 2004 |  |  | N | Electric Utility | Utility | Municipal | 1 | X | DFO | Non-Renewable | 0 | 2 | 0 | 1
Operable | 10713 | City of Larned - (KS) |  | 1299 | Larned | KS | Vertical | Pawnee | CAT1 | Petroleum Liquids | IC |  | S | X | X |  |  | 2 | 1 | 2 | 2 | 0.2 | N |  |  | OP | X | 4 | 2004 | 2004 |  |  | N | Electric Utility | Utility | Municipal | 1 | X | DFO | Non-Renewable | 0 | 2 | 0 | 1
Operable | 10713 | City of Larned - (KS) |  | 1299 | Larned | KS | Vertical | Pawnee | CAT2 | Petroleum Liquids | IC |  | S | X | X |  |  | 2 | 1 | 2 | 2 | 0.2 | N |  |  | OP | X | 4 | 2004 | 2004 |  |  | N | Electric Utility | Utility | Municipal | 1 | X | DFO | Non-Renewable | 0 | 2 | 0 | 1
Operable | 10713 | City of Larned - (KS) |  | 1299 | Larned | KS | Vertical | Pawnee | CAT3 | Petroleum Liquids | IC |  | S | X | X |  |  | 2 | 1 | 2 | 2 | 0.2 | N |  |  | OP | X | 4 | 2004 | 2004 |  |  | N | Electric Utility | Utility | Municipal | 1 | X | DFO | Non-Renewable | 0 | 2 | 0 | 1
Operable | 10713 | City of Larned - (KS) |  | 1299 | Larned | KS | Vertical | Pawnee | CAT4 | Petroleum Liquids | IC |  | S | X | X |  |  | 2 | 1 | 2 | 2 | 0.2 | N |  |  | OP | X | 4 | 2004 | 2004 |  |  | N | Electric Utility | Utility | Municipal | 1 | X | DFO | Non-Renewable | 0 | 2 | 0 | 1
Operable | 10713 | City of Larned - (KS) |  | 1299 | Larned | KS | Vertical | Pawnee | IC5 | Petroleum Liquids | IC |  | S | X | X |  |  | 6.4 | 1 | 6 | 6 | 0.5 | N |  |  | OP | X | 12 | 1976 | Pre-2000 |  |  | N | Electric Utility | Utility | Municipal | 1 | X | DFO | Non-Renewable | 0 | 6.4 | 0 | 1 | NG
Operable | 10730 | City of Las Animas - (CO) |  | 507 | Las Animas | CO | Vertical | Bent | 1 | Petroleum Liquids | IC |  | S | X | X |  |  | 0.3 | 0.8 | 0.3 | 0.3 | 0.1 | N |  |  | OP | X | 11 | 1941 | Pre-2000 |  |  | N | Electric Utility | Utility | Municipal | 1 | X | DFO | Non-Renewable | 0 | 0.3 | 0 | 1
Operable | 10730 | City of Las Animas - (CO) |  | 507 | Las Animas | CO | Vertical | Bent | 2 | Petroleum Liquids | IC |  | S | X | X |  |  | 0.3 | 0.8 | 0.3 | 0.3 | 0.1 | N |  |  | OP | X | 11 | 1941 | Pre-2000 |  |  | N | Electric Utility | Utility | Municipal | 1 | X | DFO | Non-Renewable | 0 | 0.3 | 0 | 1
Operable | 10730 | City of Las Animas - (CO) |  | 507 | Las Animas | CO | Vertical | Bent | 4 | Petroleum Liquids | IC |  | S | X | X |  |  | 1 | 0.8 | 1 | 1 | 0.5 | N |  |  | OP | X | 1 | 1951 | Pre-2000 |  |  | N | Electric Utility | Utility | Municipal | 1 | X | DFO | Non-Renewable | 0 | 1 | 0 | 1
Operable | 10730 | City of Las Animas - (CO) |  | 507 | Las Animas | CO | Vertical | Bent | 5 | Petroleum Liquids | IC |  | S | X | X |  |  | 1 | 0.8 | 1 | 1 | 0.5 | N |  |  | OP | X | 1 | 1951 | Pre-2000 |  |  | N | Electric Utility | Utility | Municipal | 1 | X | DFO | Non-Renewable | 0 | 1 | 0 | 1
Operable | 10730 | City of Las Animas - (CO) |  | 507 | Las Animas | CO | Vertical | Bent | 6 | Petroleum Liquids | IC |  | S | X | X |  |  | 3 | 0.8 | 2.5 | 2.5 | 1 | N |  |  | OP | X | 3 | 1967 | Pre-2000 |  |  | N | Electric Utility | Utility | Municipal | 1 | X | DFO | Non-Renewable | 0 | 3 | 0 | 1
Operable | 58464 | City of Las Vegas |  | 58477 | Las Vegas WPCF Solar Plant | NV | Vertical | Clark | 1 | Solar Photovoltaic | PV |  | S | X | X |  |  | 3.3 |  | 3.3 | 3.3 |  | N |  |  | OP | X | 5 | 2013 | 2013 |  |  | N | IPP Non-CHP | IPP | IPP | 2 | X | SUN | Renewable | 3.3 | 0 | 1 | 0
Operable | 10760 | City of Laurel - (NE) |  | 2249 | Laurel | NE | Vertical | Cedar | 1 | Natural Gas Internal Combustion Engine | IC |  | S | X | X |  |  | 1.3 | 0.9 | 1.1 | 1.2 | 0.1 | N |  |  | SB | Y | 10 | 1974 | Pre-2000 |  |  | N | Electric Utility | Utility | Municipal | 1 | X | NG | Non-Renewable | 0 | 1.3 | 0 | 1 | DFO
Operable | 10760 | City of Laurel - (NE) |  | 2249 | Laurel | NE | Vertical | Cedar | 2 | Natural Gas Internal Combustion Engine | IC |  | S | X | X |  |  | 0.9 | 0.9 | 0.7 | 0.8 | 0.1 | N |  |  | SB | Y | 1 | 1970 | Pre-2000 |  |  | N | Electric Utility | Utility | Municipal | 1 | X | NG | Non-Renewable | 0 | 0.9 | 0 | 1 | DFO
Operable | 10760 | City of Laurel - (NE) |  | 2249 | Laurel | NE | Vertical | Cedar | 7 | Natural Gas Internal Combustion Engine | IC |  | S | X | X |  |  | 1.3 | 0.9 | 1.1 | 1.2 | 0.1 | N |  |  | SB | Y | 10 | 1992 | Pre-2000 |  |  | N | Electric Utility | Utility | Municipal | 1 | X | NG | Non-Renewable | 0 | 1.3 | 0 | 1 | DFO
Operable | 10769 | City of Laurens - (IA) |  | 1157 | Laurens | IA | Vertical | Pocahontas | 3 | Petroleum Liquids | IC |  | S | X | X | WAUECLRMUNLAURENS_RA |  | 0.8 | 0.8 | 0.7 | 0.7 | 0.7 | N |  |  | SB | Y | 7 | 1952 | Pre-2000 |  |  | N | Electric Utility | Utility | Municipal | 1 | X | DFO | Non-Renewable | 0 | 0.8 | 0 | 1
Operable | 10769 | City of Laurens - (IA) |  | 1157 | Laurens | IA | Vertical | Pocahontas | 4 | Petroleum Liquids | IC |  | S | X | X | WAUECLRMUNLAURENS_RA |  | 0.8 | 0.8 | 0.7 | 0.7 | 0.7 | N |  |  | SB | Y | 7 | 1951 | Pre-2000 |  |  | N | Electric Utility | Utility | Municipal | 1 | X | DFO | Non-Renewable | 0 | 0.8 | 0 | 1
Operable | 10769 | City of Laurens - (IA) |  | 1157 | Laurens | IA | Vertical | Pocahontas | 5 | Petroleum Liquids | IC |  | S | X | X | WAUECLRMUNLAURENS_RA |  | 2.5 | 0.8 | 2.3 | 2.3 | 2.3 | N |  |  | SB | Y | 4 | 2013 | 2013 |  |  | N | Electric Utility | Utility | Municipal | 1 | X | DFO | Non-Renewable | 0 | 2.5 | 0 | 1
Operable | 10769 | City of Laurens - (IA) |  | 1157 | Laurens | IA | Vertical | Pocahontas | 6 | Petroleum Liquids | IC |  | S | X | X | WAUECLRMUNLAURENS_RA |  | 2.5 | 0.8 | 2.3 | 2.3 | 2.3 | N |  |  | SB | Y | 4 | 2013 | 2013 |  |  | N | Electric Utility | Utility | Municipal | 1 | X | DFO | Non-Renewable | 0 | 2.5 | 0 | 1
Operable | 10769 | City of Laurens - (IA) |  | 1157 | Laurens | IA | Vertical | Pocahontas | 7 | Petroleum Liquids | IC |  | S | X | X | WAUECLRMUNLAURENS_RA |  | 2.5 | 0.8 | 2.3 | 2.3 | 2.3 | N |  |  | SB | Y | 4 | 2013 | 2013 |  |  | N | Electric Utility | Utility | Municipal | 1 | X | DFO | Non-Renewable | 0 | 2.5 | 0 | 1
Operable | 10908 | City of Lenox - (IA) |  | 1158 | Lenox | IA | Vertical | Taylor | 1 | Petroleum Liquids | IC |  | S | X | X | ALTW.ALTW | ALTW.ALTW | 0.3 | 0.8 | 0.3 | 0.3 | 0.1 | N |  |  | SB | Y | 9 | 1948 | Pre-2000 |  |  | N | Electric Utility | Utility | Municipal | 1 | X | DFO | Non-Renewable | 0 | 0.3 | 0 | 1
Operable | 10908 | City of Lenox - (IA) |  | 1158 | Lenox | IA | Vertical | Taylor | 2 | Petroleum Liquids | IC |  | S | X | X | ALTW.ALTW | ALTW.ALTW | 1.1 | 0.8 | 1.1 | 1.1 | 0.4 | N |  |  | SB | Y | 3 | 1965 | Pre-2000 |  |  | N | Electric Utility | Utility | Municipal | 1 | X | DFO | Non-Renewable | 0 | 1.1 | 0 | 1
Operable | 10908 | City of Lenox - (IA) |  | 1158 | Lenox | IA | Vertical | Taylor | 3 | Petroleum Liquids | IC |  | S | X | X | ALTW.ALTW | ALTW.ALTW | 0.9 | 0.8 | 0.9 | 0.9 | 0.4 | N |  |  | SB | Y | 3 | 1966 | Pre-2000 |  |  | N | Electric Utility | Utility | Municipal | 1 | X | DFO | Non-Renewable | 0 | 0.9 | 0 | 1
Operable | 10908 | City of Lenox - (IA) |  | 1158 | Lenox | IA | Vertical | Taylor | 4 | Petroleum Liquids | IC |  | S | X | X | ALTW.ALTW | ALTW.ALTW | 1.8 | 0.8 | 1.7 | 1.8 | 1.3 | N |  |  | SB | Y | 10 | 2001 | 2001 |  |  | N | Electric Utility | Utility | Municipal | 1 | X | DFO | Non-Renewable | 0 | 1.8 | 0 | 1
Operable | 10908 | City of Lenox - (IA) |  | 1158 | Lenox | IA | Vertical | Taylor | 5 | Petroleum Liquids | IC |  | S | X | X | ALTW.ALTW | ALTW.ALTW | 2 | 0.8 | 1.8 | 1.8 | 1.3 | N |  |  | SB | Y | 2 | 2016 | 2016 |  |  | N | Electric Utility | Utility | Municipal | 1 | X | DFO | Non-Renewable | 0 | 2 | 0 | 1
Operable | 11017 | City of Lincoln Center - (KS) |  | 1300 | Lincoln | KS | Vertical | Lincoln | 1 | Petroleum Liquids | IC |  | S | X | X |  |  | 1.3 | 0.8 | 1.1 | 1.1 | 0.7 | N |  |  | SB | Y | 8 | 1964 | Pre-2000 |  |  | N | Electric Utility | Utility | Municipal | 1 | X | DFO | Non-Renewable | 0 | 1.3 | 0 | 1 | NG
Operable | 11017 | City of Lincoln Center - (KS) |  | 1300 | Lincoln | KS | Vertical | Lincoln | 2 | Petroleum Liquids | IC |  | S | X | X |  |  | 1.3 | 0.8 | 1.1 | 1.1 | 0.7 | N |  |  | SB | Y | 8 | 1964 | Pre-2000 |  |  | N | Electric Utility | Utility | Municipal | 1 | X | DFO | Non-Renewable | 0 | 1.3 | 0 | 1 | NG
Operable | 11017 | City of Lincoln Center - (KS) |  | 1300 | Lincoln | KS | Vertical | Lincoln | 4 | Petroleum Liquids | IC |  | S | X | X |  |  | 0.7 | 0.8 | 0.6 | 0.6 | 0.4 | N |  |  | SB | Y | 1 | 1958 | Pre-2000 |  |  | N | Electric Utility | Utility | Municipal | 1 | X | DFO | Non-Renewable | 0 | 0.7 | 0 | 1
Operable | 11017 | City of Lincoln Center - (KS) |  | 1300 | Lincoln | KS | Vertical | Lincoln | 7 | Petroleum Liquids | IC |  | S | X | X |  |  | 3.5 | 0.8 | 3 | 3 | 1.5 | N |  |  | SB | Y | 8 | 1974 | Pre-2000 |  |  | N | Electric Utility | Utility | Municipal | 1 | X | DFO | Non-Renewable | 0 | 3.5 | 0 | 1 | NG
Operable | 11017 | City of Lincoln Center - (KS) |  | 1300 | Lincoln | KS | Vertical | Lincoln | 8 | Petroleum Liquids | IC |  | S | X | X |  |  | 2 | 0.8 | 1.8 | 1.8 | 1.8 | N |  |  | SB | Y | 8 | 2017 | 2017 |  |  | N | Electric Utility | Utility | Municipal | 1 | X | DFO | Non-Renewable | 0 | 2 | 0 | 1
Operable | 11135 | City of Logan - (UT) |  | 3675 | Hydro III | UT | Vertical | Cache | HY1 | Conventional Hydroelectric | HY |  | S | X | X |  |  | 0.7 | 0.8 | 0.7 | 0.2 | 0.1 | N |  |  | OP | X | 12 | 1925 | Pre-2000 |  |  | N | Electric Utility | Utility | Municipal | 1 | X | WAT | Renewable | 0.7 | 0 | 1 | 0
Operable | 11135 | City of Logan - (UT) |  | 3675 | Hydro III | UT | Vertical | Cache | HY2 | Conventional Hydroelectric | HY |  | S | X | X |  |  | 0.7 | 0.8 | 0.7 | 0.2 | 0.1 | N |  |  | OP | X | 12 | 1925 | Pre-2000 |  |  | N | Electric Utility | Utility | Municipal | 1 | X | WAT | Renewable | 0.7 | 0 | 1 | 0
Operable | 11135 | City of Logan - (UT) |  | 4251 | Logan City | UT | Vertical | Cache | 1 | Natural Gas Fired Combustion Turbine | GT |  | S | X | X |  |  | 5.3 | 0.8 | 4.5 | 5.2 | 3 | N |  |  | OP | X | 7 | 2002 | 2002 |  |  | N | Electric Utility | Utility | Municipal | 1 | X | NG | Non-Renewable | 0 | 5.3 | 0 | 1
Operable | 11135 | City of Logan - (UT) |  | 4251 | Logan City | UT | Vertical | Cache | 2 | Natural Gas Fired Combustion Turbine | GT |  | S | X | X |  |  | 5.3 | 0.8 | 4.5 | 5.2 | 3 | N |  |  | OP | X | 7 | 2002 | 2002 |  |  | N | Electric Utility | Utility | Municipal | 1 | X | NG | Non-Renewable | 0 | 5.3 | 0 | 1
Operable | 11135 | City of Logan - (UT) |  | 4251 | Logan City | UT | Vertical | Cache | 3 | Natural Gas Fired Combustion Turbine | GT |  | S | X | X |  |  | 5.3 | 0.8 | 4.5 | 5.2 | 3 | N |  |  | OP | X | 7 | 2002 | 2002 |  |  | N | Electric Utility | Utility | Municipal | 1 | X | NG | Non-Renewable | 0 | 5.3 | 0 | 1
Operable | 11135 | City of Logan - (UT) |  | 7034 | Hydro II | UT | Vertical | Cache | 1 | Conventional Hydroelectric | HY |  | S | X | X |  |  | 3.3 | 0.8 | 3.1 | 1.5 | 0.6 | N |  |  | OP | X | 3 | 1986 | Pre-2000 |  |  | N | Electric Utility | Utility | Municipal | 1 | X | WAT | Renewable | 3.3 | 0 | 1 | 0
Operable | 11135 | City of Logan - (UT) |  | 7034 | Hydro II | UT | Vertical | Cache | 2 | Conventional Hydroelectric | HY |  | S | X | X |  |  | 3.3 | 0.8 | 3.1 | 1.5 | 0.6 | N |  |  | OP | X | 5 | 1986 | Pre-2000 |  |  | N | Electric Utility | Utility | Municipal | 1 | X | WAT | Renewable | 3.3 | 0 | 1 | 0
Operable | 64344 | City of Los Angeles Harbor Department |  | 57309 | Pacific Cruise Ship Terminals Berth 93 | CA | Vertical | Los Angeles | 1 | Solar Photovoltaic | PV |  | S | X | X |  |  | 1 |  | 1 | 1 |  |  |  |  | OS | X | 9 | 2010 | 2010 |  |  | N | Commercial Non-CHP | Customer Sited | Other | 4 | X | SUN | Renewable | 1 | 0 | 1 | 0
Operable | 11268 | City of Lowell - (MI) |  | 58254 | Chatham | MI | Vertical | Kent | CT02R | Natural Gas Fired Combustion Turbine | GT |  | S | X | X |  |  | 3.6 | 0.8 | 3.2 | 3.6 | 1 | N |  |  | OP | X | 12 | 2016 | 2016 |  |  | N | Electric Utility | Utility | Municipal | 1 | X | NG | Non-Renewable | 0 | 3.6 | 0 | 1
Operable | 11268 | City of Lowell - (MI) |  | 58254 | Chatham | MI | Vertical | Kent | CTOIS | Natural Gas Fired Combustion Turbine | GT |  | S | X | X |  |  | 3.7 | 0.8 | 3.4 | 3.7 | 1 | N |  |  | OP | X | 9 | 2013 | 2013 |  |  | N | Electric Utility | Utility | Municipal | 1 | X | NG | Non-Renewable | 0 | 3.7 | 0 | 1
Operable | 11292 | City of Lubbock - (TX) |  | 3602 | Ty Cooke | TX | Restructured | Lubbock | 1 | Natural Gas Steam Turbine | ST |  | S | X | X |  |  | 44 | 0.9 | 42 | 42 | 25 | N |  |  | OA | X | 6 | 1965 | Pre-2000 |  |  | N | Electric Utility | Utility | Municipal | 1 | X | NG | Non-Renewable | 0 | 44 | 0 | 1
Operable | 11292 | City of Lubbock - (TX) |  | 3602 | Ty Cooke | TX | Restructured | Lubbock | 2 | Natural Gas Steam Turbine | ST |  | S | X | X |  |  | 53.6 | 0.9 | 46 | 46 | 25 | N |  |  | OA | X | 6 | 1978 | Pre-2000 |  |  | N | Electric Utility | Utility | Municipal | 1 | X | NG | Non-Renewable | 0 | 53.6 | 0 | 1
Operable | 11292 | City of Lubbock - (TX) |  | 3602 | Ty Cooke | TX | Restructured | Lubbock | GT2 | Natural Gas Fired Combustion Turbine | GT |  | S | X | X |  |  | 18.5 | 0.9 | 16 | 18.5 | 16 | N |  |  | OP | X | 6 | 1971 | Pre-2000 |  |  | N | Electric Utility | Utility | Municipal | 1 | X | NG | Non-Renewable | 0 | 18.5 | 0 | 1
Operable | 11292 | City of Lubbock - (TX) |  | 3602 | Ty Cooke | TX | Restructured | Lubbock | GT3 | Natural Gas Fired Combustion Turbine | GT |  | S | X | X |  |  | 22 | 0.9 | 16 | 18 | 16 | N |  |  | OP | X | 7 | 1974 | Pre-2000 |  |  | N | Electric Utility | Utility | Municipal | 1 | X | NG | Non-Renewable | 0 | 22 | 0 | 1
Operable | 11292 | City of Lubbock - (TX) |  | 3604 | J Robert Massengale | TX | Restructured | Lubbock | 6A | Natural Gas Fired Combined Cycle | CA | MGL8 | S | Y | X |  |  | 22 | 0.9 | 18 | 18 | 10 | N |  |  | OP | X | 6 | 1957 | Pre-2000 |  |  | N | Electric Utility | Utility | Municipal | 1 | X | NG | Non-Renewable | 0 | 22 | 0 | 1
Operable | 11292 | City of Lubbock - (TX) |  | 3604 | J Robert Massengale | TX | Restructured | Lubbock | 7 | Natural Gas Fired Combined Cycle | CA | MGL8 | S | Y | X |  |  | 22 | 0.9 | 18 | 18 | 10 | N |  |  | OP | X | 3 | 1959 | Pre-2000 |  |  | N | Electric Utility | Utility | Municipal | 1 | X | NG | Non-Renewable | 0 | 22 | 0 | 1
Operable | 11292 | City of Lubbock - (TX) |  | 3604 | J Robert Massengale | TX | Restructured | Lubbock | 8 | Natural Gas Fired Combined Cycle | CT | MGL8 | S | X | N |  |  | 40 | 0.9 | 38 | 42 | 30 | N |  |  | OP | X | 9 | 2000 | 2000 |  |  | N | Electric Utility | Utility | Municipal | 1 | X | NG | Non-Renewable | 0 | 40 | 0 | 1
Operable | 11292 | City of Lubbock - (TX) |  | 7131 | Brandon Station | TX | Restructured | Lubbock | 1 | Natural Gas Fired Combustion Turbine | GT |  | S | X | X |  |  | 21 | 0.9 | 20 | 21.5 | 20 | N |  |  | OP | X | 7 | 1990 | Pre-2000 |  |  | Y | Electric Utility | Utility | Municipal | 1 | T | NG | Non-Renewable | 0 | 21 | 0 | 1
Operable | 11332 | City of Luverne - (MN) |  | 1990 | Luverne | MN | Vertical | Rock | 4C | Petroleum Liquids | IC |  | S | X | X |  |  | 3.5 | 0.8 | 3.5 | 3.5 | 2.5 | N |  |  | OP | X | 5 | 1967 | Pre-2000 |  |  | N | Electric Utility | Utility | Municipal | 1 | X | DFO | Non-Renewable | 0 | 3.5 | 0 | 1
Operable | 11332 | City of Luverne - (MN) |  | 1990 | Luverne | MN | Vertical | Rock | 5A | Petroleum Liquids | IC |  | S | X | X |  |  | 3.1 | 0.98 | 3.1 | 3.1 | 1 | N |  |  | OP | X | 10 | 2022 | 2022 |  |  | N | Electric Utility | Utility | Municipal | 1 | X | DFO | Non-Renewable | 0 | 3.1 | 0 | 1
Operable | 11332 | City of Luverne - (MN) |  | 1990 | Luverne | MN | Vertical | Rock | 5B | Petroleum Liquids | IC |  | S | X | X |  |  | 3.1 | 0.98 | 3.1 | 3.1 | 1 | N |  |  | OP | X | 10 | 2022 | 2022 |  |  | N | Electric Utility | Utility | Municipal | 1 | X | DFO | Non-Renewable | 0 | 3.1 | 0 | 1
Operable | 11372 | City of Lyons - (NE) |  | 2253 | Lyons | NE | Vertical | Burt | 2 | Petroleum Liquids | IC |  | S | X | X |  |  | 0.5 | 0.9 | 0.2 | 0.2 | 0.2 | N |  |  | OP | X | 1 | 1953 | Pre-2000 |  |  | N | Electric Utility | Utility | Municipal | 1 | X | DFO | Non-Renewable | 0 | 0.5 | 0 | 1
Operable | 11372 | City of Lyons - (NE) |  | 2253 | Lyons | NE | Vertical | Burt | 3 | Petroleum Liquids | IC |  | S | X | X |  |  | 0.8 | 0.9 | 0.3 | 0.3 | 0.2 | N |  |  | OP | X | 1 | 1960 | Pre-2000 |  |  | N | Electric Utility | Utility | Municipal | 1 | X | DFO | Non-Renewable | 0 | 0.8 | 0 | 1
Operable | 11372 | City of Lyons - (NE) |  | 2253 | Lyons | NE | Vertical | Burt | 4A | Petroleum Liquids | IC |  | S | X | X |  |  | 1.2 | 0.9 | 0.6 | 0.6 | 0.4 | N |  |  | OP | X | 1 | 1967 | Pre-2000 |  |  | N | Electric Utility | Utility | Municipal | 1 | X | DFO | Non-Renewable | 0 | 1.2 | 0 | 1
Operable | 11460 | City of Macon - (MO) |  | 2141 | Macon | MO | Vertical | Macon | 4 | Petroleum Liquids | IC |  | S | X | X |  |  | 1 | 0.8 | 0.7 | 0.7 | 0.4 | N |  |  | SB | Y | 9 | 1985 | Pre-2000 |  |  | N | Electric Utility | Utility | Municipal | 1 | X | DFO | Non-Renewable | 0 | 1 | 0 | 1
Operable | 11460 | City of Macon - (MO) |  | 56127 | Macon Energy Center | MO | Vertical | Macon | 1 | Natural Gas Fired Combustion Turbine | GT |  | S | X | X |  |  | 10 | 0.8 | 10.9 | 11.9 | 6.1 | N |  |  | OP | X | 5 | 2003 | 2003 |  |  | Y | Electric Utility | Utility | Municipal | 1 | T | NG | Non-Renewable | 0 | 10 | 0 | 1
Operable | 29305 | City of Madelia - (MN) |  | 30 | Madelia | MN | Vertical | Watonwan | 1 | Petroleum Liquids | IC |  | S | X | X |  |  | 3.1 | 0.8 | 3.1 | 3.1 | 1.6 | N |  |  | OP | X | 5 | 2001 | 2001 |  |  | N | Electric Utility | Utility | Municipal | 1 | X | DFO | Non-Renewable | 0 | 3.1 | 0 | 1 | NG
Operable | 29305 | City of Madelia - (MN) |  | 30 | Madelia | MN | Vertical | Watonwan | 2 | Petroleum Liquids | IC |  | S | X | X |  |  | 2 | 0.8 | 1.8 | 2 | 1 | N |  |  | OP | X | 6 | 1965 | Pre-2000 |  |  | N | Electric Utility | Utility | Municipal | 1 | X | DFO | Non-Renewable | 0 | 2 | 0 | 1 | NG
Operable | 29305 | City of Madelia - (MN) |  | 30 | Madelia | MN | Vertical | Watonwan | 3 | Petroleum Liquids | IC |  | S | X | X |  |  | 1.1 | 0.8 | 0.9 | 1 | 0.6 | N |  |  | OP | X | 1 | 1959 | Pre-2000 |  |  | N | Electric Utility | Utility | Municipal | 1 | X | DFO | Non-Renewable | 0 | 1.1 | 0 | 1 | NG
Operable | 29305 | City of Madelia - (MN) |  | 30 | Madelia | MN | Vertical | Watonwan | 4 | Petroleum Liquids | IC |  | S | X | X |  |  | 4.3 | 0.8 | 3.7 | 4 | 1.7 | N |  |  | OP | X | 6 | 1973 | Pre-2000 |  |  | N | Electric Utility | Utility | Municipal | 1 | X | DFO | Non-Renewable | 0 | 4.3 | 0 | 1 | NG
Operable | 29305 | City of Madelia - (MN) |  | 30 | Madelia | MN | Vertical | Watonwan | 5 | Petroleum Liquids | IC |  | S | X | X |  |  | 1.3 | 0.8 | 1.1 | 1.2 | 0.7 | N |  |  | OP | X | 3 | 1954 | Pre-2000 |  |  | N | Electric Utility | Utility | Municipal | 1 | X | DFO | Non-Renewable | 0 | 1.3 | 0 | 1 | NG
Operable | 11481 | City of Madison - (NE) |  | 7469 | Madison Utilities | NE | Vertical | Madison | FM1 | Petroleum Liquids | IC |  | S | X | X |  |  | 2 | 0.9 | 1.7 | 1.7 | 0.1 | N |  |  | OP | X | 12 | 1959 | Pre-2000 |  |  | N | Electric Utility | Utility | Municipal | 1 | X | DFO | Non-Renewable | 0 | 2 | 0 | 1 | NG
Operable | 11481 | City of Madison - (NE) |  | 7469 | Madison Utilities | NE | Vertical | Madison | FM2 | Petroleum Liquids | IC |  | S | X | X |  |  | 1.3 | 0.8 | 1 | 1 | 0.1 | N |  |  | OP | X | 9 | 1959 | Pre-2000 |  |  | N | Electric Utility | Utility | Municipal | 1 | X | DFO | Non-Renewable | 0 | 1.3 | 0 | 1 | NG
Operable | 11481 | City of Madison - (NE) |  | 7469 | Madison Utilities | NE | Vertical | Madison | FM3 | Petroleum Liquids | IC |  | S | X | X |  |  | 1.1 | 0.8 | 0.9 | 0.9 | 0.1 | N |  |  | OP | X | 4 | 1953 | Pre-2000 |  |  | N | Electric Utility | Utility | Municipal | 1 | X | DFO | Non-Renewable | 0 | 1.1 | 0 | 1 | NG
Operable | 11481 | City of Madison - (NE) |  | 7469 | Madison Utilities | NE | Vertical | Madison | FM5 | Petroleum Liquids | IC |  | S | X | X |  |  | 1.4 | 0.8 | 1 | 1 | 0.1 | N |  |  | OP | X | 3 | 2006 | 2006 |  |  | N | Electric Utility | Utility | Municipal | 1 | X | DFO | Non-Renewable | 0 | 1.4 | 0 | 1 | NG
Operable | 11540 | City of Malden - (MO) |  | 2142 | Malden | MO | Vertical | Dunklin | 2A | Petroleum Liquids | IC |  | S | X | X |  |  | 1.8 | 0.8 | 1.8 | 1.8 | 0.3 | N |  |  | SB | Y | 2 | 1996 | Pre-2000 |  |  | N | Electric Utility | Utility | Municipal | 1 | X | DFO | Non-Renewable | 0 | 1.8 | 0 | 1
Operable | 11540 | City of Malden - (MO) |  | 2142 | Malden | MO | Vertical | Dunklin | 3A | Petroleum Liquids | IC |  | S | X | X |  |  | 1.8 | 0.8 | 1.8 | 1.8 | 0.3 | N |  |  | SB | Y | 2 | 1996 | Pre-2000 |  |  | N | Electric Utility | Utility | Municipal | 1 | X | DFO | Non-Renewable | 0 | 1.8 | 0 | 1
Operable | 11540 | City of Malden - (MO) |  | 2142 | Malden | MO | Vertical | Dunklin | 4A | Petroleum Liquids | IC |  | S | X | X |  |  | 1.8 | 0.8 | 1.8 | 1.8 | 0.3 | N |  |  | SB | Y | 2 | 1996 | Pre-2000 |  |  | N | Electric Utility | Utility | Municipal | 1 | X | DFO | Non-Renewable | 0 | 1.8 | 0 | 1
Operable | 11540 | City of Malden - (MO) |  | 2142 | Malden | MO | Vertical | Dunklin | 5 | Petroleum Liquids | IC |  | S | X | X |  |  | 1.4 | 0.8 | 1.2 | 1.2 | 0.7 | N |  |  | SB | Y | 8 | 1957 | Pre-2000 |  |  | N | Electric Utility | Utility | Municipal | 1 | X | DFO | Non-Renewable | 0 | 1.4 | 0 | 1 | NG
Operable | 11540 | City of Malden - (MO) |  | 2142 | Malden | MO | Vertical | Dunklin | 6 | Petroleum Liquids | IC |  | S | X | X |  |  | 2 | 0.8 | 1.8 | 1.8 | 0.7 | N |  |  | SB | Y | 8 | 1963 | Pre-2000 |  |  | N | Electric Utility | Utility | Municipal | 1 | X | DFO | Non-Renewable | 0 | 2 | 0 | 1 | NG
Operable | 11540 | City of Malden - (MO) |  | 2142 | Malden | MO | Vertical | Dunklin | 7 | Petroleum Liquids | IC |  | S | X | X |  |  | 2.8 | 0.8 | 2.5 | 2.5 | 1 | N |  |  | SB | Y | 8 | 1973 | Pre-2000 |  |  | N | Electric Utility | Utility | Municipal | 1 | X | DFO | Non-Renewable | 0 | 2.8 | 0 | 1 | NG
Operable | 11540 | City of Malden - (MO) |  | 2142 | Malden | MO | Vertical | Dunklin | 8 | Petroleum Liquids | IC |  | S | X | X |  |  | 4.3 | 0.8 | 3.8 | 3.8 | 1.5 | N |  |  | SB | Y | 8 | 1973 | Pre-2000 |  |  | N | Electric Utility | Utility | Municipal | 1 | X | DFO | Non-Renewable | 0 | 4.3 | 0 | 1 | NG
Operable | 11560 | City of Manassas - (VA) |  | 7438 | Church Street Plant | VA | Vertical | Prince William | C3A | Petroleum Liquids | IC |  | S | X | X |  |  | 1.1 | 0.8 | 1 | 1 | 0.3 | N |  |  | OP | X | 6 | 1996 | Pre-2000 |  |  | N | Electric Utility | Utility | Municipal | 1 | X | DFO | Non-Renewable | 0 | 1.1 | 0 | 1
Operable | 11560 | City of Manassas - (VA) |  | 7438 | Church Street Plant | VA | Vertical | Prince William | C5 | Petroleum Liquids | IC |  | S | X | X |  |  | 1.6 | 0.8 | 1.5 | 1.5 | 0.3 | N |  |  | OP | X | 2 | 1987 | Pre-2000 |  |  | N | Electric Utility | Utility | Municipal | 1 | X | DFO | Non-Renewable | 0 | 1.6 | 0 | 1
Operable | 11560 | City of Manassas - (VA) |  | 7438 | Church Street Plant | VA | Vertical | Prince William | C6 | Petroleum Liquids | IC |  | S | X | X |  |  | 1.6 | 0.8 | 1.5 | 1.5 | 0.3 | N |  |  | OP | X | 2 | 1987 | Pre-2000 |  |  | N | Electric Utility | Utility | Municipal | 1 | X | DFO | Non-Renewable | 0 | 1.6 | 0 | 1
Operable | 11560 | City of Manassas - (VA) |  | 7439 | Godwin Drive Plant | VA | Vertical | Prince William | C10 | Petroleum Liquids | IC |  | S | X | X |  |  | 1.5 | 0.8 | 1.5 | 1.5 | 0.3 | N |  |  | OP | X | 11 | 1992 | Pre-2000 |  |  | N | Electric Utility | Utility | Municipal | 1 | X | DFO | Non-Renewable | 0 | 1.5 | 0 | 1
Operable | 11560 | City of Manassas - (VA) |  | 7439 | Godwin Drive Plant | VA | Vertical | Prince William | C7 | Petroleum Liquids | IC |  | S | X | X |  |  | 1.6 | 0.8 | 1.5 | 1.5 | 0.3 | N |  |  | OP | X | 5 | 1990 | Pre-2000 |  |  | N | Electric Utility | Utility | Municipal | 1 | X | DFO | Non-Renewable | 0 | 1.6 | 0 | 1
Operable | 11560 | City of Manassas - (VA) |  | 7439 | Godwin Drive Plant | VA | Vertical | Prince William | C8 | Petroleum Liquids | IC |  | S | X | X |  |  | 1.6 | 0.8 | 1.5 | 1.5 | 0.3 | N |  |  | OP | X | 5 | 1990 | Pre-2000 |  |  | N | Electric Utility | Utility | Municipal | 1 | X | DFO | Non-Renewable | 0 | 1.6 | 0 | 1
Operable | 11560 | City of Manassas - (VA) |  | 7439 | Godwin Drive Plant | VA | Vertical | Prince William | C9 | Petroleum Liquids | IC |  | S | X | X |  |  | 1.6 | 0.8 | 1.5 | 1.5 | 0.3 | N |  |  | OP | X | 11 | 1992 | Pre-2000 |  |  | N | Electric Utility | Utility | Municipal | 1 | X | DFO | Non-Renewable | 0 | 1.6 | 0 | 1
Operable | 11560 | City of Manassas - (VA) |  | 7440 | VMEA 1 Credit Gen | VA | Vertical | Prince William | V10 | Petroleum Liquids | IC |  | J | X | X |  |  | 1.6 | 0.8 | 1.5 | 1.5 | 0.3 | N |  |  | OP | X | 5 | 1990 | Pre-2000 |  |  | N | Electric Utility | Utility | Municipal | 1 | X | DFO | Non-Renewable | 0 | 1.6 | 0 | 1
Operable | 11560 | City of Manassas - (VA) |  | 7440 | VMEA 1 Credit Gen | VA | Vertical | Prince William | V3 | Petroleum Liquids | IC |  | J | X | X |  |  | 1.6 | 0.8 | 1.5 | 1.5 | 0.3 | N |  |  | OP | X | 5 | 1990 | Pre-2000 |  |  | N | Electric Utility | Utility | Municipal | 1 | X | DFO | Non-Renewable | 0 | 1.6 | 0 | 1
Operable | 11560 | City of Manassas - (VA) |  | 7440 | VMEA 1 Credit Gen | VA | Vertical | Prince William | V4 | Petroleum Liquids | IC |  | J | X | X |  |  | 1.6 | 0.8 | 1.5 | 1.5 | 0.3 | N |  |  | OP | X | 5 | 1990 | Pre-2000 |  |  | N | Electric Utility | Utility | Municipal | 1 | X | DFO | Non-Renewable | 0 | 1.6 | 0 | 1
Operable | 11560 | City of Manassas - (VA) |  | 7440 | VMEA 1 Credit Gen | VA | Vertical | Prince William | V5 | Petroleum Liquids | IC |  | J | X | X |  |  | 1.6 | 0.8 | 1.5 | 1.5 | 0.3 | N |  |  | OP | X | 5 | 1990 | Pre-2000 |  |  | N | Electric Utility | Utility | Municipal | 1 | X | DFO | Non-Renewable | 0 | 1.6 | 0 | 1
Operable | 11560 | City of Manassas - (VA) |  | 7440 | VMEA 1 Credit Gen | VA | Vertical | Prince William | V6 | Petroleum Liquids | IC |  | J | X | X |  |  | 1.6 | 0.8 | 1.5 | 1.5 | 0.3 | N |  |  | OP | X | 5 | 1990 | Pre-2000 |  |  | N | Electric Utility | Utility | Municipal | 1 | X | DFO | Non-Renewable | 0 | 1.6 | 0 | 1
Operable | 11560 | City of Manassas - (VA) |  | 7440 | VMEA 1 Credit Gen | VA | Vertical | Prince William | V7 | Petroleum Liquids | IC |  | J | X | X |  |  | 1.6 | 0.8 | 1.5 | 1.5 | 0.3 | N |  |  | OP | X | 5 | 1990 | Pre-2000 |  |  | N | Electric Utility | Utility | Municipal | 1 | X | DFO | Non-Renewable | 0 | 1.6 | 0 | 1
Operable | 11560 | City of Manassas - (VA) |  | 7440 | VMEA 1 Credit Gen | VA | Vertical | Prince William | V8 | Petroleum Liquids | IC |  | J | X | X |  |  | 1.6 | 0.8 | 1.5 | 1.5 | 0.3 | N |  |  | OP | X | 5 | 1990 | Pre-2000 |  |  | N | Electric Utility | Utility | Municipal | 1 | X | DFO | Non-Renewable | 0 | 1.6 | 0 | 1
Operable | 11560 | City of Manassas - (VA) |  | 7440 | VMEA 1 Credit Gen | VA | Vertical | Prince William | V9-1 | Petroleum Liquids | IC |  | J | X | X |  |  | 2 | 0.8 | 1.8 | 1.8 | 0.3 | N |  |  | OP | X | 4 | 2009 | 2009 |  |  | N | Electric Utility | Utility | Municipal | 1 | X | DFO | Non-Renewable | 0 | 2 | 0 | 1
Operable | 11560 | City of Manassas - (VA) |  | 7441 | VMEA Peaking Gen | VA | Vertical | Prince William | V1 | Petroleum Liquids | IC |  | J | X | X |  |  | 1.6 | 0.8 | 1.5 | 1.5 | 0.3 | N |  |  | OP | X | 11 | 1992 | Pre-2000 |  |  | N | Electric Utility | Utility | Municipal | 1 | X | DFO | Non-Renewable | 0 | 1.6 | 0 | 1
Operable | 11560 | City of Manassas - (VA) |  | 7441 | VMEA Peaking Gen | VA | Vertical | Prince William | V11 | Petroleum Liquids | IC |  | J | X | X |  |  | 1.6 | 0.8 | 1.5 | 1.5 | 0.3 | N |  |  | OP | X | 7 | 1993 | Pre-2000 |  |  | N | Electric Utility | Utility | Municipal | 1 | X | DFO | Non-Renewable | 0 | 1.6 | 0 | 1
Operable | 11560 | City of Manassas - (VA) |  | 7441 | VMEA Peaking Gen | VA | Vertical | Prince William | V12 | Petroleum Liquids | IC |  | J | X | X |  |  | 1.6 | 0.8 | 1.5 | 1.5 | 0.3 | N |  |  | OP | X | 7 | 1993 | Pre-2000 |  |  | N | Electric Utility | Utility | Municipal | 1 | X | DFO | Non-Renewable | 0 | 1.6 | 0 | 1
Operable | 11560 | City of Manassas - (VA) |  | 7441 | VMEA Peaking Gen | VA | Vertical | Prince William | V2 | Petroleum Liquids | IC |  | J | X | X |  |  | 1.6 | 0.8 | 1.5 | 1.5 | 0.3 | N |  |  | OP | X | 11 | 1992 | Pre-2000 |  |  | N | Electric Utility | Utility | Municipal | 1 | X | DFO | Non-Renewable | 0 | 1.6 | 0 | 1
Operable | 11560 | City of Manassas - (VA) |  | 7797 | Dominion/Lo Mar | VA | Vertical | Prince William | DOM1 | Petroleum Liquids | GT |  | J | X | X |  |  | 12 | 0.8 | 9 | 9 | 3 | N |  |  | OP | X | 8 | 1997 | Pre-2000 |  |  | N | Electric Utility | Utility | Municipal | 1 | X | DFO | Non-Renewable | 0 | 12 | 0 | 1
Operable | 11560 | City of Manassas - (VA) |  | 7797 | Dominion/Lo Mar | VA | Vertical | Prince William | DOM2 | Petroleum Liquids | IC |  | S | X | X |  |  | 1.8 | 0.8 | 1.7 | 1.7 | 0.3 | N |  |  | OP | X | 8 | 1997 | Pre-2000 |  |  | N | Electric Utility | Utility | Municipal | 1 | X | DFO | Non-Renewable | 0 | 1.8 | 0 | 1
Operable | 11560 | City of Manassas - (VA) |  | 7797 | Dominion/Lo Mar | VA | Vertical | Prince William | LOM1 | Petroleum Liquids | IC |  | S | X | X |  |  | 1.8 | 0.8 | 1.7 | 1.7 | 0.3 | N |  |  | OP | X | 8 | 1997 | Pre-2000 |  |  | N | Electric Utility | Utility | Municipal | 1 | X | DFO | Non-Renewable | 0 | 1.8 | 0 | 1
Operable | 11560 | City of Manassas - (VA) |  | 7797 | Dominion/Lo Mar | VA | Vertical | Prince William | LOM2 | Petroleum Liquids | IC |  | S | X | X |  |  | 1.8 | 0.8 | 1.7 | 1.7 | 0.3 | N |  |  | OP | X | 8 | 1997 | Pre-2000 |  |  | N | Electric Utility | Utility | Municipal | 1 | X | DFO | Non-Renewable | 0 | 1.8 | 0 | 1
Operable | 11560 | City of Manassas - (VA) |  | 7797 | Dominion/Lo Mar | VA | Vertical | Prince William | LOM3 | Petroleum Liquids | IC |  | S | X | X |  |  | 1.8 | 0.8 | 1.7 | 1.7 | 0.3 | N |  |  | OP | X | 8 | 1997 | Pre-2000 |  |  | N | Electric Utility | Utility | Municipal | 1 | X | DFO | Non-Renewable | 0 | 1.8 | 0 | 1
Operable | 11560 | City of Manassas - (VA) |  | 7798 | Gateway Gen | VA | Vertical | Prince William | 1 | Petroleum Liquids | IC |  | S | X | X |  |  | 1.8 | 0.8 | 1.7 | 1.7 | 0.3 | N |  |  | OP | X | 3 | 1996 | Pre-2000 |  |  | N | Electric Utility | Utility | Municipal | 1 | X | DFO | Non-Renewable | 0 | 1.8 | 0 | 1
Operable | 11560 | City of Manassas - (VA) |  | 7798 | Gateway Gen | VA | Vertical | Prince William | 2 | Petroleum Liquids | IC |  | S | X | X |  |  | 1.8 | 0.8 | 1.7 | 1.7 | 0.3 | N |  |  | OP | X | 6 | 2009 | 2009 |  |  | N | Electric Utility | Utility | Municipal | 1 | X | DFO | Non-Renewable | 0 | 1.8 | 0 | 1
Operable | 11560 | City of Manassas - (VA) |  | 56368 | Water Treatment Plant Generators | VA | Vertical | Prince William | WP1 | Petroleum Liquids | IC |  | S | X | X |  |  | 1.8 | 0.8 | 1.7 | 1.7 | 0.3 | N |  |  | OP | X | 4 | 2007 | 2007 |  |  | N | Electric Utility | Utility | Municipal | 1 | X | DFO | Non-Renewable | 0 | 1.8 | 0 | 1
Operable | 11566 | City of Mangum - (OK) |  | 2991 | Mangum | OK | Vertical | Greer | 1 | Natural Gas Internal Combustion Engine | IC |  | S | X | X |  |  | 1.1 | 0.8 | 0.9 | 0.9 | 0.5 | N |  |  | OS | X | 1 | 1946 | Pre-2000 |  |  | N | Electric Utility | Utility | Municipal | 1 | X | NG | Non-Renewable | 0 | 1.1 | 0 | 1 | DFO
Operable | 11566 | City of Mangum - (OK) |  | 2991 | Mangum | OK | Vertical | Greer | 4 | Natural Gas Internal Combustion Engine | IC |  | S | X | X |  |  | 1.5 | 0.8 | 1.2 | 1.2 | 0.6 | N |  |  | OS | X | 1 | 1956 | Pre-2000 |  |  | N | Electric Utility | Utility | Municipal | 1 | X | NG | Non-Renewable | 0 | 1.5 | 0 | 1 | DFO
Operable | 11566 | City of Mangum - (OK) |  | 2991 | Mangum | OK | Vertical | Greer | 5 | Natural Gas Internal Combustion Engine | IC |  | S | X | X |  |  | 2 | 0.8 | 1.7 | 1.7 | 0.6 | N |  |  | OS | X | 7 | 1963 | Pre-2000 |  |  | N | Electric Utility | Utility | Municipal | 1 | X | NG | Non-Renewable | 0 | 2 | 0 | 1 | DFO
Operable | 11566 | City of Mangum - (OK) |  | 2991 | Mangum | OK | Vertical | Greer | 6 | Natural Gas Internal Combustion Engine | IC |  | S | X | X |  |  | 2.1 | 0.8 | 1.6 | 1.6 | 0.8 | N |  |  | OP | X | 11 | 1969 | Pre-2000 |  |  | N | Electric Utility | Utility | Municipal | 1 | X | NG | Non-Renewable | 0 | 2.1 | 0 | 1 | DFO
Operable | 11581 | City of Manning |  | 1160 | Manning | IA | Vertical | Carroll | 1 | Petroleum Liquids | IC |  | S | X | X |  |  | 0.2 | 0.8 | 0.2 | 0.2 | 0.2 | N |  |  | SB | N | 3 | 1928 | Pre-2000 |  |  | N | Electric Utility | Utility | Municipal | 1 | X | DFO | Non-Renewable | 0 | 0.2 | 0 | 1
Operable | 11581 | City of Manning |  | 1160 | Manning | IA | Vertical | Carroll | 2 | Petroleum Liquids | IC |  | S | X | X |  |  | 0.2 | 0.8 | 0.2 | 0.2 | 0.2 | N |  |  | SB | N | 3 | 1928 | Pre-2000 |  |  | N | Electric Utility | Utility | Municipal | 1 | X | DFO | Non-Renewable | 0 | 0.2 | 0 | 1
Operable | 11581 | City of Manning |  | 1160 | Manning | IA | Vertical | Carroll | 4 | Petroleum Liquids | IC |  | S | X | X |  |  | 0.6 | 0.8 | 0.6 | 0.6 | 0.2 | N |  |  | SB | N | 7 | 1949 | Pre-2000 |  |  | N | Electric Utility | Utility | Municipal | 1 | X | DFO | Non-Renewable | 0 | 0.6 | 0 | 1
Operable | 11581 | City of Manning |  | 1160 | Manning | IA | Vertical | Carroll | M1 | Petroleum Liquids | IC |  | S | X | X |  |  | 2.3 | 0.8 | 2.3 | 2.3 | 0.2 | N |  |  | OP | X | 4 | 2012 | 2012 |  |  | N | Electric Utility | Utility | Municipal | 1 | X | DFO | Non-Renewable | 0 | 2.3 | 0 | 1
Operable | 11581 | City of Manning |  | 1160 | Manning | IA | Vertical | Carroll | M2 | Petroleum Liquids | IC |  | S | X | X |  |  | 2.3 | 0.8 | 2.3 | 2.3 | 0.2 | N |  |  | OP | X | 4 | 2012 | 2012 |  |  | N | Electric Utility | Utility | Municipal | 1 | X | DFO | Non-Renewable | 0 | 2.3 | 0 | 1
Operable | 11581 | City of Manning |  | 1160 | Manning | IA | Vertical | Carroll | M3 | Petroleum Liquids | IC |  | S | X | X |  |  | 2.3 | 0.8 | 2.3 | 2.3 | 0.2 | N |  |  | OP | X | 4 | 2012 | 2012 |  |  | N | Electric Utility | Utility | Municipal | 1 | X | DFO | Non-Renewable | 0 | 2.3 | 0 | 1
Operable | 11588 | City of Manti - (UT) |  | 1020 | Manti Lower | UT | Vertical | Sanpete | 2 | Conventional Hydroelectric | HY |  | S | X | X |  |  | 0.6 | 0.8 | 0.5 | 0.1 | 0.1 | N |  |  | OP | X | 1 | 1989 | Pre-2000 |  |  | N | Electric Utility | Utility | Municipal | 1 | X | WAT | Renewable | 0.6 | 0 | 1 | 0
Operable | 11588 | City of Manti - (UT) |  | 1020 | Manti Lower | UT | Vertical | Sanpete | HC1 | Conventional Hydroelectric | HY |  | S | X | X |  |  | 0.6 | 0.8 | 0.5 | 0.1 | 0.1 | N |  |  | OP | X | 1 | 1989 | Pre-2000 |  |  | N | Electric Utility | Utility | Municipal | 1 | X | WAT | Renewable | 0.6 | 0 | 1 | 0
Operable | 11588 | City of Manti - (UT) |  | 3676 | Manti Upper | UT | Vertical | Sanpete | 1 | Conventional Hydroelectric | HY |  | S | X | X |  |  | 0.6 | 1 | 0.4 | 0.1 | 0.1 | N |  |  | OP | X | 1 | 1939 | Pre-2000 |  |  | N | Electric Utility | Utility | Municipal | 1 | X | WAT | Renewable | 0.6 | 0 | 1 | 0
Operable | 11588 | City of Manti - (UT) |  | 3676 | Manti Upper | UT | Vertical | Sanpete | HC2 | Conventional Hydroelectric | HY |  | S | X | X |  |  | 1 | 0.8 | 0.8 | 0.1 | 0.1 | N |  |  | OP | X | 1 | 1988 | Pre-2000 |  |  | N | Electric Utility | Utility | Municipal | 1 | X | WAT | Renewable | 1 | 0 | 1 | 0
Operable | 11611 | City of Maquoketa - (IA) |  | 1162 | Maquoketa 1 | IA | Vertical | Jackson | 1A | Natural Gas Internal Combustion Engine | IC |  | S | X | X |  |  | 3.1 | 0.95 | 2.8 | 3 | 1.5 | N |  |  | OP | X | 6 | 2004 | 2004 |  |  | N | Electric Utility | Utility | Municipal | 1 | X | NG | Non-Renewable | 0 | 3.1 | 0 | 1 | DFO
Operable | 11611 | City of Maquoketa - (IA) |  | 1162 | Maquoketa 1 | IA | Vertical | Jackson | 2A | Natural Gas Internal Combustion Engine | IC |  | S | X | X |  |  | 3.1 | 0.95 | 2.8 | 3 | 1.5 | N |  |  | OP | X | 6 | 2004 | 2004 |  |  | N | Electric Utility | Utility | Municipal | 1 | X | NG | Non-Renewable | 0 | 3.1 | 0 | 1 | DFO
Operable | 11611 | City of Maquoketa - (IA) |  | 1162 | Maquoketa 1 | IA | Vertical | Jackson | 3 | Natural Gas Internal Combustion Engine | IC |  | S | X | X |  |  | 2.1 | 0.95 | 1.8 | 1.9 | 1 | N |  |  | OP | X | 10 | 1969 | Pre-2000 |  |  | N | Electric Utility | Utility | Municipal | 1 | X | NG | Non-Renewable | 0 | 2.1 | 0 | 1 | DFO
Operable | 11611 | City of Maquoketa - (IA) |  | 1162 | Maquoketa 1 | IA | Vertical | Jackson | 4A | Petroleum Liquids | IC |  | S | X | X |  |  | 1.8 | 0.95 | 1.7 | 1.7 | 0.9 | N |  |  | OP | X | 7 | 1999 | Pre-2000 |  |  | N | Electric Utility | Utility | Municipal | 1 | X | DFO | Non-Renewable | 0 | 1.8 | 0 | 1
Operable | 11611 | City of Maquoketa - (IA) |  | 1162 | Maquoketa 1 | IA | Vertical | Jackson | 5 | Natural Gas Internal Combustion Engine | IC |  | S | X | X |  |  | 1.7 | 0.95 | 1.4 | 1.5 | 0.7 | N |  |  | SB | Y | 6 | 1956 | Pre-2000 |  |  | N | Electric Utility | Utility | Municipal | 1 | X | NG | Non-Renewable | 0 | 1.7 | 0 | 1 | DFO
Operable | 11611 | City of Maquoketa - (IA) |  | 1162 | Maquoketa 1 | IA | Vertical | Jackson | 6 | Natural Gas Internal Combustion Engine | IC |  | S | X | X |  |  | 2.5 | 0.95 | 2.1 | 2.2 | 1 | N |  |  | OP | X | 11 | 1962 | Pre-2000 |  |  | N | Electric Utility | Utility | Municipal | 1 | X | NG | Non-Renewable | 0 | 2.5 | 0 | 1 | DFO
Operable | 11611 | City of Maquoketa - (IA) |  | 1162 | Maquoketa 1 | IA | Vertical | Jackson | 7 | Natural Gas Internal Combustion Engine | IC |  | S | X | X |  |  | 6.5 | 0.95 | 6 | 6.1 | 3 | N |  |  | OP | X | 9 | 1982 | Pre-2000 |  |  | N | Electric Utility | Utility | Municipal | 1 | X | NG | Non-Renewable | 0 | 6.5 | 0 | 1 | DFO
Operable | 11611 | City of Maquoketa - (IA) |  | 1162 | Maquoketa 1 | IA | Vertical | Jackson | 8 | Petroleum Liquids | IC |  | S | X | X |  |  | 1.8 | 0.95 | 1.7 | 1.7 | 0.9 | N |  |  | OP | X | 9 | 1996 | Pre-2000 |  |  | N | Electric Utility | Utility | Municipal | 1 | X | DFO | Non-Renewable | 0 | 1.8 | 0 | 1
Operable | 11611 | City of Maquoketa - (IA) |  | 1162 | Maquoketa 1 | IA | Vertical | Jackson | 9 | Petroleum Liquids | IC |  | S | X | X |  |  | 1.8 | 0.95 | 1.7 | 1.7 | 0.9 | N |  |  | OP | X | 7 | 2000 | 2000 |  |  | N | Electric Utility | Utility | Municipal | 1 | X | DFO | Non-Renewable | 0 | 1.8 | 0 | 1
Operable | 11611 | City of Maquoketa - (IA) |  | 7921 | Maquoketa 2 | IA | Vertical | Jackson | 11 | Petroleum Liquids | IC |  | S | X | X |  |  | 2 | 0.95 | 1.2 | 1.2 | 0.6 | N |  |  | SB | Y | 7 | 2001 | 2001 |  |  | N | Electric Utility | Utility | Municipal | 1 | X | DFO | Non-Renewable | 0 | 2 | 0 | 1
Operable | 11611 | City of Maquoketa - (IA) |  | 7921 | Maquoketa 2 | IA | Vertical | Jackson | 12 | Petroleum Liquids | IC |  | S | X | X |  |  | 2 | 0.95 | 1.3 | 1.3 | 0.6 | N |  |  | SB | Y | 7 | 2001 | 2001 |  |  | N | Electric Utility | Utility | Municipal | 1 | X | DFO | Non-Renewable | 0 | 2 | 0 | 1
Operable | 11611 | City of Maquoketa - (IA) |  | 7921 | Maquoketa 2 | IA | Vertical | Jackson | 13 | Petroleum Liquids | IC |  | S | X | X |  |  | 2 | 0.95 | 1.3 | 1.3 | 0.6 | N |  |  | SB | Y | 6 | 2002 | 2002 |  |  | N | Electric Utility | Utility | Municipal | 1 | X | DFO | Non-Renewable | 0 | 2 | 0 | 1
Operable | 11611 | City of Maquoketa - (IA) |  | 7921 | Maquoketa 2 | IA | Vertical | Jackson | 14 | Petroleum Liquids | IC |  | S | X | X |  |  | 2 | 0.95 | 1.3 | 1.3 | 0.6 | N |  |  | SB | Y | 6 | 2002 | 2002 |  |  | N | Electric Utility | Utility | Municipal | 1 | X | DFO | Non-Renewable | 0 | 2 | 0 | 1
Operable | 11626 | City of Marceline - (MO) |  | 7470 | Marceline | MO | Vertical | Linn | 1 | Petroleum Liquids | IC |  | S | X | X |  |  | 1 | 0.8 | 1 | 1 | 0.3 | N |  |  | SB | Y | 8 | 1989 | Pre-2000 |  |  | N | Electric Utility | Utility | Municipal | 1 | X | DFO | Non-Renewable | 0 | 1 | 0 | 1
Operable | 11626 | City of Marceline - (MO) |  | 7470 | Marceline | MO | Vertical | Linn | 2 | Petroleum Liquids | IC |  | S | X | X |  |  | 3 | 0.8 | 3 | 3 | 1 | N |  |  | SB | Y | 3 | 2002 | 2002 |  |  | N | Electric Utility | Utility | Municipal | 1 | X | DFO | Non-Renewable | 0 | 3 | 0 | 1
Operable | 11626 | City of Marceline - (MO) |  | 7470 | Marceline | MO | Vertical | Linn | 5 | Petroleum Liquids | IC |  | S | X | X |  |  | 2 | 0.8 | 2 | 2 | 1 | N |  |  | SB | Y | 2 | 2004 | 2004 |  |  | N | Electric Utility | Utility | Municipal | 1 | X | DFO | Non-Renewable | 0 | 2 | 0 | 1
Operable | 11626 | City of Marceline - (MO) |  | 7470 | Marceline | MO | Vertical | Linn | 6 | Petroleum Liquids | IC |  | S | X | X |  |  | 2 | 0.8 | 2 | 2 | 1 | N |  |  | SB | Y | 2 | 2004 | 2004 |  |  | N | Electric Utility | Utility | Municipal | 1 | X | DFO | Non-Renewable | 0 | 2 | 0 | 1
Operable | 11701 | City of Marquette - (MI) |  | 1840 | Plant Four | MI | Vertical | Marquette | CT1 | Petroleum Liquids | GT |  | S | X | X |  |  | 24 | 0.95 | 20 | 22 | 5 | N |  |  | SB | Y | 5 | 1979 | Pre-2000 |  |  | N | Electric Utility | Utility | Municipal | 1 | X | DFO | Non-Renewable | 0 | 24 | 0 | 1
Operable | 11701 | City of Marquette - (MI) |  | 1842 | James R Smith | MI | Vertical | Marquette | 1 | Conventional Hydroelectric | HY |  | S | X | X |  |  | 1.6 | 0.8 | 1.6 | 1.6 | 0.1 | N |  |  | OP | X | 1 | 1919 | Pre-2000 |  |  | N | Electric Utility | Utility | Municipal | 1 | X | WAT | Renewable | 1.6 | 0 | 1 | 0
Operable | 11701 | City of Marquette - (MI) |  | 1842 | James R Smith | MI | Vertical | Marquette | 2 | Conventional Hydroelectric | HY |  | S | X | X |  |  | 1.6 | 0.8 | 1.6 | 1.6 | 0.1 | N |  |  | OP | X | 1 | 1922 | Pre-2000 |  |  | N | Electric Utility | Utility | Municipal | 1 | X | WAT | Renewable | 1.6 | 0 | 1 | 0
Operable | 11701 | City of Marquette - (MI) |  | 60559 | Marquette Energy Center | MI | Vertical | Marquette | MEC1 | Natural Gas Internal Combustion Engine | IC |  | S | X | X | WEC.MARQ | WEC.MARQ | 17.1 | 0.8 | 16.7 | 16.7 | 6.7 | N |  |  | OP | X | 8 | 2017 | 2017 |  |  | N | Electric Utility | Utility | Municipal | 1 | X | NG | Non-Renewable | 0 | 17.1 | 0 | 1 | DFO
Operable | 11701 | City of Marquette - (MI) |  | 60559 | Marquette Energy Center | MI | Vertical | Marquette | MEC2 | Natural Gas Internal Combustion Engine | IC |  | S | X | X | WEC.MARQ | WEC.MARQ | 17.1 | 0.8 | 16.7 | 16.7 | 6.7 | N |  |  | OP | X | 8 | 2017 | 2017 |  |  | N | Electric Utility | Utility | Municipal | 1 | X | NG | Non-Renewable | 0 | 17.1 | 0 | 1 | DFO
Operable | 11701 | City of Marquette - (MI) |  | 60559 | Marquette Energy Center | MI | Vertical | Marquette | MEC3 | Natural Gas Internal Combustion Engine | IC |  | S | X | X | WEC.MARQ | WEC.MARQ | 17.1 | 0.8 | 16.7 | 16.7 | 6.7 | N |  |  | OP | X | 8 | 2017 | 2017 |  |  | N | Electric Utility | Utility | Municipal | 1 | X | NG | Non-Renewable | 0 | 17.1 | 0 | 1 | DFO
Operable | 11736 | City of Marshall - (IL) |  | 949 | Marshall (IL) | IL | Restructured | Clark | 10 | Petroleum Liquids | IC |  | S | X | X | AMIL.IP.IMEA | AMIL.IP.IMEA | 1.8 | 0.8 | 1.8 | 1.8 | 0.5 | N |  |  | OP | X | 4 | 2002 | 2002 |  |  | N | Electric Utility | Utility | Municipal | 1 | X | DFO | Non-Renewable | 0 | 1.8 | 0 | 1
Operable | 11736 | City of Marshall - (IL) |  | 949 | Marshall (IL) | IL | Restructured | Clark | 11 | Petroleum Liquids | IC |  | S | X | X | AMIL.IP.IMEA | AMIL.IP.IMEA | 1.8 | 0.8 | 1.8 | 1.8 | 0.5 | N |  |  | OP | X | 4 | 2002 | 2002 |  |  | N | Electric Utility | Utility | Municipal | 1 | X | DFO | Non-Renewable | 0 | 1.8 | 0 | 1
Operable | 11736 | City of Marshall - (IL) |  | 949 | Marshall (IL) | IL | Restructured | Clark | 12 | Petroleum Liquids | IC |  | S | X | X | AMIL.IP.IMEA | AMIL.IP.IMEA | 1.8 | 0.8 | 1.8 | 1.8 | 0.5 | N |  |  | OP | X | 1 | 2007 | 2007 |  |  | N | Electric Utility | Utility | Municipal | 1 | X | DFO | Non-Renewable | 0 | 1.8 | 0 | 1
Operable | 11736 | City of Marshall - (IL) |  | 949 | Marshall (IL) | IL | Restructured | Clark | 13 | Petroleum Liquids | IC |  | S | X | X | AMIL.IP.IMEA | AMIL.IP.IMEA | 1.8 | 0.8 | 1.8 | 1.8 | 0.5 | N |  |  | OP | X | 1 | 2007 | 2007 |  |  | N | Electric Utility | Utility | Municipal | 1 | X | DFO | Non-Renewable | 0 | 1.8 | 0 | 1
Operable | 11736 | City of Marshall - (IL) |  | 949 | Marshall (IL) | IL | Restructured | Clark | 5 | Petroleum Liquids | IC |  | S | X | X | AMIL.IP.IMEA | AMIL.IP.IMEA | 2.5 | 0.8 | 2.5 | 2.5 | 1 | N |  |  | OP | X | 9 | 2002 | 2002 |  |  | N | Electric Utility | Utility | Municipal | 1 | X | DFO | Non-Renewable | 0 | 2.5 | 0 | 1
Operable | 11736 | City of Marshall - (IL) |  | 949 | Marshall (IL) | IL | Restructured | Clark | 6 | Petroleum Liquids | IC |  | S | X | X | AMIL.IP.IMEA | AMIL.IP.IMEA | 1.8 | 0.8 | 1.8 | 1.8 | 0.5 | N |  |  | OP | X | 4 | 2002 | 2002 |  |  | N | Electric Utility | Utility | Municipal | 1 | X | DFO | Non-Renewable | 0 | 1.8 | 0 | 1
Operable | 11736 | City of Marshall - (IL) |  | 949 | Marshall (IL) | IL | Restructured | Clark | 7 | Petroleum Liquids | IC |  | S | X | X | AMIL.IP.IMEA | AMIL.IP.IMEA | 1.8 | 0.8 | 1.8 | 1.8 | 0.5 | N |  |  | OP | X | 4 | 2002 | 2002 |  |  | N | Electric Utility | Utility | Municipal | 1 | X | DFO | Non-Renewable | 0 | 1.8 | 0 | 1
Operable | 11736 | City of Marshall - (IL) |  | 949 | Marshall (IL) | IL | Restructured | Clark | 8 | Petroleum Liquids | IC |  | S | X | X | AMIL.IP.IMEA | AMIL.IP.IMEA | 1.8 | 0.8 | 1.8 | 1.8 | 0.5 | N |  |  | OP | X | 4 | 2002 | 2002 |  |  | N | Electric Utility | Utility | Municipal | 1 | X | DFO | Non-Renewable | 0 | 1.8 | 0 | 1
Operable | 11736 | City of Marshall - (IL) |  | 949 | Marshall (IL) | IL | Restructured | Clark | 9 | Petroleum Liquids | IC |  | S | X | X | AMIL.IP.IMEA | AMIL.IP.IMEA | 1.8 | 0.8 | 1.8 | 1.8 | 0.5 | N |  |  | OP | X | 4 | 2002 | 2002 |  |  | N | Electric Utility | Utility | Municipal | 1 | X | DFO | Non-Renewable | 0 | 1.8 | 0 | 1
Operable | 11713 | City of Marshall - (MI) |  | 1844 | Marshall (MI) | MI | Vertical | Calhoun | 1 | Conventional Hydroelectric | HY |  | S | X | X |  |  | 0.2 | 0.8 | 0.2 | 0.2 | 0.1 | N |  |  | OP | X | 6 | 1928 | Pre-2000 |  |  | N | Electric Utility | Utility | Municipal | 1 | X | WAT | Renewable | 0.2 | 0 | 1 | 0
Operable | 11713 | City of Marshall - (MI) |  | 1844 | Marshall (MI) | MI | Vertical | Calhoun | 3 | Conventional Hydroelectric | HY |  | S | X | X |  |  | 0.1 | 0.8 | 0.1 | 0.1 | 0.1 | N |  |  | OP | X | 6 | 1929 | Pre-2000 |  |  | N | Electric Utility | Utility | Municipal | 1 | X | WAT | Renewable | 0.1 | 0 | 1 | 0
Operable | 11713 | City of Marshall - (MI) |  | 1844 | Marshall (MI) | MI | Vertical | Calhoun | IC3 | Natural Gas Internal Combustion Engine | IC |  | S | X | X |  |  | 2.1 | 0.8 | 1.9 | 1.9 | 1 | N |  |  | OP | X | 8 | 1973 | Pre-2000 |  |  | N | Electric Utility | Utility | Municipal | 1 | X | NG | Non-Renewable | 0 | 2.1 | 0 | 1 | DFO
Operable | 11713 | City of Marshall - (MI) |  | 1844 | Marshall (MI) | MI | Vertical | Calhoun | IC5 | Natural Gas Internal Combustion Engine | IC |  | S | X | X |  |  | 1.7 | 0.8 | 1.4 | 1.4 | 0.5 | N |  |  | OP | X | 4 | 1948 | Pre-2000 |  |  | N | Electric Utility | Utility | Municipal | 1 | X | NG | Non-Renewable | 0 | 1.7 | 0 | 1 | DFO
Operable | 11713 | City of Marshall - (MI) |  | 1844 | Marshall (MI) | MI | Vertical | Calhoun | IC6 | Natural Gas Internal Combustion Engine | IC |  | S | X | X |  |  | 5.7 | 0.8 | 5.6 | 5.6 | 1.2 | N |  |  | OP | X | 7 | 1978 | Pre-2000 |  |  | N | Electric Utility | Utility | Municipal | 1 | X | NG | Non-Renewable | 0 | 5.7 | 0 | 1 | DFO
Operable | 11731 | City of Marshall - (MN) |  | 1993 | Marshall (MN) | MN | Vertical | Lyon | 6 | Petroleum Liquids | GT |  | S | X | X | NSP.MRES.MMU |  | 18 | 0.85 | 14.5 | 19.6 | 4 | Y | 7 | 2023 | OP | X | 7 | 1969 | Pre-2000 |  |  | N | Electric Utility | Utility | Municipal | 1 | X | DFO | Non-Renewable | 0 | 18 | 0 | 1
Operable | 11732 | City of Marshall - (MO) |  | 2144 | Marshall (MO) | MO | Vertical | Saline | 10 | Natural Gas Internal Combustion Engine | IC |  | S | X | X |  |  | 6.3 | 0.8 | 6.3 | 6.3 | 3 | N |  |  | OP | X | 6 | 1990 | Pre-2000 |  |  | N | Electric Utility | Utility | Municipal | 1 | X | NG | Non-Renewable | 0 | 6.3 | 0 | 1 | DFO
Operable | 11732 | City of Marshall - (MO) |  | 2144 | Marshall (MO) | MO | Vertical | Saline | 11 | Natural Gas Internal Combustion Engine | IC |  | S | X | X |  |  | 6.3 | 0.8 | 6.3 | 6.3 | 3 | N |  |  | OP | X | 1 | 1994 | Pre-2000 |  |  | N | Electric Utility | Utility | Municipal | 1 | X | NG | Non-Renewable | 0 | 6.3 | 0 | 1 | DFO
Operable | 11732 | City of Marshall - (MO) |  | 2144 | Marshall (MO) | MO | Vertical | Saline | 7 | Petroleum Liquids | IC |  | S | X | X |  |  | 1 | 1 | 0.9 | 0.9 | 0.1 | N |  |  | OP | X | 6 | 1988 | Pre-2000 |  |  | N | Electric Utility | Utility | Municipal | 1 | X | DFO | Non-Renewable | 0 | 1 | 0 | 1
Operable | 11732 | City of Marshall - (MO) |  | 2144 | Marshall (MO) | MO | Vertical | Saline | 8 | Petroleum Liquids | IC |  | S | X | X |  |  | 1 | 1 | 0.9 | 0.9 | 0.1 | N |  |  | OP | X | 6 | 1988 | Pre-2000 |  |  | N | Electric Utility | Utility | Municipal | 1 | X | DFO | Non-Renewable | 0 | 1 | 0 | 1
Operable | 11732 | City of Marshall - (MO) |  | 2144 | Marshall (MO) | MO | Vertical | Saline | 9 | Petroleum Liquids | IC |  | S | X | X |  |  | 1 | 1 | 0.9 | 0.9 | 0.1 | N |  |  | OP | X | 6 | 1988 | Pre-2000 |  |  | N | Electric Utility | Utility | Municipal | 1 | X | DFO | Non-Renewable | 0 | 1 | 0 | 1
Operable | 11732 | City of Marshall - (MO) |  | 2144 | Marshall (MO) | MO | Vertical | Saline | GT1 | Natural Gas Fired Combustion Turbine | GT |  | S | X | X | MO.KC.MARS6.MP | MO.KC.MARS6.MP | 15.2 | 0.85 | 14 | 17 | 3 | N |  |  | OP | X | 5 | 1972 | Pre-2000 |  |  | N | Electric Utility | Utility | Municipal | 1 | X | NG | Non-Renewable | 0 | 15.2 | 0 | 1 | DFO
Operable | 11740 | City of Marshfield - (WI) |  | 56480 | Marshfield Utilities Gas Plant | WI | Vertical | Wood | M1 | Natural Gas Fired Combustion Turbine | GT |  | S | X | X | WPS.MEWD_M1 | WPS.MEWD M1 | 60.4 | 0.85 | 53.3 | 60.2 | 32 | N |  |  | OP | X | 6 | 2011 | 2011 |  |  | N | Electric Utility | Utility | Municipal | 1 | X | NG | Non-Renewable | 0 | 60.4 | 0 | 1 | DFO
Operable | 11770 | City of Martinsville - (VA) |  | 3826 | Martinsville | VA | Vertical | Henry | 1 | Conventional Hydroelectric | HY |  | S | X | X | BLUE RIDGE |  | 0.3 | 0.8 | 0.3 | 0.3 | 0.1 | N |  |  | OP | X | 5 | 1932 | Pre-2000 |  |  | N | Electric Utility | Utility | Municipal | 1 | X | WAT | Renewable | 0.3 | 0 | 1 | 0
Operable | 11770 | City of Martinsville - (VA) |  | 3826 | Martinsville | VA | Vertical | Henry | 2 | Conventional Hydroelectric | HY |  | S | X | X | BLUE RIDGE |  | 1 | 0.8 | 0.9 | 0.9 | 0.3 | N |  |  | OP | X | 5 | 1932 | Pre-2000 |  |  | N | Electric Utility | Utility | Municipal | 1 | X | WAT | Renewable | 1 | 0 | 1 | 0
Operable | 11770 | City of Martinsville - (VA) |  | 57893 | Martinsville LFG Generator | VA | Vertical | Henry | LFG1 | Natural Gas Internal Combustion Engine | IC |  | S | X | X |  |  | 1.1 | 1 | 1 | 1 | 0.6 | N |  |  | OP | X | 3 | 2012 | 2012 |  |  | N | Electric Utility | Utility | Municipal | 1 | X | NG | Non-Renewable | 0 | 1.1 | 0 | 1
Operable | 12114 | City of McGregor- (IA) |  | 1163 | McGregor | IA | Vertical | Clayton | 1 | Petroleum Liquids | IC |  | S | X | X |  |  | 1.2 | 0.8 | 1.2 | 1.2 | 0.6 | N |  |  | OP | X | 10 | 1977 | Pre-2000 |  |  | N | Electric Utility | Utility | Municipal | 1 | X | DFO | Non-Renewable | 0 | 1.2 | 0 | 1
Operable | 12114 | City of McGregor- (IA) |  | 1163 | McGregor | IA | Vertical | Clayton | 2 | Petroleum Liquids | IC |  | S | X | X |  |  | 0.3 | 0.8 | 0.3 | 0.3 | 0.1 | N |  |  | OP | X | 12 | 1941 | Pre-2000 |  |  | N | Electric Utility | Utility | Municipal | 1 | X | DFO | Non-Renewable | 0 | 0.3 | 0 | 1
Operable | 12167 | City of McLeansboro - (IL) |  | 948 | McLeansboro | IL | Restructured | Hamilton | 2 | Petroleum Liquids | IC |  | S | X | X |  |  | 0.6 | 0.8 | 0.4 | 0.4 | 0.1 | N |  |  | SB | Y | 12 | 1950 | Pre-2000 |  |  | N | Electric Utility | Utility | Municipal | 1 | X | DFO | Non-Renewable | 0 | 0.6 | 0 | 1
Operable | 12167 | City of McLeansboro - (IL) |  | 948 | McLeansboro | IL | Restructured | Hamilton | 5 | Petroleum Liquids | IC |  | S | X | X |  |  | 2 | 0.8 | 1.8 | 1.8 | 0.5 | N |  |  | SB | Y | 12 | 1979 | Pre-2000 |  |  | N | Electric Utility | Utility | Municipal | 1 | X | DFO | Non-Renewable | 0 | 2 | 0 | 1
Operable | 12167 | City of McLeansboro - (IL) |  | 948 | McLeansboro | IL | Restructured | Hamilton | 6 | Petroleum Liquids | IC |  | S | X | X |  |  | 2.4 | 0.8 | 2.2 | 2.2 | 0.5 | N |  |  | SB | Y | 12 | 1979 | Pre-2000 |  |  | N | Electric Utility | Utility | Municipal | 1 | X | DFO | Non-Renewable | 0 | 2.4 | 0 | 1
Operable | 12167 | City of McLeansboro - (IL) |  | 948 | McLeansboro | IL | Restructured | Hamilton | 7 | Petroleum Liquids | IC |  | S | X | X |  |  | 1.1 | 0.8 | 1 | 1 | 0.5 | N |  |  | SB | Y | 1 | 1995 | Pre-2000 |  |  | N | Electric Utility | Utility | Municipal | 1 | X | DFO | Non-Renewable | 0 | 1.1 | 0 | 1
Operable | 12167 | City of McLeansboro - (IL) |  | 948 | McLeansboro | IL | Restructured | Hamilton | 8 | Petroleum Liquids | IC |  | S | X | X |  |  | 1.1 | 0.8 | 1 | 1 | 0.5 | N |  |  | SB | Y | 12 | 1994 | Pre-2000 |  |  | N | Electric Utility | Utility | Municipal | 1 | X | DFO | Non-Renewable | 0 | 1.1 | 0 | 1
Operable | 12167 | City of McLeansboro - (IL) |  | 948 | McLeansboro | IL | Restructured | Hamilton | 9 | Petroleum Liquids | IC |  | S | X | X |  |  | 2 | 0.8 | 2 | 2 | 0.5 | N |  |  | SB | Y | 6 | 2002 | 2002 |  |  | N | Electric Utility | Utility | Municipal | 1 | X | DFO | Non-Renewable | 0 | 2 | 0 | 1
Operable | 12208 | City of McPherson - (KS) |  | 1305 | McPherson 2 | KS | Vertical | McPherson | GT1 | Natural Gas Fired Combustion Turbine | GT |  | S | X | X |  |  | 72.4 | 0.9 | 50.5 | 60 | 22 | N |  |  | OP | X | 6 | 1973 | Pre-2000 |  |  | N | Electric Utility | Utility | Municipal | 1 | X | NG | Non-Renewable | 0 | 72.4 | 0 | 1 | DFO
Operable | 12208 | City of McPherson - (KS) |  | 1305 | McPherson 2 | KS | Vertical | McPherson | GT2 | Petroleum Liquids | GT |  | S | X | X |  |  | 71.2 | 0.9 | 51.7 | 60 | 22 | N |  |  | OP | X | 6 | 1976 | Pre-2000 |  |  | N | Electric Utility | Utility | Municipal | 1 | X | DFO | Non-Renewable | 0 | 71.2 | 0 | 1
Operable | 12208 | City of McPherson - (KS) |  | 1305 | McPherson 2 | KS | Vertical | McPherson | GT3 | Natural Gas Fired Combustion Turbine | GT |  | S | X | X |  |  | 71.2 | 0.9 | 52.1 | 60 | 22 | N |  |  | OP | X | 6 | 1979 | Pre-2000 |  |  | N | Electric Utility | Utility | Municipal | 1 | X | NG | Non-Renewable | 0 | 71.2 | 0 | 1 | DFO
Operable | 12208 | City of McPherson - (KS) |  | 7515 | McPherson 3 | KS | Vertical | McPherson | NA1 | Natural Gas Fired Combustion Turbine | GT |  | S | X | X |  |  | 115.6 | 0.9 | 80.2 | 85 | 22 | N |  |  | OP | X | 10 | 1998 | Pre-2000 |  |  | N | Electric Utility | Utility | Municipal | 1 | X | NG | Non-Renewable | 0 | 115.6 | 0 | 1 | DFO
Operable | 12242 | City of Meade - (KS) |  | 1306 | Meade | KS | Vertical | Meade | 2 | Natural Gas Internal Combustion Engine | IC |  | S | X | X |  |  | 0.9 | 0.9 | 0.8 | 0.8 | 0.4 | N |  |  | OP | X | 1 | 1951 | Pre-2000 |  |  | N | Electric Utility | Utility | Municipal | 1 | X | NG | Non-Renewable | 0 | 0.9 | 0 | 1 | DFO
Operable | 12242 | City of Meade - (KS) |  | 1306 | Meade | KS | Vertical | Meade | 3 | Natural Gas Internal Combustion Engine | IC |  | S | X | X |  |  | 1.1 | 0.9 | 1.1 | 1.1 | 0.6 | N |  |  | OP | X | 1 | 1957 | Pre-2000 |  |  | N | Electric Utility | Utility | Municipal | 1 | X | NG | Non-Renewable | 0 | 1.1 | 0 | 1 | DFO
Operable | 12242 | City of Meade - (KS) |  | 1306 | Meade | KS | Vertical | Meade | 4 | Natural Gas Internal Combustion Engine | IC |  | S | X | X |  |  | 1.4 | 0.9 | 1.3 | 1.4 | 0.8 | N |  |  | OP | X | 1 | 1961 | Pre-2000 |  |  | N | Electric Utility | Utility | Municipal | 1 | X | NG | Non-Renewable | 0 | 1.4 | 0 | 1 | DFO
Operable | 12242 | City of Meade - (KS) |  | 1306 | Meade | KS | Vertical | Meade | 5 | Natural Gas Internal Combustion Engine | IC |  | S | X | X |  |  | 2.1 | 0.9 | 1.5 | 1.7 | 1.2 | N |  |  | OP | X | 1 | 1965 | Pre-2000 |  |  | N | Electric Utility | Utility | Municipal | 1 | X | NG | Non-Renewable | 0 | 2.1 | 0 | 1 | DFO
Operable | 12242 | City of Meade - (KS) |  | 1306 | Meade | KS | Vertical | Meade | 6 | Natural Gas Internal Combustion Engine | IC |  | S | X | X |  |  | 2.7 | 0.9 | 1.9 | 2 | 1.2 | N |  |  | OP | X | 1 | 1972 | Pre-2000 |  |  | N | Electric Utility | Utility | Municipal | 1 | X | NG | Non-Renewable | 0 | 2.7 | 0 | 1 | DFO
Operable | 12294 | City of Memphis - (MO) |  | 2145 | Memphis | MO | Vertical | Scotland | 1 | Petroleum Liquids | IC |  | S | X | X |  |  | 0.6 | 0.8 | 0.6 | 0.6 | 0 | N |  |  | OP | X | 12 | 1972 | Pre-2000 |  |  | N | Electric Utility | Utility | Municipal | 1 | X | DFO | Non-Renewable | 0 | 0.6 | 0 | 1 | NG
Operable | 12294 | City of Memphis - (MO) |  | 2145 | Memphis | MO | Vertical | Scotland | 10 | Petroleum Liquids | IC |  | S | X | X |  |  | 1 | 0.8 | 1 | 1 | 0 | N |  |  | OP | X | 8 | 1989 | Pre-2000 |  |  | N | Electric Utility | Utility | Municipal | 1 | X | DFO | Non-Renewable | 0 | 1 | 0 | 1
Operable | 12294 | City of Memphis - (MO) |  | 2145 | Memphis | MO | Vertical | Scotland | 11 | Petroleum Liquids | IC |  | S | X | X |  |  | 1 | 0.8 | 1 | 1 | 0 | N |  |  | OP | X | 8 | 1989 | Pre-2000 |  |  | N | Electric Utility | Utility | Municipal | 1 | X | DFO | Non-Renewable | 0 | 1 | 0 | 1
Operable | 12294 | City of Memphis - (MO) |  | 2145 | Memphis | MO | Vertical | Scotland | 12 | Petroleum Liquids | IC |  | S | X | X |  |  | 0.4 | 0.8 | 0.4 | 0.4 | 0 | N |  |  | OP | X | 11 | 1989 | Pre-2000 |  |  | N | Electric Utility | Utility | Municipal | 1 | X | DFO | Non-Renewable | 0 | 0.4 | 0 | 1
Operable | 12294 | City of Memphis - (MO) |  | 2145 | Memphis | MO | Vertical | Scotland | 13 | Petroleum Liquids | IC |  | S | X | X |  |  | 1 | 0.8 | 1 | 1 | 0 | N |  |  | OP | X | 9 | 1990 | Pre-2000 |  |  | N | Electric Utility | Utility | Municipal | 1 | X | DFO | Non-Renewable | 0 | 1 | 0 | 1
Operable | 12294 | City of Memphis - (MO) |  | 2145 | Memphis | MO | Vertical | Scotland | 3 | Petroleum Liquids | IC |  | S | X | X |  |  | 0.2 | 0.8 | 0.2 | 0.2 | 0 | N |  |  | OP | X | 12 | 1945 | Pre-2000 |  |  | N | Electric Utility | Utility | Municipal | 1 | X | DFO | Non-Renewable | 0 | 0.2 | 0 | 1
Operable | 12294 | City of Memphis - (MO) |  | 2145 | Memphis | MO | Vertical | Scotland | 6 | Petroleum Liquids | IC |  | S | X | X |  |  | 0.9 | 0.8 | 0.9 | 0.9 | 0 | N |  |  | OP | X | 12 | 1957 | Pre-2000 |  |  | N | Electric Utility | Utility | Municipal | 1 | X | DFO | Non-Renewable | 0 | 0.9 | 0 | 1
Operable | 12294 | City of Memphis - (MO) |  | 2145 | Memphis | MO | Vertical | Scotland | 7 | Petroleum Liquids | IC |  | S | X | X |  |  | 1.1 | 0.8 | 1.1 | 1.1 | 0 | N |  |  | OP | X | 12 | 1960 | Pre-2000 |  |  | N | Electric Utility | Utility | Municipal | 1 | X | DFO | Non-Renewable | 0 | 1.1 | 0 | 1
Operable | 12294 | City of Memphis - (MO) |  | 2145 | Memphis | MO | Vertical | Scotland | 8 | Petroleum Liquids | IC |  | S | X | X |  |  | 1.3 | 0.8 | 1.3 | 1.3 | 0 | N |  |  | OP | X | 12 | 1966 | Pre-2000 |  |  | N | Electric Utility | Utility | Municipal | 1 | X | DFO | Non-Renewable | 0 | 1.3 | 0 | 1 | NG
Operable | 12294 | City of Memphis - (MO) |  | 2145 | Memphis | MO | Vertical | Scotland | 9 | Petroleum Liquids | IC |  | S | X | X |  |  | 1.3 | 0.8 | 1.3 | 1.3 | 0 | N |  |  | OP | X | 12 | 1972 | Pre-2000 |  |  | N | Electric Utility | Utility | Municipal | 1 | X | DFO | Non-Renewable | 0 | 1.3 | 0 | 1 | NG
Operable | 12541 | City of Milford - (IA) |  | 1164 | Milford | IA | Vertical | Dickinson | 1 | Petroleum Liquids | IC |  | S | X | X | WAUEMLFRDTCBUNMILFORD | WAUE.NMCA.MILFORD | 0.6 | 0.8 | 0.6 | 0.6 | 0.6 | N |  |  | OP | X | 1 | 1954 | Pre-2000 |  |  | N | Electric Utility | Utility | Municipal | 1 | X | DFO | Non-Renewable | 0 | 0.6 | 0 | 1
Operable | 12541 | City of Milford - (IA) |  | 1164 | Milford | IA | Vertical | Dickinson | 4 | Petroleum Liquids | IC |  | S | X | X | WAUEMLFRDTCBUNMILFORD | WAUE.NMCA.MILFORD | 0.5 | 0.8 | 0.5 | 0.5 | 0.5 | N |  |  | OP | X | 1 | 1949 | Pre-2000 |  |  | N | Electric Utility | Utility | Municipal | 1 | X | DFO | Non-Renewable | 0 | 0.5 | 0 | 1
Operable | 12541 | City of Milford - (IA) |  | 1164 | Milford | IA | Vertical | Dickinson | 5 | Petroleum Liquids | IC |  | S | X | X | WAUEMLFDTCBUNMILFORD | WAUE.NMCA.MILFORD | 1.8 | 0.8 | 1.8 | 1.8 | 1.8 | N |  |  | OP | X | 5 | 1997 | Pre-2000 |  |  | N | Electric Utility | Utility | Municipal | 1 | X | DFO | Non-Renewable | 0 | 1.8 | 0 | 1
Operable | 12541 | City of Milford - (IA) |  | 1164 | Milford | IA | Vertical | Dickinson | 6 | Petroleum Liquids | IC |  | S | X | X | WAUEMLFRDTCBUNMILFORD | WAUE.NMCA.MILFORD | 1.8 | 0.8 | 1.8 | 1.8 | 1.8 | N |  |  | OP | X | 5 | 1997 | Pre-2000 |  |  | N | Electric Utility | Utility | Municipal | 1 | X | DFO | Non-Renewable | 0 | 1.8 | 0 | 1
Operable | 12541 | City of Milford - (IA) |  | 1164 | Milford | IA | Vertical | Dickinson | 7 | Petroleum Liquids | IC |  | S | X | X | WAUEMLFRDTCBUNMILFORD | WAUE.NMCA.MILFORD | 1.8 | 0.8 | 1.8 | 1.8 | 1.8 | N |  |  | OP | X | 5 | 1997 | Pre-2000 |  |  | N | Electric Utility | Utility | Municipal | 1 | X | DFO | Non-Renewable | 0 | 1.8 | 0 | 1
Operable | 21533 | City of Minneapolis - (KS) |  | 1307 | Minneapolis City of | KS | Vertical | Ottawa | 3 | Natural Gas Internal Combustion Engine | IC |  | S | X | X |  |  | 1.3 | 0.8 | 1.2 | 1.2 | 0.6 | N |  |  | OP | X | 12 | 1961 | Pre-2000 |  |  | N | Electric Utility | Utility | Municipal | 1 | X | NG | Non-Renewable | 0 | 1.3 | 0 | 1 | DFO
Operable | 21533 | City of Minneapolis - (KS) |  | 1307 | Minneapolis City of | KS | Vertical | Ottawa | 4 | Natural Gas Internal Combustion Engine | IC |  | S | X | X |  |  | 0.7 | 0.8 | 0.5 | 0.5 | 0.3 | N |  |  | OP | X | 4 | 1955 | Pre-2000 |  |  | N | Electric Utility | Utility | Municipal | 1 | X | NG | Non-Renewable | 0 | 0.7 | 0 | 1 | DFO
Operable | 21533 | City of Minneapolis - (KS) |  | 1307 | Minneapolis City of | KS | Vertical | Ottawa | 5 | Natural Gas Internal Combustion Engine | IC |  | S | X | X |  |  | 2.1 | 0.8 | 1.8 | 1.8 | 1 | N |  |  | OP | X | 9 | 1966 | Pre-2000 |  |  | N | Electric Utility | Utility | Municipal | 1 | X | NG | Non-Renewable | 0 | 2.1 | 0 | 1 | DFO
Operable | 21533 | City of Minneapolis - (KS) |  | 1307 | Minneapolis City of | KS | Vertical | Ottawa | 6 | Natural Gas Internal Combustion Engine | IC |  | S | X | X |  |  | 3 | 0.8 | 2.7 | 2.7 | 1.5 | N |  |  | OP | X | 2 | 1972 | Pre-2000 |  |  | N | Electric Utility | Utility | Municipal | 1 | X | NG | Non-Renewable | 0 | 3 | 0 | 1 | DFO
Operable | 21533 | City of Minneapolis - (KS) |  | 1307 | Minneapolis City of | KS | Vertical | Ottawa | 7 | Petroleum Liquids | IC |  | S | X | X |  |  | 2 | 0.8 | 1.8 | 1.8 | 1 | N |  |  | OP | X | 5 | 1989 | Pre-2000 |  |  | N | Electric Utility | Utility | Municipal | 1 | X | DFO | Non-Renewable | 0 | 2 | 0 | 1
Operable | 12839 | City of Montezuma - (IA) |  | 1165 | Montezuma | IA | Vertical | Poweshiek | 1 | Petroleum Liquids | IC |  | S | X | X |  |  | 0.2 | 1 | 0.2 | 0.2 | 0.1 | N |  |  | SB | Y | 8 | 1940 | Pre-2000 |  |  | N | Electric Utility | Utility | Municipal | 1 | X | DFO | Non-Renewable | 0 | 0.2 | 0 | 1
Operable | 12839 | City of Montezuma - (IA) |  | 1165 | Montezuma | IA | Vertical | Poweshiek | 10 | Petroleum Liquids | IC |  | S | X | X |  |  | 0.2 | 1 | 0.2 | 0.2 | 0.1 | N |  |  | SB | Y | 6 | 2003 | 2003 |  |  | N | Electric Utility | Utility | Municipal | 1 | X | DFO | Non-Renewable | 0 | 0.2 | 0 | 1
Operable | 12839 | City of Montezuma - (IA) |  | 1165 | Montezuma | IA | Vertical | Poweshiek | 4 | Petroleum Liquids | IC |  | S | X | X |  |  | 0.5 | 1 | 0.5 | 0.5 | 0.4 | N |  |  | SB | Y | 8 | 1947 | Pre-2000 |  |  | N | Electric Utility | Utility | Municipal | 1 | X | DFO | Non-Renewable | 0 | 0.5 | 0 | 1
Operable | 12839 | City of Montezuma - (IA) |  | 1165 | Montezuma | IA | Vertical | Poweshiek | 5 | Petroleum Liquids | IC |  | S | X | X |  |  | 1.1 | 1 | 1 | 1.1 | 1 | N |  |  | SB | Y | 8 | 1959 | Pre-2000 |  |  | N | Electric Utility | Utility | Municipal | 1 | X | DFO | Non-Renewable | 0 | 1.1 | 0 | 1
Operable | 12839 | City of Montezuma - (IA) |  | 1165 | Montezuma | IA | Vertical | Poweshiek | 6 | Natural Gas Internal Combustion Engine | IC |  | S | X | X |  |  | 1.7 | 1 | 1.6 | 1.7 | 1.2 | N |  |  | SB | Y | 8 | 1967 | Pre-2000 |  |  | N | Electric Utility | Utility | Municipal | 1 | X | NG | Non-Renewable | 0 | 1.7 | 0 | 1 | DFO
Operable | 12839 | City of Montezuma - (IA) |  | 1165 | Montezuma | IA | Vertical | Poweshiek | 7 | Natural Gas Internal Combustion Engine | IC |  | S | X | X |  |  | 2.5 | 1 | 2.5 | 2.5 | 1.5 | N |  |  | SB | Y | 8 | 1974 | Pre-2000 |  |  | N | Electric Utility | Utility | Municipal | 1 | X | NG | Non-Renewable | 0 | 2.5 | 0 | 1 | DFO
Operable | 12839 | City of Montezuma - (IA) |  | 1165 | Montezuma | IA | Vertical | Poweshiek | 8 | Petroleum Liquids | IC |  | S | X | X |  |  | 1.8 | 1 | 1.8 | 1.8 | 1.4 | N |  |  | SB | Y | 6 | 1998 | Pre-2000 |  |  | N | Electric Utility | Utility | Municipal | 1 | X | DFO | Non-Renewable | 0 | 1.8 | 0 | 1
Operable | 12839 | City of Montezuma - (IA) |  | 1165 | Montezuma | IA | Vertical | Poweshiek | 9 | Petroleum Liquids | IC |  | S | X | X |  |  | 1.8 | 1 | 1.8 | 1.8 | 1.4 | N |  |  | SB | Y | 6 | 2000 | 2000 |  |  | N | Electric Utility | Utility | Municipal | 1 | X | DFO | Non-Renewable | 0 | 1.8 | 0 | 1
Operable | 12894 | City of Moorhead - (MN) |  | 7855 | Moorhead Wind Turbine | MN | Vertical | Clay | 8 | Onshore Wind Turbine | WT |  | S | X | X |  |  | 0.7 |  | 0.7 | 0.7 | 0.1 | N |  |  | OP | X | 5 | 1999 | Pre-2000 |  |  | N | Electric Utility | Utility | Municipal | 1 | X | WND | Renewable | 0.7 | 0 | 1 | 0
Operable | 12894 | City of Moorhead - (MN) |  | 7855 | Moorhead Wind Turbine | MN | Vertical | Clay | 9 | Onshore Wind Turbine | WT |  | S | X | X |  |  | 0.7 |  | 0.7 | 0.7 | 0.1 | N |  |  | OP | X | 9 | 2001 | 2001 |  |  | N | Electric Utility | Utility | Municipal | 1 | X | WND | Renewable | 0.7 | 0 | 1 | 0
Operable | 12894 | City of Moorhead - (MN) |  | 57910 | Centennial Generating Station | MN | Vertical | Clay | 1 | Petroleum Liquids | IC |  | S | X | X |  |  | 2.3 | 0.8 | 2 | 2 | 0.1 | N |  |  | OP | X | 8 | 2011 | 2011 |  |  | N | Electric Utility | Utility | Municipal | 1 | X | DFO | Non-Renewable | 0 | 2.3 | 0 | 1
Operable | 12894 | City of Moorhead - (MN) |  | 57910 | Centennial Generating Station | MN | Vertical | Clay | 2 | Petroleum Liquids | IC |  | S | X | X |  |  | 2.3 | 0.8 | 2 | 2 | 0.1 | N |  |  | OP | X | 8 | 2011 | 2011 |  |  | N | Electric Utility | Utility | Municipal | 1 | X | DFO | Non-Renewable | 0 | 2.3 | 0 | 1
Operable | 12894 | City of Moorhead - (MN) |  | 57910 | Centennial Generating Station | MN | Vertical | Clay | 3 | Petroleum Liquids | IC |  | S | X | X |  |  | 2.3 | 0.8 | 2 | 2 | 0.1 | N |  |  | OP | X | 8 | 2011 | 2011 |  |  | N | Electric Utility | Utility | Municipal | 1 | X | DFO | Non-Renewable | 0 | 2.3 | 0 | 1
Operable | 12894 | City of Moorhead - (MN) |  | 57910 | Centennial Generating Station | MN | Vertical | Clay | 4 | Petroleum Liquids | IC |  | S | X | X |  |  | 2.3 | 0.8 | 2 | 2 | 0.1 | N |  |  | OP | X | 8 | 2011 | 2011 |  |  | N | Electric Utility | Utility | Municipal | 1 | X | DFO | Non-Renewable | 0 | 2.3 | 0 | 1
Operable | 12894 | City of Moorhead - (MN) |  | 57910 | Centennial Generating Station | MN | Vertical | Clay | 5 | Petroleum Liquids | IC |  | S | X | X |  |  | 2.3 | 0.8 | 2 | 2 | 0.1 | N |  |  | OP | X | 8 | 2011 | 2011 |  |  | N | Electric Utility | Utility | Municipal | 1 | X | DFO | Non-Renewable | 0 | 2.3 | 0 | 1
Operable | 12900 | City of Mora - (MN) |  | 1997 | Mora | MN | Vertical | Kanabec | 2 | Natural Gas Internal Combustion Engine | IC |  | S | X | X |  |  | 1.1 | 0.8 | 1.2 | 1.2 | 0.2 | N |  |  | OP | X | 9 | 1957 | Pre-2000 |  |  | N | Electric Utility | Utility | Municipal | 1 | X | NG | Non-Renewable | 0 | 1.1 | 0 | 1 | DFO
Operable | 12900 | City of Mora - (MN) |  | 1997 | Mora | MN | Vertical | Kanabec | 5 | Natural Gas Internal Combustion Engine | IC |  | S | X | X |  |  | 5.7 | 0.8 | 5.7 | 5.7 | 0.5 | N |  |  | OP | X | 6 | 1972 | Pre-2000 |  |  | N | Electric Utility | Utility | Municipal | 1 | X | NG | Non-Renewable | 0 | 5.7 | 0 | 1 | DFO
Operable | 12900 | City of Mora - (MN) |  | 1997 | Mora | MN | Vertical | Kanabec | 6 | Petroleum Liquids | IC |  | S | X | X |  |  | 7 | 0.8 | 6.3 | 6.3 | 0.5 | N |  |  | OP | X | 7 | 1975 | Pre-2000 |  |  | N | Electric Utility | Utility | Municipal | 1 | X | DFO | Non-Renewable | 0 | 7 | 0 | 1 | NG
Operable | 12944 | City of Morganton - (NC) |  | 55534 | Water Filter Plant #2 | NC | Vertical | Burke | 1299 | Petroleum Liquids | IC |  | S | X | X |  |  | 1.8 | 0.8 | 1.7 | 1.7 | 0.1 | N |  |  | OP | X | 5 | 2013 | 2013 |  |  | N | Electric Utility | Utility | Municipal | 1 | X | DFO | Non-Renewable | 0 | 1.8 | 0 | 1
Operable | 12944 | City of Morganton - (NC) |  | 56553 | Catawba River Pollution Control | NC | Vertical | Burke | 1234 | Petroleum Liquids | IC |  | S | X | X |  |  | 1.3 | 0.8 | 1.1 | 1 | 0.1 | N |  |  | OP | X | 7 | 2009 | 2009 |  |  | N | Commercial Non-CHP | Customer Sited | Municipal | 4 | X | DFO | Non-Renewable | 0 | 1.3 | 0 | 1
Operable | 13048 | City of Mountain Lake - (MN) |  | 1998 | Mountain Lake | MN | Vertical | Cottonwood | 2 | Natural Gas Internal Combustion Engine | IC |  | S | X | X |  |  | 1.1 | 1 | 0.9 | 1.1 | 0.9 | N |  |  | OP | X | 5 | 1954 | Pre-2000 |  |  | N | Electric Utility | Utility | Municipal | 1 | X | NG | Non-Renewable | 0 | 1.1 | 0 | 1 | DFO
Operable | 13048 | City of Mountain Lake - (MN) |  | 1998 | Mountain Lake | MN | Vertical | Cottonwood | 4 | Petroleum Liquids | IC |  | S | X | X |  |  | 2 | 1 | 1.8 | 1.9 | 1.8 | N |  |  | OP | X | 5 | 1968 | Pre-2000 |  |  | N | Electric Utility | Utility | Municipal | 1 | X | DFO | Non-Renewable | 0 | 2 | 0 | 1
Operable | 13048 | City of Mountain Lake - (MN) |  | 1998 | Mountain Lake | MN | Vertical | Cottonwood | 5 | Natural Gas Internal Combustion Engine | IC |  | S | X | X |  |  | 1.3 | 1 | 1.2 | 1.3 | 1.2 | N |  |  | OP | X | 5 | 1959 | Pre-2000 |  |  | N | Electric Utility | Utility | Municipal | 1 | X | NG | Non-Renewable | 0 | 1.3 | 0 | 1 | DFO
Operable | 13048 | City of Mountain Lake - (MN) |  | 1998 | Mountain Lake | MN | Vertical | Cottonwood | 6 | Petroleum Liquids | IC |  | S | X | X |  |  | 1.8 | 1 | 1.8 | 1.8 | 1.8 | N |  |  | OP | X | 2 | 1998 | Pre-2000 |  |  | N | Electric Utility | Utility | Municipal | 1 | X | DFO | Non-Renewable | 0 | 1.8 | 0 | 1
Operable | 13048 | City of Mountain Lake - (MN) |  | 1998 | Mountain Lake | MN | Vertical | Cottonwood | 7 | Petroleum Liquids | IC |  | S | X | X |  |  | 1.8 | 1 | 1.8 | 1.8 | 1.8 | N |  |  | OP | X | 1 | 1998 | Pre-2000 |  |  | N | Electric Utility | Utility | Municipal | 1 | X | DFO | Non-Renewable | 0 | 1.8 | 0 | 1
Operable | 13048 | City of Mountain Lake - (MN) |  | 1998 | Mountain Lake | MN | Vertical | Cottonwood | 8 | Onshore Wind Turbine | WT |  | S | X | X |  |  | 1.2 |  | 1.2 | 1.2 | 1.2 | N |  |  | OP | X | 7 | 2007 | 2007 |  |  | N | Electric Utility | Utility | Municipal | 1 | X | WND | Renewable | 1.2 | 0 | 1 | 0
Operable | 13038 | City of Mt Pleasant - (IA) |  | 1166 | Mt Pleasant | IA | Vertical | Henry | 1 | Petroleum Liquids | IC |  | S | X | X | AMIL.HEN_AMT_P | AMIL.HEN_AMT_P | 2 | 0.8 | 2 | 2 | 0.1 | N |  |  | SB | Y | 2 | 2002 | 2002 |  |  | N | Electric Utility | Utility | Municipal | 1 | X | DFO | Non-Renewable | 0 | 2 | 0 | 1
Operable | 13038 | City of Mt Pleasant - (IA) |  | 1166 | Mt Pleasant | IA | Vertical | Henry | 10 | Petroleum Liquids | IC |  | S | X | X | AMIL.HEN_AMT_P | AMIL.HEN_AMT_P | 2 | 0.8 | 2 | 2 | 0.1 | N |  |  | SB | Y | 2 | 2002 | 2002 |  |  | N | Electric Utility | Utility | Municipal | 1 | X | DFO | Non-Renewable | 0 | 2 | 0 | 1
Operable | 13038 | City of Mt Pleasant - (IA) |  | 1166 | Mt Pleasant | IA | Vertical | Henry | 11 | Petroleum Liquids | IC |  | S | X | X | AMIL.HEN_AMT_P | AMIL.HEN_AMT_P | 2 | 0.8 | 2 | 2 | 0.1 | N |  |  | SB | Y | 2 | 2002 | 2002 |  |  | N | Electric Utility | Utility | Municipal | 1 | X | DFO | Non-Renewable | 0 | 2 | 0 | 1
Operable | 13038 | City of Mt Pleasant - (IA) |  | 1166 | Mt Pleasant | IA | Vertical | Henry | 12 | Petroleum Liquids | IC |  | S | X | X | AMIL.HEN_AMT_P | AMIL.HEN_AMT_P | 2 | 0.8 | 2 | 2 | 0.1 | N |  |  | SB | Y | 2 | 2002 | 2002 |  |  | N | Electric Utility | Utility | Municipal | 1 | X | DFO | Non-Renewable | 0 | 2 | 0 | 1
Operable | 13038 | City of Mt Pleasant - (IA) |  | 1166 | Mt Pleasant | IA | Vertical | Henry | 2 | Petroleum Liquids | IC |  | S | X | X | AMIL.HEN_AMT_P | AMIL.HEN_AMT_P | 2 | 0.8 | 2 | 2 | 0.1 | N |  |  | SB | Y | 2 | 2002 | 2002 |  |  | N | Electric Utility | Utility | Municipal | 1 | X | DFO | Non-Renewable | 0 | 2 | 0 | 1
Operable | 13038 | City of Mt Pleasant - (IA) |  | 1166 | Mt Pleasant | IA | Vertical | Henry | 3 | Petroleum Liquids | IC |  | S | X | X | AMIL.HEN_AMT_P | AMIL.HEN_AMT_P | 2 | 0.8 | 2 | 2 | 0.1 | N |  |  | SB | Y | 2 | 2002 | 2002 |  |  | N | Electric Utility | Utility | Municipal | 1 | X | DFO | Non-Renewable | 0 | 2 | 0 | 1
Operable | 13038 | City of Mt Pleasant - (IA) |  | 1166 | Mt Pleasant | IA | Vertical | Henry | 4A | Petroleum Liquids | IC |  | S | X | X | AMIL.HEN_AMT_P | AMIL.HEN_AMT_P | 2 | 0.8 | 2 | 2 | 0.1 | N |  |  | SB | Y | 2 | 2002 | 2002 |  |  | N | Electric Utility | Utility | Municipal | 1 | X | DFO | Non-Renewable | 0 | 2 | 0 | 1
Operable | 13038 | City of Mt Pleasant - (IA) |  | 1166 | Mt Pleasant | IA | Vertical | Henry | 5A | Petroleum Liquids | IC |  | S | X | X | AMIL.HEN_AMT_P | AMIL.HEN_AMT_P | 2 | 0.8 | 2 | 2 | 0.1 | N |  |  | SB | Y | 2 | 2002 | 2002 |  |  | N | Electric Utility | Utility | Municipal | 1 | X | DFO | Non-Renewable | 0 | 2 | 0 | 1
Operable | 13038 | City of Mt Pleasant - (IA) |  | 1166 | Mt Pleasant | IA | Vertical | Henry | 6 | Petroleum Liquids | IC |  | S | X | X | AMIL.HEN_AMT_P | AMIL.HEN_AMT_P | 2 | 0.8 | 2 | 2 | 0.1 | N |  |  | SB | Y | 2 | 2002 | 2002 |  |  | N | Electric Utility | Utility | Municipal | 1 | X | DFO | Non-Renewable | 0 | 2 | 0 | 1
Operable | 13038 | City of Mt Pleasant - (IA) |  | 1166 | Mt Pleasant | IA | Vertical | Henry | 7 | Petroleum Liquids | IC |  | S | X | X | AMIL.HEN_AMT_P | AMIL.HEN_AMT_P | 2 | 0.8 | 2 | 2 | 0.1 | N |  |  | SB | Y | 2 | 2002 | 2002 |  |  | N | Electric Utility | Utility | Municipal | 1 | X | DFO | Non-Renewable | 0 | 2 | 0 | 1
Operable | 13038 | City of Mt Pleasant - (IA) |  | 1166 | Mt Pleasant | IA | Vertical | Henry | 8 | Petroleum Liquids | IC |  | S | X | X | AMIL.HEN_AMT_P | AMIL.HEN_AMT_P | 2 | 0.8 | 2 | 2 | 0.1 | N |  |  | SB | Y | 2 | 2002 | 2002 |  |  | N | Electric Utility | Utility | Municipal | 1 | X | DFO | Non-Renewable | 0 | 2 | 0 | 1
Operable | 13038 | City of Mt Pleasant - (IA) |  | 1166 | Mt Pleasant | IA | Vertical | Henry | 9 | Petroleum Liquids | IC |  | S | X | X | AMIL.HEN_AMT_P | AMIL.HEN_AMT_P | 2 | 0.8 | 2 | 2 | 0.1 | N |  |  | SB | Y | 2 | 2002 | 2002 |  |  | N | Electric Utility | Utility | Municipal | 1 | X | DFO | Non-Renewable | 0 | 2 | 0 | 1
Operable | 13037 | City of Mt Pleasant - (UT) |  | 7015 | Unit 4 | UT | Vertical | Sanpete | 1 | Conventional Hydroelectric | HY |  | S | X | X |  |  | 1.3 | 0.9 | 1.3 | 0.3 | 0.2 | N |  |  | OP | X | 6 | 1993 | Pre-2000 |  |  | N | Electric Utility | Utility | Municipal | 1 | X | WAT | Renewable | 1.3 | 0 | 1 | 0
Operable | 13095 | City of Mulvane - (KS) |  | 7976 | Mulvane 2 | KS | Vertical | Sedgwick | 10 | Petroleum Liquids | IC |  | S | X | X |  |  | 4.1 | 0.8 | 3.8 | 3.8 | 1.5 | N |  |  | OP | X | 9 | 2003 | 2003 |  |  | N | Electric Utility | Utility | Municipal | 1 | X | DFO | Non-Renewable | 0 | 4.1 | 0 | 1
Operable | 13095 | City of Mulvane - (KS) |  | 7976 | Mulvane 2 | KS | Vertical | Sedgwick | 11 | Petroleum Liquids | IC |  | S | X | X |  |  | 4.1 | 0.8 | 3.8 | 3.8 | 1.5 | N |  |  | OS | X | 9 | 2003 | 2003 |  |  | N | Electric Utility | Utility | Municipal | 1 | X | DFO | Non-Renewable | 0 | 4.1 | 0 | 1
Operable | 13095 | City of Mulvane - (KS) |  | 7976 | Mulvane 2 | KS | Vertical | Sedgwick | 9 | Petroleum Liquids | IC |  | S | X | X |  |  | 1 | 0.8 | 1 | 1 | 0.4 | N |  |  | OP | X | 9 | 2003 | 2003 |  |  | N | Electric Utility | Utility | Municipal | 1 | X | DFO | Non-Renewable | 0 | 1 | 0 | 1
Operable | 13137 | City of Murray - (UT) |  | 6537 | Little Cottonwood | UT | Vertical | Salt Lake | 1 | Conventional Hydroelectric | HY |  | S | X | X |  |  | 2.4 | 0.99 | 2.4 | 2.4 | 0.1 | N |  |  | OP | X | 4 | 1983 | Pre-2000 |  |  | N | Electric Utility | Utility | Municipal | 1 | X | WAT | Renewable | 2.4 | 0 | 1 | 0
Operable | 13137 | City of Murray - (UT) |  | 6537 | Little Cottonwood | UT | Vertical | Salt Lake | 2 | Conventional Hydroelectric | HY |  | S | X | X |  |  | 2.4 | 0.99 | 2.4 | 2.4 | 0.1 | N |  |  | OP | X | 4 | 1983 | Pre-2000 |  |  | N | Electric Utility | Utility | Municipal | 1 | X | WAT | Renewable | 2.4 | 0 | 1 | 0
Operable | 13137 | City of Murray - (UT) |  | 8010 | Murray Turbine | UT | Vertical | Salt Lake | 1 | Natural Gas Fired Combustion Turbine | GT |  | S | X | X |  |  | 14 | 1 | 12 | 13 | 7 | N |  |  | OP | X | 6 | 2001 | 2001 |  |  | N | Electric Utility | Utility | Municipal | 1 | X | NG | Non-Renewable | 0 | 14 | 0 | 1
Operable | 13137 | City of Murray - (UT) |  | 8010 | Murray Turbine | UT | Vertical | Salt Lake | 2 | Natural Gas Fired Combustion Turbine | GT |  | S | X | X |  |  | 14 | 1 | 12 | 13 | 7 | N |  |  | OP | X | 10 | 2001 | 2001 |  |  | N | Electric Utility | Utility | Municipal | 1 | X | NG | Non-Renewable | 0 | 14 | 0 | 1
Operable | 13137 | City of Murray - (UT) |  | 8010 | Murray Turbine | UT | Vertical | Salt Lake | 3 | Natural Gas Fired Combustion Turbine | GT |  | S | X | X |  |  | 14 | 1 | 12 | 13 | 7 | N |  |  | OP | X | 1 | 2002 | 2002 |  |  | N | Electric Utility | Utility | Municipal | 1 | X | NG | Non-Renewable | 0 | 14 | 0 | 1
Operable | 61979 | City of Nashua, NH |  | 10183 | Mine Falls Generating Station | NH | Restructured | Hillsborough | GEN1 | Conventional Hydroelectric | HY |  | S | X | X |  |  | 1.5 | 0.9 | 1.5 | 1.5 | 0.4 | N |  |  | OP | X | 12 | 1985 | Pre-2000 |  |  | N | IPP Non-CHP | IPP | IPP | 2 | X | WAT | Renewable | 1.5 | 0 | 1 | 0
Operable | 61979 | City of Nashua, NH |  | 10183 | Mine Falls Generating Station | NH | Restructured | Hillsborough | GEN2 | Conventional Hydroelectric | HY |  | S | X | X |  |  | 1.5 | 0.9 | 1.7 | 1.7 | 0.4 | N |  |  | OP | X | 12 | 1985 | Pre-2000 |  |  | N | IPP Non-CHP | IPP | IPP | 2 | X | WAT | Renewable | 1.5 | 0 | 1 | 0
Operable | 13334 | City of Nebraska City |  | 2255 | Nebraska City # 1 | NE | Vertical | Otoe | 10 | Natural Gas Internal Combustion Engine | IC |  | S | X | X |  |  | 6.5 | 0.8 | 5.8 | 5.8 | 4 | N |  |  | OP | X | 4 | 1979 | Pre-2000 |  |  | N | Electric Utility | Utility | Municipal | 1 | X | NG | Non-Renewable | 0 | 6.5 | 0 | 1 | DFO
Operable | 13334 | City of Nebraska City |  | 2255 | Nebraska City # 1 | NE | Vertical | Otoe | 2 | Petroleum Liquids | IC |  | S | X | X |  |  | 1.5 | 0.8 | 1 | 1 | 1 | N |  |  | OP | X | 5 | 1953 | Pre-2000 |  |  | N | Electric Utility | Utility | Municipal | 1 | X | DFO | Non-Renewable | 0 | 1.5 | 0 | 1
Operable | 13334 | City of Nebraska City |  | 2255 | Nebraska City # 1 | NE | Vertical | Otoe | 3 | Natural Gas Internal Combustion Engine | IC |  | S | X | X |  |  | 2.5 | 0.8 | 2 | 2 | 2 | N |  |  | OP | X | 5 | 1955 | Pre-2000 |  |  | N | Electric Utility | Utility | Municipal | 1 | X | NG | Non-Renewable | 0 | 2.5 | 0 | 1 | DFO
Operable | 13334 | City of Nebraska City |  | 2255 | Nebraska City # 1 | NE | Vertical | Otoe | 4 | Natural Gas Internal Combustion Engine | IC |  | S | X | X |  |  | 3.1 | 0.8 | 2.7 | 2.7 | 2.5 | N |  |  | OP | X | 8 | 1957 | Pre-2000 |  |  | N | Electric Utility | Utility | Municipal | 1 | X | NG | Non-Renewable | 0 | 3.1 | 0 | 1 | DFO
Operable | 13334 | City of Nebraska City |  | 2255 | Nebraska City # 1 | NE | Vertical | Otoe | 5 | Natural Gas Internal Combustion Engine | IC |  | S | X | X |  |  | 2 | 0.8 | 1.7 | 1.7 | 1.5 | N |  |  | OP | X | 8 | 1964 | Pre-2000 |  |  | N | Electric Utility | Utility | Municipal | 1 | X | NG | Non-Renewable | 0 | 2 | 0 | 1 | DFO
Operable | 13334 | City of Nebraska City |  | 2255 | Nebraska City # 1 | NE | Vertical | Otoe | 8 | Natural Gas Internal Combustion Engine | IC |  | S | X | X |  |  | 4.1 | 0.8 | 3.6 | 3.6 | 3 | N |  |  | OP | X | 4 | 1971 | Pre-2000 |  |  | N | Electric Utility | Utility | Municipal | 1 | X | NG | Non-Renewable | 0 | 4.1 | 0 | 1 | DFO
Operable | 13334 | City of Nebraska City |  | 2255 | Nebraska City # 1 | NE | Vertical | Otoe | 9 | Natural Gas Internal Combustion Engine | IC |  | S | X | X |  |  | 6.4 | 0.8 | 5.8 | 5.8 | 4 | N |  |  | OP | X | 6 | 1974 | Pre-2000 |  |  | N | Electric Utility | Utility | Municipal | 1 | X | NG | Non-Renewable | 0 | 6.4 | 0 | 1 | DFO
Operable | 13334 | City of Nebraska City |  | 2256 | Syracuse # 2 | NE | Vertical | Otoe | 6 | Natural Gas Internal Combustion Engine | IC |  | S | X | X |  |  | 2 | 0.8 | 1.6 | 1.6 | 1.6 | N |  |  | OP | X | 4 | 1969 | Pre-2000 |  |  | N | Electric Utility | Utility | Municipal | 1 | X | NG | Non-Renewable | 0 | 2 | 0 | 1 | DFO
Operable | 13334 | City of Nebraska City |  | 2256 | Syracuse # 2 | NE | Vertical | Otoe | 7 | Natural Gas Internal Combustion Engine | IC |  | S | X | X |  |  | 2 | 0.8 | 1.6 | 1.6 | 1.6 | N |  |  | OP | X | 5 | 1970 | Pre-2000 |  |  | N | Electric Utility | Utility | Municipal | 1 | X | NG | Non-Renewable | 0 | 2 | 0 | 1 | DFO
Operable | 13334 | City of Nebraska City |  | 7555 | Nebraska City # 2 | NE | Vertical | Otoe | 11 | Natural Gas Internal Combustion Engine | IC |  | S | X | X |  |  | 4.5 | 0.8 | 4 | 4 | 3.5 | N |  |  | OP | X | 8 | 1998 | Pre-2000 |  |  | N | Electric Utility | Utility | Municipal | 1 | X | NG | Non-Renewable | 0 | 4.5 | 0 | 1 | DFO
Operable | 13334 | City of Nebraska City |  | 7555 | Nebraska City # 2 | NE | Vertical | Otoe | 12 | Natural Gas Internal Combustion Engine | IC |  | S | X | X |  |  | 4.5 | 0.8 | 4 | 4 | 3.5 | N |  |  | OP | X | 8 | 1998 | Pre-2000 |  |  | N | Electric Utility | Utility | Municipal | 1 | X | NG | Non-Renewable | 0 | 4.5 | 0 | 1 | DFO
Operable | 13334 | City of Nebraska City |  | 7555 | Nebraska City # 2 | NE | Vertical | Otoe | 13 | Petroleum Liquids | IC |  | S | X | X |  |  | 4.5 | 0.8 | 4.2 | 4.2 | 3 | N |  |  | OP | X | 11 | 1998 | Pre-2000 |  |  | N | Electric Utility | Utility | Municipal | 1 | X | DFO | Non-Renewable | 0 | 4.5 | 0 | 1
Operable | 13444 | City of New Hampton - (IA) |  | 1168 | New Hampton | IA | Vertical | Chickasaw | 3 | Natural Gas Internal Combustion Engine | IC |  | S | X | X |  |  | 3.5 | 0.8 | 3.5 | 3.5 | 2 | N |  |  | SB | Y | 4 | 1967 | Pre-2000 |  |  | N | Electric Utility | Utility | Municipal | 1 | X | NG | Non-Renewable | 0 | 3.5 | 0 | 1 | DFO
Operable | 13444 | City of New Hampton - (IA) |  | 1168 | New Hampton | IA | Vertical | Chickasaw | 4 | Natural Gas Internal Combustion Engine | IC |  | S | X | X |  |  | 6.2 | 0.8 | 5 | 5 | 4 | N |  |  | SB | Y | 2 | 1973 | Pre-2000 |  |  | N | Electric Utility | Utility | Municipal | 1 | X | NG | Non-Renewable | 0 | 6.2 | 0 | 1 | DFO
Operable | 13444 | City of New Hampton - (IA) |  | 1168 | New Hampton | IA | Vertical | Chickasaw | 5 | Natural Gas Internal Combustion Engine | IC |  | S | X | X |  |  | 6.2 | 0.8 | 5 | 5 | 4 | N |  |  | SB | Y | 2 | 1973 | Pre-2000 |  |  | N | Electric Utility | Utility | Municipal | 1 | X | NG | Non-Renewable | 0 | 6.2 | 0 | 1 | DFO
Operable | 13444 | City of New Hampton - (IA) |  | 1168 | New Hampton | IA | Vertical | Chickasaw | 7 | Petroleum Liquids | IC |  | S | X | X |  |  | 5.3 | 0.8 | 5.3 | 5.3 | 3 | N |  |  | OP | X | 5 | 1999 | Pre-2000 |  |  | N | Electric Utility | Utility | Municipal | 1 | X | DFO | Non-Renewable | 0 | 5.3 | 0 | 1
Operable | 13444 | City of New Hampton - (IA) |  | 1168 | New Hampton | IA | Vertical | Chickasaw | 8 | Petroleum Liquids | IC |  | S | X | X |  |  | 5.3 | 0.8 | 5.3 | 5.3 | 3 | N |  |  | OP | X | 5 | 1999 | Pre-2000 |  |  | N | Electric Utility | Utility | Municipal | 1 | X | DFO | Non-Renewable | 0 | 5.3 | 0 | 1
Operable | 13466 | City of New Lisbon |  | 4130 | New Lisbon | WI | Vertical | Juneau | 2 | Petroleum Liquids | IC |  | S | X | X |  |  | 1.3 | 0.8 | 1.2 | 1.2 | 1.1 | N |  |  | OP | X | 1 | 1966 | Pre-2000 |  |  | N | Electric Utility | Utility | Municipal | 1 | X | DFO | Non-Renewable | 0 | 1.3 | 0 | 1
Operable | 13466 | City of New Lisbon |  | 4130 | New Lisbon | WI | Vertical | Juneau | 5 | Petroleum Liquids | IC |  | S | X | X |  |  | 2.4 | 0.8 | 2.4 | 2.4 | 2.3 | N |  |  | OP | X | 1 | 1977 | Pre-2000 |  |  | N | Electric Utility | Utility | Municipal | 1 | X | DFO | Non-Renewable | 0 | 2.4 | 0 | 1
Operable | 13466 | City of New Lisbon |  | 4130 | New Lisbon | WI | Vertical | Juneau | 6 | Petroleum Liquids | IC |  | S | X | X |  |  | 2.3 | 0.8 | 2 | 2.1 | 2 | N |  |  | OP | X | 7 | 2005 | 2005 |  |  | N | Electric Utility | Utility | Municipal | 1 | X | DFO | Non-Renewable | 0 | 2.3 | 0 | 1
Operable | 13466 | City of New Lisbon |  | 4130 | New Lisbon | WI | Vertical | Juneau | 7 | Petroleum Liquids | IC |  | S | X | X |  |  | 2.3 | 0.8 | 2 | 2.1 | 2 | N |  |  | OP | X | 7 | 2005 | 2005 |  |  | N | Electric Utility | Utility | Municipal | 1 | X | DFO | Non-Renewable | 0 | 2.3 | 0 | 1
Operable | 13483 | City of New Roads - (LA) |  | 1453 | New Roads | LA | Vertical | Pointe Coupee | 1 | Petroleum Liquids | IC |  | S | X | X |  |  | 2.3 | 0.9 | 1.8 | 1.8 | 0.3 | N |  |  | OP | X | 6 | 1965 | Pre-2000 |  |  | N | Electric Utility | Utility | Municipal | 1 | X | DFO | Non-Renewable | 0 | 2.3 | 0 | 1 | NG
Operable | 13483 | City of New Roads - (LA) |  | 1453 | New Roads | LA | Vertical | Pointe Coupee | 2 | Petroleum Liquids | IC |  | S | X | X |  |  | 0.6 | 0.9 | 0.6 | 0.6 | 0.3 | N |  |  | OP | X | 6 | 1953 | Pre-2000 |  |  | N | Electric Utility | Utility | Municipal | 1 | X | DFO | Non-Renewable | 0 | 0.6 | 0 | 1 | NG
Operable | 13483 | City of New Roads - (LA) |  | 1453 | New Roads | LA | Vertical | Pointe Coupee | 3 | Petroleum Liquids | IC |  | S | X | X |  |  | 1.1 | 0.9 | 0.7 | 0.7 | 0.3 | N |  |  | OP | X | 6 | 1957 | Pre-2000 |  |  | N | Electric Utility | Utility | Municipal | 1 | X | DFO | Non-Renewable | 0 | 1.1 | 0 | 1 | NG
Operable | 13483 | City of New Roads - (LA) |  | 1453 | New Roads | LA | Vertical | Pointe Coupee | 4 | Petroleum Liquids | IC |  | S | X | X |  |  | 1.7 | 0.9 | 1.2 | 1.2 | 0.3 | N |  |  | OP | X | 6 | 1957 | Pre-2000 |  |  | N | Electric Utility | Utility | Municipal | 1 | X | DFO | Non-Renewable | 0 | 1.7 | 0 | 1 | NG
Operable | 13483 | City of New Roads - (LA) |  | 1453 | New Roads | LA | Vertical | Pointe Coupee | 5 | Petroleum Liquids | IC |  | S | X | X |  |  | 1.7 | 0.9 | 1.2 | 1.2 | 0.3 | N |  |  | OP | X | 6 | 1951 | Pre-2000 |  |  | N | Electric Utility | Utility | Municipal | 1 | X | DFO | Non-Renewable | 0 | 1.7 | 0 | 1 | NG
Operable | 13483 | City of New Roads - (LA) |  | 1453 | New Roads | LA | Vertical | Pointe Coupee | 6 | Petroleum Liquids | IC |  | S | X | X |  |  | 2 | 0.9 | 1.5 | 1.5 | 0.3 | N |  |  | OP | X | 6 | 1971 | Pre-2000 |  |  | N | Electric Utility | Utility | Municipal | 1 | X | DFO | Non-Renewable | 0 | 2 | 0 | 1 | NG
Operable | 13718 | City of North Little Rock - (AR) |  | 7166 | Murray | AR | Vertical | Pulaski | 1 | Conventional Hydroelectric | HY |  | S | X | X | EAI.NLRLD | EAI.NLRLD | 22.7 | 0.9 | 21.2 | 21.2 | 4 | N |  |  | OP | X | 10 | 1988 | Pre-2000 |  |  | N | Electric Utility | Utility | Municipal | 1 | X | WAT | Renewable | 22.7 | 0 | 1 | 0
Operable | 13718 | City of North Little Rock - (AR) |  | 7166 | Murray | AR | Vertical | Pulaski | 2 | Conventional Hydroelectric | HY |  | S | X | X | EAI.NLRLD | EAI.NLRLD | 22.7 | 0.9 | 21.2 | 21.2 | 4 | N |  |  | OP | X | 10 | 1988 | Pre-2000 |  |  | N | Electric Utility | Utility | Municipal | 1 | X | WAT | Renewable | 22.7 | 0 | 1 | 0
Operable | 13826 | City of Norway |  | 1848 | Norway (MI) | MI | Vertical | Dickinson | 1 | Conventional Hydroelectric | HY |  | S | X | X |  |  | 2.7 | 1 | 3 | 3 | 1 | N |  |  | OP | X | 6 | 1905 | Pre-2000 |  |  | N | Electric Utility | Utility | Municipal | 1 | X | WAT | Renewable | 2.7 | 0 | 1 | 0
Operable | 13826 | City of Norway |  | 1848 | Norway (MI) | MI | Vertical | Dickinson | 2 | Conventional Hydroelectric | HY |  | S | X | X |  |  | 1.2 | 1 | 1.2 | 1.2 | 0.8 | N |  |  | OP | X | 6 | 1905 | Pre-2000 |  |  | N | Electric Utility | Utility | Municipal | 1 | X | WAT | Renewable | 1.2 | 0 | 1 | 0
Operable | 13826 | City of Norway |  | 1848 | Norway (MI) | MI | Vertical | Dickinson | 3 | Conventional Hydroelectric | HY |  | S | X | X |  |  | 1.2 | 1 | 1.1 | 1.1 | 0.8 | N |  |  | OP | X | 11 | 1988 | Pre-2000 |  |  | N | Electric Utility | Utility | Municipal | 1 | X | WAT | Renewable | 1.2 | 0 | 1 | 0
Operable | 13826 | City of Norway |  | 1848 | Norway (MI) | MI | Vertical | Dickinson | 4 | Conventional Hydroelectric | HY |  | S | X | X |  |  | 1.2 | 1 | 0.9 | 0.9 | 0.8 | N |  |  | OP | X | 7 | 1986 | Pre-2000 |  |  | N | Electric Utility | Utility | Municipal | 1 | X | WAT | Renewable | 1.2 | 0 | 1 | 0
Operable | 13831 | City of Norwich - (CT) |  | 583 | Tenth Street | CT | Restructured | New London | 1 | Conventional Hydroelectric | HY |  | S | X | X | UN.TUNNEL 69 NORJ | UN.TUNNEL 69 NORJ | 1.4 | 0.9 | 1 | 1.2 | 0.1 | N |  |  | OP | X | 5 | 1967 | Pre-2000 |  |  | N | Electric Utility | Utility | Municipal | 1 | X | WAT | Renewable | 1.4 | 0 | 1 | 0
Operable | 13831 | City of Norwich - (CT) |  | 57624 | Norwich WWTP | CT | Restructured | New London | 1 | Petroleum Liquids | IC |  | S | X | X | UN.TUNNEL 69 WWTP | UN.TUNNEL 69 WWTP | 2 | 0.9 | 2 | 2 | 0.1 | N |  |  | OP | X | 5 | 2006 | 2006 |  |  | N | Commercial Non-CHP | Customer Sited | Municipal | 4 | X | DFO | Non-Renewable | 0 | 2 | 0 | 1
Operable | 13948 | City of Oberlin - (KS) |  | 1312 | Oberlin (KS) | KS | Vertical | Decatur | 1 | Petroleum Liquids | IC |  | S | X | X |  |  | 1.1 | 0.9 | 0.9 | 0.9 | 0.6 | N |  |  | SB | Y | 1 | 1956 | Pre-2000 | 5 | 2024 | N | Electric Utility | Utility | Municipal | 1 | X | DFO | Non-Renewable | 0 | 1.1 | 0 | 1 | NG
Operable | 13948 | City of Oberlin - (KS) |  | 1312 | Oberlin (KS) | KS | Vertical | Decatur | 2 | Petroleum Liquids | IC |  | S | X | X |  |  | 0.8 | 0.9 | 0.6 | 0.6 | 0.4 | N |  |  | SB | Y | 1 | 1954 | Pre-2000 | 5 | 2024 | N | Electric Utility | Utility | Municipal | 1 | X | DFO | Non-Renewable | 0 | 0.8 | 0 | 1 | NG
Operable | 13948 | City of Oberlin - (KS) |  | 1312 | Oberlin (KS) | KS | Vertical | Decatur | 4 | Petroleum Liquids | IC |  | S | X | X |  |  | 1.5 | 0.9 | 1.2 | 1.2 | 0.8 | N |  |  | SB | Y | 10 | 1967 | Pre-2000 | 5 | 2024 | N | Electric Utility | Utility | Municipal | 1 | X | DFO | Non-Renewable | 0 | 1.5 | 0 | 1 | NG
Operable | 13948 | City of Oberlin - (KS) |  | 1312 | Oberlin (KS) | KS | Vertical | Decatur | 5 | Petroleum Liquids | IC |  | S | X | X |  |  | 2 | 0.9 | 1.3 | 1.3 | 1 | N |  |  | SB | Y | 8 | 1973 | Pre-2000 | 5 | 2024 | N | Electric Utility | Utility | Municipal | 1 | X | DFO | Non-Renewable | 0 | 2 | 0 | 1 | NG
Operable | 13948 | City of Oberlin - (KS) |  | 1312 | Oberlin (KS) | KS | Vertical | Decatur | 6 | Petroleum Liquids | IC |  | S | X | X |  |  | 1.5 | 0.9 | 1.2 | 1.2 | 0.8 | N |  |  | SB | Y | 8 | 1963 | Pre-2000 | 5 | 2024 | N | Electric Utility | Utility | Municipal | 1 | X | DFO | Non-Renewable | 0 | 1.5 | 0 | 1 | NG
Operable | 13949 | City of Oberlin - (OH) |  | 2933 | Oberlin (OH) | OH | Restructured | Lorain | 1 | Petroleum Liquids | IC |  | S | X | X |  |  | 1.1 | 0.8 | 1 | 1 | 0.9 | N |  |  | OP | X | 1 | 1948 | Pre-2000 |  |  | N | Electric Utility | Utility | Municipal | 1 | X | DFO | Non-Renewable | 0 | 1.1 | 0 | 1
Operable | 13949 | City of Oberlin - (OH) |  | 2933 | Oberlin (OH) | OH | Restructured | Lorain | 10 | Natural Gas Internal Combustion Engine | IC |  | S | X | X |  |  | 0.5 | 0.8 | 0.5 | 0.5 | 0.4 | N |  |  | OP | X | 1 | 1990 | Pre-2000 |  |  | N | Electric Utility | Utility | Municipal | 1 | X | NG | Non-Renewable | 0 | 0.5 | 0 | 1
Operable | 13949 | City of Oberlin - (OH) |  | 2933 | Oberlin (OH) | OH | Restructured | Lorain | 2A | Natural Gas Internal Combustion Engine | IC |  | S | X | X |  |  | 3.1 | 0.8 | 3.1 | 3.1 | 2.4 | N |  |  | OP | X | 6 | 2001 | 2001 |  |  | N | Electric Utility | Utility | Municipal | 1 | X | NG | Non-Renewable | 0 | 3.1 | 0 | 1 | DFO
Operable | 13949 | City of Oberlin - (OH) |  | 2933 | Oberlin (OH) | OH | Restructured | Lorain | 3A | Natural Gas Internal Combustion Engine | IC |  | S | X | X |  |  | 3.1 | 0.8 | 3.1 | 3.1 | 2.4 | N |  |  | OP | X | 6 | 2001 | 2001 |  |  | N | Electric Utility | Utility | Municipal | 1 | X | NG | Non-Renewable | 0 | 3.1 | 0 | 1 | DFO
Operable | 13949 | City of Oberlin - (OH) |  | 2933 | Oberlin (OH) | OH | Restructured | Lorain | 6 | Natural Gas Internal Combustion Engine | IC |  | S | X | X |  |  | 2.5 | 0.8 | 2.5 | 2.5 | 1.9 | N |  |  | OP | X | 1 | 1958 | Pre-2000 |  |  | N | Electric Utility | Utility | Municipal | 1 | X | NG | Non-Renewable | 0 | 2.5 | 0 | 1 | DFO
Operable | 13949 | City of Oberlin - (OH) |  | 2933 | Oberlin (OH) | OH | Restructured | Lorain | 7 | Natural Gas Internal Combustion Engine | IC |  | S | X | X |  |  | 2.7 | 0.8 | 2.7 | 2.7 | 2.2 | N |  |  | OP | X | 1 | 1961 | Pre-2000 |  |  | N | Electric Utility | Utility | Municipal | 1 | X | NG | Non-Renewable | 0 | 2.7 | 0 | 1 | DFO
Operable | 13949 | City of Oberlin - (OH) |  | 2933 | Oberlin (OH) | OH | Restructured | Lorain | 8 | Natural Gas Internal Combustion Engine | IC |  | S | X | X |  |  | 3 | 0.8 | 3 | 3 | 2.3 | N |  |  | OP | X | 1 | 1966 | Pre-2000 |  |  | N | Electric Utility | Utility | Municipal | 1 | X | NG | Non-Renewable | 0 | 3 | 0 | 1 | DFO
Operable | 13949 | City of Oberlin - (OH) |  | 2933 | Oberlin (OH) | OH | Restructured | Lorain | 9 | Natural Gas Internal Combustion Engine | IC |  | S | X | X |  |  | 0.4 | 0.8 | 0.4 | 0.4 | 0.4 | N |  |  | OP | X | 1 | 1990 | Pre-2000 |  |  | N | Electric Utility | Utility | Municipal | 1 | X | NG | Non-Renewable | 0 | 0.4 | 0 | 1
Operable | 13949 | City of Oberlin - (OH) |  | 2933 | Oberlin (OH) | OH | Restructured | Lorain | IC4 | Natural Gas Internal Combustion Engine | IC |  | S | X | X |  |  | 2.1 | 0.8 | 2.1 | 2.1 | 1.6 | N |  |  | OP | X | 6 | 1996 | Pre-2000 |  |  | N | Electric Utility | Utility | Municipal | 1 | X | NG | Non-Renewable | 0 | 2.1 | 0 | 1
Operable | 13990 | City of Ogden - (IA) |  | 1169 | Ogden | IA | Vertical | Boone | 4 | Petroleum Liquids | IC |  | S | X | X |  |  | 0.4 | 0.8 | 0.5 | 0.5 | 0.2 | N |  |  | SB | Y | 7 | 1951 | Pre-2000 |  |  | N | Electric Utility | Utility | Municipal | 1 | X | DFO | Non-Renewable | 0 | 0.4 | 0 | 1 | NG
Operable | 13990 | City of Ogden - (IA) |  | 1169 | Ogden | IA | Vertical | Boone | 5 | Petroleum Liquids | IC |  | S | X | X |  |  | 1 | 0.8 | 1 | 1 | 0.5 | N |  |  | SB | Y | 10 | 1958 | Pre-2000 |  |  | N | Electric Utility | Utility | Municipal | 1 | X | DFO | Non-Renewable | 0 | 1 | 0 | 1 | NG
Operable | 13990 | City of Ogden - (IA) |  | 1169 | Ogden | IA | Vertical | Boone | 6 | Petroleum Liquids | IC |  | S | X | X |  |  | 2.5 | 0.8 | 2.5 | 2.5 | 1.2 | N |  |  | SB | Y | 10 | 1971 | Pre-2000 |  |  | N | Electric Utility | Utility | Municipal | 1 | X | DFO | Non-Renewable | 0 | 2.5 | 0 | 1 | NG
Operable | 13157 | City of Omaha |  | 55027 | Papillion Creek Wastewater | NE | Vertical | Sarpy | 951 | Other Waste Biomass | IC |  | S | X | X |  |  | 0.5 | 0.8 | 0.5 | 0.5 | 0.3 | N |  |  | OP | X | 5 | 1987 | Pre-2000 | 8 | 2025 | Y | Commercial CHP | Customer Sited | Other | 5 | T | OBG | Renewable | 0.5 | 0 | 1 | 0 | NG
Operable | 13157 | City of Omaha |  | 55027 | Papillion Creek Wastewater | NE | Vertical | Sarpy | 952 | Other Waste Biomass | IC |  | S | X | X |  |  | 0.5 | 0.8 | 0.5 | 0.5 | 0.3 | N |  |  | OP | X | 5 | 1987 | Pre-2000 | 8 | 2025 | Y | Commercial CHP | Customer Sited | Other | 5 | T | OBG | Renewable | 0.5 | 0 | 1 | 0 | NG
Operable | 13157 | City of Omaha |  | 55027 | Papillion Creek Wastewater | NE | Vertical | Sarpy | 953 | Other Waste Biomass | IC |  | S | X | X |  |  | 0.5 | 0.8 | 0.5 | 0.5 | 0.3 | N |  |  | OP | X | 5 | 1987 | Pre-2000 | 8 | 2025 | Y | Commercial CHP | Customer Sited | Other | 5 | T | OBG | Renewable | 0.5 | 0 | 1 | 0 | NG
Operable | 13157 | City of Omaha |  | 55033 | Missouri River Wastewater Treatment | NE | Vertical | Douglas | 6013 | Other Waste Biomass | IC |  | S | X | X |  |  | 1 | 0.8 | 1 | 1 | 0.7 | N |  |  | OP | X | 7 | 2001 | 2001 |  |  | Y | Commercial CHP | Customer Sited | Other | 5 | T | OBG | Renewable | 1 | 0 | 1 | 0 | NG
Operable | 13157 | City of Omaha |  | 55033 | Missouri River Wastewater Treatment | NE | Vertical | Douglas | 6101 | Other Waste Biomass | IC |  | S | X | X |  |  | 1 | 0.8 | 1 | 1 | 0.7 | N |  |  | OP | X | 4 | 1985 | Pre-2000 |  |  | Y | Commercial CHP | Customer Sited | Other | 5 | T | OBG | Renewable | 1 | 0 | 1 | 0 | NG
Operable | 13157 | City of Omaha |  | 55033 | Missouri River Wastewater Treatment | NE | Vertical | Douglas | 6102 | Other Waste Biomass | IC |  | S | X | X |  |  | 1 | 0.8 | 1 | 1 | 0.7 | N |  |  | OP | X | 4 | 1985 | Pre-2000 |  |  | Y | Commercial CHP | Customer Sited | Other | 5 | T | OBG | Renewable | 1 | 0 | 1 | 0 | NG
Operable | 14164 | City of Orangeburg - (SC) |  | 7479 | North Road Peak | SC | Vertical | Orangeburg | EAST | Petroleum Liquids | IC |  | S | X | X |  |  | 7 | 0.9 | 6.5 | 7 | 1 | N |  |  | OP | X | 4 | 1987 | Pre-2000 |  |  | N | Electric Utility | Utility | Municipal | 1 | X | DFO | Non-Renewable | 0 | 7 | 0 | 1
Operable | 14164 | City of Orangeburg - (SC) |  | 7479 | North Road Peak | SC | Vertical | Orangeburg | WEST | Petroleum Liquids | IC |  | S | X | X |  |  | 7 | 0.9 | 6.5 | 7 | 1 | N |  |  | OP | X | 4 | 1987 | Pre-2000 |  |  | N | Electric Utility | Utility | Municipal | 1 | X | DFO | Non-Renewable | 0 | 7 | 0 | 1
Operable | 14164 | City of Orangeburg - (SC) |  | 7480 | Rowesville Rd Plant | SC | Vertical | Orangeburg | GEN3 | Natural Gas Fired Combustion Turbine | GT |  | S | X | X |  |  | 4.8 | 0.9 | 4.2 | 4.8 | 0.5 | N |  |  | OP | X | 6 | 1994 | Pre-2000 |  |  | N | Electric Utility | Utility | Municipal | 1 | X | NG | Non-Renewable | 0 | 4.8 | 0 | 1
Operable | 14164 | City of Orangeburg - (SC) |  | 7480 | Rowesville Rd Plant | SC | Vertical | Orangeburg | GEN4 | Natural Gas Fired Combustion Turbine | GT |  | S | X | X |  |  | 4.8 | 0.9 | 4.2 | 4.8 | 0.5 | N |  |  | OP | X | 6 | 1994 | Pre-2000 |  |  | N | Electric Utility | Utility | Municipal | 1 | X | NG | Non-Renewable | 0 | 4.8 | 0 | 1
Operable | 14164 | City of Orangeburg - (SC) |  | 59727 | Bull Street Plant | SC | Vertical | Orangeburg | GEN1 | Natural Gas Fired Combustion Turbine | GT |  | S | X | X |  |  | 2 | 0.8 | 2 | 2 | 0.5 | N |  |  | OP | X | 4 | 2005 | 2005 |  |  | N | Electric Utility | Utility | Municipal | 1 | X | NG | Non-Renewable | 0 | 2 | 0 | 1
Operable | 14164 | City of Orangeburg - (SC) |  | 59728 | Substation 20 Plant | SC | Vertical | Orangeburg | GEN1 | Natural Gas Fired Combustion Turbine | GT |  | S | X | X |  |  | 2 | 0.8 | 2 | 2 | 0.5 | N |  |  | OP | X | 6 | 2014 | 2014 |  |  | N | Electric Utility | Utility | Municipal | 1 | X | NG | Non-Renewable | 0 | 2 | 0 | 1
Operable | 14172 | City of Ord - (NE) |  | 2294 | Ord | NE | Vertical | Valley | 1 | Petroleum Liquids | IC |  | S | X | X | N/A | N/A | 5 | 0.8 | 5 | 5 | 0 | N |  |  | OP | X | 1 | 1973 | Pre-2000 |  |  | N | Electric Utility | Utility | Municipal | 1 | X | DFO | Non-Renewable | 0 | 5 | 0 | 1 | NG
Operable | 14172 | City of Ord - (NE) |  | 2294 | Ord | NE | Vertical | Valley | 2 | Petroleum Liquids | IC |  | S | X | X | N/A | N/A | 1.5 | 0.8 | 1 | 1 | 0 | N |  |  | OP | X | 1 | 1966 | Pre-2000 |  |  | N | Electric Utility | Utility | Municipal | 1 | X | DFO | Non-Renewable | 0 | 1.5 | 0 | 1 | NG
Operable | 14172 | City of Ord - (NE) |  | 2294 | Ord | NE | Vertical | Valley | 3 | Petroleum Liquids | IC |  | S | X | X | N/A | N/A | 2.5 | 0.8 | 2 | 2 | 0 | N |  |  | OP | X | 1 | 1963 | Pre-2000 |  |  | N | Electric Utility | Utility | Municipal | 1 | X | DFO | Non-Renewable | 0 | 2.5 | 0 | 1 | NG
Operable | 14172 | City of Ord - (NE) |  | 2294 | Ord | NE | Vertical | Valley | 4A | Petroleum Liquids | IC |  | S | X | X | N/A | N/A | 1.5 | 0.8 | 1.4 | 1.4 | 0 | N |  |  | OP | X | 4 | 1997 | Pre-2000 |  |  | N | Electric Utility | Utility | Municipal | 1 | X | DFO | Non-Renewable | 0 | 1.5 | 0 | 1
Operable | 14172 | City of Ord - (NE) |  | 2294 | Ord | NE | Vertical | Valley | 5A | Petroleum Liquids | IC |  | S | X | X | N/A | N/A | 1.5 | 0.8 | 1.4 | 1.4 | 0 | N |  |  | OP | X | 4 | 1997 | Pre-2000 |  |  | N | Electric Utility | Utility | Municipal | 1 | X | DFO | Non-Renewable | 0 | 1.5 | 0 | 1
Operable | 14194 | City of Orrville - (OH) |  | 2935 | Orrville | OH | Restructured | Wayne | 10 | Conventional Steam Coal | ST |  | S | X | X |  |  | 25 | 0.8 | 23 | 23 | 7 | N |  |  | OP | X | 1 | 1971 | Pre-2000 |  |  | N | Electric Utility | Utility | Municipal | 1 | X | BIT | Non-Renewable | 0 | 25 | 0 | 1 | NG
Operable | 14194 | City of Orrville - (OH) |  | 2935 | Orrville | OH | Restructured | Wayne | 11 | Natural Gas Steam Turbine | ST |  | S | X | X |  |  | 25 | 0.8 | 23 | 23 | 7 | N |  |  | OP | X | 1 | 1971 | Pre-2000 |  |  | N | Electric Utility | Utility | Municipal | 1 | X | NG | Non-Renewable | 0 | 25 | 0 | 1
Operable | 14194 | City of Orrville - (OH) |  | 2935 | Orrville | OH | Restructured | Wayne | 7 | Conventional Steam Coal | ST |  | S | X | X |  |  | 5 | 0.85 | 5 | 5 | 1 | N |  |  | OS | X | 1 | 1949 | Pre-2000 |  |  | N | Electric Utility | Utility | Municipal | 1 | X | BIT | Non-Renewable | 0 | 5 | 0 | 1
Operable | 14194 | City of Orrville - (OH) |  | 2935 | Orrville | OH | Restructured | Wayne | 8 | Conventional Steam Coal | ST |  | S | X | X |  |  | 7.5 | 0.85 | 7.5 | 7.5 | 2 | N |  |  | OS | X | 1 | 1955 | Pre-2000 |  |  | N | Electric Utility | Utility | Municipal | 1 | X | BIT | Non-Renewable | 0 | 7.5 | 0 | 1
Operable | 14194 | City of Orrville - (OH) |  | 2935 | Orrville | OH | Restructured | Wayne | 9 | Conventional Steam Coal | ST |  | S | X | X |  |  | 22 | 0.85 | 20 | 20 | 7 | N |  |  | OP | X | 1 | 1961 | Pre-2000 |  |  | N | Electric Utility | Utility | Municipal | 1 | X | BIT | Non-Renewable | 0 | 22 | 0 | 1 | NG
Operable | 14201 | City of Osage - (IA) |  | 1172 | Osage (IA) | IA | Vertical | Mitchell | 5 | Natural Gas Internal Combustion Engine | IC |  | S | X | X |  |  | 3.2 | 0.8 | 3.1 | 3.1 | 1 | N |  |  | SB | Y | 9 | 1963 | Pre-2000 |  |  | N | Electric Utility | Utility | Municipal | 1 | X | NG | Non-Renewable | 0 | 3.2 | 0 | 1 | DFO
Operable | 14201 | City of Osage - (IA) |  | 1172 | Osage (IA) | IA | Vertical | Mitchell | 6 | Natural Gas Internal Combustion Engine | IC |  | S | X | X |  |  | 6.2 | 0.8 | 6 | 6 | 1 | N |  |  | SB | Y | 10 | 1973 | Pre-2000 |  |  | N | Electric Utility | Utility | Municipal | 1 | X | NG | Non-Renewable | 0 | 6.2 | 0 | 1 | DFO
Operable | 14201 | City of Osage - (IA) |  | 1172 | Osage (IA) | IA | Vertical | Mitchell | 7 | Petroleum Liquids | IC |  | S | X | X |  |  | 3.6 | 0.8 | 3.6 | 3.6 | 1 | N |  |  | SB | Y | 5 | 1996 | Pre-2000 |  |  | N | Electric Utility | Utility | Municipal | 1 | X | DFO | Non-Renewable | 0 | 3.6 | 0 | 1
Operable | 14201 | City of Osage - (IA) |  | 1172 | Osage (IA) | IA | Vertical | Mitchell | 8 | Petroleum Liquids | IC |  | S | X | X |  |  | 3.6 | 0.8 | 3.6 | 3.6 | 1 | N |  |  | SB | Y | 5 | 1998 | Pre-2000 |  |  | N | Electric Utility | Utility | Municipal | 1 | X | DFO | Non-Renewable | 0 | 3.6 | 0 | 1
Operable | 14201 | City of Osage - (IA) |  | 1172 | Osage (IA) | IA | Vertical | Mitchell | SO | Solar Photovoltaic | PV |  | S | X | X |  |  | 0.8 |  | 0.8 | 0.1 |  | N |  |  | OP | X | 11 | 2016 | 2016 |  |  | N | Electric Utility | Utility | Municipal | 1 | X | SUN | Renewable | 0.8 | 0 | 1 | 0
Operable | 14201 | City of Osage - (IA) |  | 1172 | Osage (IA) | IA | Vertical | Mitchell | W1 | Onshore Wind Turbine | WT |  | S | X | X |  |  | 1.6 |  | 0.5 | 0.5 | 0.5 | N |  |  | OP | X | 12 | 2009 | 2009 |  |  | N | Electric Utility | Utility | Municipal | 1 | X | WND | Renewable | 1.6 | 0 | 1 | 0
Operable | 14199 | City of Osage City - (KS) |  | 1313 | Osage City | KS | Vertical | Osage | 1 | Natural Gas Internal Combustion Engine | IC |  | S | X | X | WROSAGE-3LD2 | WROSAGE-3LD2 | 1.1 | 0.8 | 0.9 | 0.9 | 0.5 | N |  |  | OP | X | 9 | 1955 | Pre-2000 |  |  | N | Electric Utility | Utility | Municipal | 1 | X | NG | Non-Renewable | 0 | 1.1 | 0 | 1 | DFO
Operable | 14199 | City of Osage City - (KS) |  | 1313 | Osage City | KS | Vertical | Osage | 2 | Natural Gas Internal Combustion Engine | IC |  | S | X | X | WROSAGE-3LD2 | WROSAGE-3LD2 | 1.2 | 0.8 | 1.1 | 1.1 | 0.5 | N |  |  | OP | X | 9 | 1960 | Pre-2000 |  |  | N | Electric Utility | Utility | Municipal | 1 | X | NG | Non-Renewable | 0 | 1.2 | 0 | 1 | DFO
Operable | 14199 | City of Osage City - (KS) |  | 1313 | Osage City | KS | Vertical | Osage | 4 | Natural Gas Internal Combustion Engine | IC |  | S | X | X | WROSAGE-3LD2 | WROSAGE-3LD2 | 2 | 0.8 | 1.9 | 1.9 | 1.1 | N |  |  | OP | X | 9 | 1967 | Pre-2000 |  |  | N | Electric Utility | Utility | Municipal | 1 | X | NG | Non-Renewable | 0 | 2 | 0 | 1 | DFO
Operable | 14199 | City of Osage City - (KS) |  | 1313 | Osage City | KS | Vertical | Osage | 5 | Natural Gas Internal Combustion Engine | IC |  | S | X | X | WROSAGE-3LD2 | WROSAGE-3LD2 | 2 | 0.8 | 1.9 | 1.9 | 1.1 | N |  |  | OP | X | 9 | 1970 | Pre-2000 |  |  | N | Electric Utility | Utility | Municipal | 1 | X | NG | Non-Renewable | 0 | 2 | 0 | 1 | DFO
Operable | 14199 | City of Osage City - (KS) |  | 1313 | Osage City | KS | Vertical | Osage | 7 | Natural Gas Internal Combustion Engine | IC |  | S | X | X | WROSAGE-3LD2 | WROSAGE-3LD2 | 1.7 | 0.8 | 1.5 | 1.5 | 1 | N |  |  | OP | X | 6 | 1984 | Pre-2000 |  |  | N | Electric Utility | Utility | Municipal | 1 | X | NG | Non-Renewable | 0 | 1.7 | 0 | 1 | DFO
Operable | 14199 | City of Osage City - (KS) |  | 1313 | Osage City | KS | Vertical | Osage | IC3 | Natural Gas Internal Combustion Engine | IC |  | S | X | X | WROSAGE-3LD2 | WROSAG-3LD2 | 2 | 0.8 | 1.9 | 1.9 | 1.1 | N |  |  | OP | X | 5 | 2011 | 2011 |  |  | N | Electric Utility | Utility | Municipal | 1 | X | NG | Non-Renewable | 0 | 2 | 0 | 1 | DFO
Operable | 14199 | City of Osage City - (KS) |  | 1313 | Osage City | KS | Vertical | Osage | IC6 | Natural Gas Internal Combustion Engine | IC |  | S | X | X | WROSAGE-3LD2 | WROSAGE-3LD2 | 1.1 | 0.8 | 0.9 | 0.9 | 0.6 | N |  |  | OP | X | 7 | 1983 | Pre-2000 |  |  | N | Electric Utility | Utility | Municipal | 1 | X | NG | Non-Renewable | 0 | 1.1 | 0 | 1 | DFO
Operable | 14203 | City of Osawatomie - (KS) |  | 1314 | Osawatomie City of | KS | Vertical | Miami | 2 | Petroleum Liquids | IC |  | S | X | X |  |  | 2.3 | 0.8 | 1.8 | 1.8 | 0.5 | N |  |  | SB | Y | 2 | 1957 | Pre-2000 |  |  | N | Electric Utility | Utility | Municipal | 1 | X | DFO | Non-Renewable | 0 | 2.3 | 0 | 1 | NG
Operable | 14203 | City of Osawatomie - (KS) |  | 1314 | Osawatomie City of | KS | Vertical | Miami | 4 | Petroleum Liquids | IC |  | S | X | X |  |  | 1.2 | 0.8 | 1 | 1 | 0.2 | N |  |  | SB | Y | 10 | 1950 | Pre-2000 |  |  | N | Electric Utility | Utility | Municipal | 1 | X | DFO | Non-Renewable | 0 | 1.2 | 0 | 1 | NG
Operable | 14203 | City of Osawatomie - (KS) |  | 1314 | Osawatomie City of | KS | Vertical | Miami | 5 | Petroleum Liquids | IC |  | S | X | X |  |  | 3.1 | 0.8 | 2.8 | 2.8 | 1.3 | N |  |  | SB | Y | 5 | 1966 | Pre-2000 |  |  | N | Electric Utility | Utility | Municipal | 1 | X | DFO | Non-Renewable | 0 | 3.1 | 0 | 1 | NG
Operable | 14203 | City of Osawatomie - (KS) |  | 60750 | Osawatomie Power Plant South Sub | KS | Vertical | Miami | CAT4 | Petroleum Liquids | IC | SSUB | S | X | X |  |  | 2 | 0.8 | 2 | 2 | 0.2 | N |  |  | OP | X | 3 | 2017 | 2017 |  |  | N | Electric Utility | Utility | Municipal | 1 | X | DFO | Non-Renewable | 0 | 2 | 0 | 1
Operable | 14203 | City of Osawatomie - (KS) |  | 60750 | Osawatomie Power Plant South Sub | KS | Vertical | Miami | CAT5 | Petroleum Liquids | IC | SSUB | S | X | X |  |  | 2 | 0.8 | 2 | 2 | 0.2 | N |  |  | OP | X | 3 | 2017 | 2017 |  |  | N | Electric Utility | Utility | Municipal | 1 | X | DFO | Non-Renewable | 0 | 2 | 0 | 1
Operable | 14203 | City of Osawatomie - (KS) |  | 60750 | Osawatomie Power Plant South Sub | KS | Vertical | Miami | CAT6 | Petroleum Liquids | IC | SSUB | S | X | X |  |  | 2 | 0.8 | 2 | 2 | 0.2 | N |  |  | OP | X | 3 | 2017 | 2017 |  |  | N | Electric Utility | Utility | Municipal | 1 | X | DFO | Non-Renewable | 0 | 2 | 0 | 1
Operable | 14203 | City of Osawatomie - (KS) |  | 60751 | Osawatomie Power Plant North Sub | KS | Vertical | Miami | CAT1 | Petroleum Liquids | IC | NSUB | S | X | X |  |  | 2 | 0.8 | 2 | 2 |  | N |  |  | OP | X | 5 | 2018 | 2018 |  |  | N | Electric Utility | Utility | Municipal | 1 | X | DFO | Non-Renewable | 0 | 2 | 0 | 1
Operable | 14203 | City of Osawatomie - (KS) |  | 60751 | Osawatomie Power Plant North Sub | KS | Vertical | Miami | CAT2 | Petroleum Liquids | IC | NSUB | S | X | X |  |  | 2 | 0.8 | 2 | 2 |  | N |  |  | OP | X | 5 | 2018 | 2018 |  |  | N | Electric Utility | Utility | Municipal | 1 | X | DFO | Non-Renewable | 0 | 2 | 0 | 1
Operable | 14203 | City of Osawatomie - (KS) |  | 60751 | Osawatomie Power Plant North Sub | KS | Vertical | Miami | CAT3 | Petroleum Liquids | IC | NSUB | S | X | X |  |  | 2 | 0.8 | 2 | 2 |  | N |  |  | OP | X | 5 | 2018 | 2018 |  |  | N | Electric Utility | Utility | Municipal | 1 | X | DFO | Non-Renewable | 0 | 2 | 0 | 1
Operable | 14214 | City of Osborne - (KS) |  | 1315 | Osborne | KS | Vertical | Osborne | 1 | Petroleum Liquids | IC |  | S | X | X |  |  | 2.3 | 0.8 | 1.4 | 1.6 | 0.5 | N |  |  | SB | Y | 6 | 1967 | Pre-2000 |  |  | N | Electric Utility | Utility | Municipal | 1 | X | DFO | Non-Renewable | 0 | 2.3 | 0 | 1 | NG
Operable | 14214 | City of Osborne - (KS) |  | 1315 | Osborne | KS | Vertical | Osborne | 2 | Petroleum Liquids | IC |  | S | X | X |  |  | 2 | 0.8 | 1.2 | 1.4 | 0.5 | N |  |  | SB | Y | 6 | 1963 | Pre-2000 |  |  | N | Electric Utility | Utility | Municipal | 1 | X | DFO | Non-Renewable | 0 | 2 | 0 | 1 | NG
Operable | 14214 | City of Osborne - (KS) |  | 1315 | Osborne | KS | Vertical | Osborne | 3 | Petroleum Liquids | IC |  | S | X | X |  |  | 1.1 | 0.8 | 0.6 | 0.7 | 0.5 | N |  |  | SB | Y | 6 | 1957 | Pre-2000 |  |  | N | Electric Utility | Utility | Municipal | 1 | X | DFO | Non-Renewable | 0 | 1.1 | 0 | 1 | NG
Operable | 14214 | City of Osborne - (KS) |  | 1315 | Osborne | KS | Vertical | Osborne | 6 | Natural Gas Internal Combustion Engine | IC |  | S | X | X |  |  | 0.5 | 0.8 | 0.4 | 0.4 | 0.2 | N |  |  | SB | Y | 4 | 1992 | Pre-2000 |  |  | N | Electric Utility | Utility | Municipal | 1 | X | NG | Non-Renewable | 0 | 0.5 | 0 | 1
Operable | 14214 | City of Osborne - (KS) |  | 1315 | Osborne | KS | Vertical | Osborne | 7 | Natural Gas Internal Combustion Engine | IC |  | S | X | X |  |  | 0.5 | 0.8 | 0.4 | 0.4 | 0.2 | N |  |  | SB | Y | 4 | 1992 | Pre-2000 |  |  | N | Electric Utility | Utility | Municipal | 1 | X | NG | Non-Renewable | 0 | 0.5 | 0 | 1
Operable | 14214 | City of Osborne - (KS) |  | 1315 | Osborne | KS | Vertical | Osborne | 8 | Natural Gas Internal Combustion Engine | IC |  | S | X | X |  |  | 0.7 | 0.8 | 0.6 | 0.6 | 0.2 | N |  |  | SB | Y | 9 | 1994 | Pre-2000 |  |  | N | Electric Utility | Utility | Municipal | 1 | X | NG | Non-Renewable | 0 | 0.7 | 0 | 1
Operable | 14216 | City of Osceola - (AR) |  | 172 | Osceola (AR) | AR | Vertical | Mississippi | 9 | Petroleum Liquids | IC |  | S | X | X |  |  | 1.6 | 1 | 1.6 | 1.6 | 1.6 | N |  |  | SB | N | 5 | 1992 | Pre-2000 |  |  | N | Electric Utility | Utility | Municipal | 1 | X | DFO | Non-Renewable | 0 | 1.6 | 0 | 1
Operable | 14229 | City of Ottawa - (KS) |  | 1316 | Ottawa | KS | Vertical | Franklin | IC3 | Natural Gas Internal Combustion Engine | IC |  | S | X | X | KMEA_EMP1_OTTA3 | KMEA_EMP1_OTTA3 | 3.7 | 0.8 | 3.2 | 3.2 | 2 | N |  |  | OP | X | 5 | 1962 | Pre-2000 |  |  | N | Electric Utility | Utility | Municipal | 1 | X | NG | Non-Renewable | 0 | 3.7 | 0 | 1 | DFO
Operable | 14229 | City of Ottawa - (KS) |  | 1316 | Ottawa | KS | Vertical | Franklin | IC4 | Natural Gas Internal Combustion Engine | IC |  | S | X | X | KMEA_EMP1_OTTA4 | KMEA_EMP1_OTTA4 | 3.5 | 0.8 | 3 | 3 | 2 | N |  |  | OP | X | 12 | 1958 | Pre-2000 |  |  | N | Electric Utility | Utility | Municipal | 1 | X | NG | Non-Renewable | 0 | 3.5 | 0 | 1 | DFO
Operable | 14229 | City of Ottawa - (KS) |  | 1316 | Ottawa | KS | Vertical | Franklin | IC6 | Natural Gas Internal Combustion Engine | IC |  | S | X | X | KMEA_EMP1_OTTA6 | KMEA_EMP1_OTTA6 | 6 | 0.8 | 5.9 | 5.9 | 3 | N |  |  | OP | X | 5 | 1981 | Pre-2000 |  |  | N | Electric Utility | Utility | Municipal | 1 | X | NG | Non-Renewable | 0 | 6 | 0 | 1 | DFO
Operable | 14229 | City of Ottawa - (KS) |  | 1316 | Ottawa | KS | Vertical | Franklin | IC7 | Natural Gas Internal Combustion Engine | IC |  | S | X | X | KMEA_EMP1_OTTA7 | KMEA_EMP1_OTTA7 | 6 | 0.8 | 5.9 | 5.9 | 3 | N |  |  | OP | X | 5 | 1981 | Pre-2000 |  |  | N | Electric Utility | Utility | Municipal | 1 | X | NG | Non-Renewable | 0 | 6 | 0 | 1 | DFO
Operable | 14246 | City of Owatonna - (MN) |  | 2003 | Owatonna | MN | Vertical | Steele | 7 | Natural Gas Fired Combustion Turbine | GT |  | S | X | X | SMP.OWANASM7 | SMP.OWANASM7 | 19 | 0.8 | 16.6 | 16.6 | 7 | N |  |  | OP | X | 4 | 1982 | Pre-2000 |  |  | N | Electric Utility | Utility | Municipal | 1 | X | NG | Non-Renewable | 0 | 19 | 0 | 1
Operable | 14276 | City of Oxford - (KS) |  | 7432 | Oxford (KS) | KS | Vertical | Sumner | 1A | Petroleum Liquids | IC |  | S | X | X |  |  | 1.7 | 0.8 | 1.6 | 1.6 | 0.9 | N |  |  | OP | X | 7 | 1999 | Pre-2000 |  |  | N | Electric Utility | Utility | Municipal | 1 | X | DFO | Non-Renewable | 0 | 1.7 | 0 | 1
Operable | 14276 | City of Oxford - (KS) |  | 7432 | Oxford (KS) | KS | Vertical | Sumner | 2A | Petroleum Liquids | IC |  | S | X | X |  |  | 1.7 | 0.8 | 1.6 | 1.6 | 0.9 | N |  |  | OP | X | 7 | 1999 | Pre-2000 |  |  | N | Electric Utility | Utility | Municipal | 1 | X | DFO | Non-Renewable | 0 | 1.7 | 0 | 1
Operable | 14276 | City of Oxford - (KS) |  | 7432 | Oxford (KS) | KS | Vertical | Sumner | 3A | Petroleum Liquids | IC |  | S | X | X |  |  | 1.7 | 0.8 | 1.6 | 1.6 | 0.9 | N |  |  | OP | X | 3 | 2007 | 2007 |  |  | N | Electric Utility | Utility | Municipal | 1 | X | DFO | Non-Renewable | 0 | 1.7 | 0 | 1
Operable | 14381 | City of Painesville |  | 2936 | Painesville | OH | Restructured | Lake | 3 | Conventional Steam Coal | ST |  | S | X | X | Painesville | Painesville | 7.5 | 0.8 | 7 | 7 | 2.5 | N |  |  | SB | Y | 1 | 1953 | Pre-2000 |  |  | N | Electric Utility | Utility | Municipal | 1 | X | BIT | Non-Renewable | 0 | 7.5 | 0 | 1 | NG
Operable | 14381 | City of Painesville |  | 2936 | Painesville | OH | Restructured | Lake | 5 | Conventional Steam Coal | ST |  | S | X | X | Painesville | Painesville | 16.5 | 0.85 | 15.5 | 15.5 | 5.5 | N |  |  | OP | X | 1 | 1965 | Pre-2000 |  |  | N | Electric Utility | Utility | Municipal | 1 | X | BIT | Non-Renewable | 0 | 16.5 | 0 | 1 | NG
Operable | 14381 | City of Painesville |  | 2936 | Painesville | OH | Restructured | Lake | 7 | Conventional Steam Coal | ST |  | S | X | X | Painesville | Painesville | 22 | 1 | 17.5 | 17.5 | 6 | N |  |  | OP | X | 2 | 1990 | Pre-2000 |  |  | N | Electric Utility | Utility | Municipal | 1 | X | BIT | Non-Renewable | 0 | 22 | 0 | 1 | NG
Operable | 14381 | City of Painesville |  | 2936 | Painesville | OH | Restructured | Lake | ST2 | Conventional Steam Coal | ST |  | S | X | X | Painesville | Painesville | 7.5 | 0.8 | 7 | 7 | 2.5 | N |  |  | SB | Y | 1 | 1949 | Pre-2000 |  |  | N | Electric Utility | Utility | Municipal | 1 | X | BIT | Non-Renewable | 0 | 7.5 | 0 | 1 | NG
Operable | 14381 | City of Painesville |  | 2936 | Painesville | OH | Restructured | Lake | WPCP1 | Petroleum Liquids | IC |  | S | X | X | Painesville | Painesville | 2 | 0.8 | 1.8 | 1.8 | 1.4 | N |  |  | OP | X | 2 | 2010 | 2010 |  |  | N | Electric Utility | Utility | Municipal | 1 | X | DFO | Non-Renewable | 0 | 2 | 0 | 1
Operable | 57033 | City of Palo Alto |  | 57714 | City of Palo Alto | CA | Vertical | Santa Clara | GEN1 | Natural Gas Internal Combustion Engine | IC |  | S | X | X | PLOALTO_1_N019 | PALALT_7_COBUG | 1.1 | 1 | 1.1 | 1.1 | 0.3 | N |  |  | SB | Y | 3 | 2002 | 2002 | 1 | 2024 | N | Electric Utility | Utility | Municipal | 1 | X | NG | Non-Renewable | 0 | 1.1 | 0 | 1
Operable | 57033 | City of Palo Alto |  | 57714 | City of Palo Alto | CA | Vertical | Santa Clara | GEN2 | Natural Gas Internal Combustion Engine | IC |  | S | X | X | PLOALTO_1_N019 | PALALT_7_COBUG | 1.1 | 1 | 1.1 | 1.1 | 0.3 | N |  |  | SB | Y | 3 | 2002 | 2002 | 1 | 2024 | N | Electric Utility | Utility | Municipal | 1 | X | NG | Non-Renewable | 0 | 1.1 | 0 | 1
Operable | 57033 | City of Palo Alto |  | 57714 | City of Palo Alto | CA | Vertical | Santa Clara | GEN3 | Natural Gas Internal Combustion Engine | IC |  | S | X | X | PLOALTO_1_N019 | PALALT_7_COBUG | 1.1 | 1 | 1.1 | 1.1 | 0.3 | N |  |  | SB | Y | 3 | 2002 | 2002 | 1 | 2024 | N | Electric Utility | Utility | Municipal | 1 | X | NG | Non-Renewable | 0 | 1.1 | 0 | 1
Operable | 57033 | City of Palo Alto |  | 57714 | City of Palo Alto | CA | Vertical | Santa Clara | GEN4 | Natural Gas Internal Combustion Engine | IC |  | S | X | X | PLOALTO_1_N019 | PALALT_7_COBUG | 1.1 | 1 | 1.1 | 1.1 | 0.3 | N |  |  | SB | Y | 3 | 2002 | 2002 | 1 | 2024 | N | Electric Utility | Utility | Municipal | 1 | X | NG | Non-Renewable | 0 | 1.1 | 0 | 1
Operable | 14433 | City of Panora - (IA) |  | 7584 | Panora | IA | Vertical | GUTHRIE | 1 | Petroleum Liquids | IC |  | S | X | X |  |  | 1.5 | 0.8 | 1.5 | 1.5 | 0.5 | N |  |  | SB | Y | 1 | 1988 | Pre-2000 |  |  | N | Electric Utility | Utility | Municipal | 1 | X | DFO | Non-Renewable | 0 | 1.5 | 0 | 1
Operable | 14433 | City of Panora - (IA) |  | 7584 | Panora | IA | Vertical | GUTHRIE | 2 | Petroleum Liquids | IC |  | S | X | X |  |  | 1 | 0.8 | 1 | 1 | 0.5 | N |  |  | SB | Y | 1 | 1988 | Pre-2000 |  |  | N | Electric Utility | Utility | Municipal | 1 | X | DFO | Non-Renewable | 0 | 1 | 0 | 1
Operable | 14433 | City of Panora - (IA) |  | 7584 | Panora | IA | Vertical | GUTHRIE | 3 | Petroleum Liquids | IC |  | S | X | X |  |  | 2 | 0.8 | 2 | 2 | 0.5 | N |  |  | SB | Y | 1 | 1993 | Pre-2000 |  |  | N | Electric Utility | Utility | Municipal | 1 | X | DFO | Non-Renewable | 0 | 2 | 0 | 1
Operable | 14459 | City of Paris - (KY) |  | 1376 | Paris (KY) | KY | Vertical | Bourbon | 1 | Petroleum Liquids | IC |  | S | X | X |  |  | 1.3 | 0.8 | 1.4 | 1.4 | 0.2 | N |  |  | OP | X | 12 | 1952 | Pre-2000 |  |  | N | Electric Utility | Utility | Municipal | 1 | X | DFO | Non-Renewable | 0 | 1.3 | 0 | 1
Operable | 14459 | City of Paris - (KY) |  | 1376 | Paris (KY) | KY | Vertical | Bourbon | 2 | Petroleum Liquids | IC |  | S | X | X |  |  | 1.3 | 0.8 | 1.4 | 1.4 | 0.2 | N |  |  | OP | X | 12 | 1954 | Pre-2000 |  |  | N | Electric Utility | Utility | Municipal | 1 | X | DFO | Non-Renewable | 0 | 1.3 | 0 | 1
Operable | 14459 | City of Paris - (KY) |  | 1376 | Paris (KY) | KY | Vertical | Bourbon | 3 | Petroleum Liquids | IC |  | S | X | X |  |  | 0.7 | 0.8 | 0.8 | 0.8 | 0.2 | N |  |  | OP | X | 12 | 1934 | Pre-2000 |  |  | N | Electric Utility | Utility | Municipal | 1 | X | DFO | Non-Renewable | 0 | 0.7 | 0 | 1
Operable | 14459 | City of Paris - (KY) |  | 1376 | Paris (KY) | KY | Vertical | Bourbon | 4 | Petroleum Liquids | IC |  | S | X | X |  |  | 0.9 | 0.8 | 1.1 | 1.1 | 0.2 | N |  |  | OP | X | 12 | 1947 | Pre-2000 |  |  | N | Electric Utility | Utility | Municipal | 1 | X | DFO | Non-Renewable | 0 | 0.9 | 0 | 1
Operable | 14459 | City of Paris - (KY) |  | 1376 | Paris (KY) | KY | Vertical | Bourbon | 5 | Petroleum Liquids | IC |  | S | X | X |  |  | 1.1 | 0.8 | 1.2 | 1.2 | 0.2 | N |  |  | OP | X | 12 | 1949 | Pre-2000 |  |  | N | Electric Utility | Utility | Municipal | 1 | X | DFO | Non-Renewable | 0 | 1.1 | 0 | 1
Operable | 14459 | City of Paris - (KY) |  | 1376 | Paris (KY) | KY | Vertical | Bourbon | 6 | Petroleum Liquids | IC |  | S | X | X |  |  | 3.1 | 0.8 | 3 | 3 | 0.2 | N |  |  | OP | X | 12 | 1974 | Pre-2000 |  |  | N | Electric Utility | Utility | Municipal | 1 | X | DFO | Non-Renewable | 0 | 3.1 | 0 | 1
Operable | 14459 | City of Paris - (KY) |  | 1376 | Paris (KY) | KY | Vertical | Bourbon | 7 | Petroleum Liquids | IC |  | S | X | X |  |  | 3.1 | 0.8 | 3 | 3 | 0.2 | N |  |  | OP | X | 12 | 1974 | Pre-2000 |  |  | N | Electric Utility | Utility | Municipal | 1 | X | DFO | Non-Renewable | 0 | 3.1 | 0 | 1
Operable | 14534 | City of Pasadena - (CA) |  | 422 | Glenarm | CA | Vertical | Los Angeles | GT1 | Natural Gas Fired Combustion Turbine | GT |  | S | X | X | Unit 1 | Unit 1 | 28.8 | 0.85 | 22 | 22 | 14.9 | N |  |  | OP | X | 1 | 1976 | Pre-2000 |  |  | N | Electric Utility | Utility | Municipal | 1 | X | NG | Non-Renewable | 0 | 28.8 | 0 | 1
Operable | 14534 | City of Pasadena - (CA) |  | 422 | Glenarm | CA | Vertical | Los Angeles | GT2 | Natural Gas Fired Combustion Turbine | GT |  | S | X | X | Unit 2 | Unit 2 | 28.8 | 0.85 | 22 | 22 | 15 | N |  |  | OP | X | 1 | 1976 | Pre-2000 |  |  | N | Electric Utility | Utility | Municipal | 1 | X | NG | Non-Renewable | 0 | 28.8 | 0 | 1
Operable | 14534 | City of Pasadena - (CA) |  | 422 | Glenarm | CA | Vertical | Los Angeles | GT3 | Natural Gas Fired Combustion Turbine | GT |  | S | X | X | Unit 3 | Unit 3 | 60.5 | 0.85 | 47.2 | 47.2 | 15.4 | N |  |  | OP | X | 1 | 2004 | 2004 |  |  | N | Electric Utility | Utility | Municipal | 1 | X | NG | Non-Renewable | 0 | 60.5 | 0 | 1
Operable | 14534 | City of Pasadena - (CA) |  | 422 | Glenarm | CA | Vertical | Los Angeles | GT4 | Natural Gas Fired Combustion Turbine | GT |  | S | X | X | Unit 4 | Unit 4 | 60.5 | 0.85 | 47.2 | 47.2 | 15.4 | N |  |  | OP | X | 1 | 2004 | 2004 |  |  | N | Electric Utility | Utility | Municipal | 1 | X | NG | Non-Renewable | 0 | 60.5 | 0 | 1
Operable | 14534 | City of Pasadena - (CA) |  | 422 | Glenarm | CA | Vertical | Los Angeles | GT5 | Natural Gas Fired Combined Cycle | CT | 1 | S | X | Y | Unit 5 | Unit 5 | 71 | 0.85 | 68 | 68 | 18 | N |  |  | OP | X | 12 | 2016 | 2016 |  |  | N | Electric Utility | Utility | Municipal | 1 | X | NG | Non-Renewable | 0 | 71 | 0 | 1
Operable | 14534 | City of Pasadena - (CA) |  | 422 | Glenarm | CA | Vertical | Los Angeles | ST1 | Natural Gas Fired Combined Cycle | CA | 1 | S | N | X | Unit 5 | Unit 5 | 16 | 0.9 | 16 | 16 | 6 | N |  |  | OP | X | 12 | 2016 | 2016 |  |  | N | Electric Utility | Utility | Municipal | 1 | X | NG | Non-Renewable | 0 | 16 | 0 | 1
Operable | 14534 | City of Pasadena - (CA) |  | 6449 | Azusa | CA | Vertical | Los Angeles | 1 | Conventional Hydroelectric | HY |  | S | X | X |  |  | 3 | 0.85 | 2 | 2 | 2 | N |  |  | OP | X | 2 | 1949 | Pre-2000 |  |  | N | Electric Utility | Utility | Municipal | 1 | X | WAT | Renewable | 3 | 0 | 1 | 0
Operable | 14582 | City of Pawhuska - (OK) |  | 2995 | Pawhuska | OK | Vertical | Osage | 1 | Petroleum Liquids | IC |  | S | X | X |  |  | 1.4 | 0.9 | 1.1 | 1.1 | 0.3 | N |  |  | OS | X | 9 | 1949 | Pre-2000 |  |  | N | Electric Utility | Utility | Municipal | 1 | X | DFO | Non-Renewable | 0 | 1.4 | 0 | 1
Operable | 14582 | City of Pawhuska - (OK) |  | 2995 | Pawhuska | OK | Vertical | Osage | 2 | Petroleum Liquids | IC |  | S | X | X |  |  | 2 | 0.9 | 1.2 | 1.2 | 0.3 | N |  |  | OP | X | 8 | 1954 | Pre-2000 |  |  | N | Electric Utility | Utility | Municipal | 1 | X | DFO | Non-Renewable | 0 | 2 | 0 | 1
Operable | 14582 | City of Pawhuska - (OK) |  | 2995 | Pawhuska | OK | Vertical | Osage | 3 | Petroleum Liquids | IC |  | S | X | X |  |  | 3.1 | 0.9 | 2.5 | 2.5 | 0.3 | N |  |  | OP | X | 8 | 1966 | Pre-2000 |  |  | N | Electric Utility | Utility | Municipal | 1 | X | DFO | Non-Renewable | 0 | 3.1 | 0 | 1
Operable | 14582 | City of Pawhuska - (OK) |  | 2995 | Pawhuska | OK | Vertical | Osage | 5 | Petroleum Liquids | IC |  | S | X | X |  |  | 2.5 | 0.9 | 2 | 2 | 0.3 | N |  |  | OP | X | 9 | 1960 | Pre-2000 |  |  | N | Electric Utility | Utility | Municipal | 1 | X | DFO | Non-Renewable | 0 | 2.5 | 0 | 1
Operable | 14605 | City of Peabody - (MA) |  | 1678 | Waters River | MA | Restructured | Essex | 1 | Natural Gas Fired Combustion Turbine | GT |  | S | X | X | UN.WATER_RV23 W_J1 | UN.WATER_RV23 W_J1 | 21.3 | 0.85 | 16 | 22 | 15 | N |  |  | OP | X | 12 | 1971 | Pre-2000 | 6 | 2026 | N | Electric Utility | Utility | Municipal | 1 | X | NG | Non-Renewable | 0 | 21.3 | 0 | 1 | DFO
Operable | 14605 | City of Peabody - (MA) |  | 1678 | Waters River | MA | Restructured | Essex | 2 | Natural Gas Fired Combustion Turbine | GT |  | S | X | X | UN.WATER_RV115 W_J2 | UN.WATER_RV115 W_J2 | 43.6 | 0.95 | 30 | 44 | 20 | N |  |  | OP | X | 11 | 1990 | Pre-2000 |  |  | N | Electric Utility | Utility | Municipal | 1 | X | NG | Non-Renewable | 0 | 43.6 | 0 | 1 | DFO
Operable | 14645 | City of Pella - (IA) |  | 7971 | Pella Peaking | IA | Vertical | Marion | 10 | Petroleum Liquids | IC |  | S | X | X | MEC.MRES.PELLA | MEC.MRES.PELLA | 2 | 0.98 | 1.8 | 1.8 | 1 | N |  |  | OP | X | 6 | 2003 | 2003 |  |  | N | Electric Utility | Utility | Municipal | 1 | X | DFO | Non-Renewable | 0 | 2 | 0 | 1
Operable | 14645 | City of Pella - (IA) |  | 7971 | Pella Peaking | IA | Vertical | Marion | 11 | Petroleum Liquids | IC |  | S | X | X | MEC.MRES.PELLA | MEC.MRES.PELLA | 2 | 0.98 | 1.8 | 1.8 | 1 | N |  |  | OP | X | 6 | 2003 | 2003 |  |  | N | Electric Utility | Utility | Municipal | 1 | X | DFO | Non-Renewable | 0 | 2 | 0 | 1
Operable | 14645 | City of Pella - (IA) |  | 7971 | Pella Peaking | IA | Vertical | Marion | 12 | Petroleum Liquids | IC |  | S | X | X | MEC.MRES.PELLA | MEC.MRES.PELLA | 2 | 0.98 | 1.8 | 1.8 | 1 | N |  |  | OP | X | 6 | 2003 | 2003 |  |  | N | Electric Utility | Utility | Municipal | 1 | X | DFO | Non-Renewable | 0 | 2 | 0 | 1
Operable | 14645 | City of Pella - (IA) |  | 7971 | Pella Peaking | IA | Vertical | Marion | 13 | Petroleum Liquids | IC |  | S | X | X | MEC.MRES.PELLA | MEC.MRES.PELLA | 2 | 0.98 | 1.8 | 1.8 | 1 | N |  |  | OP | X | 6 | 2003 | 2003 |  |  | N | Electric Utility | Utility | Municipal | 1 | X | DFO | Non-Renewable | 0 | 2 | 0 | 1
Operable | 14645 | City of Pella - (IA) |  | 7971 | Pella Peaking | IA | Vertical | Marion | 14 | Petroleum Liquids | IC |  | S | X | X | MEC.MRES.PELLA | MEC.MRES.PELLA | 2 | 0.98 | 1.8 | 1.8 | 1 | N |  |  | OP | X | 6 | 2003 | 2003 |  |  | N | Electric Utility | Utility | Municipal | 1 | X | DFO | Non-Renewable | 0 | 2 | 0 | 1
Operable | 14645 | City of Pella - (IA) |  | 7971 | Pella Peaking | IA | Vertical | Marion | 15 | Petroleum Liquids | IC |  | S | X | X | MEC.MRES.PELLA | MEC.MRES.PELLA | 2 | 0.98 | 1.8 | 1.8 | 1 | N |  |  | OP | X | 6 | 2003 | 2003 |  |  | N | Electric Utility | Utility | Municipal | 1 | X | DFO | Non-Renewable | 0 | 2 | 0 | 1
Operable | 14645 | City of Pella - (IA) |  | 7971 | Pella Peaking | IA | Vertical | Marion | 16 | Petroleum Liquids | IC |  | S | X | X | MEC.MRES.PELLA | MEC.MRES.PELLA | 2 | 0.98 | 1.8 | 1.8 | 1 | N |  |  | OP | X | 6 | 2003 | 2003 |  |  | N | Electric Utility | Utility | Municipal | 1 | X | DFO | Non-Renewable | 0 | 2 | 0 | 1
Operable | 14645 | City of Pella - (IA) |  | 7971 | Pella Peaking | IA | Vertical | Marion | 3 | Petroleum Liquids | IC |  | S | X | X | MEC.MRES.PELLA | MEC.MRES.PELLA | 2 | 0.98 | 1.8 | 1.8 | 1 | N |  |  | OP | X | 6 | 2003 | 2003 |  |  | N | Electric Utility | Utility | Municipal | 1 | X | DFO | Non-Renewable | 0 | 2 | 0 | 1
Operable | 14645 | City of Pella - (IA) |  | 7971 | Pella Peaking | IA | Vertical | Marion | 4 | Petroleum Liquids | IC |  | S | X | X | MEC.MRES.PELLA | MEC.MRES.PELLA | 2 | 0.98 | 1.8 | 1.8 | 1 | N |  |  | OP | X | 6 | 2003 | 2003 |  |  | N | Electric Utility | Utility | Municipal | 1 | X | DFO | Non-Renewable | 0 | 2 | 0 | 1
Operable | 14645 | City of Pella - (IA) |  | 7971 | Pella Peaking | IA | Vertical | Marion | 5 | Petroleum Liquids | IC |  | S | X | X | MEC.MRES.PELLA | MEC.MRES.PELLA | 2 | 0.98 | 1.8 | 1.8 | 1 | N |  |  | OP | X | 6 | 2003 | 2003 |  |  | N | Electric Utility | Utility | Municipal | 1 | X | DFO | Non-Renewable | 0 | 2 | 0 | 1
Operable | 14645 | City of Pella - (IA) |  | 7971 | Pella Peaking | IA | Vertical | Marion | 6 | Petroleum Liquids | IC |  | S | X | X | MEC.MRES.PELLA | MEC.MRES.PELLA | 2 | 0.98 | 1.8 | 1.8 | 1 | N |  |  | OP | X | 6 | 2003 | 2003 |  |  | N | Electric Utility | Utility | Municipal | 1 | X | DFO | Non-Renewable | 0 | 2 | 0 | 1
Operable | 14645 | City of Pella - (IA) |  | 7971 | Pella Peaking | IA | Vertical | Marion | 7 | Petroleum Liquids | IC |  | S | X | X | MEC.MRES.PELLA | MEC.MRES.PELLA | 2 | 0.98 | 1.8 | 1.8 | 1 | N |  |  | OA | X | 6 | 2003 | 2003 |  |  | N | Electric Utility | Utility | Municipal | 1 | X | DFO | Non-Renewable | 0 | 2 | 0 | 1
Operable | 14645 | City of Pella - (IA) |  | 7971 | Pella Peaking | IA | Vertical | Marion | 8 | Petroleum Liquids | IC |  | S | X | X | MEC.MRES.PELLA | MEC.MRES.PELLA | 2 | 0.98 | 1.8 | 1.8 | 1 | N |  |  | OP | X | 6 | 2003 | 2003 |  |  | N | Electric Utility | Utility | Municipal | 1 | X | DFO | Non-Renewable | 0 | 2 | 0 | 1
Operable | 14645 | City of Pella - (IA) |  | 7971 | Pella Peaking | IA | Vertical | Marion | 9 | Petroleum Liquids | IC |  | S | X | X | MEC.MRES.PELLA | MEC.MRES.PELLA | 2 | 0.98 | 1.8 | 1.8 | 1 | N |  |  | OP | X | 6 | 2003 | 2003 |  |  | N | Electric Utility | Utility | Municipal | 1 | X | DFO | Non-Renewable | 0 | 2 | 0 | 1
Operable | 14656 | City of Pender - (NE) |  | 2296 | Pender | NE | Vertical | Thurston | 1 | Petroleum Liquids | IC |  | S | X | X |  |  | 1.5 | 1 | 1.2 | 1.2 | 1.1 | N |  |  | OP | X | 1 | 1968 | Pre-2000 |  |  | N | Electric Utility | Utility | Municipal | 1 | X | DFO | Non-Renewable | 0 | 1.5 | 0 | 1 | NG
Operable | 14656 | City of Pender - (NE) |  | 2296 | Pender | NE | Vertical | Thurston | 2 | Petroleum Liquids | IC |  | S | X | X |  |  | 2 | 1 | 2 | 2 | 1.8 | N |  |  | OP | X | 1 | 1973 | Pre-2000 |  |  | N | Electric Utility | Utility | Municipal | 1 | X | DFO | Non-Renewable | 0 | 2 | 0 | 1 | NG
Operable | 14656 | City of Pender - (NE) |  | 2296 | Pender | NE | Vertical | Thurston | 3 | Petroleum Liquids | IC |  | S | X | X |  |  | 0.5 | 1 | 0.5 | 0.5 | 0.5 | N |  |  | OS | X | 1 | 1953 | Pre-2000 |  |  | N | Electric Utility | Utility | Municipal | 1 | X | DFO | Non-Renewable | 0 | 0.5 | 0 | 1 | NG
Operable | 14656 | City of Pender - (NE) |  | 2296 | Pender | NE | Vertical | Thurston | 4 | Petroleum Liquids | IC |  | S | X | X |  |  | 0.9 | 1 | 0.8 | 0.8 | 0.8 | N |  |  | OP | X | 1 | 1961 | Pre-2000 |  |  | N | Electric Utility | Utility | Municipal | 1 | X | DFO | Non-Renewable | 0 | 0.9 | 0 | 1 | NG
Operable | 14840 | City of Peru - (IL) |  | 955 | Peru (IL) | IL | Restructured | LaSalle | 11 | Petroleum Liquids | IC |  | S | X | X | AMIL.IP.IMEA | AMIL.IP.IMEA | 2.7 | 0.8 | 2.7 | 2.7 | 0.2 | N |  |  | OP | X | 4 | 2011 | 2011 |  |  | N | Electric Utility | Utility | Municipal | 1 | X | DFO | Non-Renewable | 0 | 2.7 | 0 | 1
Operable | 14840 | City of Peru - (IL) |  | 955 | Peru (IL) | IL | Restructured | LaSalle | 12 | Petroleum Liquids | IC |  | S | X | X | AMIL.IP.IMEA | AMIL.IP.IMEA | 2.7 | 0.8 | 2.7 | 2.7 | 0.2 | N |  |  | OP | X | 4 | 2011 | 2011 |  |  | N | Electric Utility | Utility | Municipal | 1 | X | DFO | Non-Renewable | 0 | 2.7 | 0 | 1
Operable | 14840 | City of Peru - (IL) |  | 955 | Peru (IL) | IL | Restructured | LaSalle | 13 | Petroleum Liquids | IC |  | S | X | X | AMIL.IP.IMEA | AMIL.IP.IMEA | 2.7 | 0.8 | 2.7 | 2.7 | 0.2 | N |  |  | OP | X | 4 | 2011 | 2011 |  |  | N | Electric Utility | Utility | Municipal | 1 | X | DFO | Non-Renewable | 0 | 2.7 | 0 | 1
Operable | 14840 | City of Peru - (IL) |  | 955 | Peru (IL) | IL | Restructured | LaSalle | 14 | Petroleum Liquids | IC |  | S | X | X | AMIL.IP.IMEA | AMIL.IP.IMEA | 2.7 | 0.8 | 2.7 | 2.7 | 0.2 | N |  |  | OP | X | 4 | 2011 | 2011 |  |  | N | Electric Utility | Utility | Municipal | 1 | X | DFO | Non-Renewable | 0 | 2.7 | 0 | 1
Operable | 14840 | City of Peru - (IL) |  | 955 | Peru (IL) | IL | Restructured | LaSalle | 15 | Petroleum Liquids | IC |  | S | X | X | AMIL.IP.IMEA | AMIL.IP.IMEA | 2.7 | 0.8 | 2.7 | 2.7 | 0.2 | N |  |  | OP | X | 4 | 2011 | 2011 |  |  | N | Electric Utility | Utility | Municipal | 1 | X | DFO | Non-Renewable | 0 | 2.7 | 0 | 1
Operable | 14840 | City of Peru - (IL) |  | 955 | Peru (IL) | IL | Restructured | LaSalle | 16 | Petroleum Liquids | IC |  | S | X | X | AMIL.IP.IMEA | AMIL.IP.IMEA | 2.7 | 0.8 | 2.7 | 2.7 | 0.2 | N |  |  | OP | X | 9 | 2011 | 2011 |  |  | N | Electric Utility | Utility | Municipal | 1 | X | DFO | Non-Renewable | 0 | 2.7 | 0 | 1
Operable | 14840 | City of Peru - (IL) |  | 955 | Peru (IL) | IL | Restructured | LaSalle | 17 | Petroleum Liquids | IC |  | S | X | X | AMIL.IP.IMEA | AMIL.IP.IMEA | 2.7 | 0.8 | 2.7 | 2.7 | 0.2 | N |  |  | OP | X | 9 | 2011 | 2011 |  |  | N | Electric Utility | Utility | Municipal | 1 | X | DFO | Non-Renewable | 0 | 2.7 | 0 | 1
Operable | 14840 | City of Peru - (IL) |  | 955 | Peru (IL) | IL | Restructured | LaSalle | GT1 | Petroleum Liquids | GT |  | S | X | X | AMIL.IP.IMEA | AMIL.IP.IMEA | 10 | 0.8 | 8.6 | 8.6 | 1 | N |  |  | OP | X | 10 | 1968 | Pre-2000 |  |  | N | Electric Utility | Utility | Municipal | 1 | X | JF | Non-Renewable | 0 | 10 | 0 | 1
Operable | 14840 | City of Peru - (IL) |  | 955 | Peru (IL) | IL | Restructured | LaSalle | HC1 | Conventional Hydroelectric | HY |  | S | X | X | AMIL.IP.IMEA | AMIL.IP.IMEA | 1.9 | 0.9 | 1.7 | 1.7 | 0.2 | N |  |  | OP | X | 9 | 1996 | Pre-2000 |  |  | N | Electric Utility | Utility | Municipal | 1 | X | WAT | Renewable | 1.9 | 0 | 1 | 0
Operable | 14840 | City of Peru - (IL) |  | 955 | Peru (IL) | IL | Restructured | LaSalle | HC2 | Conventional Hydroelectric | HY |  | S | X | X | AMIL.IP.IMEA | AMIL.IP.IMEA | 1.9 | 0.9 | 1.7 | 1.7 | 0.2 | N |  |  | OP | X | 9 | 1996 | Pre-2000 |  |  | N | Electric Utility | Utility | Municipal | 1 | X | WAT | Renewable | 1.9 | 0 | 1 | 0
Operable | 14840 | City of Peru - (IL) |  | 955 | Peru (IL) | IL | Restructured | LaSalle | HC3 | Conventional Hydroelectric | HY |  | S | X | X | AMIL.IP.IMEA | AMIL.IP.IMEA | 1.9 | 0.9 | 1.7 | 1.7 | 0.2 | N |  |  | OP | X | 9 | 1996 | Pre-2000 |  |  | N | Electric Utility | Utility | Municipal | 1 | X | WAT | Renewable | 1.9 | 0 | 1 | 0
Operable | 14840 | City of Peru - (IL) |  | 955 | Peru (IL) | IL | Restructured | LaSalle | HC4 | Conventional Hydroelectric | HY |  | S | X | X | AMIL.IP.IMEA | AMIL.IP.IMEA | 1.9 | 0.9 | 1.7 | 1.7 | 0.2 | N |  |  | OP | X | 9 | 1996 | Pre-2000 |  |  | N | Electric Utility | Utility | Municipal | 1 | X | WAT | Renewable | 1.9 | 0 | 1 | 0
Operable | 14839 | City of Peru - (IN) |  | 1037 | Peru (IN) | IN | Vertical | Miami | D1 | Petroleum Liquids | IC |  | S | X | X |  |  | 1.8 | 0.8 | 1.8 | 1.8 | 0.5 | N |  |  | SB | Y | 10 | 2002 | 2002 |  |  | N | Electric Utility | Utility | Municipal | 1 | X | DFO | Non-Renewable | 0 | 1.8 | 0 | 1
Operable | 15043 | City of Piggott - (AR) |  | 193 | Municipal Light | AR | Vertical | Clay | 1 | Petroleum Liquids | IC |  | S | X | X |  |  | 2 | 1 | 2 | 2 | 1.2 | N |  |  | OS | X | 10 | 1963 | Pre-2000 |  |  | N | Electric Utility | Utility | Municipal | 1 | X | DFO | Non-Renewable | 0 | 2 | 0 | 1
Operable | 15043 | City of Piggott - (AR) |  | 193 | Municipal Light | AR | Vertical | Clay | 2 | Petroleum Liquids | IC |  | S | X | X |  |  | 0.6 | 1 | 0.6 | 0.6 | 0.4 | N |  |  | OS | X | 4 | 1952 | Pre-2000 |  |  | N | Electric Utility | Utility | Municipal | 1 | X | DFO | Non-Renewable | 0 | 0.6 | 0 | 1
Operable | 15043 | City of Piggott - (AR) |  | 193 | Municipal Light | AR | Vertical | Clay | 4 | Petroleum Liquids | IC |  | S | X | X |  |  | 2.2 | 1 | 2.2 | 2.2 | 1.4 | N |  |  | OS | X | 3 | 1976 | Pre-2000 |  |  | N | Electric Utility | Utility | Municipal | 1 | X | DFO | Non-Renewable | 0 | 2.2 | 0 | 1
Operable | 15043 | City of Piggott - (AR) |  | 193 | Municipal Light | AR | Vertical | Clay | 6 | Petroleum Liquids | IC |  | S | X | X |  |  | 1.3 | 1 | 1.3 | 1.3 | 0.7 | N |  |  | OS | X | 3 | 1959 | Pre-2000 |  |  | N | Electric Utility | Utility | Municipal | 1 | X | DFO | Non-Renewable | 0 | 1.3 | 0 | 1
Operable | 15043 | City of Piggott - (AR) |  | 193 | Municipal Light | AR | Vertical | Clay | 7 | Petroleum Liquids | IC |  | S | X | X |  |  | 1.1 | 1 | 1.1 | 1.1 | 0.6 | N |  |  | OS | X | 1 | 1955 | Pre-2000 |  |  | N | Electric Utility | Utility | Municipal | 1 | X | DFO | Non-Renewable | 0 | 1.1 | 0 | 1
Operable | 15095 | City of Piqua - (OH) |  | 2937 | Piqua Power Plant | OH | Restructured | Miami | 11 | Petroleum Liquids | GT |  | S | X | X |  |  | 16.3 | 0.9 | 16.5 | 16.5 | 13 | N |  |  | OP | X | 12 | 1989 | Pre-2000 |  |  | N | Electric Utility | Utility | Municipal | 1 | X | DFO | Non-Renewable | 0 | 16.3 | 0 | 1
Operable | 15095 | City of Piqua - (OH) |  | 2937 | Piqua Power Plant | OH | Restructured | Miami | 8 | Petroleum Liquids | GT |  | S | X | X |  |  | 20 | 0.85 | 20 | 20 | 14 | N |  |  | OP | X | 1 | 1972 | Pre-2000 |  |  | N | Electric Utility | Utility | Municipal | 1 | X | DFO | Non-Renewable | 0 | 20 | 0 | 1
Operable | 58888 | City of Pittsfield |  | 59060 | Waste Water Treatment Plant | MA | Restructured | Berkshire | WWPV | Solar Photovoltaic | PV |  | S | X | X |  |  | 1.5 |  | 1.5 | 1.5 |  | N |  |  | OP | X | 1 | 2012 | 2012 |  |  | N | IPP Non-CHP | IPP | IPP | 2 | X | SUN | Renewable | 1.5 | 0 | 1 | 0
Operable | 15180 | City of Pocahontas - (IA) |  | 56517 | West Diesel Generation Unit | IA | Vertical | Pocahontas | East | Petroleum Liquids | IC |  | S | X | X |  |  | 2 | 1 | 1.9 | 1.9 | 1.9 | N |  |  | SB | Y | 6 | 2006 | 2006 |  |  | N | Electric Utility | Utility | Municipal | 1 | X | DFO | Non-Renewable | 0 | 2 | 0 | 1
Operable | 15180 | City of Pocahontas - (IA) |  | 56517 | West Diesel Generation Unit | IA | Vertical | Pocahontas | West | Petroleum Liquids | IC |  | S | X | X |  |  | 2 | 1 | 1.9 | 1.9 | 1.9 | N |  |  | SB | Y | 6 | 2006 | 2006 |  |  | N | Electric Utility | Utility | Municipal | 1 | X | DFO | Non-Renewable | 0 | 2 | 0 | 1
Operable | 15229 | City of Poplar Bluff - (MO) |  | 7392 | Poplar Bluff Generating Station | MO | Vertical | Butler | 1 | Natural Gas Internal Combustion Engine | IC |  | S | X | X | POPLARBLUFF |  | 7 | 0.8 | 7 | 7 | 3 | N |  |  | OP | X | 5 | 1976 | Pre-2000 |  |  | N | Electric Utility | Utility | Municipal | 1 | X | NG | Non-Renewable | 0 | 7 | 0 | 1 | DFO
Operable | 15229 | City of Poplar Bluff - (MO) |  | 7392 | Poplar Bluff Generating Station | MO | Vertical | Butler | 2 | Natural Gas Internal Combustion Engine | IC |  | S | X | X | POPLARBLUFF |  | 7 | 0.8 | 6.7 | 6.7 | 3 | N |  |  | OP | X | 5 | 1976 | Pre-2000 |  |  | N | Electric Utility | Utility | Municipal | 1 | X | NG | Non-Renewable | 0 | 7 | 0 | 1 | DFO
Operable | 15229 | City of Poplar Bluff - (MO) |  | 7392 | Poplar Bluff Generating Station | MO | Vertical | Butler | 3 | Natural Gas Internal Combustion Engine | IC |  | S | X | X | POPLARBLUFF |  | 6.7 | 0.8 | 6.7 | 6.7 | 3 | N |  |  | OP | X | 6 | 2002 | 2002 |  |  | N | Electric Utility | Utility | Municipal | 1 | X | NG | Non-Renewable | 0 | 6.7 | 0 | 1 | DFO
Operable | 15229 | City of Poplar Bluff - (MO) |  | 7392 | Poplar Bluff Generating Station | MO | Vertical | Butler | 4 | Natural Gas Internal Combustion Engine | IC |  | S | X | X | POPLARBLUFF |  | 6.7 | 0.8 | 6.3 | 6.3 | 3 | N |  |  | OP | X | 7 | 2002 | 2002 |  |  | N | Electric Utility | Utility | Municipal | 1 | X | NG | Non-Renewable | 0 | 6.7 | 0 | 1 | DFO
Operable | 15229 | City of Poplar Bluff - (MO) |  | 7392 | Poplar Bluff Generating Station | MO | Vertical | Butler | 5 | Natural Gas Internal Combustion Engine | IC |  | S | X | X | POPLARBLUFF |  | 6.7 | 0.8 | 6.7 | 6.7 | 3 | N |  |  | OP | X | 6 | 2002 | 2002 |  |  | N | Electric Utility | Utility | Municipal | 1 | X | NG | Non-Renewable | 0 | 6.7 | 0 | 1 | DFO
Operable | 15246 | City of Portland - (MI) |  | 1851 | Frank Jenkins | MI | Vertical | Ionia | 4 | Petroleum Liquids | IC |  | S | X | X |  |  | 0.8 | 1 | 0.8 | 0.8 | 0.1 | N |  |  | SB | Y | 5 | 1950 | Pre-2000 |  |  | N | Electric Utility | Utility | Municipal | 1 | X | DFO | Non-Renewable | 0 | 0.8 | 0 | 1
Operable | 15246 | City of Portland - (MI) |  | 1851 | Frank Jenkins | MI | Vertical | Ionia | 5 | Petroleum Liquids | IC |  | S | X | X |  |  | 2 | 1 | 1.7 | 1.7 | 0.2 | N |  |  | SB | Y | 8 | 1995 | Pre-2000 |  |  | N | Electric Utility | Utility | Municipal | 1 | X | DFO | Non-Renewable | 0 | 2 | 0 | 1 | NG
Operable | 15246 | City of Portland - (MI) |  | 1851 | Frank Jenkins | MI | Vertical | Ionia | 6 | Petroleum Liquids | IC |  | S | X | X |  |  | 1 | 1 | 1 | 1 | 0.1 | N |  |  | SB | Y | 7 | 2002 | 2002 |  |  | N | Electric Utility | Utility | Municipal | 1 | X | DFO | Non-Renewable | 0 | 1 | 0 | 1 | NG
Operable | 15321 | City of Pratt- (KS) |  | 1317 | Pratt | KS | Vertical | Pratt | 5 | Natural Gas Steam Turbine | ST |  | S | X | X |  |  | 14 | 0.85 | 13 | 13 | 5 | N |  |  | OP | X | 1 | 1965 | Pre-2000 |  |  | N | Electric Utility | Utility | Municipal | 1 | X | NG | Non-Renewable | 0 | 14 | 0 | 1
Operable | 15321 | City of Pratt- (KS) |  | 1317 | Pratt | KS | Vertical | Pratt | IC1 | Petroleum Liquids | IC |  | S | X | X |  |  | 1.5 | 0.8 | 1.5 | 1.5 | 0.5 | N |  |  | OP | X | 1 | 1958 | Pre-2000 |  |  | N | Electric Utility | Utility | Municipal | 1 | X | DFO | Non-Renewable | 0 | 1.5 | 0 | 1
Operable | 15321 | City of Pratt- (KS) |  | 7447 | Pratt 2 | KS | Vertical | Pratt | IC2 | Natural Gas Internal Combustion Engine | IC |  | S | X | X |  |  | 8 | 0.9 | 7.6 | 7.6 | 5 | N |  |  | OP | X | 6 | 1994 | Pre-2000 |  |  | N | Electric Utility | Utility | Municipal | 1 | X | NG | Non-Renewable | 0 | 8 | 0 | 1 | DFO
Operable | 15321 | City of Pratt- (KS) |  | 7447 | Pratt 2 | KS | Vertical | Pratt | IC3 | Natural Gas Internal Combustion Engine | IC |  | S | X | X |  |  | 8 | 0.9 | 7.6 | 7.6 | 5 | N |  |  | OP | X | 4 | 2004 | 2004 |  |  | N | Electric Utility | Utility | Municipal | 1 | X | NG | Non-Renewable | 0 | 8 | 0 | 1 | DFO
Operable | 15349 | City of Preston |  | 1176 | Preston (IA) | IA | Vertical | Jackson | 4 | Natural Gas Internal Combustion Engine | IC |  | S | X | X | NA | NA | 1.8 | 0.9 | 1.8 | 1.8 | 1.8 | N |  |  | OP | X | 12 | 1980 | Pre-2000 |  |  | N | Electric Utility | Utility | Municipal | 1 | X | NG | Non-Renewable | 0 | 1.8 | 0 | 1 | DFO
Operable | 15349 | City of Preston |  | 1176 | Preston (IA) | IA | Vertical | Jackson | 5 | Petroleum Liquids | IC |  | S | X | X |  |  | 1.8 | 0.8 | 2 | 2 | 0.1 | N |  |  | OP | X | 1 | 2020 | 2020 |  |  | N | Electric Utility | Utility | Municipal | 1 | X | DFO | Non-Renewable | 0 | 1.8 | 0 | 1
Operable | 15388 | City of Princeton - (IL) |  | 957 | Princeton (IL) | IL | Restructured | Bureau | 1 | Natural Gas Internal Combustion Engine | IC |  | S | X | X | AMIL.IP.IMEA | AMIL.IP.IMEA | 2.3 | 0.8 | 2.3 | 2.3 | 0.5 | N |  |  | SB | Y | 7 | 1953 | Pre-2000 |  |  | N | Electric Utility | Utility | Municipal | 1 | X | NG | Non-Renewable | 0 | 2.3 | 0 | 1 | DFO
Operable | 15388 | City of Princeton - (IL) |  | 957 | Princeton (IL) | IL | Restructured | Bureau | 2 | Natural Gas Internal Combustion Engine | IC |  | S | X | X | AMIL.IP.IMEA | AMIL.IP.IMEA | 3 | 0.8 | 3 | 3 | 1 | N |  |  | SB | Y | 4 | 1958 | Pre-2000 |  |  | N | Electric Utility | Utility | Municipal | 1 | X | NG | Non-Renewable | 0 | 3 | 0 | 1 | DFO
Operable | 15388 | City of Princeton - (IL) |  | 957 | Princeton (IL) | IL | Restructured | Bureau | 3 | Natural Gas Internal Combustion Engine | IC |  | S | X | X | AMIL.IP.IMEA | AMIL.IP.IMEA | 3.4 | 0.8 | 3.4 | 3.4 | 1 | N |  |  | SB | Y | 8 | 1965 | Pre-2000 |  |  | N | Electric Utility | Utility | Municipal | 1 | X | NG | Non-Renewable | 0 | 3.4 | 0 | 1 | DFO
Operable | 15388 | City of Princeton - (IL) |  | 957 | Princeton (IL) | IL | Restructured | Bureau | 4 | Natural Gas Internal Combustion Engine | IC |  | S | X | X | AMIL.IP.IMEA | AMIL.IP.IMEA | 3.4 | 0.8 | 3.4 | 3.4 | 1 | N |  |  | SB | Y | 1 | 1965 | Pre-2000 |  |  | N | Electric Utility | Utility | Municipal | 1 | X | NG | Non-Renewable | 0 | 3.4 | 0 | 1 | DFO
Operable | 15388 | City of Princeton - (IL) |  | 957 | Princeton (IL) | IL | Restructured | Bureau | 5 | Natural Gas Internal Combustion Engine | IC |  | S | X | X | AMIL.IP.IMEA | AMIL.IP.IMEA | 4.4 | 0.8 | 4.4 | 4.4 | 1 | N |  |  | SB | Y | 7 | 1971 | Pre-2000 |  |  | N | Electric Utility | Utility | Municipal | 1 | X | NG | Non-Renewable | 0 | 4.4 | 0 | 1 | DFO
Operable | 15388 | City of Princeton - (IL) |  | 957 | Princeton (IL) | IL | Restructured | Bureau | 6 | Natural Gas Internal Combustion Engine | IC |  | S | X | X | AMIL.IP.IMEA | AMIL.IP.IMEA | 5.6 | 0.8 | 5.5 | 5.5 | 1 | N |  |  | SB | Y | 8 | 1971 | Pre-2000 |  |  | N | Electric Utility | Utility | Municipal | 1 | X | NG | Non-Renewable | 0 | 5.6 | 0 | 1 | DFO
Operable | 15388 | City of Princeton - (IL) |  | 957 | Princeton (IL) | IL | Restructured | Bureau | 7 | Natural Gas Internal Combustion Engine | IC |  | S | X | X | AMIL.IP.IMEA | AMIL.IP.IMEA | 7 | 0.8 | 7 | 7 | 1 | N |  |  | SB | Y | 9 | 1976 | Pre-2000 |  |  | N | Electric Utility | Utility | Municipal | 1 | X | NG | Non-Renewable | 0 | 7 | 0 | 1 | DFO
Operable | 15388 | City of Princeton - (IL) |  | 957 | Princeton (IL) | IL | Restructured | Bureau | 8 | Natural Gas Internal Combustion Engine | IC |  | S | X | X | AMIL.IP.IMEA | AMIL.IP.IMEA | 8.8 | 0.8 | 8.7 | 8.7 | 1 | N |  |  | SB | Y | 9 | 1976 | Pre-2000 |  |  | N | Electric Utility | Utility | Municipal | 1 | X | NG | Non-Renewable | 0 | 8.8 | 0 | 1 | DFO
Operable | 15619 | City of Radford - (VA) |  | 3827 | Radford | VA | Vertical | Pulaski | 1 | Conventional Hydroelectric | HY |  | S | X | X |  |  | 1 | 0.8 | 1 | 1 | 0.3 | N |  |  | OP | X | 10 | 1934 | Pre-2000 |  |  | N | Electric Utility | Utility | Municipal | 1 | X | WAT | Renewable | 1 | 0 | 1 | 0
Operable | 15772 | City of Red Bud - (IL) |  | 959 | Red Bud | IL | Restructured | Randolph | 1 | Petroleum Liquids | IC |  | S | X | X | AMIL.IP.IMEA | AMIL.IP.IMEA | 2.4 | 0.8 | 2.2 | 2.2 | 1 | N |  |  | OP | X | 7 | 1968 | Pre-2000 |  |  | N | Electric Utility | Utility | Municipal | 1 | X | DFO | Non-Renewable | 0 | 2.4 | 0 | 1
Operable | 15772 | City of Red Bud - (IL) |  | 959 | Red Bud | IL | Restructured | Randolph | 2 | Petroleum Liquids | IC |  | S | X | X | AMIL.IP.IMEA | AMIL.IP.IMEA | 1.1 | 0.8 | 0.9 | 1 | 0.5 | N |  |  | OP | X | 3 | 1959 | Pre-2000 |  |  | N | Electric Utility | Utility | Municipal | 1 | X | DFO | Non-Renewable | 0 | 1.1 | 0 | 1
Operable | 15772 | City of Red Bud - (IL) |  | 959 | Red Bud | IL | Restructured | Randolph | 3 | Petroleum Liquids | IC |  | S | X | X | AMIL.IP.IMEA | AMIL.IP.IMEA | 2.4 | 0.8 | 2.2 | 2.2 | 1 | N |  |  | OP | X | 11 | 1964 | Pre-2000 |  |  | N | Electric Utility | Utility | Municipal | 1 | X | DFO | Non-Renewable | 0 | 2.4 | 0 | 1
Operable | 15772 | City of Red Bud - (IL) |  | 959 | Red Bud | IL | Restructured | Randolph | 4 | Petroleum Liquids | IC |  | S | X | X | AMIL.IP.IMEA | AMIL.IP.IMEA | 3.5 | 0.8 | 3 | 3 | 1.5 | N |  |  | OP | X | 3 | 1973 | Pre-2000 |  |  | N | Electric Utility | Utility | Municipal | 1 | X | DFO | Non-Renewable | 0 | 3.5 | 0 | 1
Operable | 15772 | City of Red Bud - (IL) |  | 959 | Red Bud | IL | Restructured | Randolph | 7 | Petroleum Liquids | IC |  | S | X | X | AMIL.IP.IMEA | AMIL.IP.IMEA | 2.8 | 0.8 | 3 | 3 | 1 | N |  |  | OP | X | 6 | 2002 | 2002 |  |  | N | Electric Utility | Utility | Municipal | 1 | X | DFO | Non-Renewable | 0 | 2.8 | 0 | 1
Operable | 15772 | City of Red Bud - (IL) |  | 959 | Red Bud | IL | Restructured | Randolph | 8 | Petroleum Liquids | IC |  | S | X | X | AMIL.IP.IMEA | AMIL.IP.IMEA | 2.8 | 0.8 | 3 | 3 | 1 | N |  |  | OP | X | 6 | 2002 | 2002 |  |  | N | Electric Utility | Utility | Municipal | 1 | X | DFO | Non-Renewable | 0 | 2.8 | 0 | 1
Operable | 15773 | City of Red Cloud - (NE) |  | 2299 | Red Cloud | NE | Vertical | Webster | 2 | Petroleum Liquids | IC |  | S | X | X |  |  | 0.9 | 0.9 | 0.6 | 0.6 | 0.1 | N |  |  | OP | X | 6 | 1953 | Pre-2000 |  |  | N | Electric Utility | Utility | Municipal | 1 | X | DFO | Non-Renewable | 0 | 0.9 | 0 | 1
Operable | 15773 | City of Red Cloud - (NE) |  | 2299 | Red Cloud | NE | Vertical | Webster | 3 | Petroleum Liquids | IC |  | S | X | X |  |  | 1.3 | 0.9 | 1.2 | 1.2 | 0.1 | N |  |  | OP | X | 12 | 1960 | Pre-2000 |  |  | N | Electric Utility | Utility | Municipal | 1 | X | DFO | Non-Renewable | 0 | 1.3 | 0 | 1
Operable | 15773 | City of Red Cloud - (NE) |  | 2299 | Red Cloud | NE | Vertical | Webster | 4 | Petroleum Liquids | IC |  | S | X | X |  |  | 1.3 | 0.9 | 1.2 | 1.2 | 0.1 | N |  |  | OP | X | 8 | 1968 | Pre-2000 |  |  | N | Electric Utility | Utility | Municipal | 1 | X | DFO | Non-Renewable | 0 | 1.3 | 0 | 1
Operable | 15773 | City of Red Cloud - (NE) |  | 2299 | Red Cloud | NE | Vertical | Webster | 5 | Petroleum Liquids | IC |  | S | X | X |  |  | 2.2 | 0.9 | 2.2 | 2.2 | 0.1 | N |  |  | OP | X | 9 | 1973 | Pre-2000 |  |  | N | Electric Utility | Utility | Municipal | 1 | X | DFO | Non-Renewable | 0 | 2.2 | 0 | 1
Operable | 15783 | City of Redding - (CA) |  | 7189 | Whiskeytown | CA | Vertical | Shasta | 1 | Conventional Hydroelectric | HY |  | S | X | X |  |  | 3.5 | 0.9 | 3.5 | 3.5 | 1 | N |  |  | OP | X | 9 | 1986 | Pre-2000 |  |  | N | Electric Utility | Utility | Municipal | 1 | X | WAT | Renewable | 3.5 | 0 | 1 | 0
Operable | 15783 | City of Redding - (CA) |  | 7307 | Redding Power | CA | Vertical | Shasta | 1 | Natural Gas Fired Combustion Turbine | GT |  | S | X | X |  |  | 18 | 0.9 | 16 | 17 | 14 | N |  |  | OP | X | 10 | 1996 | Pre-2000 |  |  | N | Electric Utility | Utility | Municipal | 1 | X | NG | Non-Renewable | 0 | 18 | 0 | 1
Operable | 15783 | City of Redding - (CA) |  | 7307 | Redding Power | CA | Vertical | Shasta | 2 | Natural Gas Fired Combustion Turbine | GT |  | S | X | X |  |  | 27.9 | 0.9 | 23 | 25 | 16 | N |  |  | OP | X | 4 | 1996 | Pre-2000 |  |  | N | Electric Utility | Utility | Municipal | 1 | X | NG | Non-Renewable | 0 | 27.9 | 0 | 1
Operable | 15783 | City of Redding - (CA) |  | 7307 | Redding Power | CA | Vertical | Shasta | 3 | Natural Gas Fired Combustion Turbine | GT |  | S | X | X |  |  | 27.9 | 0.9 | 23 | 25 | 16 | N |  |  | OP | X | 4 | 1996 | Pre-2000 |  |  | N | Electric Utility | Utility | Municipal | 1 | X | NG | Non-Renewable | 0 | 27.9 | 0 | 1
Operable | 15783 | City of Redding - (CA) |  | 7307 | Redding Power | CA | Vertical | Shasta | 4 | Natural Gas Fired Combined Cycle | CA | 101 | S | N | X |  |  | 26.8 | 0.85 | 27 | 28 | 5 | N |  |  | OP | X | 1 | 1989 | Pre-2000 |  |  | N | Electric Utility | Utility | Municipal | 1 | X | NG | Non-Renewable | 0 | 26.8 | 0 | 1
Operable | 15783 | City of Redding - (CA) |  | 7307 | Redding Power | CA | Vertical | Shasta | 5 | Natural Gas Fired Combined Cycle | CT | 101 | S | X | N |  |  | 40 | 0.8 | 41 | 45 | 5 | N |  |  | OP | X | 7 | 2002 | 2002 |  |  | N | Electric Utility | Utility | Municipal | 1 | X | NG | Non-Renewable | 0 | 40 | 0 | 1
Operable | 15783 | City of Redding - (CA) |  | 7307 | Redding Power | CA | Vertical | Shasta | 6 | Natural Gas Fired Combined Cycle | CT | 101 | S | X | N |  |  | 42.5 | 0.85 | 41 | 46 | 24 | N |  |  | OP | X | 8 | 2011 | 2011 |  |  | N | Electric Utility | Utility | Municipal | 1 | X | NG | Non-Renewable | 0 | 42.5 | 0 | 1
Operable | 15860 | City of Rensselaer - (IN) |  | 1038 | Rensselaer City Light Plant | IN | Vertical | Jasper | 10 | Petroleum Liquids | IC |  | S | X | X |  |  | 2 | 0.8 | 1.9 | 1.9 | 0.5 | N |  |  | OS | X | 1 | 1971 | Pre-2000 |  |  | N | Electric Utility | Utility | Municipal | 1 | X | DFO | Non-Renewable | 0 | 2 | 0 | 1
Operable | 15860 | City of Rensselaer - (IN) |  | 1038 | Rensselaer City Light Plant | IN | Vertical | Jasper | 11 | Petroleum Liquids | IC |  | S | X | X |  |  | 2 | 0.8 | 1.9 | 1.9 | 0.5 | N |  |  | OS | X | 1 | 1971 | Pre-2000 |  |  | N | Electric Utility | Utility | Municipal | 1 | X | DFO | Non-Renewable | 0 | 2 | 0 | 1
Operable | 15860 | City of Rensselaer - (IN) |  | 1038 | Rensselaer City Light Plant | IN | Vertical | Jasper | 14 | Natural Gas Internal Combustion Engine | IC |  | S | X | X |  |  | 5 | 0.8 | 4.8 | 4.8 | 1 | N |  |  | OS | X | 7 | 1994 | Pre-2000 |  |  | N | Electric Utility | Utility | Municipal | 1 | X | NG | Non-Renewable | 0 | 5 | 0 | 1 | DFO
Operable | 15860 | City of Rensselaer - (IN) |  | 1038 | Rensselaer City Light Plant | IN | Vertical | Jasper | 15 | Natural Gas Internal Combustion Engine | IC |  | S | X | X |  |  | 8.4 | 0.8 | 8.3 | 8.3 | 5.3 | N |  |  | OP | X | 9 | 2006 | 2006 |  |  | N | Electric Utility | Utility | Municipal | 1 | X | NG | Non-Renewable | 0 | 8.4 | 0 | 1
Operable | 15860 | City of Rensselaer - (IN) |  | 1038 | Rensselaer City Light Plant | IN | Vertical | Jasper | 5 | Petroleum Liquids | IC |  | S | X | X |  |  | 1.9 | 0.8 | 1.8 | 1.8 | 0.5 | N |  |  | SB | Y | 1 | 1950 | Pre-2000 |  |  | N | Electric Utility | Utility | Municipal | 1 | X | DFO | Non-Renewable | 0 | 1.9 | 0 | 1
Operable | 15860 | City of Rensselaer - (IN) |  | 1038 | Rensselaer City Light Plant | IN | Vertical | Jasper | 6 | Petroleum Liquids | IC |  | S | X | X |  |  | 2.5 | 0.8 | 2.4 | 2.4 | 0.7 | N |  |  | SB | Y | 1 | 1957 | Pre-2000 |  |  | N | Electric Utility | Utility | Municipal | 1 | X | DFO | Non-Renewable | 0 | 2.5 | 0 | 1
Operable | 15989 | City of Richmond - (IN) |  | 1040 | Whitewater Valley | IN | Vertical | Wayne | 1 | Conventional Steam Coal | ST |  | S | X | X |  |  | 33 | 0.85 | 34.7 | 34.7 | 13 | N |  |  | OP | X | 3 | 1955 | Pre-2000 |  |  | N | Electric Utility | Utility | Municipal | 1 | X | BIT | Non-Renewable | 0 | 33 | 0 | 1
Operable | 15989 | City of Richmond - (IN) |  | 1040 | Whitewater Valley | IN | Vertical | Wayne | 2 | Conventional Steam Coal | ST |  | S | X | X |  |  | 60.9 | 0.85 | 65 | 65 | 28 | N |  |  | OP | X | 8 | 1973 | Pre-2000 |  |  | N | Electric Utility | Utility | Municipal | 1 | X | BIT | Non-Renewable | 0 | 60.9 | 0 | 1
Operable | 16088 | City of Riverside - (CA) |  | 56143 | Riverside Energy Resource Center | CA | Vertical | Riverside | 1 | Natural Gas Fired Combustion Turbine | GT |  | S | X | X | POD_RVSIDE_6_RERCU1-APND | POD_RVSIDE_6_RERC1-APND | 50 | 0.9 | 50 | 50 | 20 | N |  |  | OP | X | 6 | 2006 | 2006 |  |  | N | Electric Utility | Utility | Municipal | 1 | X | NG | Non-Renewable | 0 | 50 | 0 | 1
Operable | 16088 | City of Riverside - (CA) |  | 56143 | Riverside Energy Resource Center | CA | Vertical | Riverside | 2 | Natural Gas Fired Combustion Turbine | GT |  | S | X | X | POD_RVSIDE_6_RERCU2-APND | POD_RVSIDE_6_RERCU2-APND | 50 | 0.9 | 50 | 50 | 20 | N |  |  | OP | X | 7 | 2006 | 2006 |  |  | N | Electric Utility | Utility | Municipal | 1 | X | NG | Non-Renewable | 0 | 50 | 0 | 1
Operable | 16088 | City of Riverside - (CA) |  | 56143 | Riverside Energy Resource Center | CA | Vertical | Riverside | 3 | Natural Gas Fired Combustion Turbine | GT |  | S | X | X | RERCU3_7_GN001 | RERCU3_7_GN001 | 48 | 0.9 | 48 | 48 | 20 | N |  |  | OP | X | 4 | 2011 | 2011 |  |  | N | Electric Utility | Utility | Municipal | 1 | X | NG | Non-Renewable | 0 | 48 | 0 | 1
Operable | 16088 | City of Riverside - (CA) |  | 56143 | Riverside Energy Resource Center | CA | Vertical | Riverside | 4 | Natural Gas Fired Combustion Turbine | GT |  | S | X | X | RERCU4_7_GN001 | RERCU4_7_GN001 | 48 | 0.9 | 48 | 48 | 20 | N |  |  | OP | X | 4 | 2011 | 2011 |  |  | N | Electric Utility | Utility | Municipal | 1 | X | NG | Non-Renewable | 0 | 48 | 0 | 1
Operable | 16088 | City of Riverside - (CA) |  | 56144 | Springs Generating Station | CA | Vertical | Riverside | 1 | Natural Gas Fired Combustion Turbine | GT |  | S | X | X | RVSIDE_6_SPRING-APND | RVSIDE_6_SPRING-APND | 10 | 0.8 | 10 | 10 | 8 | N |  |  | OP | X | 7 | 2002 | 2002 |  |  | N | Electric Utility | Utility | Municipal | 1 | X | NG | Non-Renewable | 0 | 10 | 0 | 1
Operable | 16088 | City of Riverside - (CA) |  | 56144 | Springs Generating Station | CA | Vertical | Riverside | 2 | Natural Gas Fired Combustion Turbine | GT |  | S | X | X | RVSIDE_6_SPRING-APND | RVSIDE_6_SPRING-APND | 10 | 0.8 | 10 | 10 | 8 | N |  |  | OP | X | 7 | 2002 | 2002 |  |  | N | Electric Utility | Utility | Municipal | 1 | X | NG | Non-Renewable | 0 | 10 | 0 | 1
Operable | 16088 | City of Riverside - (CA) |  | 56144 | Springs Generating Station | CA | Vertical | Riverside | 3 | Natural Gas Fired Combustion Turbine | GT |  | S | X | X | RVSIDE_6_SPRING-APND | RVSIDE_6_SPRING-APND | 10 | 0.8 | 10 | 10 | 8 | N |  |  | OP | X | 7 | 2002 | 2002 |  |  | N | Electric Utility | Utility | Municipal | 1 | X | NG | Non-Renewable | 0 | 10 | 0 | 1
Operable | 16088 | City of Riverside - (CA) |  | 56144 | Springs Generating Station | CA | Vertical | Riverside | 4 | Natural Gas Fired Combustion Turbine | GT |  | S | X | X | RVSIDE_6_SPRING-APND | RVSIDE_6_SPRING-APND | 10 | 0.8 | 10 | 10 | 8 | N |  |  | OP | X | 7 | 2002 | 2002 |  |  | N | Electric Utility | Utility | Municipal | 1 | X | NG | Non-Renewable | 0 | 10 | 0 | 1
Operable | 16088 | City of Riverside - (CA) |  | 56356 | Clearwater Power Plant | CA | Vertical | Riverside | CT1 | Natural Gas Fired Combined Cycle | CT | CC1 | S | X | Y | CORONS_6_CLRWTR-APND | CORONS_6_CLRWTR-APND | 41 | 0.85 | 21 | 21 | 15 | N |  |  | OP | X | 3 | 2005 | 2005 |  |  | Y | Electric Utility | Utility | Municipal | 1 | T | NG | Non-Renewable | 0 | 41 | 0 | 1
Operable | 16088 | City of Riverside - (CA) |  | 56356 | Clearwater Power Plant | CA | Vertical | Riverside | ST1 | Natural Gas Fired Combined Cycle | CA | CC1 | S | N | X | CORONS_6_CLRWTR-APND | CORONS_6_CLRWTR-APND | 8 | 0.8 | 7 | 7 | 5 | N |  |  | OP | X | 3 | 2005 | 2005 |  |  | Y | Electric Utility | Utility | Municipal | 1 | T | NG | Non-Renewable | 0 | 8 | 0 | 1
Operable | 58569 | City of Rochester |  | 58617 | Water Reclamation Plant | MN | Vertical | Olmsted | GEN1 | Other Waste Biomass | IC |  | S | X | X |  |  | 1 | 0.8 | 0.3 | 0.3 | 0.3 | N |  |  | OP | X | 3 | 2003 | 2003 |  |  | Y | Commercial CHP | Customer Sited | Other | 5 | T | OBG | Renewable | 1 | 0 | 1 | 0 | NG
Operable | 58569 | City of Rochester |  | 58617 | Water Reclamation Plant | MN | Vertical | Olmsted | GEN2 | Other Waste Biomass | IC |  | S | X | X |  |  | 1 | 0.8 | 0.3 | 0.3 | 0.3 | N |  |  | OP | X | 8 | 2008 | 2008 |  |  | Y | Commercial CHP | Customer Sited | Other | 5 | T | OBG | Renewable | 1 | 0 | 1 | 0 | NG
Operable | 16198 | City of Rock Falls - (IL) |  | 7474 | Upper Sterling | IL | Restructured | Whiteside | 1 | Conventional Hydroelectric | HY |  | S | X | X | PJM/ComEd.ROCKFALLS | PJM/ComEd.ROCKFALLS | 1.1 | 0.8 | 1 | 1 | 0.5 | N |  |  | OP | X | 6 | 1988 | Pre-2000 |  |  | N | Electric Utility | Utility | Municipal | 1 | X | WAT | Renewable | 1.1 | 0 | 1 | 0
Operable | 16198 | City of Rock Falls - (IL) |  | 7474 | Upper Sterling | IL | Restructured | Whiteside | 2 | Conventional Hydroelectric | HY |  | S | X | X | PJM/ComEd.ROCKFALLS | PJM/ComEd.ROCKFALLS | 1.1 | 0.8 | 1 | 1 | 0.5 | N |  |  | OP | X | 6 | 1988 | Pre-2000 |  |  | N | Electric Utility | Utility | Municipal | 1 | X | WAT | Renewable | 1.1 | 0 | 1 | 0
Operable | 16198 | City of Rock Falls - (IL) |  | 7854 | Avenue A Generator Sets | IL | Restructured | Whiteside | 1 | Petroleum Liquids | IC |  | S | X | X | PJM/ComEd.ROCKFALLS | PJM/ComEd.ROCKFALLS | 1.8 | 0.8 | 1.8 | 1.8 | 0.5 | N |  |  | SB | Y | 9 | 2000 | 2000 |  |  | N | Electric Utility | Utility | Municipal | 1 | X | DFO | Non-Renewable | 0 | 1.8 | 0 | 1
Operable | 16198 | City of Rock Falls - (IL) |  | 7854 | Avenue A Generator Sets | IL | Restructured | Whiteside | 2 | Petroleum Liquids | IC |  | S | X | X | PJM/ComEd.ROCKFALLS | PJM/ComEd.ROCKFALLS | 1.8 | 0.8 | 1.8 | 1.8 | 0.5 | N |  |  | SB | Y | 9 | 2000 | 2000 |  |  | N | Electric Utility | Utility | Municipal | 1 | X | DFO | Non-Renewable | 0 | 1.8 | 0 | 1
Operable | 16198 | City of Rock Falls - (IL) |  | 7934 | Industrial Park | IL | Restructured | Whiteside | 3 | Petroleum Liquids | IC |  | S | X | X | PJM/ComEd.ROCKFALLS | PJM/ComEd.ROCKFALLS | 1.8 | 0.8 | 1.8 | 1.8 | 0.5 | N |  |  | OP | X | 7 | 2001 | 2001 |  |  | N | Electric Utility | Utility | Municipal | 1 | X | DFO | Non-Renewable | 0 | 1.8 | 0 | 1
Operable | 16198 | City of Rock Falls - (IL) |  | 7934 | Industrial Park | IL | Restructured | Whiteside | 4 | Petroleum Liquids | IC |  | S | X | X | PJM/ComEd.ROCKFALLS | PJM/ComEd.ROCKFALLS | 1.8 | 0.8 | 1.8 | 1.8 | 0.5 | N |  |  | OP | X | 7 | 2001 | 2001 |  |  | N | Electric Utility | Utility | Municipal | 1 | X | DFO | Non-Renewable | 0 | 1.8 | 0 | 1
Operable | 16198 | City of Rock Falls - (IL) |  | 7934 | Industrial Park | IL | Restructured | Whiteside | 5 | Petroleum Liquids | IC |  | S | X | X | PJM/ComEd.ROCKFALLS | PJM/ComEd.ROCKFALLS | 1.8 | 0.8 | 1.8 | 1.8 | 0.5 | N |  |  | OP | X | 7 | 2001 | 2001 |  |  | N | Electric Utility | Utility | Municipal | 1 | X | DFO | Non-Renewable | 0 | 1.8 | 0 | 1
Operable | 16198 | City of Rock Falls - (IL) |  | 7934 | Industrial Park | IL | Restructured | Whiteside | 6 | Petroleum Liquids | IC |  | S | X | X | PJM/ComEd.ROCKFALLS | PJM/ComEd.ROCKFALLS | 1.8 | 0.8 | 1.8 | 1.8 | 0.5 | N |  |  | OP | X | 6 | 2002 | 2002 |  |  | N | Electric Utility | Utility | Municipal | 1 | X | DFO | Non-Renewable | 0 | 1.8 | 0 | 1
Operable | 16198 | City of Rock Falls - (IL) |  | 7934 | Industrial Park | IL | Restructured | Whiteside | 7 | Petroleum Liquids | IC |  | S | X | X | PJM/ComEd.ROCKFALLS | PJM/ComEd.ROCKFALLS | 1.8 | 0.8 | 1.8 | 1.8 | 0.5 | N |  |  | OP | X | 6 | 2002 | 2002 |  |  | N | Electric Utility | Utility | Municipal | 1 | X | DFO | Non-Renewable | 0 | 1.8 | 0 | 1
Operable | 16198 | City of Rock Falls - (IL) |  | 7934 | Industrial Park | IL | Restructured | Whiteside | 8 | Petroleum Liquids | IC |  | S | X | X | PJM/ComEd.ROCKFALLS | PJM/ComEd.ROCKFALLS | 2.2 | 0.8 | 2.2 | 2.2 | 0.5 | N |  |  | OP | X | 7 | 2011 | 2011 |  |  | N | Electric Utility | Utility | Municipal | 1 | X | DFO | Non-Renewable | 0 | 2.2 | 0 | 1
Operable | 16198 | City of Rock Falls - (IL) |  | 7934 | Industrial Park | IL | Restructured | Whiteside | 9 | Petroleum Liquids | IC |  | S | X | X | PJM/ComEd.ROCKFALLS | PJM/ComEd.ROCKFALLS | 2.2 | 0.8 | 2.2 | 2.2 | 0.5 | N |  |  | OP | X | 7 | 2011 | 2011 |  |  | N | Electric Utility | Utility | Municipal | 1 | X | DFO | Non-Renewable | 0 | 2.2 | 0 | 1
Operable | 16211 | City of Rockford- (IA) |  | 1180 | Rockford | IA | Vertical | Floyd | 1 | Petroleum Liquids | IC |  | S | X | X |  |  | 0.4 | 0.8 | 0.4 | 0.4 | 0.1 | N |  |  | SB | Y | 8 | 1951 | Pre-2000 |  |  | N | Electric Utility | Utility | Municipal | 1 | X | DFO | Non-Renewable | 0 | 0.4 | 0 | 1
Operable | 16211 | City of Rockford- (IA) |  | 1180 | Rockford | IA | Vertical | Floyd | 5 | Petroleum Liquids | IC |  | S | X | X |  |  | 0.9 | 0.8 | 0.9 | 0.9 | 0.1 | N |  |  | SB | Y | 8 | 1961 | Pre-2000 |  |  | N | Electric Utility | Utility | Municipal | 1 | X | DFO | Non-Renewable | 0 | 0.9 | 0 | 1
Operable | 16211 | City of Rockford- (IA) |  | 1180 | Rockford | IA | Vertical | Floyd | 6 | Petroleum Liquids | IC |  | S | X | X |  |  | 1.6 | 0.8 | 1.6 | 1.6 | 0.2 | N |  |  | SB | Y | 1 | 1999 | Pre-2000 |  |  | N | Electric Utility | Utility | Municipal | 1 | X | DFO | Non-Renewable | 0 | 1.6 | 0 | 1
Operable | 16295 | City of Roseville - (CA) |  | 7452 | Roseville Power Plant #2 | CA | Vertical | Placer | 1 | Natural Gas Fired Combustion Turbine | GT |  | S | X | X |  |  | 33 | 0.7 | 21.2 | 24.2 | 15 | N |  |  | SB | Y | 4 | 1986 | Pre-2000 |  |  | N | Electric Utility | Utility | Municipal | 1 | X | NG | Non-Renewable | 0 | 33 | 0 | 1
Operable | 16295 | City of Roseville - (CA) |  | 7452 | Roseville Power Plant #2 | CA | Vertical | Placer | 2 | Natural Gas Fired Combustion Turbine | GT |  | S | X | X |  |  | 33 | 0.7 | 21.2 | 24.2 | 15 | N |  |  | SB | Y | 5 | 1986 | Pre-2000 |  |  | N | Electric Utility | Utility | Municipal | 1 | X | NG | Non-Renewable | 0 | 33 | 0 | 1
Operable | 16295 | City of Roseville - (CA) |  | 56298 | Roseville Energy Park | CA | Vertical | Placer | 1 | Natural Gas Fired Combined Cycle | CT | A101 | S | X | N |  |  | 40 | 0.8 | 38 | 42 | 23 | N |  |  | OP | X | 11 | 2007 | 2007 |  |  | N | Electric Utility | Utility | Municipal | 1 | X | NG | Non-Renewable | 0 | 40 | 0 | 1
Operable | 16295 | City of Roseville - (CA) |  | 56298 | Roseville Energy Park | CA | Vertical | Placer | 2 | Natural Gas Fired Combined Cycle | CT | A101 | S | X | N |  |  | 40 | 0.8 | 38 | 42 | 23 | N |  |  | OP | X | 11 | 2007 | 2007 |  |  | N | Electric Utility | Utility | Municipal | 1 | X | NG | Non-Renewable | 0 | 40 | 0 | 1
Operable | 16295 | City of Roseville - (CA) |  | 56298 | Roseville Energy Park | CA | Vertical | Placer | 3 | Natural Gas Fired Combined Cycle | CA | A101 | S | Y | X |  |  | 85 | 0.85 | 75 | 78 | 23 | N |  |  | OP | X | 11 | 2007 | 2007 |  |  | N | Electric Utility | Utility | Municipal | 1 | X | NG | Non-Renewable | 0 | 85 | 0 | 1
Operable | 16295 | City of Roseville - (CA) |  | 56298 | Roseville Energy Park | CA | Vertical | Placer | 4 | Natural Gas Fired Combustion Turbine | GT |  | W | X | X |  |  | 30 | 0.8 | 30.6 | 33.6 |  | N |  |  | SB | N | 8 | 2022 | 2022 |  |  | N | Electric Utility | Utility | Municipal | 1 | X | NG | Non-Renewable | 0 | 30 | 0 | 1
Operable | 16295 | City of Roseville - (CA) |  | 56298 | Roseville Energy Park | CA | Vertical | Placer | 5 | Natural Gas Fired Combustion Turbine | GT |  | W | X | X |  |  | 30 | 0.8 | 30.6 | 33.6 |  | N |  |  | SB | N | 8 | 2022 | 2022 |  |  | N | Electric Utility | Utility | Municipal | 1 | X | NG | Non-Renewable | 0 | 30 | 0 | 1
Operable | 16440 | City of Russell - (KS) |  | 1319 | Russell Downtown | KS | Vertical | Russell | 11 | Natural Gas Internal Combustion Engine | IC |  | S | X | X |  |  | 3.6 | 0.8 | 3.2 | 3.2 | 3 | N |  |  | OP | X | 11 | 1994 | Pre-2000 |  |  | N | Electric Utility | Utility | Municipal | 1 | X | NG | Non-Renewable | 0 | 3.6 | 0 | 1 | DFO
Operable | 16440 | City of Russell - (KS) |  | 1319 | Russell Downtown | KS | Vertical | Russell | 12 | Natural Gas Internal Combustion Engine | IC |  | S | X | X |  |  | 3.6 | 0.8 | 3.2 | 3.2 | 3 | N |  |  | OP | X | 11 | 1994 | Pre-2000 |  |  | N | Electric Utility | Utility | Municipal | 1 | X | NG | Non-Renewable | 0 | 3.6 | 0 | 1 | DFO
Operable | 16440 | City of Russell - (KS) |  | 1319 | Russell Downtown | KS | Vertical | Russell | 7 | Natural Gas Internal Combustion Engine | IC |  | S | X | X |  |  | 3.5 | 0.8 | 3 | 3 | 3 | N |  |  | OP | X | 2 | 1971 | Pre-2000 |  |  | N | Electric Utility | Utility | Municipal | 1 | X | NG | Non-Renewable | 0 | 3.5 | 0 | 1 | DFO
Operable | 16440 | City of Russell - (KS) |  | 1319 | Russell Downtown | KS | Vertical | Russell | 8 | Petroleum Liquids | IC |  | S | X | X |  |  | 2.5 | 0.8 | 2.5 | 2.5 | 1.8 | N |  |  | OP | X | 8 | 1978 | Pre-2000 |  |  | N | Electric Utility | Utility | Municipal | 1 | X | DFO | Non-Renewable | 0 | 2.5 | 0 | 1
Operable | 16440 | City of Russell - (KS) |  | 1319 | Russell Downtown | KS | Vertical | Russell | 9 | Petroleum Liquids | IC |  | S | X | X |  |  | 2.5 | 0.8 | 2.5 | 2.5 | 1.8 | N |  |  | OP | X | 8 | 1981 | Pre-2000 |  |  | N | Electric Utility | Utility | Municipal | 1 | X | DFO | Non-Renewable | 0 | 2.5 | 0 | 1
Operable | 16440 | City of Russell - (KS) |  | 7930 | Russell Energy Center | KS | Vertical | Russell | T-1 | Natural Gas Fired Combustion Turbine | GT |  | S | X | X | KMEA_EMP2_RUSS1 | KMEA_EMP2_RUSS2 | 7.5 | 0.8 | 6 | 7.9 | 4.7 | N |  |  | OP | X | 2 | 2002 | 2002 |  |  | Y | Electric Utility | Utility | Municipal | 1 | T | NG | Non-Renewable | 0 | 7.5 | 0 | 1
Operable | 16440 | City of Russell - (KS) |  | 7930 | Russell Energy Center | KS | Vertical | Russell | T-2 | Natural Gas Fired Combustion Turbine | GT |  | S | X | X | KMEA_EMP2_RUSS1 | KMEA_EMP2_RUSS2 | 7.5 | 0.8 | 6 | 7.9 | 4.7 | N |  |  | OP | X | 2 | 2002 | 2002 |  |  | Y | Electric Utility | Utility | Municipal | 1 | T | NG | Non-Renewable | 0 | 7.5 | 0 | 1
Operable | 16518 | City of Sabetha - (KS) |  | 1320 | Sabetha Power Plant | KS | Vertical | Nemaha | 11 | Petroleum Liquids | IC |  | S | X | X |  |  | 3 | 0.8 | 2.7 | 2.7 | 1.5 | N |  |  | OP | X | 9 | 1992 | Pre-2000 |  |  | N | Electric Utility | Utility | Municipal | 1 | X | DFO | Non-Renewable | 0 | 3 | 0 | 1 | NG
Operable | 16518 | City of Sabetha - (KS) |  | 1320 | Sabetha Power Plant | KS | Vertical | Nemaha | 12 | Natural Gas Internal Combustion Engine | IC |  | S | X | X |  |  | 4.4 | 0.8 | 4.1 | 4.1 | 2.5 | N |  |  | OP | X | 1 | 2001 | 2001 |  |  | N | Electric Utility | Utility | Municipal | 1 | X | NG | Non-Renewable | 0 | 4.4 | 0 | 1 | DFO
Operable | 16518 | City of Sabetha - (KS) |  | 1320 | Sabetha Power Plant | KS | Vertical | Nemaha | 2 | Petroleum Liquids | IC |  | S | X | X |  |  | 1.5 | 0.8 | 1.2 | 1.2 | 1 | N |  |  | OP | X | 8 | 1957 | Pre-2000 |  |  | N | Electric Utility | Utility | Municipal | 1 | X | DFO | Non-Renewable | 0 | 1.5 | 0 | 1 | NG
Operable | 16518 | City of Sabetha - (KS) |  | 1320 | Sabetha Power Plant | KS | Vertical | Nemaha | 3 | Petroleum Liquids | IC |  | S | X | X |  |  | 0.8 | 1 | 0.6 | 0.6 | 0.5 | N |  |  | OP | X | 8 | 1947 | Pre-2000 |  |  | N | Electric Utility | Utility | Municipal | 1 | X | DFO | Non-Renewable | 0 | 0.8 | 0 | 1 | NG
Operable | 16518 | City of Sabetha - (KS) |  | 1320 | Sabetha Power Plant | KS | Vertical | Nemaha | 4 | Petroleum Liquids | IC |  | S | X | X |  |  | 1 | 1 | 0.7 | 0.7 | 0.2 | N |  |  | OP | X | 8 | 1950 | Pre-2000 |  |  | N | Electric Utility | Utility | Municipal | 1 | X | DFO | Non-Renewable | 0 | 1 | 0 | 1 | NG
Operable | 16518 | City of Sabetha - (KS) |  | 1320 | Sabetha Power Plant | KS | Vertical | Nemaha | 5 | Petroleum Liquids | IC |  | S | X | X |  |  | 1.4 | 0.8 | 1.2 | 1.2 | 0.8 | N |  |  | OP | X | 8 | 1961 | Pre-2000 |  |  | N | Electric Utility | Utility | Municipal | 1 | X | DFO | Non-Renewable | 0 | 1.4 | 0 | 1 | NG
Operable | 16518 | City of Sabetha - (KS) |  | 1320 | Sabetha Power Plant | KS | Vertical | Nemaha | 6 | Petroleum Liquids | IC |  | S | X | X |  |  | 1.4 | 0.8 | 1.2 | 1.2 | 0.8 | N |  |  | OP | X | 8 | 1967 | Pre-2000 |  |  | N | Electric Utility | Utility | Municipal | 1 | X | DFO | Non-Renewable | 0 | 1.4 | 0 | 1 | NG
Operable | 16518 | City of Sabetha - (KS) |  | 1320 | Sabetha Power Plant | KS | Vertical | Nemaha | 7 | Petroleum Liquids | IC |  | S | X | X |  |  | 2.2 | 0.8 | 1.8 | 1.8 | 1 | N |  |  | OP | X | 8 | 1970 | Pre-2000 |  |  | N | Electric Utility | Utility | Municipal | 1 | X | DFO | Non-Renewable | 0 | 2.2 | 0 | 1 | NG
Operable | 16518 | City of Sabetha - (KS) |  | 1320 | Sabetha Power Plant | KS | Vertical | Nemaha | 8 | Petroleum Liquids | IC |  | S | X | X |  |  | 2.5 | 0.8 | 2.1 | 2.1 | 0.8 | N |  |  | OP | X | 8 | 1978 | Pre-2000 |  |  | N | Electric Utility | Utility | Municipal | 1 | X | DFO | Non-Renewable | 0 | 2.5 | 0 | 1 | NG
Operable | 16518 | City of Sabetha - (KS) |  | 1320 | Sabetha Power Plant | KS | Vertical | Nemaha | IC10 | Petroleum Liquids | IC |  | S | X | X |  |  | 2.5 | 0.8 | 2.1 | 2.1 | 1.5 | N |  |  | OP | X | 7 | 1990 | Pre-2000 |  |  | N | Electric Utility | Utility | Municipal | 1 | X | DFO | Non-Renewable | 0 | 2.5 | 0 | 1 | NG
Operable | 16518 | City of Sabetha - (KS) |  | 1320 | Sabetha Power Plant | KS | Vertical | Nemaha | IC9 | Petroleum Liquids | IC |  | S | X | X |  |  | 1.1 | 0.8 | 1 | 1 | 0.8 | N |  |  | OP | X | 6 | 1985 | Pre-2000 |  |  | N | Electric Utility | Utility | Municipal | 1 | X | DFO | Non-Renewable | 0 | 1.1 | 0 | 1 | NG
Operable | 16558 | City of Salem - (VA) |  | 56288 | Salem Water Plant | VA | Vertical | Salem City | 1 | Petroleum Liquids | IC |  | S | X | X |  |  | 2 | 0.8 | 2 | 2 | 0.1 | N |  |  | SB | Y | 8 | 2003 | 2003 |  |  | N | Commercial Non-CHP | Customer Sited | Municipal | 4 | X | DFO | Non-Renewable | 0 | 2 | 0 | 1
Operable | 16558 | City of Salem - (VA) |  | 56289 | Salem Street Dept | VA | Vertical | Salem City | 1 | Petroleum Liquids | IC |  | S | X | X |  |  | 1.8 | 0.8 | 2 | 2 | 0.1 | N |  |  | SB | Y | 7 | 2005 | 2005 |  |  | N | Commercial Non-CHP | Customer Sited | Municipal | 4 | X | DFO | Non-Renewable | 0 | 1.8 | 0 | 1
Operable | 16558 | City of Salem - (VA) |  | 56519 | Salem Electric Department | VA | Vertical | Salem City | 1 | Petroleum Liquids | IC |  | S | X | X |  |  | 1.3 | 0.8 | 1.3 | 1.3 | 0.1 | N |  |  | SB | Y | 12 | 2007 | 2007 |  |  | N | Electric Utility | Utility | Municipal | 1 | X | DFO | Non-Renewable | 0 | 1.3 | 0 | 1
Operable | 64262 | City of Salem Public Works |  | 64663 | WLWPCF Cogeneration Facility | OR | Vertical | Marion | EG075 | Other Waste Biomass | IC |  | S | X | X |  |  | 1.2 | 0.8 | 1.1 | 1.1 | 0.5 | N |  |  | OP | X | 6 | 2020 | 2020 |  |  | Y | Commercial CHP | Customer Sited | Other | 5 | T | OBG | Renewable | 1.2 | 0 | 1 | 0
Operable | 16560 | City of Salisbury - (MO) |  | 7400 | Salisbury City of | MO | Vertical | Chariton | 1 | Petroleum Liquids | IC |  | S | X | X |  |  | 1 | 0.9 | 0.8 | 1 | 0.5 | N |  |  | OP | X | 6 | 1983 | Pre-2000 |  |  | N | Electric Utility | Utility | Municipal | 1 | X | DFO | Non-Renewable | 0 | 1 | 0 | 1
Operable | 16560 | City of Salisbury - (MO) |  | 7400 | Salisbury City of | MO | Vertical | Chariton | 2 | Petroleum Liquids | IC |  | S | X | X |  |  | 1 | 0.9 | 0.8 | 1 | 0.5 | N |  |  | OP | X | 6 | 1983 | Pre-2000 |  |  | N | Electric Utility | Utility | Municipal | 1 | X | DFO | Non-Renewable | 0 | 1 | 0 | 1
Operable | 16560 | City of Salisbury - (MO) |  | 7400 | Salisbury City of | MO | Vertical | Chariton | 3 | Petroleum Liquids | IC |  | S | X | X |  |  | 2.2 | 0.8 | 1.8 | 2 | 1 | N |  |  | OP | X | 6 | 1986 | Pre-2000 |  |  | N | Electric Utility | Utility | Municipal | 1 | X | DFO | Non-Renewable | 0 | 2.2 | 0 | 1
Operable | 16560 | City of Salisbury - (MO) |  | 7400 | Salisbury City of | MO | Vertical | Chariton | 4 | Petroleum Liquids | IC |  | S | X | X |  |  | 2.2 | 0.8 | 1.8 | 2 | 1 | N |  |  | OP | X | 6 | 1986 | Pre-2000 |  |  | N | Electric Utility | Utility | Municipal | 1 | X | DFO | Non-Renewable | 0 | 2.2 | 0 | 1
Operable | 16604 | City of San Antonio - (TX) |  | 3609 | Leon Creek | TX | Restructured | Bexar | CGT1 | Natural Gas Fired Combustion Turbine | GT |  | S | X | X | LEONLCPCT1_2 | LEONLCPCT1_2 | 57.4 | 0.85 | 46 | 46 | 20 | N |  |  | OP | X | 6 | 2004 | 2004 |  |  | N | Electric Utility | Utility | Municipal | 1 | X | NG | Non-Renewable | 0 | 57.4 | 0 | 1
Operable | 16604 | City of San Antonio - (TX) |  | 3609 | Leon Creek | TX | Restructured | Bexar | CGT2 | Natural Gas Fired Combustion Turbine | GT |  | S | X | X | LEONLCPCT1_2 | LEONLCPCT1_2 | 57.4 | 0.85 | 46 | 46 | 20 | N |  |  | OP | X | 6 | 2004 | 2004 |  |  | N | Electric Utility | Utility | Municipal | 1 | X | NG | Non-Renewable | 0 | 57.4 | 0 | 1
Operable | 16604 | City of San Antonio - (TX) |  | 3609 | Leon Creek | TX | Restructured | Bexar | CGT3 | Natural Gas Fired Combustion Turbine | GT |  | S | X | X | LEONLCPCT3_4 | LEONLCPCT3_4 | 57.4 | 0.85 | 46 | 46 | 20 | N |  |  | OP | X | 6 | 2004 | 2004 |  |  | N | Electric Utility | Utility | Municipal | 1 | X | NG | Non-Renewable | 0 | 57.4 | 0 | 1
Operable | 16604 | City of San Antonio - (TX) |  | 3609 | Leon Creek | TX | Restructured | Bexar | CGT4 | Natural Gas Fired Combustion Turbine | GT |  | S | X | X | LEONLCPCT3_4 | LEONLCPCT3_4 | 57.4 | 0.85 | 46 | 46 | 20 | N |  |  | OP | X | 6 | 2004 | 2004 |  |  | N | Electric Utility | Utility | Municipal | 1 | X | NG | Non-Renewable | 0 | 57.4 | 0 | 1
Operable | 16604 | City of San Antonio - (TX) |  | 3611 | O W Sommers | TX | Restructured | Bexar | 1 | Natural Gas Steam Turbine | ST |  | S | X | X | CALAVER_OWS1 | CALAVER_OWS1 | 446 | 0.9 | 420 | 420 | 70 | N |  |  | OP | X | 4 | 1972 | Pre-2000 | 3 | 2027 | N | Electric Utility | Utility | Municipal | 1 | X | NG | Non-Renewable | 0 | 446 | 0 | 1
Operable | 16604 | City of San Antonio - (TX) |  | 3611 | O W Sommers | TX | Restructured | Bexar | 2 | Natural Gas Steam Turbine | ST |  | S | X | X | CALAVER_OWS2 | CALAVER_OWS2 | 446 | 0.9 | 410 | 410 | 70 | N |  |  | OP | X | 1 | 1974 | Pre-2000 | 3 | 2029 | N | Electric Utility | Utility | Municipal | 1 | X | NG | Non-Renewable | 0 | 446 | 0 | 1
Operable | 16604 | City of San Antonio - (TX) |  | 3612 | V H Braunig | TX | Restructured | Bexar | 1 | Natural Gas Steam Turbine | ST |  | S | X | X | BRAUNIG_VHB1 | BRAUNIG_VHB1 | 225 | 0.85 | 217 | 217 | 60 | N |  |  | OP | X | 3 | 1966 | Pre-2000 | 3 | 2025 | N | Electric Utility | Utility | Municipal | 1 | X | NG | Non-Renewable | 0 | 225 | 0 | 1
Operable | 16604 | City of San Antonio - (TX) |  | 3612 | V H Braunig | TX | Restructured | Bexar | 2 | Natural Gas Steam Turbine | ST |  | S | X | X | BRAUNIG_VHB2 | BRAUNIG_VHB2 | 252 | 0.85 | 230 | 230 | 60 | N |  |  | OP | X | 4 | 1968 | Pre-2000 | 3 | 2025 | N | Electric Utility | Utility | Municipal | 1 | X | NG | Non-Renewable | 0 | 252 | 0 | 1
Operable | 16604 | City of San Antonio - (TX) |  | 3612 | V H Braunig | TX | Restructured | Bexar | 3 | Natural Gas Steam Turbine | ST |  | S | X | X | BRAUNIG_VHB3 | BRAUNIG_VHB3 | 417 | 0.85 | 412 | 412 | 70 | N |  |  | OP | X | 5 | 1970 | Pre-2000 | 3 | 2025 | N | Electric Utility | Utility | Municipal | 1 | X | NG | Non-Renewable | 0 | 417 | 0 | 1
Operable | 16604 | City of San Antonio - (TX) |  | 3612 | V H Braunig | TX | Restructured | Bexar | 5 | Natural Gas Fired Combustion Turbine | GT |  | S | X | X | BR_VHB6CT5_6 | BR_VHB6CT5_6 | 61 | 0.85 | 48 | 48 | 20 | N |  |  | OP | X | 12 | 2010 | 2010 |  |  | N | Electric Utility | Utility | Municipal | 1 | X | NG | Non-Renewable | 0 | 61 | 0 | 1 | DFO
Operable | 16604 | City of San Antonio - (TX) |  | 3612 | V H Braunig | TX | Restructured | Bexar | 6 | Natural Gas Fired Combustion Turbine | GT |  | S | X | X | BR_VHB6CT5_6 | BR_VHB6CT5_6 | 61 | 0.85 | 48 | 48 | 20 | N |  |  | OP | X | 12 | 2010 | 2010 |  |  | N | Electric Utility | Utility | Municipal | 1 | X | NG | Non-Renewable | 0 | 61 | 0 | 1 | DFO
Operable | 16604 | City of San Antonio - (TX) |  | 3612 | V H Braunig | TX | Restructured | Bexar | 7 | Natural Gas Fired Combustion Turbine | GT |  | S | X | X | BR_VHB6CT7_8 | BR_VHB6CT7_8 | 61 | 0.85 | 48 | 48 | 20 | N |  |  | OP | X | 12 | 2010 | 2010 |  |  | N | Electric Utility | Utility | Municipal | 1 | X | NG | Non-Renewable | 0 | 61 | 0 | 1 | DFO
Operable | 16604 | City of San Antonio - (TX) |  | 3612 | V H Braunig | TX | Restructured | Bexar | 8 | Natural Gas Fired Combustion Turbine | GT |  | S | X | X | BR_VHB6CT7_8 | BR_VHB6CT7_8 | 61 | 0.85 | 47 | 47 | 20 | N |  |  | OP | X | 12 | 2010 | 2010 |  |  | N | Electric Utility | Utility | Municipal | 1 | X | NG | Non-Renewable | 0 | 61 | 0 | 1 | DFO
Operable | 16604 | City of San Antonio - (TX) |  | 7097 | J K Spruce | TX | Restructured | Bexar | 1 | Conventional Steam Coal | ST |  | S | X | X | CALAVER_JKS1 | CALAVER_JKS1 | 566 | 0.9 | 560 | 560 | 130 | N |  |  | OP | X | 12 | 1992 | Pre-2000 | 12 | 2028 | N | Electric Utility | Utility | Municipal | 1 | X | SUB | Non-Renewable | 0 | 566 | 0 | 1
Operable | 16604 | City of San Antonio - (TX) |  | 7097 | J K Spruce | TX | Restructured | Bexar | 2 | Conventional Steam Coal | ST |  | S | X | X | CALAVER_JKS2 | CALAVER_JKS2 | 922.5 | 0.9 | 785 | 785 | 300 | N |  |  | OP | X | 5 | 2010 | 2010 |  |  | N | Electric Utility | Utility | Municipal | 1 | X | SUB | Non-Renewable | 0 | 922.5 | 0 | 1
Operable | 16604 | City of San Antonio - (TX) |  | 7512 | Arthur Von Rosenberg | TX | Restructured | Bexar | 1 | Natural Gas Fired Combined Cycle | CT | CC1 | S | X | N | BRA_AVR_CST1 | BRA_AVR_CST1 | 187.5 | 0.9 | 164 | 176 | 90 | N |  |  | OP | X | 6 | 2000 | 2000 |  |  | N | Electric Utility | Utility | Municipal | 1 | X | NG | Non-Renewable | 0 | 187.5 | 0 | 1
Operable | 16604 | City of San Antonio - (TX) |  | 7512 | Arthur Von Rosenberg | TX | Restructured | Bexar | 2 | Natural Gas Fired Combined Cycle | CT | CC1 | S | X | N | BRA_AVR1_CT2 | BRA_AVR1_CT2 | 187.5 | 0.9 | 164 | 176 | 90 | N |  |  | OP | X | 6 | 2000 | 2000 |  |  | N | Electric Utility | Utility | Municipal | 1 | X | NG | Non-Renewable | 0 | 187.5 | 0 | 1
Operable | 16604 | City of San Antonio - (TX) |  | 7512 | Arthur Von Rosenberg | TX | Restructured | Bexar | 3 | Natural Gas Fired Combined Cycle | CA | CC1 | S | Y | X | BRA_AVR_CST1 | BRA_AVR_CST1 | 200 | 0.9 | 190 | 197 | 60 | N |  |  | OP | X | 6 | 2000 | 2000 |  |  | N | Electric Utility | Utility | Municipal | 1 | X | NG | Non-Renewable | 0 | 200 | 0 | 1
Operable | 16604 | City of San Antonio - (TX) |  | 55137 | Rio Nogales Power Project | TX | Restructured | Guadalupe | CTG1 | Natural Gas Fired Combined Cycle | CT | CC1 | S | X | N | RIONOG_CT1 | RIONOG_CT1 | 189 | 0.85 | 165.5 | 203 | 100 | Y | 7 | 2023 | OP | X | 5 | 2002 | 2002 |  |  | N | Electric Utility | Utility | Municipal | 1 | X | NG | Non-Renewable | 0 | 189 | 0 | 1
Operable | 16604 | City of San Antonio - (TX) |  | 55137 | Rio Nogales Power Project | TX | Restructured | Guadalupe | CTG2 | Natural Gas Fired Combined Cycle | CT | CC1 | S | X | N | RIONOG_CT2 | RIONOG _CT2 | 189 | 0.85 | 158 | 193 | 100 | N |  |  | OP | X | 5 | 2002 | 2002 |  |  | N | Electric Utility | Utility | Municipal | 1 | X | NG | Non-Renewable | 0 | 189 | 0 | 1
Operable | 16604 | City of San Antonio - (TX) |  | 55137 | Rio Nogales Power Project | TX | Restructured | Guadalupe | CTG3 | Natural Gas Fired Combined Cycle | CT | CC1 | S | X | N | RIONOG_CT3 | RIONOG_CT3 | 189 | 0.85 | 158 | 193 | 100 | N |  |  | OP | X | 5 | 2002 | 2002 |  |  | N | Electric Utility | Utility | Municipal | 1 | X | NG | Non-Renewable | 0 | 189 | 0 | 1
Operable | 16604 | City of San Antonio - (TX) |  | 55137 | Rio Nogales Power Project | TX | Restructured | Guadalupe | STG1 | Natural Gas Fired Combined Cycle | CA | CC1 | S | Y | X | RIONOG_ST1 | RIONOG_ST1 | 373.2 | 0.85 | 303 | 319 | 50 | N |  |  | OP | X | 5 | 2002 | 2002 |  |  | N | Electric Utility | Utility | Municipal | 1 | X | NG | Non-Renewable | 0 | 373.2 | 0 | 1
Operable | 16604 | City of San Antonio - (TX) |  | 60472 | CPS 1 Community Solar | TX | Restructured | Bexar | CPS1 | Solar Photovoltaic | PV |  | S | X | X | LZCPS | LZCPS | 1 |  | 1 | 1 |  | N |  |  | OP | X | 8 | 2016 | 2016 |  |  | N | Electric Utility | Utility | Municipal | 1 | X | SUN | Renewable | 1 | 0 | 1 | 0
Operable | 16604 | City of San Antonio - (TX) |  | 62609 | Commerce ESS | TX | Restructured | Bexar | BA1 | Batteries | BA |  | S | X | X | SWRI | SWRI | 10 |  | 10 | 10 | 0 | N |  |  | OP | X | 6 | 2019 | 2019 |  |  | N | Electric Utility | Utility | Municipal | 1 | X | MWH | Other | 0 | 0 | 0 | 0
Operable | 16604 | City of San Antonio - (TX) |  | 62610 | Commerce Solar | TX | Restructured | Bexar | PV1 | Solar Photovoltaic | PV |  | S | X | X | LZCPS | LZCPS | 5 |  | 5 | 5 | 0 | N |  |  | OP | X | 12 | 2019 | 2019 |  |  | N | Electric Utility | Utility | Municipal | 1 | X | SUN | Renewable | 5 | 0 | 1 | 0
Operable | 16764 | City of San Diego |  | 50492 | Gas Utilization Facility | CA | Vertical | San Diego | 1 | Other Waste Biomass | IC |  | S | X | X |  |  | 2.3 | 0.8 | 2.3 | 2.3 | 1 | N |  |  | OP | X | 6 | 1985 | Pre-2000 |  |  | Y | Commercial CHP | Customer Sited | Other | 5 | T | OBG | Renewable | 2.3 | 0 | 1 | 0 | NG
Operable | 16764 | City of San Diego |  | 50492 | Gas Utilization Facility | CA | Vertical | San Diego | 2 | Other Waste Biomass | IC |  | S | X | X |  |  | 2.3 | 0.8 | 2.3 | 2.3 | 1 | N |  |  | OP | X | 6 | 1985 | Pre-2000 |  |  | Y | Commercial CHP | Customer Sited | Other | 5 | T | OBG | Renewable | 2.3 | 0 | 1 | 0 | NG
Operable | 16764 | City of San Diego |  | 50492 | Gas Utilization Facility | CA | Vertical | San Diego | 3 | Conventional Hydroelectric | HY |  | S | X | X |  |  | 1.5 | 0.8 | 1 | 1.5 | 0.5 | N |  |  | OS | X | 5 | 2002 | 2002 |  |  | N | Commercial CHP | Customer Sited | Other | 5 | X | WAT | Renewable | 1.5 | 0 | 1 | 0
Operable | 16764 | City of San Diego |  | 60571 | North City - Landfill Gas Engine North | CA | Vertical | San Diego | NCEP | Landfill Gas | IC |  | S | X | X |  |  | 1.6 | 0.8 | 1.4 | 1.5 | 1.2 | N |  |  | OS | X | 11 | 2013 | 2013 |  |  | N | Commercial Non-CHP | Customer Sited | Other | 4 | X | LFG | Renewable | 1.6 | 0 | 1 | 0
Operable | 16655 | City of Santa Clara - (CA) |  | 7151 | Stony Gorge | CA | Vertical | Glenn | 1 | Conventional Hydroelectric | HY |  | S | X | X | POD_ELKCRK_6_STONYG-APNDPOD_ELKCRK_6_STONYG-APND | POD_ELKCRK_6_STONYG-APND | 2.5 | 0.9 | 2.5 | 2.5 | 0.3 | N |  |  | OP | X | 4 | 1986 | Pre-2000 |  |  | N | Electric Utility | Utility | Municipal | 1 | X | WAT | Renewable | 2.5 | 0 | 1 | 0
Operable | 16655 | City of Santa Clara - (CA) |  | 7151 | Stony Gorge | CA | Vertical | Glenn | 2 | Conventional Hydroelectric | HY |  | S | X | X | POD_ELKCRK_6_STONYG-APND | POD_ELKCRK_6_STONYG-APND | 2.5 | 0.9 | 2.5 | 2.5 | 0.3 | N |  |  | OP | X | 4 | 1986 | Pre-2000 |  |  | N | Electric Utility | Utility | Municipal | 1 | X | WAT | Renewable | 2.5 | 0 | 1 | 0
Operable | 16655 | City of Santa Clara - (CA) |  | 7229 | Black Butte | CA | Vertical | Tehama | 1 | Conventional Hydroelectric | HY |  | S | X | X | BLCKBUTT_7_B1 | BLCKBUTT_7_B1 | 6.1 | 0.9 | 6.1 | 6.1 | 0.5 | N |  |  | OP | X | 9 | 1988 | Pre-2000 |  |  | N | Electric Utility | Utility | Municipal | 1 | X | WAT | Renewable | 6.1 | 0 | 1 | 0
Operable | 16655 | City of Santa Clara - (CA) |  | 7231 | Gianera | CA | Vertical | Santa Clara | 1 | Natural Gas Fired Combustion Turbine | GT |  | S | X | X | CSCGNRA1_7_N101 | CSCGNRA1_7_N101 | 32.3 | 0.9 | 24.8 | 24.8 | 22 | N |  |  | OP | X | 6 | 1987 | Pre-2000 |  |  | N | Electric Utility | Utility | Municipal | 1 | X | NG | Non-Renewable | 0 | 32.3 | 0 | 1 | DFO
Operable | 16655 | City of Santa Clara - (CA) |  | 7231 | Gianera | CA | Vertical | Santa Clara | 2 | Natural Gas Fired Combustion Turbine | GT |  | S | X | X | CSCGNRA2_7_N101 | CSCGNRA2_7_N101 | 32.3 | 0.9 | 24.8 | 24.8 | 22 | N |  |  | OP | X | 6 | 1986 | Pre-2000 |  |  | N | Electric Utility | Utility | Municipal | 1 | X | NG | Non-Renewable | 0 | 32.3 | 0 | 1 | DFO
Operable | 16655 | City of Santa Clara - (CA) |  | 7232 | Santa Clara Cogen | CA | Vertical | Santa Clara | 1 | Natural Gas Fired Combustion Turbine | GT |  | S | X | X | CSCCOG_6_N001 | CSCCOG_6_N001 | 3.9 | 0.85 | 3.5 | 3.5 | 2.8 | N |  |  | OP | X | 6 | 1982 | Pre-2000 |  |  | Y | Electric Utility | Utility | Municipal | 1 | T | NG | Non-Renewable | 0 | 3.9 | 0 | 1
Operable | 16655 | City of Santa Clara - (CA) |  | 7232 | Santa Clara Cogen | CA | Vertical | Santa Clara | 2 | Natural Gas Fired Combustion Turbine | GT |  | S | X | X | CSCCOG_6_N001 | CSCCOG_6_N001 | 3.9 | 0.85 | 3.5 | 3.5 | 2.8 | N |  |  | OP | X | 6 | 1982 | Pre-2000 |  |  | Y | Electric Utility | Utility | Municipal | 1 | T | NG | Non-Renewable | 0 | 3.9 | 0 | 1
Operable | 16655 | City of Santa Clara - (CA) |  | 7338 | Grizzly | CA | Vertical | Plumas | NA1 | Conventional Hydroelectric | HY |  | S | X | X | GRIZZLYG_7_B1 | GRIZZLYG_7_B1 | 22 | 0.9 | 17.7 | 17.7 | 0 | N |  |  | OP | X | 11 | 1993 | Pre-2000 |  |  | N | Electric Utility | Utility | Municipal | 1 | X | WAT | Renewable | 22 | 0 | 1 | 0
Operable | 16655 | City of Santa Clara - (CA) |  | 56026 | Donald Von Raesfeld Power Plant | CA | Vertical | Santa Clara | CTG1 | Natural Gas Fired Combined Cycle | CT | DVR1 | S | X | N | POD_DUANE_1_PL1X3-APND | POD_DUANE_1_PL1X3-APND | 50 | 0.85 | 50 | 50 | 10 | N |  |  | OP | X | 3 | 2005 | 2005 |  |  | N | Electric Utility | Utility | Municipal | 1 | X | NG | Non-Renewable | 0 | 50 | 0 | 1
Operable | 16655 | City of Santa Clara - (CA) |  | 56026 | Donald Von Raesfeld Power Plant | CA | Vertical | Santa Clara | CTG2 | Natural Gas Fired Combined Cycle | CT | DVR1 | S | X | N | POD_DUANE_1_PL1X3-APND | POD_DUANE_1_PL1X3-APND | 50 | 0.85 | 50 | 50 | 10 | N |  |  | OP | X | 3 | 2005 | 2005 |  |  | N | Electric Utility | Utility | Municipal | 1 | X | NG | Non-Renewable | 0 | 50 | 0 | 1
Operable | 16655 | City of Santa Clara - (CA) |  | 56026 | Donald Von Raesfeld Power Plant | CA | Vertical | Santa Clara | STG | Natural Gas Fired Combined Cycle | CA | DVR1 | S | Y | X | POD_DUANE_1_PL1X3-APND | POD_DUANE_1_PL1X3-APND | 54 | 0.85 | 47.8 | 47.8 | 13 | N |  |  | OP | X | 3 | 2005 | 2005 |  |  | N | Electric Utility | Utility | Municipal | 1 | X | NG | Non-Renewable | 0 | 54 | 0 | 1
Operable | 58824 | City of Santa Rosa |  | 58960 | Laguna Water Reclamation Facility | CA | Vertical | Sonoma | S200 | Other Waste Biomass | IC |  | S | X | X |  |  | 1.1 | 0.8 | 1.1 | 1.1 | 0.7 | N |  |  | OP | X | 3 | 2013 | 2013 |  |  | Y | Commercial CHP | Customer Sited | Other | 5 | T | OBG | Renewable | 1.1 | 0 | 1 | 0 | NG
Operable | 58824 | City of Santa Rosa |  | 58960 | Laguna Water Reclamation Facility | CA | Vertical | Sonoma | S201 | Other Waste Biomass | IC |  | S | X | X |  |  | 1.1 | 0.8 | 1.1 | 1.1 | 0.7 | N |  |  | OP | X | 3 | 2013 | 2013 |  |  | Y | Commercial CHP | Customer Sited | Other | 5 | T | OBG | Renewable | 1.1 | 0 | 1 | 0 | NG
Operable | 58824 | City of Santa Rosa |  | 58960 | Laguna Water Reclamation Facility | CA | Vertical | Sonoma | S202 | Other Waste Biomass | IC |  | S | X | X |  |  | 1.1 | 0.8 | 1.1 | 1.1 | 0.7 | N |  |  | OP | X | 3 | 2013 | 2013 |  |  | Y | Commercial CHP | Customer Sited | Other | 5 | T | OBG | Renewable | 1.1 | 0 | 1 | 0 | NG
Operable | 58824 | City of Santa Rosa |  | 58960 | Laguna Water Reclamation Facility | CA | Vertical | Sonoma | S203 | Other Waste Biomass | IC |  | S | X | X |  |  | 1.1 | 0.8 | 1.1 | 1.1 | 0.7 | N |  |  | OP | X | 3 | 2013 | 2013 |  |  | Y | Commercial CHP | Customer Sited | Other | 5 | T | OBG | Renewable | 1.1 | 0 | 1 | 0 | NG
Operable | 16667 | City of Sargent - (NE) |  | 2300 | Sargent | NE | Vertical | Custer | 1 | Petroleum Liquids | IC |  | S | X | X |  |  | 1.1 | 0.95 | 1.1 | 1.1 | 0.6 | N |  |  | OP | X | 3 | 1968 | Pre-2000 |  |  | N | Electric Utility | Utility | Municipal | 1 | X | DFO | Non-Renewable | 0 | 1.1 | 0 | 1
Operable | 16667 | City of Sargent - (NE) |  | 2300 | Sargent | NE | Vertical | Custer | 3 | Petroleum Liquids | IC |  | S | X | X |  |  | 0.9 | 0.95 | 0.9 | 0.9 | 0.5 | N |  |  | OP | X | 2 | 1964 | Pre-2000 |  |  | N | Electric Utility | Utility | Municipal | 1 | X | DFO | Non-Renewable | 0 | 0.9 | 0 | 1
Operable | 16667 | City of Sargent - (NE) |  | 2300 | Sargent | NE | Vertical | Custer | 4 | Petroleum Liquids | IC |  | S | X | X |  |  | 0.4 | 0.95 | 0.4 | 0.4 | 0.2 | N |  |  | OP | X | 1 | 1954 | Pre-2000 |  |  | N | Electric Utility | Utility | Municipal | 1 | X | DFO | Non-Renewable | 0 | 0.4 | 0 | 1
Operable | 64065 | City of Scribner |  | 64420 | Scribner Diesel Generation Facility | NE | Vertical | Dodge | 1 | Petroleum Liquids | IC |  | S | X | X |  |  | 2 | 0.9 | 2 | 2 | 0.1 | N |  |  | OP | X | 9 | 2020 | 2020 |  |  | N | Electric Utility | Utility | Municipal | 1 | X | DFO | Non-Renewable | 0 | 2 | 0 | 1 | OBL
Operable | 64065 | City of Scribner |  | 64420 | Scribner Diesel Generation Facility | NE | Vertical | Dodge | 2 | Petroleum Liquids | IC |  | S | X | X |  |  | 2 | 0.9 | 2 | 2 | 0.1 | N |  |  | OP | X | 9 | 2020 | 2020 |  |  | N | Electric Utility | Utility | Municipal | 1 | X | DFO | Non-Renewable | 0 | 2 | 0 | 1 | OBL
Operable | 16868 | City of Seattle - (WA) |  | 622 | South Fork Tolt | WA | Vertical | King | 1 | Conventional Hydroelectric | HY |  | S | X | X | S_TOLT_1_GEN81GNODE | S_TOLT_1_GEN81GNODE | 16.8 | 0.9 | 16.8 | 16.8 | 0 | N |  |  | OP | X | 11 | 1995 | Pre-2000 |  |  | N | Electric Utility | Utility | Municipal | 1 | X | WAT | Renewable | 16.8 | 0 | 1 | 0
Operable | 16868 | City of Seattle - (WA) |  | 6202 | Ross | WA | Vertical | Whatcom | 41 | Conventional Hydroelectric | HY |  | S | X | X | ROSS_SCL_2_GEN41GNODE | ROSS_SCL_2_GEN41GNODE | 112.5 | 0.9 | 112.5 | 112.5 | 0 | N |  |  | OP | X | 11 | 1956 | Pre-2000 |  |  | N | Electric Utility | Utility | Municipal | 1 | X | WAT | Renewable | 112.5 | 0 | 1 | 0
Operable | 16868 | City of Seattle - (WA) |  | 6202 | Ross | WA | Vertical | Whatcom | 42 | Conventional Hydroelectric | HY |  | S | X | X | ROSS_SCL_2_GEN42GNODE | ROSS_SCL_2_GEN42GNODE | 112.5 | 0.9 | 112.5 | 112.5 | 0 | N |  |  | OP | X | 1 | 1954 | Pre-2000 |  |  | N | Electric Utility | Utility | Municipal | 1 | X | WAT | Renewable | 112.5 | 0 | 1 | 0
Operable | 16868 | City of Seattle - (WA) |  | 6202 | Ross | WA | Vertical | Whatcom | 43 | Conventional Hydroelectric | HY |  | S | X | X | ROSS_SCL_2_GEN43GNODE | ROSS_SCL_2_GEN43GNODE | 112.5 | 0.9 | 112.5 | 112.5 | 0 | N |  |  | OP | X | 4 | 1953 | Pre-2000 |  |  | N | Electric Utility | Utility | Municipal | 1 | X | WAT | Renewable | 112.5 | 0 | 1 | 0
Operable | 16868 | City of Seattle - (WA) |  | 6202 | Ross | WA | Vertical | Whatcom | 44 | Conventional Hydroelectric | HY |  | S | X | X | ROSS_SCL_2_GEN44GNODE | ROSS_SCL_2_GEN44GNODE | 112.5 | 0.9 | 112.5 | 112.5 | 0 | N |  |  | OP | X | 12 | 1952 | Pre-2000 |  |  | N | Electric Utility | Utility | Municipal | 1 | X | WAT | Renewable | 112.5 | 0 | 1 | 0
Operable | 16868 | City of Seattle - (WA) |  | 6430 | Cedar Falls (WA) | WA | Vertical | King | 5 | Conventional Hydroelectric | HY |  | S | X | X | CEDARFLS_1_GEN5GNODE | CEDARFLS_1_GEN5GNODE | 15 | 0.95 | 15 | 15 | 0.2 | N |  |  | OA | X | 11 | 1921 | Pre-2000 |  |  | N | Electric Utility | Utility | Municipal | 1 | X | WAT | Renewable | 15 | 0 | 1 | 0
Operable | 16868 | City of Seattle - (WA) |  | 6430 | Cedar Falls (WA) | WA | Vertical | King | 6 | Conventional Hydroelectric | HY |  | S | X | X | CEDARFLS_1_GEN6GNODE | CEDARFLS_1_GEN6GNODE | 15 | 0.95 | 15 | 15 | 0.2 | N |  |  | OA | X | 11 | 1929 | Pre-2000 |  |  | N | Electric Utility | Utility | Municipal | 1 | X | WAT | Renewable | 15 | 0 | 1 | 0
Operable | 16868 | City of Seattle - (WA) |  | 6431 | Gorge | WA | Vertical | Whatcom | 21 | Conventional Hydroelectric | HY |  | S | X | X | GORGE_2_GEN21GNODE | GORGE_2_GEN21GNODE | 36.8 | 0.97 | 32 | 32 | 0 | N |  |  | OP | X | 9 | 1924 | Pre-2000 |  |  | N | Electric Utility | Utility | Municipal | 1 | X | WAT | Renewable | 36.8 | 0 | 1 | 0
Operable | 16868 | City of Seattle - (WA) |  | 6431 | Gorge | WA | Vertical | Whatcom | 22 | Conventional Hydroelectric | HY |  | S | X | X | GORGE_2_GEN22GNODE | GORGE_2_GEN22GNODE | 36.8 | 0.97 | 32 | 32 | 0 | N |  |  | OP | X | 9 | 1924 | Pre-2000 |  |  | N | Electric Utility | Utility | Municipal | 1 | X | WAT | Renewable | 36.8 | 0 | 1 | 0
Operable | 16868 | City of Seattle - (WA) |  | 6431 | Gorge | WA | Vertical | Whatcom | 23 | Conventional Hydroelectric | HY |  | S | X | X | GORGE_2_GEN23GNODE | GORGE_2_GEN23GNODE | 36.8 | 0.97 | 32 | 32 | 0 | N |  |  | OP | X | 5 | 1929 | Pre-2000 |  |  | N | Electric Utility | Utility | Municipal | 1 | X | WAT | Renewable | 36.8 | 0 | 1 | 0
Operable | 16868 | City of Seattle - (WA) |  | 6431 | Gorge | WA | Vertical | Whatcom | 24 | Conventional Hydroelectric | HY |  | S | X | X | GORGE_2_GEN24GNODE | GORGE_2_GEN24GNODE | 96.9 | 0.97 | 97 | 97 | 0 | N |  |  | OP | X | 6 | 1951 | Pre-2000 |  |  | N | Electric Utility | Utility | Municipal | 1 | X | WAT | Renewable | 96.9 | 0 | 1 | 0
Operable | 16868 | City of Seattle - (WA) |  | 6432 | Diablo | WA | Vertical | Whatcom | 31 | Conventional Hydroelectric | HY |  | S | X | X | DIABLO_2_GEN31GNODE | DIABLO_2_GEN31GNODE | 90 | 0.9 | 90 | 90 | 0 | N |  |  | OP | X | 4 | 1937 | Pre-2000 |  |  | N | Electric Utility | Utility | Municipal | 1 | X | WAT | Renewable | 90 | 0 | 1 | 0
Operable | 16868 | City of Seattle - (WA) |  | 6432 | Diablo | WA | Vertical | Whatcom | 32 | Conventional Hydroelectric | HY |  | S | X | X | DIABLO_2_GEN32GNODE | DIABLO_2_GEN32GNODE | 90 | 0.9 | 90 | 90 | 0 | N |  |  | OP | X | 10 | 1936 | Pre-2000 |  |  | N | Electric Utility | Utility | Municipal | 1 | X | WAT | Renewable | 90 | 0 | 1 | 0
Operable | 16868 | City of Seattle - (WA) |  | 6432 | Diablo | WA | Vertical | Whatcom | 35 | Conventional Hydroelectric | HY |  | S | X | X |  |  | 1.2 | 0.8 | 1.2 | 1.2 | 0 | N |  |  | OP | X | 10 | 1936 | Pre-2000 |  |  | N | Electric Utility | Utility | Municipal | 1 | X | WAT | Renewable | 1.2 | 0 | 1 | 0
Operable | 16868 | City of Seattle - (WA) |  | 6432 | Diablo | WA | Vertical | Whatcom | 36 | Conventional Hydroelectric | HY |  | S | X | X |  |  | 1.2 | 0.8 | 1.2 | 1.2 | 0 | N |  |  | OP | X | 10 | 1936 | Pre-2000 |  |  | N | Electric Utility | Utility | Municipal | 1 | X | WAT | Renewable | 1.2 | 0 | 1 | 0
Operable | 16868 | City of Seattle - (WA) |  | 6433 | Boundary | WA | Vertical | Pend Oreille | 51 | Conventional Hydroelectric | HY |  | S | X | X | BNDRYSCL_2_GEN51GNODE | BNDRYSCL_2_GEN51GNODE | 158.4 | 0.95 | 180.5 | 180.5 | 0 | N |  |  | OA | X | 10 | 1967 | Pre-2000 |  |  | N | Electric Utility | Utility | Municipal | 1 | X | WAT | Renewable | 158.4 | 0 | 1 | 0
Operable | 16868 | City of Seattle - (WA) |  | 6433 | Boundary | WA | Vertical | Pend Oreille | 52 | Conventional Hydroelectric | HY |  | S | X | X | BNDRYSCL_2_GEN52GNODE | BNDRYSCL_2_GEN52GNODE | 161.5 | 0.95 | 161.5 | 161.5 | 0 | N |  |  | OP | X | 8 | 1967 | Pre-2000 |  |  | N | Electric Utility | Utility | Municipal | 1 | X | WAT | Renewable | 161.5 | 0 | 1 | 0
Operable | 16868 | City of Seattle - (WA) |  | 6433 | Boundary | WA | Vertical | Pend Oreille | 53 | Conventional Hydroelectric | HY |  | S | X | X | BNDRYSCL_2_GEN53GNODE | BNDRYSCL_2_GEN53GNODE | 158.4 | 0.95 | 158.4 | 158.4 | 0 | N |  |  | OP | X | 9 | 1967 | Pre-2000 |  |  | N | Electric Utility | Utility | Municipal | 1 | X | WAT | Renewable | 158.4 | 0 | 1 | 0
Operable | 16868 | City of Seattle - (WA) |  | 6433 | Boundary | WA | Vertical | Pend Oreille | 54 | Conventional Hydroelectric | HY |  | S | X | X | BNDRYSCL_2_GEN54GNODE | BNDRYSCL_2_GEN54GNODE | 161.5 | 0.95 | 180.5 | 180.5 | 0 | Y | 4 | 2023 | OP | X | 8 | 1967 | Pre-2000 |  |  | N | Electric Utility | Utility | Municipal | 1 | X | WAT | Renewable | 161.5 | 0 | 1 | 0
Operable | 16868 | City of Seattle - (WA) |  | 6433 | Boundary | WA | Vertical | Pend Oreille | 55 | Conventional Hydroelectric | HY |  | S | X | X | BNDRYSCL_2_GEN55GNODE | BNDRYSCL_2_GEN55GNODE | 239.4 | 0.95 | 232 | 232 | 0 | N |  |  | OP | X | 11 | 1985 | Pre-2000 |  |  | N | Electric Utility | Utility | Municipal | 1 | X | WAT | Renewable | 239.4 | 0 | 1 | 0
Operable | 16868 | City of Seattle - (WA) |  | 6433 | Boundary | WA | Vertical | Pend Oreille | 56 | Conventional Hydroelectric | HY |  | S | X | X | BNDRYSCL_2_GEN56GNODE | BNDRYSCL_2_GEN56GNODE | 239.4 | 0.95 | 232 | 232 | 0 | N |  |  | OP | X | 5 | 1986 | Pre-2000 |  |  | N | Electric Utility | Utility | Municipal | 1 | X | WAT | Renewable | 239.4 | 0 | 1 | 0
Operable | 16868 | City of Seattle - (WA) |  | 9842 | Newhalem | WA | Vertical | Whatcom | 20 | Conventional Hydroelectric | HY |  | S | X | X |  |  | 2.3 | 0.92 | 2.3 | 2.3 | 0 | N |  |  | OS | X | 2 | 1970 | Pre-2000 |  |  | N | Electric Utility | Utility | Municipal | 1 | X | WAT | Renewable | 2.3 | 0 | 1 | 0
Operable | 16921 | City of Seneca - (SC) |  | 56545 | Seneca City of | SC | Vertical | Oconee | PPG1 | Petroleum Liquids | IC |  | S | X | X |  |  | 2 | 0.8 | 1.8 | 1.8 | 0.5 | N |  |  | OP | X | 12 | 2004 | 2004 |  |  | N | Electric Utility | Utility | Municipal | 1 | X | DFO | Non-Renewable | 0 | 2 | 0 | 1
Operable | 16921 | City of Seneca - (SC) |  | 56545 | Seneca City of | SC | Vertical | Oconee | PPG2 | Petroleum Liquids | IC |  | S | X | X |  |  | 2 | 0.8 | 1.8 | 1.8 | 0.5 | N |  |  | OP | X | 12 | 2004 | 2004 |  |  | N | Electric Utility | Utility | Municipal | 1 | X | DFO | Non-Renewable | 0 | 2 | 0 | 1
Operable | 16921 | City of Seneca - (SC) |  | 56545 | Seneca City of | SC | Vertical | Oconee | PPG3 | Petroleum Liquids | IC |  | S | X | X |  |  | 2 | 0.8 | 1.8 | 1.8 | 0.5 | N |  |  | OP | X | 12 | 2004 | 2004 |  |  | N | Electric Utility | Utility | Municipal | 1 | X | DFO | Non-Renewable | 0 | 2 | 0 | 1
Operable | 16921 | City of Seneca - (SC) |  | 56545 | Seneca City of | SC | Vertical | Oconee | WPG1 | Petroleum Liquids | IC |  | S | X | X |  |  | 2 | 0.8 | 1.8 | 1.8 | 0.5 | N |  |  | OP | X | 12 | 2004 | 2004 |  |  | N | Electric Utility | Utility | Municipal | 1 | X | DFO | Non-Renewable | 0 | 2 | 0 | 1
Operable | 16921 | City of Seneca - (SC) |  | 56545 | Seneca City of | SC | Vertical | Oconee | WPG2 | Petroleum Liquids | IC |  | S | X | X |  |  | 2 | 0.8 | 1.8 | 1.8 | 0.5 | N |  |  | OP | X | 12 | 2004 | 2004 |  |  | N | Electric Utility | Utility | Municipal | 1 | X | DFO | Non-Renewable | 0 | 2 | 0 | 1
Operable | 16955 | City of Seward - (AK) |  | 92 | Seward (AK) | AK | Vertical | Kenai Peninsula | 3 | Petroleum Liquids | IC |  | S | X | X |  |  | 2.5 | 0.8 | 2.5 | 2.5 | 0.5 | N |  |  | OP | X | 4 | 1975 | Pre-2000 |  |  | N | Electric Utility | Utility | Municipal | 1 | X | DFO | Non-Renewable | 0 | 2.5 | 0 | 1
Operable | 16955 | City of Seward - (AK) |  | 92 | Seward (AK) | AK | Vertical | Kenai Peninsula | 4 | Petroleum Liquids | IC |  | S | X | X |  |  | 2.5 | 0.8 | 2.5 | 2.5 | 0.5 | N |  |  | OP | X | 3 | 1986 | Pre-2000 |  |  | N | Electric Utility | Utility | Municipal | 1 | X | DFO | Non-Renewable | 0 | 2.5 | 0 | 1
Operable | 16955 | City of Seward - (AK) |  | 92 | Seward (AK) | AK | Vertical | Kenai Peninsula | 5 | Petroleum Liquids | IC |  | S | X | X |  |  | 2.5 | 0.8 | 2.5 | 2.5 | 0.5 | N |  |  | OP | X | 3 | 1985 | Pre-2000 |  |  | N | Electric Utility | Utility | Municipal | 1 | X | DFO | Non-Renewable | 0 | 2.5 | 0 | 1
Operable | 16955 | City of Seward - (AK) |  | 92 | Seward (AK) | AK | Vertical | Kenai Peninsula | 6 | Petroleum Liquids | IC |  | S | X | X |  |  | 2.8 | 0.8 | 2.8 | 2.8 | 0.5 | N |  |  | OP | X | 12 | 2000 | 2000 |  |  | N | Electric Utility | Utility | Municipal | 1 | X | DFO | Non-Renewable | 0 | 2.8 | 0 | 1
Operable | 16955 | City of Seward - (AK) |  | 92 | Seward (AK) | AK | Vertical | Kenai Peninsula | N1 | Petroleum Liquids | IC |  | S | X | X |  |  | 2.8 | 0.8 | 2.8 | 2.8 | 0.5 | N |  |  | OP | X | 7 | 2010 | 2010 |  |  | N | Electric Utility | Utility | Municipal | 1 | X | DFO | Non-Renewable | 0 | 2.8 | 0 | 1
Operable | 16955 | City of Seward - (AK) |  | 92 | Seward (AK) | AK | Vertical | Kenai Peninsula | N2 | Petroleum Liquids | IC |  | S | X | X |  |  | 2.5 | 0.8 | 2.5 | 2.5 | 0.5 | N |  |  | OP | X | 7 | 2010 | 2010 |  |  | N | Electric Utility | Utility | Municipal | 1 | X | DFO | Non-Renewable | 0 | 2.5 | 0 | 1
Operable | 16988 | City of Sharon Springs - (KS) |  | 1324 | Sharon Spring | KS | Vertical | Wallace | 1 | Natural Gas Internal Combustion Engine | IC |  | S | X | X |  |  | 1 | 0.8 | 1 | 1 | 0.7 | N |  |  | OP | X | 11 | 1970 | Pre-2000 |  |  | N | Electric Utility | Utility | Municipal | 1 | X | NG | Non-Renewable | 0 | 1 | 0 | 1 | DFO
Operable | 16988 | City of Sharon Springs - (KS) |  | 1324 | Sharon Spring | KS | Vertical | Wallace | 2 | Natural Gas Internal Combustion Engine | IC |  | S | X | X |  |  | 1 | 0.8 | 1 | 1 | 0.7 | N |  |  | OP | X | 8 | 1964 | Pre-2000 |  |  | N | Electric Utility | Utility | Municipal | 1 | X | NG | Non-Renewable | 0 | 1 | 0 | 1 | DFO
Operable | 16988 | City of Sharon Springs - (KS) |  | 1324 | Sharon Spring | KS | Vertical | Wallace | 3 | Natural Gas Internal Combustion Engine | IC |  | S | X | X |  |  | 0.4 | 0.8 | 0.4 | 0.4 | 0.2 | N |  |  | OP | X | 7 | 1958 | Pre-2000 |  |  | N | Electric Utility | Utility | Municipal | 1 | X | NG | Non-Renewable | 0 | 0.4 | 0 | 1 | DFO
Operable | 16988 | City of Sharon Springs - (KS) |  | 1324 | Sharon Spring | KS | Vertical | Wallace | 4 | Natural Gas Internal Combustion Engine | IC |  | S | X | X |  |  | 0.6 | 0.8 | 0.6 | 0.6 | 0.4 | N |  |  | OP | X | 8 | 1951 | Pre-2000 |  |  | N | Electric Utility | Utility | Municipal | 1 | X | NG | Non-Renewable | 0 | 0.6 | 0 | 1 | DFO
Operable | 17035 | City of Shelbina - (MO) |  | 7405 | Shelbina Power #1 | MO | Vertical | Shelby | G1 | Petroleum Liquids | IC |  | S | X | X |  |  | 3 | 0.8 | 3 | 3 | 0.3 | N |  |  | OP | X | 1 | 1981 | Pre-2000 |  |  | N | Electric Utility | Utility | Municipal | 1 | X | DFO | Non-Renewable | 0 | 3 | 0 | 1
Operable | 17035 | City of Shelbina - (MO) |  | 7405 | Shelbina Power #1 | MO | Vertical | Shelby | G2 | Petroleum Liquids | IC |  | S | X | X |  |  | 1.6 | 0.8 | 1.6 | 1.6 | 1 | N |  |  | OP | X | 5 | 1989 | Pre-2000 |  |  | N | Electric Utility | Utility | Municipal | 1 | X | DFO | Non-Renewable | 0 | 1.6 | 0 | 1
Operable | 17035 | City of Shelbina - (MO) |  | 7406 | Shelbina Power #2 | MO | Vertical | Shelby | G3 | Petroleum Liquids | IC |  | S | X | X |  |  | 1.6 | 0.8 | 1.6 | 1.6 | 1 | N |  |  | OP | X | 4 | 1992 | Pre-2000 |  |  | N | Electric Utility | Utility | Municipal | 1 | X | DFO | Non-Renewable | 0 | 1.6 | 0 | 1
Operable | 17035 | City of Shelbina - (MO) |  | 7406 | Shelbina Power #2 | MO | Vertical | Shelby | G4 | Petroleum Liquids | IC |  | S | X | X |  |  | 1.6 | 0.8 | 1.6 | 1.6 | 1 | N |  |  | OP | X | 4 | 1992 | Pre-2000 |  |  | N | Electric Utility | Utility | Municipal | 1 | X | DFO | Non-Renewable | 0 | 1.6 | 0 | 1
Operable | 17035 | City of Shelbina - (MO) |  | 7406 | Shelbina Power #2 | MO | Vertical | Shelby | G5 | Petroleum Liquids | IC |  | S | X | X |  |  | 1.6 | 0.8 | 1.6 | 1.6 | 1 | N |  |  | OP | X | 4 | 1992 | Pre-2000 |  |  | N | Electric Utility | Utility | Municipal | 1 | X | DFO | Non-Renewable | 0 | 1.6 | 0 | 1
Operable | 17035 | City of Shelbina - (MO) |  | 7406 | Shelbina Power #2 | MO | Vertical | Shelby | G6 | Petroleum Liquids | IC |  | S | X | X |  |  | 1.8 | 0.8 | 1.8 | 1.8 | 1 | N |  |  | OP | X | 7 | 1999 | Pre-2000 |  |  | N | Electric Utility | Utility | Municipal | 1 | X | DFO | Non-Renewable | 0 | 1.8 | 0 | 1
Operable | 17035 | City of Shelbina - (MO) |  | 7860 | Shelbina Power #3 | MO | Vertical | Shelby | G7 | Petroleum Liquids | IC |  | S | X | X |  |  | 1.8 | 0.8 | 1.8 | 1.8 | 1 | N |  |  | OP | X | 4 | 2002 | 2002 |  |  | N | Electric Utility | Utility | Municipal | 1 | X | DFO | Non-Renewable | 0 | 1.8 | 0 | 1
Operable | 17035 | City of Shelbina - (MO) |  | 7860 | Shelbina Power #3 | MO | Vertical | Shelby | G8 | Petroleum Liquids | IC |  | S | X | X |  |  | 1.8 | 0.8 | 1.8 | 1.8 | 1 | N |  |  | OP | X | 4 | 2002 | 2002 |  |  | N | Electric Utility | Utility | Municipal | 1 | X | DFO | Non-Renewable | 0 | 1.8 | 0 | 1
Operable | 17043 | City of Shelby - (OH) |  | 7828 | Shelby South | OH | Restructured | Richland | 1 | Petroleum Liquids | IC |  | S | X | X | AEP | AEP | 1.8 | 0.8 | 1.8 | 1.8 | 0.2 | N |  |  | OP | X | 6 | 2000 | 2000 |  |  | N | Electric Utility | Utility | Municipal | 1 | X | DFO | Non-Renewable | 0 | 1.8 | 0 | 1
Operable | 17043 | City of Shelby - (OH) |  | 63457 | Progress Drive Generation Station | OH | Restructured | Richland | PSG1 | Petroleum Liquids | IC |  | S | X | X | AEP | AEP | 1.8 | 0.8 | 1.8 | 1.8 | 0.2 | N |  |  | OP | X | 7 | 2016 | 2016 |  |  | N | Electric Utility | Utility | Municipal | 1 | X | DFO | Non-Renewable | 0 | 1.8 | 0 | 1
Operable | 17043 | City of Shelby - (OH) |  | 63457 | Progress Drive Generation Station | OH | Restructured | Richland | PSG2 | Petroleum Liquids | IC |  | S | X | X |  |  | 1.8 | 0.8 | 1.8 | 1.8 | 0.2 | N |  |  | OP | X | 6 | 2019 | 2019 |  |  | N | Electric Utility | Utility | Municipal | 1 | X | DFO | Non-Renewable | 0 | 1.8 | 0 | 1
Operable | 17141 | City of Sibley - (IA) |  | 1184 | Sibley One | IA | Vertical | Osceola | 2 | Petroleum Liquids | IC |  | S | X | X |  |  | 2 | 1 | 1.9 | 2.1 | 1 | N |  |  | OP | X | 9 | 1971 | Pre-2000 |  |  | N | Electric Utility | Utility | Municipal | 1 | X | DFO | Non-Renewable | 0 | 2 | 0 | 1 | NG
Operable | 17141 | City of Sibley - (IA) |  | 1184 | Sibley One | IA | Vertical | Osceola | 3 | Petroleum Liquids | IC |  | S | X | X |  |  | 1.2 | 1 | 1.1 | 1.2 | 1 | N |  |  | OP | X | 4 | 1987 | Pre-2000 |  |  | N | Electric Utility | Utility | Municipal | 1 | X | DFO | Non-Renewable | 0 | 1.2 | 0 | 1
Operable | 17141 | City of Sibley - (IA) |  | 1184 | Sibley One | IA | Vertical | Osceola | 5 | Petroleum Liquids | IC |  | S | X | X |  |  | 2 | 1 | 1.8 | 1.8 | 1 | N |  |  | OP | X | 4 | 2000 | 2000 |  |  | N | Electric Utility | Utility | Municipal | 1 | X | DFO | Non-Renewable | 0 | 2 | 0 | 1
Operable | 17141 | City of Sibley - (IA) |  | 7060 | Sibley No Two | IA | Vertical | Osceola | 4 | Petroleum Liquids | IC |  | S | X | X |  |  | 1.1 | 1 | 1 | 1.1 | 1 | N |  |  | OP | X | 12 | 1987 | Pre-2000 |  |  | N | Electric Utility | Utility | Municipal | 1 | X | DFO | Non-Renewable | 0 | 1.1 | 0 | 1 | NG
Operable | 17149 | City of Sidney - (NE) |  | 2302 | Sidney (NE) | NE | Vertical | Cheyenne | 1 | Natural Gas Internal Combustion Engine | IC |  | S | X | X |  |  | 1.2 | 0.9 | 1 | 1.1 | 0.1 | N |  |  | OP | X | 1 | 1949 | Pre-2000 |  |  | N | Electric Utility | Utility | Municipal | 1 | X | NG | Non-Renewable | 0 | 1.2 | 0 | 1 | DFO
Operable | 17149 | City of Sidney - (NE) |  | 2302 | Sidney (NE) | NE | Vertical | Cheyenne | 3 | Petroleum Liquids | IC |  | S | X | X |  |  | 0.8 | 0.9 | 0.6 | 0.6 | 0.1 | N |  |  | OP | X | 1 | 1931 | Pre-2000 |  |  | N | Electric Utility | Utility | Municipal | 1 | X | DFO | Non-Renewable | 0 | 0.8 | 0 | 1
Operable | 17149 | City of Sidney - (NE) |  | 2302 | Sidney (NE) | NE | Vertical | Cheyenne | 5 | Natural Gas Internal Combustion Engine | IC |  | S | X | X |  |  | 3.1 | 0.9 | 2.5 | 2.5 | 0.1 | N |  |  | OP | X | 1 | 1955 | Pre-2000 |  |  | N | Electric Utility | Utility | Municipal | 1 | X | NG | Non-Renewable | 0 | 3.1 | 0 | 1 | DFO
Operable | 17177 | City of Sikeston - (MO) |  | 6768 | Sikeston Power Station | MO | Vertical | Scott | 1 | Conventional Steam Coal | ST |  | S | X | X |  |  | 261 | 0.9 | 240 | 240 | 70 | N |  |  | OP | X | 9 | 1981 | Pre-2000 |  |  | N | Electric Utility | Utility | Municipal | 1 | X | SUB | Non-Renewable | 0 | 261 | 0 | 1
Operable | 58434 | City of Spearfish |  | 58438 | Spearfish Hydro | SD | Vertical | Lawrence | TURB1 | Conventional Hydroelectric | HY |  | S | X | X |  |  | 2 | 0.95 | 2 | 1.5 | 0.3 | N |  |  | OP | X | 10 | 1912 | Pre-2000 |  |  | N | Electric Utility | Utility | Municipal | 1 | X | WAT | Renewable | 2 | 0 | 1 | 0
Operable | 58434 | City of Spearfish |  | 58438 | Spearfish Hydro | SD | Vertical | Lawrence | TURB2 | Conventional Hydroelectric | HY |  | S | X | X |  |  | 2 | 0.95 | 2 | 1.5 | 0.3 | N |  |  | OP | X | 10 | 1912 | Pre-2000 |  |  | N | Electric Utility | Utility | Municipal | 1 | X | WAT | Renewable | 2 | 0 | 1 | 0
Operable | 17783 | City of Spencer - (IA) |  | 1186 | Spencer Gas Turbine | IA | Vertical | Clay | GT1 | Petroleum Liquids | GT |  | S | X | X | WAUESPENCERUNSPENCER_RA |  | 23.8 | 0.8 | 17 | 20 | 10 | N |  |  | OP | X | 1 | 1970 | Pre-2000 |  |  | N | Electric Utility | Utility | Municipal | 1 | X | KER | Non-Renewable | 0 | 23.8 | 0 | 1
Operable | 42892 | City of Spokane |  | 50380 | Upriver Dam Hydro Plant | WA | Vertical | Spokane | GEN1 | Conventional Hydroelectric | HY |  | S | X | X |  |  | 2 | 0.9 | 0.5 | 1.5 | 0.2 | N |  |  | OP | X | 1 | 1936 | Pre-2000 |  |  | N | IPP Non-CHP | IPP | IPP | 2 | X | WAT | Renewable | 2 | 0 | 1 | 0
Operable | 42892 | City of Spokane |  | 50380 | Upriver Dam Hydro Plant | WA | Vertical | Spokane | GEN2 | Conventional Hydroelectric | HY |  | S | X | X |  |  | 2 | 0.9 | 0.5 | 1.5 | 0.2 | N |  |  | OP | X | 1 | 1936 | Pre-2000 |  |  | N | IPP Non-CHP | IPP | IPP | 2 | X | WAT | Renewable | 2 | 0 | 1 | 0
Operable | 42892 | City of Spokane |  | 50380 | Upriver Dam Hydro Plant | WA | Vertical | Spokane | GEN3 | Conventional Hydroelectric | HY |  | S | X | X |  |  | 2 | 0.9 | 0.5 | 1.5 | 0.2 | N |  |  | OP | X | 1 | 1936 | Pre-2000 |  |  | N | IPP Non-CHP | IPP | IPP | 2 | X | WAT | Renewable | 2 | 0 | 1 | 0
Operable | 42892 | City of Spokane |  | 50380 | Upriver Dam Hydro Plant | WA | Vertical | Spokane | GEN4 | Conventional Hydroelectric | HY |  | S | X | X |  |  | 5.8 | 0.9 | 1.5 | 5 | 0.5 | N |  |  | OP | X | 6 | 1984 | Pre-2000 |  |  | N | IPP Non-CHP | IPP | IPP | 2 | X | WAT | Renewable | 5.8 | 0 | 1 | 0
Operable | 42892 | City of Spokane |  | 50380 | Upriver Dam Hydro Plant | WA | Vertical | Spokane | GEN5 | Conventional Hydroelectric | HY |  | S | X | X |  |  | 5.8 | 0.9 | 1.5 | 5 | 0.5 | N |  |  | OP | X | 6 | 1984 | Pre-2000 |  |  | N | IPP Non-CHP | IPP | IPP | 2 | X | WAT | Renewable | 5.8 | 0 | 1 | 0
Operable | 42892 | City of Spokane |  | 50886 | Spokane Waste to Energy | WA | Vertical | Spokane | GEN1 | Municipal Solid Waste | ST |  | S | X | X |  |  | 26 | 0.85 | 22.7 | 22.7 | 4 | N |  |  | OP | X | 9 | 1991 | Pre-2000 |  |  | N | IPP Non-CHP | IPP | IPP | 2 | X | MSW | Renewable | 26 | 0 | 1 | 0
Operable | 17834 | City of Springfield - (CO) |  | 8100 | Springfield (CO) | CO | Vertical | Baca | 1 | Petroleum Liquids | IC |  | S | X | X |  |  | 1.2 | 1 | 1.2 | 1.2 | 1 | N |  |  | SB | Y | 8 | 1965 | Pre-2000 |  |  | N | Electric Utility | Utility | Municipal | 1 | X | DFO | Non-Renewable | 0 | 1.2 | 0 | 1 | NG
Operable | 17834 | City of Springfield - (CO) |  | 8100 | Springfield (CO) | CO | Vertical | Baca | 2 | Petroleum Liquids | IC |  | S | X | X |  |  | 0.2 | 1 | 0.2 | 0.2 | 0.1 | N |  |  | SB | Y | 8 | 1950 | Pre-2000 |  |  | N | Electric Utility | Utility | Municipal | 1 | X | DFO | Non-Renewable | 0 | 0.2 | 0 | 1 | NG
Operable | 17834 | City of Springfield - (CO) |  | 8100 | Springfield (CO) | CO | Vertical | Baca | IC4 | Petroleum Liquids | IC |  | S | X | X |  |  | 0.5 | 1 | 0.5 | 0.5 | 0.4 | N |  |  | SB | Y | 9 | 1950 | Pre-2000 |  |  | N | Electric Utility | Utility | Municipal | 1 | X | DFO | Non-Renewable | 0 | 0.5 | 0 | 1 | NG
Operable | 17834 | City of Springfield - (CO) |  | 8100 | Springfield (CO) | CO | Vertical | Baca | IC5 | Petroleum Liquids | IC |  | S | X | X |  |  | 0.8 | 1 | 0.8 | 0.8 | 0.7 | N |  |  | SB | Y | 9 | 1960 | Pre-2000 |  |  | N | Electric Utility | Utility | Municipal | 1 | X | DFO | Non-Renewable | 0 | 0.8 | 0 | 1 | NG
Operable | 17828 | City of Springfield - (IL) |  | 963 | Dallman | IL | Restructured | Sangamon | 3 | Conventional Steam Coal | ST |  | S | X | X | CWLP.DALLMA83 | CWLP.DALLMA83 | 207.3 | 0.9 | 159 | 159 | 110 | N |  |  | OS | X | 6 | 1978 | Pre-2000 | 3 | 2024 | N | Electric Utility | Utility | Municipal | 1 | X | BIT | Non-Renewable | 0 | 207.3 | 0 | 1
Operable | 17828 | City of Springfield - (IL) |  | 963 | Dallman | IL | Restructured | Sangamon | 4 | Conventional Steam Coal | ST |  | S | X | X | CWLP.DALLMA84 | CWLP.DALLMA84 | 230.1 | 0.85 | 204.7 | 204.7 | 95 | N |  |  | OP | X | 5 | 2009 | 2009 |  |  | N | Electric Utility | Utility | Municipal | 1 | X | BIT | Non-Renewable | 0 | 230.1 | 0 | 1
Operable | 17828 | City of Springfield - (IL) |  | 964 | Lakeside | IL | Restructured | Sangamon | D1 | Petroleum Liquids | IC |  | S | X | X |  |  | 1.8 | 0.8 | 1.7 | 1.7 | 1.7 | N |  |  | OP | X | 6 | 2002 | 2002 |  |  | N | Electric Utility | Utility | Municipal | 1 | X | DFO | Non-Renewable | 0 | 1.8 | 0 | 1
Operable | 17828 | City of Springfield - (IL) |  | 964 | Lakeside | IL | Restructured | Sangamon | D2 | Petroleum Liquids | IC |  | S | X | X |  |  | 1.8 | 0.8 | 1.7 | 1.7 | 1.7 | N |  |  | OP | X | 6 | 2002 | 2002 |  |  | N | Electric Utility | Utility | Municipal | 1 | X | DFO | Non-Renewable | 0 | 1.8 | 0 | 1
Operable | 17828 | City of Springfield - (IL) |  | 964 | Lakeside | IL | Restructured | Sangamon | D3 | Petroleum Liquids | IC |  | S | X | X |  |  | 1.8 | 0.8 | 1.7 | 1.7 | 1.7 | N |  |  | OP | X | 6 | 2002 | 2002 |  |  | N | Electric Utility | Utility | Municipal | 1 | X | DFO | Non-Renewable | 0 | 1.8 | 0 | 1
Operable | 17828 | City of Springfield - (IL) |  | 965 | Reynolds | IL | Restructured | Sangamon | 1 | Petroleum Liquids | GT |  | S | X | X | CWLP.REYNOLS91 | CWLP.REYNOLS91 | 17.5 | 0.85 | 14.7 | 14.7 | 1 | N |  |  | OP | X | 11 | 1970 | Pre-2000 |  |  | N | Electric Utility | Utility | Municipal | 1 | X | DFO | Non-Renewable | 0 | 17.5 | 0 | 1
Operable | 17828 | City of Springfield - (IL) |  | 7425 | Interstate | IL | Restructured | Sangamon | 1 | Natural Gas Fired Combustion Turbine | GT |  | S | X | X | CWLP.INTERSA81 | CWLP.INTERSA81 | 138.6 | 0.9 | 114.3 | 114.6 | 75 | N |  |  | OP | X | 9 | 1997 | Pre-2000 |  |  | N | Electric Utility | Utility | Municipal | 1 | X | NG | Non-Renewable | 0 | 138.6 | 0 | 1 | DFO
Operable | 17828 | City of Springfield - (IL) |  | 8016 | Factory | IL | Restructured | Sangamon | 1 | Petroleum Liquids | GT |  | S | X | X | CWLP.FACTOR91 | CWLP.FACTOR91 | 26.6 | 0.9 | 14.2 | 24.6 | 1 | N |  |  | OP | X | 8 | 1973 | Pre-2000 |  |  | N | Electric Utility | Utility | Municipal | 1 | X | DFO | Non-Renewable | 0 | 26.6 | 0 | 1
Operable | 17845 | City of Springville - (UT) |  | 3688 | Bartholomew | UT | Vertical | Utah | 2 | Conventional Hydroelectric | HY |  | S | X | X |  |  | 1 | 0.85 | 1 | 1 | 0.1 | N |  |  | OP | X | 4 | 1988 | Pre-2000 |  |  | N | Electric Utility | Utility | Municipal | 1 | X | WAT | Renewable | 1 | 0 | 1 | 0
Operable | 17845 | City of Springville - (UT) |  | 7028 | Whitehead | UT | Vertical | Utah | K1 | Natural Gas Internal Combustion Engine | IC |  | S | X | X |  |  | 7 | 0.8 | 5.9 | 6.3 | 5 | N |  |  | OP | X | 10 | 1986 | Pre-2000 |  |  | N | Electric Utility | Utility | Municipal | 1 | X | NG | Non-Renewable | 0 | 7 | 0 | 1 | DFO
Operable | 17845 | City of Springville - (UT) |  | 7028 | Whitehead | UT | Vertical | Utah | K2 | Natural Gas Internal Combustion Engine | IC |  | S | X | X |  |  | 7 | 0.8 | 6 | 6.2 | 5 | N |  |  | OP | X | 8 | 1986 | Pre-2000 |  |  | N | Electric Utility | Utility | Municipal | 1 | X | NG | Non-Renewable | 0 | 7 | 0 | 1 | DFO
Operable | 17845 | City of Springville - (UT) |  | 7028 | Whitehead | UT | Vertical | Utah | K6CAT | Natural Gas Internal Combustion Engine | IC |  | S | X | X |  |  | 2.5 | 0.8 | 2.5 | 2.5 | 0.5 | N |  |  | OP | X | 12 | 2016 | 2016 |  |  | Y | Electric Utility | Utility | Municipal | 1 | T | NG | Non-Renewable | 0 | 2.5 | 0 | 1
Operable | 17845 | City of Springville - (UT) |  | 7028 | Whitehead | UT | Vertical | Utah | K7CAT | Natural Gas Internal Combustion Engine | IC |  | S | X | X |  |  | 2.5 | 0.8 | 2.5 | 2.5 | 0.5 | N |  |  | OP | X | 12 | 2016 | 2016 |  |  | Y | Electric Utility | Utility | Municipal | 1 | T | NG | Non-Renewable | 0 | 2.5 | 0 | 1
Operable | 17862 | City of St Charles - (MN) |  | 56100 | St. Charles Power Plant | MN | Vertical | Winona | 1 | Petroleum Liquids | IC |  | S | X | X |  |  | 2.2 | 0.8 | 2 | 2 | 1.6 | N |  |  | OP | X | 12 | 2004 | 2004 |  |  | N | Electric Utility | Utility | Municipal | 1 | X | DFO | Non-Renewable | 0 | 2.2 | 0 | 1
Operable | 17862 | City of St Charles - (MN) |  | 56100 | St. Charles Power Plant | MN | Vertical | Winona | 2 | Petroleum Liquids | IC |  | S | X | X |  |  | 2.2 | 0.8 | 2 | 2 | 1.6 | N |  |  | OP | X | 12 | 2004 | 2004 |  |  | N | Electric Utility | Utility | Municipal | 1 | X | DFO | Non-Renewable | 0 | 2.2 | 0 | 1
Operable | 17862 | City of St Charles - (MN) |  | 56100 | St. Charles Power Plant | MN | Vertical | Winona | 3 | Petroleum Liquids | IC |  | S | X | X |  |  | 2.2 | 0.8 | 2 | 2 | 1.6 | N |  |  | OP | X | 12 | 2004 | 2004 |  |  | N | Electric Utility | Utility | Municipal | 1 | X | DFO | Non-Renewable | 0 | 2.2 | 0 | 1
Operable | 17862 | City of St Charles - (MN) |  | 56100 | St. Charles Power Plant | MN | Vertical | Winona | 4 | Petroleum Liquids | IC |  | S | X | X |  |  | 2.2 | 0.8 | 2 | 2 | 1.6 | N |  |  | OP | X | 12 | 2004 | 2004 |  |  | N | Electric Utility | Utility | Municipal | 1 | X | DFO | Non-Renewable | 0 | 2.2 | 0 | 1
Operable | 17872 | City of St Francis - (KS) |  | 1321 | St Francis | KS | Vertical | Cheyenne | 2 | Petroleum Liquids | IC |  | S | X | X |  |  | 1.5 | 0.8 | 1.5 | 1.5 | 0.4 | N |  |  | OP | X | 8 | 1964 | Pre-2000 |  |  | N | Electric Utility | Utility | Municipal | 1 | X | DFO | Non-Renewable | 0 | 1.5 | 0 | 1 | NG
Operable | 17872 | City of St Francis - (KS) |  | 1321 | St Francis | KS | Vertical | Cheyenne | 4 | Petroleum Liquids | IC |  | S | X | X |  |  | 2.7 | 0.8 | 2.7 | 2.7 | 0.4 | N |  |  | OP | X | 10 | 1972 | Pre-2000 |  |  | N | Electric Utility | Utility | Municipal | 1 | X | DFO | Non-Renewable | 0 | 2.7 | 0 | 1 | NG
Operable | 17872 | City of St Francis - (KS) |  | 1321 | St Francis | KS | Vertical | Cheyenne | 5 | Petroleum Liquids | IC |  | S | X | X |  |  | 0.9 | 0.8 | 0.9 | 0.9 | 0.4 | N |  |  | OP | X | 8 | 1953 | Pre-2000 |  |  | N | Electric Utility | Utility | Municipal | 1 | X | DFO | Non-Renewable | 0 | 0.9 | 0 | 1 | NG
Operable | 17874 | City of St George |  | 7080 | St George Red Rock | UT | Vertical | Washington | 1 | Petroleum Liquids | IC |  | S | X | X |  |  | 7 | 0.9 | 7 | 7 | 1 | N |  |  | SB | Y | 5 | 1987 | Pre-2000 |  |  | N | Electric Utility | Utility | Municipal | 1 | X | DFO | Non-Renewable | 0 | 7 | 0 | 1
Operable | 17874 | City of St George |  | 7080 | St George Red Rock | UT | Vertical | Washington | 2 | Petroleum Liquids | IC |  | S | X | X |  |  | 7 | 0.9 | 7 | 7 | 1 | N |  |  | SB | Y | 5 | 1987 | Pre-2000 |  |  | N | Electric Utility | Utility | Municipal | 1 | X | DFO | Non-Renewable | 0 | 7 | 0 | 1
Operable | 17874 | City of St George |  | 7767 | Bloomington Power Plant | UT | Vertical | Washington | 1 | Petroleum Liquids | IC |  | S | X | X |  |  | 1.7 | 0.9 | 1.5 | 1.5 | 0.3 | N |  |  | OP | X | 3 | 1999 | Pre-2000 |  |  | N | Electric Utility | Utility | Municipal | 1 | X | DFO | Non-Renewable | 0 | 1.7 | 0 | 1
Operable | 17874 | City of St George |  | 7767 | Bloomington Power Plant | UT | Vertical | Washington | 2 | Petroleum Liquids | IC |  | S | X | X |  |  | 1.7 | 0.9 | 1.5 | 1.5 | 0.3 | N |  |  | OP | X | 3 | 1999 | Pre-2000 |  |  | N | Electric Utility | Utility | Municipal | 1 | X | DFO | Non-Renewable | 0 | 1.7 | 0 | 1
Operable | 17874 | City of St George |  | 7767 | Bloomington Power Plant | UT | Vertical | Washington | 3 | Petroleum Liquids | IC |  | S | X | X |  |  | 1.7 | 0.9 | 1.5 | 1.5 | 0.3 | N |  |  | OP | X | 3 | 1999 | Pre-2000 |  |  | N | Electric Utility | Utility | Municipal | 1 | X | DFO | Non-Renewable | 0 | 1.7 | 0 | 1
Operable | 17874 | City of St George |  | 7767 | Bloomington Power Plant | UT | Vertical | Washington | 4 | Petroleum Liquids | IC |  | S | X | X |  |  | 1.7 | 0.9 | 1.5 | 1.5 | 0.3 | N |  |  | OP | X | 3 | 1999 | Pre-2000 |  |  | N | Electric Utility | Utility | Municipal | 1 | X | DFO | Non-Renewable | 0 | 1.7 | 0 | 1
Operable | 17874 | City of St George |  | 7767 | Bloomington Power Plant | UT | Vertical | Washington | 5 | Petroleum Liquids | IC |  | S | X | X |  |  | 1.7 | 0.9 | 1.5 | 1.5 | 0.3 | N |  |  | OP | X | 3 | 1999 | Pre-2000 |  |  | N | Electric Utility | Utility | Municipal | 1 | X | DFO | Non-Renewable | 0 | 1.7 | 0 | 1
Operable | 17874 | City of St George |  | 7767 | Bloomington Power Plant | UT | Vertical | Washington | 6 | Petroleum Liquids | IC |  | S | X | X |  |  | 1.7 | 0.9 | 1.5 | 1.5 | 0.3 | N |  |  | OP | X | 3 | 1999 | Pre-2000 |  |  | N | Electric Utility | Utility | Municipal | 1 | X | DFO | Non-Renewable | 0 | 1.7 | 0 | 1
Operable | 17874 | City of St George |  | 56253 | Millcreek Power Generation | UT | Vertical | Washington | MC1 | Natural Gas Fired Combustion Turbine | GT |  | S | X | X |  |  | 40 | 0.9 | 36.8 | 39 | 32 | N |  |  | OP | X | 4 | 2006 | 2006 |  |  | N | Electric Utility | Utility | Municipal | 1 | X | NG | Non-Renewable | 0 | 40 | 0 | 1
Operable | 17874 | City of St George |  | 56253 | Millcreek Power Generation | UT | Vertical | Washington | MC2 | Natural Gas Fired Combustion Turbine | GT |  | S | X | X |  |  | 40 | 0.85 | 36.8 | 39 | 32 | N |  |  | OP | X | 6 | 2010 | 2010 |  |  | N | Electric Utility | Utility | Municipal | 1 | X | NG | Non-Renewable | 0 | 40 | 0 | 1
Operable | 17876 | City of St James - (MN) |  | 1929 | St James | MN | Vertical | Watonwan | 1 | Petroleum Liquids | IC |  | S | X | X | NSP.MRES.STJM |  | 2 | 0.8 | 2 | 2 | 1.5 | N |  |  | OP | X | 7 | 2002 | 2002 |  |  | N | Electric Utility | Utility | Municipal | 1 | X | DFO | Non-Renewable | 0 | 2 | 0 | 1
Operable | 17876 | City of St James - (MN) |  | 1929 | St James | MN | Vertical | Watonwan | 2 | Petroleum Liquids | IC |  | S | X | X | NSP.MRES.STJM |  | 2 | 0.8 | 2 | 2 | 1.5 | N |  |  | OP | X | 7 | 2002 | 2002 |  |  | N | Electric Utility | Utility | Municipal | 1 | X | DFO | Non-Renewable | 0 | 2 | 0 | 1
Operable | 17876 | City of St James - (MN) |  | 1929 | St James | MN | Vertical | Watonwan | 3 | Petroleum Liquids | IC |  | S | X | X | NSP.MRES.STJM |  | 2 | 0.8 | 2 | 2 | 1.5 | N |  |  | OP | X | 7 | 2002 | 2002 |  |  | N | Electric Utility | Utility | Municipal | 1 | X | DFO | Non-Renewable | 0 | 2 | 0 | 1
Operable | 17876 | City of St James - (MN) |  | 1929 | St James | MN | Vertical | Watonwan | 4 | Petroleum Liquids | IC |  | S | X | X | NSP.MRES.STJM |  | 2 | 0.8 | 2 | 2 | 1.5 | N |  |  | OP | X | 7 | 2002 | 2002 |  |  | N | Electric Utility | Utility | Municipal | 1 | X | DFO | Non-Renewable | 0 | 2 | 0 | 1
Operable | 17876 | City of St James - (MN) |  | 1929 | St James | MN | Vertical | Watonwan | 5 | Petroleum Liquids | IC |  | S | X | X | NSP.MRES.STJM |  | 2 | 0.8 | 2 | 2 | 1.5 | N |  |  | OP | X | 7 | 2002 | 2002 |  |  | N | Electric Utility | Utility | Municipal | 1 | X | DFO | Non-Renewable | 0 | 2 | 0 | 1
Operable | 17876 | City of St James - (MN) |  | 1929 | St James | MN | Vertical | Watonwan | 6 | Petroleum Liquids | IC |  | S | X | X | NSP.MRES.STJM |  | 2 | 0.8 | 2 | 2 | 1.5 | N |  |  | OP | X | 7 | 2002 | 2002 |  |  | N | Electric Utility | Utility | Municipal | 1 | X | DFO | Non-Renewable | 0 | 2 | 0 | 1
Operable | 17886 | City of St Louis - (MI) |  | 1852 | St Louis | MI | Vertical | Gratiot | 1 | Petroleum Liquids | IC |  | S | X | X |  |  | 1.3 | 0.9 | 1.3 | 1.3 | 0.1 | N |  |  | SB | Y | 1 | 1958 | Pre-2000 |  |  | N | Electric Utility | Utility | Municipal | 1 | X | DFO | Non-Renewable | 0 | 1.3 | 0 | 1 | NG
Operable | 17886 | City of St Louis - (MI) |  | 1852 | St Louis | MI | Vertical | Gratiot | 2 | Petroleum Liquids | IC |  | S | X | X |  |  | 0.6 | 0.9 | 0.6 | 0.6 | 0.1 | N |  |  | SB | Y | 1 | 1945 | Pre-2000 |  |  | N | Electric Utility | Utility | Municipal | 1 | X | DFO | Non-Renewable | 0 | 0.6 | 0 | 1
Operable | 17886 | City of St Louis - (MI) |  | 1852 | St Louis | MI | Vertical | Gratiot | 3 | Petroleum Liquids | IC |  | S | X | X |  |  | 0.9 | 0.9 | 0.9 | 0.9 | 0.1 | N |  |  | SB | Y | 1 | 1951 | Pre-2000 |  |  | N | Electric Utility | Utility | Municipal | 1 | X | DFO | Non-Renewable | 0 | 0.9 | 0 | 1
Operable | 17886 | City of St Louis - (MI) |  | 1852 | St Louis | MI | Vertical | Gratiot | 5 | Conventional Hydroelectric | HY |  | S | X | X |  |  | 0.2 | 0.9 | 0.2 | 0.2 | 0.1 | N |  |  | OP | X | 1 | 1919 | Pre-2000 |  |  | N | Electric Utility | Utility | Municipal | 1 | X | WAT | Renewable | 0.2 | 0 | 1 | 0
Operable | 17886 | City of St Louis - (MI) |  | 1852 | St Louis | MI | Vertical | Gratiot | 6 | Conventional Hydroelectric | HY |  | S | X | X |  |  | 0.2 | 0.9 | 0.2 | 0.2 | 0.1 | N |  |  | OP | X | 1 | 1919 | Pre-2000 |  |  | N | Electric Utility | Utility | Municipal | 1 | X | WAT | Renewable | 0.2 | 0 | 1 | 0
Operable | 17886 | City of St Louis - (MI) |  | 1852 | St Louis | MI | Vertical | Gratiot | 7 | Petroleum Liquids | IC |  | S | X | X |  |  | 1.1 | 0.9 | 1.1 | 1.1 | 0.1 | N |  |  | SB | Y | 7 | 1996 | Pre-2000 |  |  | N | Electric Utility | Utility | Municipal | 1 | X | DFO | Non-Renewable | 0 | 1.1 | 0 | 1 | NG
Operable | 17886 | City of St Louis - (MI) |  | 1852 | St Louis | MI | Vertical | Gratiot | 8 | Petroleum Liquids | IC |  | S | X | X |  |  | 1.5 | 0.9 | 1.5 | 1.5 | 0.1 | N |  |  | OP | X | 5 | 2003 | 2003 |  |  | N | Electric Utility | Utility | Municipal | 1 | X | DFO | Non-Renewable | 0 | 1.5 | 0 | 1
Operable | 17886 | City of St Louis - (MI) |  | 1852 | St Louis | MI | Vertical | Gratiot | 9 | Petroleum Liquids | IC |  | S | X | X |  |  | 1.3 | 0.9 | 1.1 | 1.1 | 0.1 | N |  |  | SB | Y | 5 | 2003 | 2003 |  |  | N | Electric Utility | Utility | Municipal | 1 | X | DFO | Non-Renewable | 0 | 1.3 | 0 | 1
Operable | 17891 | City of St Marys - (OH) |  | 2942 | St Marys | OH | Restructured | Auglaize | 7 | Petroleum Liquids | GT |  | S | X | X |  |  | 14 | 0.8 | 12 | 12 | 1 | N |  |  | SB | N | 8 | 1992 | Pre-2000 |  |  | N | Electric Utility | Utility | Municipal | 1 | X | DFO | Non-Renewable | 0 | 14 | 0 | 1
Operable | 17891 | City of St Marys - (OH) |  | 2942 | St Marys | OH | Restructured | Auglaize | GT1 | Natural Gas Fired Combustion Turbine | GT |  | J | X | X |  |  | 11 | 0.85 | 10.4 | 10.4 | 1 | N |  |  | SB | Y | 12 | 1999 | Pre-2000 |  |  | N | Electric Utility | Utility | Municipal | 1 | X | NG | Non-Renewable | 0 | 11 | 0 | 1
Operable | 17879 | City of St. John - (KS) |  | 1322 | St John | KS | Vertical | Stafford | 2 | Petroleum Liquids | IC |  | S | X | X |  |  | 1.3 | 0.8 | 1.3 | 1.3 | 0.8 | N |  |  | OP | X | 6 | 2002 | 2002 |  |  | N | Electric Utility | Utility | Municipal | 1 | X | DFO | Non-Renewable | 0 | 1.3 | 0 | 1
Operable | 17879 | City of St. John - (KS) |  | 1322 | St John | KS | Vertical | Stafford | 4 | Petroleum Liquids | IC |  | S | X | X |  |  | 1.7 | 0.8 | 1.7 | 1.7 | 0.8 | N |  |  | OP | X | 9 | 1965 | Pre-2000 |  |  | N | Electric Utility | Utility | Municipal | 1 | X | DFO | Non-Renewable | 0 | 1.7 | 0 | 1
Operable | 17879 | City of St. John - (KS) |  | 1322 | St John | KS | Vertical | Stafford | 5 | Petroleum Liquids | IC |  | S | X | X |  |  | 2 | 0.8 | 2 | 2 | 1.3 | N |  |  | OP | X | 12 | 1982 | Pre-2000 |  |  | N | Electric Utility | Utility | Municipal | 1 | X | DFO | Non-Renewable | 0 | 2 | 0 | 1
Operable | 17879 | City of St. John - (KS) |  | 1322 | St John | KS | Vertical | Stafford | 6 | Petroleum Liquids | IC |  | S | X | X |  |  | 1.8 | 1 | 1.8 | 1.8 | 0.5 | Y | 4 | 2023 | OP | X | 2 | 2023 | 2023 |  |  | N | Electric Utility | Utility | Municipal | 1 | X | DFO | Non-Renewable | 0 | 1.8 | 0 | 1
Operable | 17924 | City of Stafford - (KS) |  | 1325 | Stafford | KS | Vertical | Stafford | 4 | Petroleum Liquids | IC |  | S | X | X |  |  | 1.4 | 0.8 | 1.4 | 1.4 | 0.9 | N |  |  | OP | X | 7 | 1973 | Pre-2000 |  |  | N | Electric Utility | Utility | Municipal | 1 | X | DFO | Non-Renewable | 0 | 1.4 | 0 | 1 | NG
Operable | 17924 | City of Stafford - (KS) |  | 1325 | Stafford | KS | Vertical | Stafford | 5 | Petroleum Liquids | IC |  | S | X | X |  |  | 1.1 | 0.8 | 1.1 | 1.1 | 0.9 | N |  |  | OP | X | 5 | 1983 | Pre-2000 |  |  | N | Electric Utility | Utility | Municipal | 1 | X | DFO | Non-Renewable | 0 | 1.1 | 0 | 1 | NG
Operable | 17924 | City of Stafford - (KS) |  | 1325 | Stafford | KS | Vertical | Stafford | 6 | Petroleum Liquids | IC |  | S | X | X |  |  | 1.2 | 0.8 | 1.2 | 1.2 | 0.9 | N |  |  | OP | X | 3 | 2015 | 2015 |  |  | N | Electric Utility | Utility | Municipal | 1 | X | DFO | Non-Renewable | 0 | 1.2 | 0 | 1 | NG
Operable | 17924 | City of Stafford - (KS) |  | 1325 | Stafford | KS | Vertical | Stafford | 7 | Petroleum Liquids | IC |  | S | X | X |  |  | 1.2 | 0.8 | 1.2 | 1.2 | 0.9 | N |  |  | OP | X | 3 | 2015 | 2015 |  |  | N | Electric Utility | Utility | Municipal | 1 | X | DFO | Non-Renewable | 0 | 1.2 | 0 | 1
Operable | 17946 | City of Stanberry - (MO) |  | 8110 | Stanberry | MO | Vertical | Gentry | 1 | Natural Gas Internal Combustion Engine | IC |  | S | X | X |  |  | 1.1 | 0.8 | 1.1 | 1.1 | 0.5 | N |  |  | SB | Y | 7 | 1963 | Pre-2000 |  |  | N | Electric Utility | Utility | Municipal | 1 | X | NG | Non-Renewable | 0 | 1.1 | 0 | 1 | DFO
Operable | 17946 | City of Stanberry - (MO) |  | 8110 | Stanberry | MO | Vertical | Gentry | 2 | Natural Gas Internal Combustion Engine | IC |  | S | X | X |  |  | 1.1 | 0.8 | 1.1 | 1.1 | 0.5 | N |  |  | SB | Y | 10 | 1967 | Pre-2000 |  |  | N | Electric Utility | Utility | Municipal | 1 | X | NG | Non-Renewable | 0 | 1.1 | 0 | 1 | DFO
Operable | 17946 | City of Stanberry - (MO) |  | 8110 | Stanberry | MO | Vertical | Gentry | IC5 | Petroleum Liquids | IC |  | S | X | X |  |  | 0.3 | 0.8 | 0.3 | 0.3 | 0.1 | N |  |  | SB | Y | 8 | 1958 | Pre-2000 |  |  | N | Electric Utility | Utility | Municipal | 1 | X | DFO | Non-Renewable | 0 | 0.3 | 0 | 1
Operable | 17946 | City of Stanberry - (MO) |  | 8110 | Stanberry | MO | Vertical | Gentry | IC6 | Natural Gas Internal Combustion Engine | IC |  | S | X | X |  |  | 1.8 | 0.955 | 1.8 | 1.8 | 0.7 | N |  |  | SB | Y | 1 | 1979 | Pre-2000 |  |  | N | Electric Utility | Utility | Municipal | 1 | X | NG | Non-Renewable | 0 | 1.8 | 0 | 1 | DFO
Operable | 18014 | City of State Center - (IA) |  | 1187 | State Center | IA | Vertical | Marshall | 1 | Petroleum Liquids | IC |  | S | X | X |  |  | 0.6 | 0.8 | 0.6 | 0.6 | 0.1 | N |  |  | OP | X | 5 | 1995 | Pre-2000 |  |  | N | Electric Utility | Utility | Municipal | 1 | X | DFO | Non-Renewable | 0 | 0.6 | 0 | 1
Operable | 18014 | City of State Center - (IA) |  | 1187 | State Center | IA | Vertical | Marshall | 2 | Petroleum Liquids | IC |  | S | X | X |  |  | 0.6 | 0.8 | 0.6 | 0.6 | 0.1 | N |  |  | OP | X | 5 | 1995 | Pre-2000 |  |  | N | Electric Utility | Utility | Municipal | 1 | X | DFO | Non-Renewable | 0 | 0.6 | 0 | 1
Operable | 18014 | City of State Center - (IA) |  | 1187 | State Center | IA | Vertical | Marshall | 3 | Petroleum Liquids | IC |  | S | X | X |  |  | 1.3 | 0.8 | 1.3 | 1.3 | 0.2 | N |  |  | OP | X | 5 | 1995 | Pre-2000 |  |  | N | Electric Utility | Utility | Municipal | 1 | X | DFO | Non-Renewable | 0 | 1.3 | 0 | 1
Operable | 18014 | City of State Center - (IA) |  | 1187 | State Center | IA | Vertical | Marshall | 4 | Petroleum Liquids | IC |  | S | X | X |  |  | 1.3 | 0.8 | 1.3 | 1.3 | 0.2 | N |  |  | OP | X | 5 | 1995 | Pre-2000 |  |  | N | Electric Utility | Utility | Municipal | 1 | X | DFO | Non-Renewable | 0 | 1.3 | 0 | 1
Operable | 18014 | City of State Center - (IA) |  | 1187 | State Center | IA | Vertical | Marshall | 6 | Natural Gas Internal Combustion Engine | IC |  | S | X | X |  |  | 2.5 | 0.8 | 2.5 | 2.5 | 0.5 | N |  |  | OP | X | 8 | 1972 | Pre-2000 |  |  | N | Electric Utility | Utility | Municipal | 1 | X | NG | Non-Renewable | 0 | 2.5 | 0 | 1 | DFO
Operable | 18086 | City of Sterling - (KS) |  | 1326 | Sterling | KS | Vertical | Rice | 1 | Petroleum Liquids | IC |  | S | X | X |  |  | 1.5 | 0.8 | 1.3 | 1.3 | 0.9 | N |  |  | OP | X | 8 | 1962 | Pre-2000 |  |  | N | Electric Utility | Utility | Municipal | 1 | X | DFO | Non-Renewable | 0 | 1.5 | 0 | 1 | NG
Operable | 18086 | City of Sterling - (KS) |  | 1326 | Sterling | KS | Vertical | Rice | 2 | Petroleum Liquids | IC |  | S | X | X |  |  | 0.5 | 0.8 | 0.4 | 0.4 | 0.2 | N |  |  | OP | X | 8 | 1950 | Pre-2000 |  |  | N | Electric Utility | Utility | Municipal | 1 | X | DFO | Non-Renewable | 0 | 0.5 | 0 | 1 | NG
Operable | 18086 | City of Sterling - (KS) |  | 1326 | Sterling | KS | Vertical | Rice | 3 | Petroleum Liquids | IC |  | S | X | X |  |  | 3 | 0.8 | 2.2 | 2.2 | 1 | N |  |  | OP | X | 11 | 1972 | Pre-2000 |  |  | N | Electric Utility | Utility | Municipal | 1 | X | DFO | Non-Renewable | 0 | 3 | 0 | 1 | NG
Operable | 18086 | City of Sterling - (KS) |  | 1326 | Sterling | KS | Vertical | Rice | 4 | Petroleum Liquids | IC |  | S | X | X |  |  | 1.1 | 0.8 | 0.8 | 0.8 | 0.6 | N |  |  | OP | X | 7 | 1955 | Pre-2000 |  |  | N | Electric Utility | Utility | Municipal | 1 | X | DFO | Non-Renewable | 0 | 1.1 | 0 | 1 | NG
Operable | 18086 | City of Sterling - (KS) |  | 1326 | Sterling | KS | Vertical | Rice | 5 | Petroleum Liquids | IC |  | S | X | X |  |  | 1.4 | 0.8 | 1.2 | 1.2 | 0.9 | N |  |  | OP | X | 6 | 2002 | 2002 |  |  | N | Electric Utility | Utility | Municipal | 1 | X | DFO | Non-Renewable | 0 | 1.4 | 0 | 1 | NG
Operable | 18086 | City of Sterling - (KS) |  | 1326 | Sterling | KS | Vertical | Rice | 6 | Petroleum Liquids | IC |  | S | X | X |  |  | 1.4 | 0.8 | 1.2 | 1.2 | 0.9 | N |  |  | OP | X | 6 | 2002 | 2002 |  |  | N | Electric Utility | Utility | Municipal | 1 | X | DFO | Non-Renewable | 0 | 1.4 | 0 | 1 | NG
Operable | 18086 | City of Sterling - (KS) |  | 1326 | Sterling | KS | Vertical | Rice | 7 | Petroleum Liquids | IC |  | S | X | X |  |  | 1.4 | 0.8 | 1.2 | 1.2 | 0.9 | N |  |  | OP | X | 6 | 2002 | 2002 |  |  | N | Electric Utility | Utility | Municipal | 1 | X | DFO | Non-Renewable | 0 | 1.4 | 0 | 1 | NG
Operable | 18137 | City of Stockton - (KS) |  | 1327 | Stockton | KS | Vertical | Rooks | 1 | Natural Gas Internal Combustion Engine | IC |  | S | X | X |  |  | 1.1 | 0.8 | 0.9 | 0.9 | 0.6 | N |  |  | OP | X | 7 | 1967 | Pre-2000 |  |  | N | Electric Utility | Utility | Municipal | 1 | X | NG | Non-Renewable | 0 | 1.1 | 0 | 1 | DFO
Operable | 18137 | City of Stockton - (KS) |  | 1327 | Stockton | KS | Vertical | Rooks | 2 | Natural Gas Internal Combustion Engine | IC |  | S | X | X |  |  | 1.1 | 0.8 | 0.9 | 0.9 | 0.6 | N |  |  | OP | X | 5 | 1962 | Pre-2000 |  |  | N | Electric Utility | Utility | Municipal | 1 | X | NG | Non-Renewable | 0 | 1.1 | 0 | 1 | DFO
Operable | 18137 | City of Stockton - (KS) |  | 1327 | Stockton | KS | Vertical | Rooks | 3 | Natural Gas Internal Combustion Engine | IC |  | S | X | X |  |  | 2 | 0.8 | 1.7 | 1.7 | 1.5 | N |  |  | OP | X | 7 | 1971 | Pre-2000 |  |  | N | Electric Utility | Utility | Municipal | 1 | X | NG | Non-Renewable | 0 | 2 | 0 | 1 | DFO
Operable | 18137 | City of Stockton - (KS) |  | 1327 | Stockton | KS | Vertical | Rooks | 5 | Natural Gas Internal Combustion Engine | IC |  | S | X | X |  |  | 1.3 | 0.8 | 1 | 1 | 0.8 | N |  |  | OP | X | 7 | 1955 | Pre-2000 |  |  | N | Electric Utility | Utility | Municipal | 1 | X | NG | Non-Renewable | 0 | 1.3 | 0 | 1 | DFO
Operable | 18137 | City of Stockton - (KS) |  | 1327 | Stockton | KS | Vertical | Rooks | 6 | Petroleum Liquids | IC |  | S | X | X |  |  | 3.1 | 0.8 | 2.8 | 2.8 | 0.5 | N |  |  | OP | X | 6 | 2022 | 2022 |  |  | N | Electric Utility | Utility | Municipal | 1 | X | DFO | Non-Renewable | 0 | 3.1 | 0 | 1
Operable | 55934 | City of Stockton MUD |  | 56134 | Regional Wastewater Control Facility | CA | Vertical | San Joaquin | 101 | Other Waste Biomass | IC |  | S | X | X |  |  | 1 | 1 | 1 | 1 | 0.8 | N |  |  | OP | X | 11 | 2000 | 2000 |  |  | Y | Commercial CHP | Customer Sited | Other | 5 | T | OBG | Renewable | 1 | 0 | 1 | 0 | NG
Operable | 55934 | City of Stockton MUD |  | 56134 | Regional Wastewater Control Facility | CA | Vertical | San Joaquin | 301 | Other Waste Biomass | IC |  | S | X | X |  |  | 1 | 1 | 1 | 1 | 0.8 | N |  |  | OA | X | 11 | 2000 | 2000 |  |  | Y | Commercial CHP | Customer Sited | Other | 5 | T | OBG | Renewable | 1 | 0 | 1 | 0 | NG
Operable | 55934 | City of Stockton MUD |  | 56134 | Regional Wastewater Control Facility | CA | Vertical | San Joaquin | 401 | Other Waste Biomass | IC |  | S | X | X |  |  | 1 | 1 | 1 | 1 | 0.8 | N |  |  | OP | X | 11 | 2000 | 2000 |  |  | Y | Commercial CHP | Customer Sited | Other | 5 | T | OBG | Renewable | 1 | 0 | 1 | 0 | NG
Operable | 55934 | City of Stockton MUD |  | 56134 | Regional Wastewater Control Facility | CA | Vertical | San Joaquin | 501 | Petroleum Liquids | IC |  | S | X | X |  |  | 1.8 | 1 | 1 | 1 | 0.8 | N |  |  | SB | N | 11 | 2000 | 2000 |  |  | Y | Commercial CHP | Customer Sited | Other | 5 | T | DFO | Non-Renewable | 0 | 1.8 | 0 | 1
Operable | 18177 | City of Story City - (IA) |  | 1188 | Story City | IA | Vertical | Story | 1 | Petroleum Liquids | IC |  | S | X | X |  |  | 1.3 | 0.8 | 1.3 | 1.3 | 1 | N |  |  | OP | X | 1 | 1964 | Pre-2000 |  |  | N | Electric Utility | Utility | Municipal | 1 | X | DFO | Non-Renewable | 0 | 1.3 | 0 | 1 | NG
Operable | 18177 | City of Story City - (IA) |  | 1188 | Story City | IA | Vertical | Story | 2 | Natural Gas Internal Combustion Engine | IC |  | S | X | X |  |  | 2 | 0.8 | 2 | 2 | 1 | N |  |  | OP | X | 1 | 1972 | Pre-2000 |  |  | N | Electric Utility | Utility | Municipal | 1 | X | NG | Non-Renewable | 0 | 2 | 0 | 1 | DFO
Operable | 18177 | City of Story City - (IA) |  | 1188 | Story City | IA | Vertical | Story | 4A | Petroleum Liquids | IC |  | S | X | X |  |  | 3.5 | 0.8 | 3.1 | 3.2 | 2 | N |  |  | OP | X | 5 | 2003 | 2003 |  |  | N | Electric Utility | Utility | Municipal | 1 | X | DFO | Non-Renewable | 0 | 3.5 | 0 | 1 | NG
Operable | 18177 | City of Story City - (IA) |  | 1188 | Story City | IA | Vertical | Story | 5A | Petroleum Liquids | IC |  | S | X | X |  |  | 3.1 | 0.8 | 3.1 | 3.1 | 2 | N |  |  | OP | X | 3 | 1993 | Pre-2000 |  |  | N | Electric Utility | Utility | Municipal | 1 | X | DFO | Non-Renewable | 0 | 3.1 | 0 | 1 | NG
Operable | 18177 | City of Story City - (IA) |  | 1188 | Story City | IA | Vertical | Story | 6 | Petroleum Liquids | IC |  | S | X | X |  |  | 2 | 0.8 | 2 | 2 | 1 | N |  |  | OP | X | 1 | 1978 | Pre-2000 |  |  | N | Electric Utility | Utility | Municipal | 1 | X | DFO | Non-Renewable | 0 | 2 | 0 | 1 | NG
Operable | 18177 | City of Story City - (IA) |  | 1188 | Story City | IA | Vertical | Story | 7 | Petroleum Liquids | IC |  | S | X | X |  |  | 2 | 0.8 | 2 | 2 | 1 | N |  |  | OP | X | 1 | 1978 | Pre-2000 |  |  | N | Electric Utility | Utility | Municipal | 1 | X | DFO | Non-Renewable | 0 | 2 | 0 | 1 | NG
Operable | 18204 | City of Strawberry Point |  | 7926 | South Strawberry | IA | Vertical | Clayton | 1A | Petroleum Liquids | IC |  | S | X | X |  |  | 1.8 | 1 | 1.8 | 1.8 | 1.8 | N |  |  | SB | Y | 1 | 2002 | 2002 |  |  | N | Electric Utility | Utility | Municipal | 1 | X | DFO | Non-Renewable | 0 | 1.8 | 0 | 1
Operable | 18204 | City of Strawberry Point |  | 7926 | South Strawberry | IA | Vertical | Clayton | 2A | Petroleum Liquids | IC |  | S | X | X |  |  | 1.8 | 1 | 1.8 | 1.8 | 1.8 | N |  |  | SB | Y | 1 | 2002 | 2002 |  |  | N | Electric Utility | Utility | Municipal | 1 | X | DFO | Non-Renewable | 0 | 1.8 | 0 | 1
Operable | 18231 | City of Stuart - (IA) |  | 1190 | Stuart (IA) | IA | Vertical | Guthrie | 1 | Petroleum Liquids | IC |  | S | X | X |  |  | 0.6 | 0.9 | 0.6 | 0.6 | 0.3 | N |  |  | OP | X | 2 | 1956 | Pre-2000 |  |  | N | Electric Utility | Utility | Municipal | 1 | X | DFO | Non-Renewable | 0 | 0.6 | 0 | 1 | NG
Operable | 18231 | City of Stuart - (IA) |  | 1190 | Stuart (IA) | IA | Vertical | Guthrie | 2 | Petroleum Liquids | IC |  | S | X | X |  |  | 1.1 | 0.9 | 1.1 | 1.1 | 0.5 | N |  |  | OP | X | 6 | 1968 | Pre-2000 |  |  | N | Electric Utility | Utility | Municipal | 1 | X | DFO | Non-Renewable | 0 | 1.1 | 0 | 1 | NG
Operable | 18231 | City of Stuart - (IA) |  | 1190 | Stuart (IA) | IA | Vertical | Guthrie | 4 | Petroleum Liquids | IC |  | S | X | X |  |  | 1.1 | 0.9 | 1 | 1 | 0.5 | N |  |  | OP | X | 10 | 1964 | Pre-2000 |  |  | N | Electric Utility | Utility | Municipal | 1 | X | DFO | Non-Renewable | 0 | 1.1 | 0 | 1 | NG
Operable | 18231 | City of Stuart - (IA) |  | 7857 | Gilliam South | IA | Vertical | Adair | 1 | Petroleum Liquids | IC |  | S | X | X |  |  | 1.8 | 0.9 | 1.7 | 1.8 | 0.5 | N |  |  | OP | X | 2 | 2001 | 2001 |  |  | N | Electric Utility | Utility | Municipal | 1 | X | DFO | Non-Renewable | 0 | 1.8 | 0 | 1
Operable | 18231 | City of Stuart - (IA) |  | 7857 | Gilliam South | IA | Vertical | Adair | 7 | Petroleum Liquids | IC |  | S | X | X |  |  | 2.5 | 0.9 | 2.3 | 2.3 | 0.5 | N |  |  | OP | X | 4 | 2012 | 2012 |  |  | N | Electric Utility | Utility | Municipal | 1 | X | DFO | Non-Renewable | 0 | 2.5 | 0 | 1
Operable | 18230 | City of Stuart - (NE) |  | 2305 | Stuart (NE) | NE | Vertical | Holt | 1 | Natural Gas Internal Combustion Engine | IC |  | S | X | X |  |  | 0.7 | 0.8 | 0.7 | 0.7 | 0.1 | N |  |  | OP | X | 1 | 1952 | Pre-2000 |  |  | N | Electric Utility | Utility | Municipal | 1 | X | NG | Non-Renewable | 0 | 0.7 | 0 | 1 | DFO
Operable | 18230 | City of Stuart - (NE) |  | 2305 | Stuart (NE) | NE | Vertical | Holt | 5 | Petroleum Liquids | IC |  | S | X | X |  |  | 0.8 | 0.8 | 0.8 | 0.8 | 0.1 | N |  |  | OP | X | 8 | 1997 | Pre-2000 |  |  | N | Electric Utility | Utility | Municipal | 1 | X | DFO | Non-Renewable | 0 | 0.8 | 0 | 1
Operable | 18252 | City of Sturgis - (MI) |  | 1855 | Sturgis City Diesel Plant | MI | Vertical | St Joseph | 6 | Natural Gas Internal Combustion Engine | IC |  | S | X | X |  |  | 6 | 1 | 6 | 6 | 3 | N |  |  | OP | X | 12 | 1981 | Pre-2000 |  |  | N | Electric Utility | Utility | Municipal | 1 | X | NG | Non-Renewable | 0 | 6 | 0 | 1 | DFO
Operable | 18252 | City of Sturgis - (MI) |  | 1856 | Hydro Plant | MI | Vertical | St Joseph | 1 | Conventional Hydroelectric | HY |  | S | X | X |  |  | 0.4 | 0.8 | 0.4 | 0.4 | 0.2 | N |  |  | OP | X | 9 | 1911 | Pre-2000 |  |  | N | Electric Utility | Utility | Municipal | 1 | X | WAT | Renewable | 0.4 | 0 | 1 | 0
Operable | 18252 | City of Sturgis - (MI) |  | 1856 | Hydro Plant | MI | Vertical | St Joseph | 2 | Conventional Hydroelectric | HY |  | S | X | X |  |  | 0.4 | 0.8 | 0.4 | 0.4 | 0.1 | N |  |  | OP | X | 9 | 1911 | Pre-2000 |  |  | N | Electric Utility | Utility | Municipal | 1 | X | WAT | Renewable | 0.4 | 0 | 1 | 0
Operable | 18252 | City of Sturgis - (MI) |  | 1856 | Hydro Plant | MI | Vertical | St Joseph | 3 | Conventional Hydroelectric | HY |  | S | X | X |  |  | 0.7 | 1 | 0.7 | 0.7 | 0.4 | N |  |  | OP | X | 4 | 1983 | Pre-2000 |  |  | N | Electric Utility | Utility | Municipal | 1 | X | WAT | Renewable | 0.7 | 0 | 1 | 0
Operable | 18252 | City of Sturgis - (MI) |  | 1856 | Hydro Plant | MI | Vertical | St Joseph | 4 | Conventional Hydroelectric | HY |  | S | X | X |  |  | 0.7 | 1 | 0.7 | 0.7 | 0.4 | N |  |  | OP | X | 4 | 1983 | Pre-2000 |  |  | N | Electric Utility | Utility | Municipal | 1 | X | WAT | Renewable | 0.7 | 0 | 1 | 0
Operable | 18277 | City of Sullivan - (IL) |  | 969 | Sullivan (IL) | IL | Restructured | Moultrie | 1 | Petroleum Liquids | IC |  | S | X | X | AMIL.IP.IMEA | AMIL.IP.IMEA | 4.3 | 0.8 | 4.3 | 4.3 | 1 | N |  |  | OP | X | 12 | 1974 | Pre-2000 |  |  | N | Electric Utility | Utility | Municipal | 1 | X | DFO | Non-Renewable | 0 | 4.3 | 0 | 1
Operable | 18277 | City of Sullivan - (IL) |  | 969 | Sullivan (IL) | IL | Restructured | Moultrie | 10 | Petroleum Liquids | IC |  | S | X | X | AMIL.IP.IMEA | AMIL.IP.IMEA | 2.4 | 0.8 | 2.4 | 2.4 | 0.5 | N |  |  | SB | Y | 6 | 1971 | Pre-2000 |  |  | N | Electric Utility | Utility | Municipal | 1 | X | DFO | Non-Renewable | 0 | 2.4 | 0 | 1
Operable | 18277 | City of Sullivan - (IL) |  | 969 | Sullivan (IL) | IL | Restructured | Moultrie | 11 | Petroleum Liquids | IC |  | S | X | X | AMIL.IP.IMEA | AMIL.IP.IMEA | 2 | 0.8 | 2.4 | 2.4 | 0.5 | N |  |  | SB | Y | 2 | 1996 | Pre-2000 |  |  | N | Electric Utility | Utility | Municipal | 1 | X | DFO | Non-Renewable | 0 | 2 | 0 | 1
Operable | 18277 | City of Sullivan - (IL) |  | 969 | Sullivan (IL) | IL | Restructured | Moultrie | 12 | Petroleum Liquids | IC |  | S | X | X | AMIL.IP.IMEA | AMIL.IP.IMEA | 1.1 | 0.8 | 1.1 | 1.1 | 0.5 | N |  |  | SB | Y | 2 | 1996 | Pre-2000 |  |  | N | Electric Utility | Utility | Municipal | 1 | X | DFO | Non-Renewable | 0 | 1.1 | 0 | 1
Operable | 18277 | City of Sullivan - (IL) |  | 969 | Sullivan (IL) | IL | Restructured | Moultrie | 13 | Petroleum Liquids | IC |  | S | X | X | AMIL.IP.IMEA | AMIL.IP.IMEA | 2.3 | 0.8 | 2.3 | 2.3 | 0.5 | N |  |  | OP | X | 11 | 2012 | 2012 |  |  | N | Electric Utility | Utility | Municipal | 1 | X | DFO | Non-Renewable | 0 | 2.3 | 0 | 1
Operable | 18277 | City of Sullivan - (IL) |  | 969 | Sullivan (IL) | IL | Restructured | Moultrie | 14 | Petroleum Liquids | IC |  | S | X | X | AMIL.IP.IMEA | AMIL.IP.IMEA | 2.3 | 0.8 | 2.3 | 2.3 | 0.5 | N |  |  | OP | X | 11 | 2012 | 2012 |  |  | N | Electric Utility | Utility | Municipal | 1 | X | DFO | Non-Renewable | 0 | 2.3 | 0 | 1
Operable | 18277 | City of Sullivan - (IL) |  | 969 | Sullivan (IL) | IL | Restructured | Moultrie | 15 | Petroleum Liquids | IC |  | S | X | X | AMIL.IP.IMEA | AMIL.IP.IMEA | 2.3 | 0.8 | 2.3 | 2.3 | 0.5 | N |  |  | OP | X | 11 | 2012 | 2012 |  |  | N | Electric Utility | Utility | Municipal | 1 | X | DFO | Non-Renewable | 0 | 2.3 | 0 | 1
Operable | 18277 | City of Sullivan - (IL) |  | 969 | Sullivan (IL) | IL | Restructured | Moultrie | 2 | Petroleum Liquids | IC |  | S | X | X | AMIL.IP.IMEA | AMIL.IP.IMEA | 2 | 0.8 | 2 | 2 | 0.5 | N |  |  | SB | Y | 11 | 1961 | Pre-2000 |  |  | N | Electric Utility | Utility | Municipal | 1 | X | DFO | Non-Renewable | 0 | 2 | 0 | 1
Operable | 18277 | City of Sullivan - (IL) |  | 969 | Sullivan (IL) | IL | Restructured | Moultrie | 3 | Petroleum Liquids | IC |  | S | X | X | AMIL.IP.IMEA | AMIL.IP.IMEA | 1.5 | 0.8 | 1.5 | 1.5 | 0.5 | N |  |  | SB | Y | 11 | 1956 | Pre-2000 |  |  | N | Electric Utility | Utility | Municipal | 1 | X | DFO | Non-Renewable | 0 | 1.5 | 0 | 1
Operable | 18277 | City of Sullivan - (IL) |  | 969 | Sullivan (IL) | IL | Restructured | Moultrie | 5 | Petroleum Liquids | IC |  | S | X | X | AMIL.IP.IMEA | AMIL.IP.IMEA | 1.1 | 0.8 | 1.1 | 1.1 | 0.5 | N |  |  | SB | Y | 9 | 1948 | Pre-2000 |  |  | N | Electric Utility | Utility | Municipal | 1 | X | DFO | Non-Renewable | 0 | 1.1 | 0 | 1
Operable | 18277 | City of Sullivan - (IL) |  | 969 | Sullivan (IL) | IL | Restructured | Moultrie | 9 | Petroleum Liquids | IC |  | S | X | X | AMIL.IP.IMEA | AMIL.IP.IMEA | 2.4 | 0.8 | 2.4 | 2.4 | 0.5 | N |  |  | SB | Y | 6 | 1971 | Pre-2000 |  |  | N | Electric Utility | Utility | Municipal | 1 | X | DFO | Non-Renewable | 0 | 2.4 | 0 | 1
Operable | 18301 | City of Sumner - (IA) |  | 1191 | Sumner | IA | Vertical | BREMER | G1 | Petroleum Liquids | IC |  | S | X | X |  |  | 1.8 | 0.9 | 1.8 | 1.8 | 0.5 | N |  |  | OP | X | 2 | 2021 | 2021 |  |  | N | Electric Utility | Utility | Municipal | 1 | X | DFO | Non-Renewable | 0 | 1.8 | 0 | 1
Operable | 18301 | City of Sumner - (IA) |  | 1191 | Sumner | IA | Vertical | BREMER | G2 | Petroleum Liquids | IC |  | S | X | X |  |  | 1.8 | 0.9 | 1.8 | 1.8 | 0.5 | N |  |  | OP | X | 2 | 2021 | 2021 |  |  | N | Electric Utility | Utility | Municipal | 1 | X | DFO | Non-Renewable | 0 | 1.8 | 0 | 1
Operable | 18301 | City of Sumner - (IA) |  | 1191 | Sumner | IA | Vertical | BREMER | G3 | Petroleum Liquids | IC |  | S | X | X |  |  | 1.8 | 0.9 | 1.8 | 1.8 | 0.5 | N |  |  | OP | X | 2 | 2021 | 2021 |  |  | N | Electric Utility | Utility | Municipal | 1 | X | DFO | Non-Renewable | 0 | 1.8 | 0 | 1
Operable | 18429 | City of Tacoma - (WA) |  | 3913 | Alder | WA | Vertical | Pierce | 11 | Conventional Hydroelectric | HY |  | S | X | X |  |  | 25 | 1 | 25.8 | 21 | 4 | N |  |  | OP | X | 5 | 1947 | Pre-2000 |  |  | N | Electric Utility | Utility | Municipal | 1 | X | WAT | Renewable | 25 | 0 | 1 | 0
Operable | 18429 | City of Tacoma - (WA) |  | 3913 | Alder | WA | Vertical | Pierce | 12 | Conventional Hydroelectric | HY |  | S | X | X |  |  | 25 | 1 | 25.2 | 21 | 4 | N |  |  | OP | X | 12 | 1945 | Pre-2000 |  |  | N | Electric Utility | Utility | Municipal | 1 | X | WAT | Renewable | 25 | 0 | 1 | 0
Operable | 18429 | City of Tacoma - (WA) |  | 3914 | Cushman 1 | WA | Vertical | Mason | 21 | Conventional Hydroelectric | HY |  | S | X | X |  |  | 21.6 | 1 | 26.7 | 19 | 1 | N |  |  | OP | X | 6 | 1926 | Pre-2000 |  |  | N | Electric Utility | Utility | Municipal | 1 | X | WAT | Renewable | 21.6 | 0 | 1 | 0
Operable | 18429 | City of Tacoma - (WA) |  | 3914 | Cushman 1 | WA | Vertical | Mason | 22 | Conventional Hydroelectric | HY |  | S | X | X |  |  | 21.6 | 1 | 26.7 | 19 | 1 | N |  |  | OP | X | 7 | 1926 | Pre-2000 |  |  | N | Electric Utility | Utility | Municipal | 1 | X | WAT | Renewable | 21.6 | 0 | 1 | 0
Operable | 18429 | City of Tacoma - (WA) |  | 3915 | Cushman 2 | WA | Vertical | Mason | 31 | Conventional Hydroelectric | HY |  | S | X | X |  |  | 27 | 1 | 30 | 30 | 8 | N |  |  | OP | X | 12 | 1930 | Pre-2000 |  |  | N | Electric Utility | Utility | Municipal | 1 | X | WAT | Renewable | 27 | 0 | 1 | 0
Operable | 18429 | City of Tacoma - (WA) |  | 3915 | Cushman 2 | WA | Vertical | Mason | 32 | Conventional Hydroelectric | HY |  | S | X | X |  |  | 27 | 1 | 30 | 30 | 8 | N |  |  | OP | X | 8 | 1931 | Pre-2000 |  |  | N | Electric Utility | Utility | Municipal | 1 | X | WAT | Renewable | 27 | 0 | 1 | 0
Operable | 18429 | City of Tacoma - (WA) |  | 3915 | Cushman 2 | WA | Vertical | Mason | 33 | Conventional Hydroelectric | HY |  | S | X | X |  |  | 27 | 1 | 30 | 30 | 8 | N |  |  | OP | X | 12 | 1952 | Pre-2000 |  |  | N | Electric Utility | Utility | Municipal | 1 | X | WAT | Renewable | 27 | 0 | 1 | 0
Operable | 18429 | City of Tacoma - (WA) |  | 3915 | Cushman 2 | WA | Vertical | Mason | 34 | Conventional Hydroelectric | HY |  | S | X | X |  |  | 1.8 | 1 | 1.8 | 1.8 | 1 | N |  |  | OP | X | 3 | 2013 | 2013 |  |  | N | Electric Utility | Utility | Municipal | 1 | X | WAT | Renewable | 1.8 | 0 | 1 | 0
Operable | 18429 | City of Tacoma - (WA) |  | 3915 | Cushman 2 | WA | Vertical | Mason | 35 | Conventional Hydroelectric | HY |  | S | X | X |  |  | 1.8 | 1 | 1.8 | 1.8 | 1 | N |  |  | OP | X | 3 | 2013 | 2013 |  |  | N | Electric Utility | Utility | Municipal | 1 | X | WAT | Renewable | 1.8 | 0 | 1 | 0
Operable | 18429 | City of Tacoma - (WA) |  | 3916 | LaGrande | WA | Vertical | Pierce | 1 | Conventional Hydroelectric | HY |  | S | X | X |  |  | 6 | 1 | 6 | 6 | 1 | N |  |  | OP | X | 11 | 1912 | Pre-2000 |  |  | N | Electric Utility | Utility | Municipal | 1 | X | WAT | Renewable | 6 | 0 | 1 | 0
Operable | 18429 | City of Tacoma - (WA) |  | 3916 | LaGrande | WA | Vertical | Pierce | 2 | Conventional Hydroelectric | HY |  | S | X | X |  |  | 6 | 1 | 6 | 6 | 1 | N |  |  | OP | X | 11 | 1912 | Pre-2000 |  |  | N | Electric Utility | Utility | Municipal | 1 | X | WAT | Renewable | 6 | 0 | 1 | 0
Operable | 18429 | City of Tacoma - (WA) |  | 3916 | LaGrande | WA | Vertical | Pierce | 3 | Conventional Hydroelectric | HY |  | S | X | X |  |  | 6 | 1 | 6 | 6 | 1 | N |  |  | OP | X | 11 | 1912 | Pre-2000 |  |  | N | Electric Utility | Utility | Municipal | 1 | X | WAT | Renewable | 6 | 0 | 1 | 0
Operable | 18429 | City of Tacoma - (WA) |  | 3916 | LaGrande | WA | Vertical | Pierce | 4 | Conventional Hydroelectric | HY |  | S | X | X |  |  | 6 | 1 | 6 | 6 | 1 | N |  |  | OP | X | 11 | 1912 | Pre-2000 |  |  | N | Electric Utility | Utility | Municipal | 1 | X | WAT | Renewable | 6 | 0 | 1 | 0
Operable | 18429 | City of Tacoma - (WA) |  | 3916 | LaGrande | WA | Vertical | Pierce | 5 | Conventional Hydroelectric | HY |  | S | X | X |  |  | 40 | 1 | 40 | 40 | 8 | N |  |  | OP | X | 9 | 1945 | Pre-2000 |  |  | N | Electric Utility | Utility | Municipal | 1 | X | WAT | Renewable | 40 | 0 | 1 | 0
Operable | 18429 | City of Tacoma - (WA) |  | 3917 | Mayfield | WA | Vertical | Lewis | 41 | Conventional Hydroelectric | HY |  | S | X | X |  |  | 40.5 | 1 | 41 | 41 | 8 | N |  |  | OP | X | 5 | 1983 | Pre-2000 |  |  | N | Electric Utility | Utility | Municipal | 1 | X | WAT | Renewable | 40.5 | 0 | 1 | 0
Operable | 18429 | City of Tacoma - (WA) |  | 3917 | Mayfield | WA | Vertical | Lewis | 42 | Conventional Hydroelectric | HY |  | S | X | X |  |  | 40.5 | 1 | 41 | 41 | 8 | N |  |  | OP | X | 3 | 1963 | Pre-2000 |  |  | N | Electric Utility | Utility | Municipal | 1 | X | WAT | Renewable | 40.5 | 0 | 1 | 0
Operable | 18429 | City of Tacoma - (WA) |  | 3917 | Mayfield | WA | Vertical | Lewis | 43 | Conventional Hydroelectric | HY |  | S | X | X |  |  | 40.5 | 1 | 41 | 41 | 8 | N |  |  | OP | X | 4 | 1963 | Pre-2000 |  |  | N | Electric Utility | Utility | Municipal | 1 | X | WAT | Renewable | 40.5 | 0 | 1 | 0
Operable | 18429 | City of Tacoma - (WA) |  | 3917 | Mayfield | WA | Vertical | Lewis | 44 | Conventional Hydroelectric | HY |  | S | X | X |  |  | 40.5 | 1 | 41 | 41 | 8 | N |  |  | OP | X | 6 | 1963 | Pre-2000 |  |  | N | Electric Utility | Utility | Municipal | 1 | X | WAT | Renewable | 40.5 | 0 | 1 | 0
Operable | 18429 | City of Tacoma - (WA) |  | 3918 | Mossyrock | WA | Vertical | Lewis | 51 | Conventional Hydroelectric | HY |  | S | X | X |  |  | 150 | 1 | 186 | 175.3 | 100 | N |  |  | OP | X | 11 | 1968 | Pre-2000 |  |  | N | Electric Utility | Utility | Municipal | 1 | X | WAT | Renewable | 150 | 0 | 1 | 0
Operable | 18429 | City of Tacoma - (WA) |  | 3918 | Mossyrock | WA | Vertical | Lewis | 52 | Conventional Hydroelectric | HY |  | S | X | X |  |  | 150 | 1 | 157 | 147 | 85 | N |  |  | OP | X | 10 | 1968 | Pre-2000 |  |  | N | Electric Utility | Utility | Municipal | 1 | X | WAT | Renewable | 150 | 0 | 1 | 0
Operable | 18429 | City of Tacoma - (WA) |  | 7127 | Wynoochee | WA | Vertical | Grays Harbor | 1 | Conventional Hydroelectric | HY |  | S | X | X |  |  | 12.8 | 1 | 15.5 | 12.8 | 1 | N |  |  | OP | X | 1 | 1994 | Pre-2000 |  |  | N | Electric Utility | Utility | Municipal | 1 | X | WAT | Renewable | 12.8 | 0 | 1 | 0
Operable | 18445 | City of Tallahassee - (FL) |  | 688 | Arvah B Hopkins | FL | Vertical | Leon | 2 | Natural Gas Fired Combined Cycle | CA | CC1 | S | Y | X | N/A | N/A | 259.2 | 0.85 | 141 | 145 | 120 | N |  |  | OP | X | 10 | 1977 | Pre-2000 |  |  | N | Electric Utility | Utility | Municipal | 1 | X | NG | Non-Renewable | 0 | 259.2 | 0 | 1
Operable | 18445 | City of Tallahassee - (FL) |  | 688 | Arvah B Hopkins | FL | Vertical | Leon | CT 2A | Natural Gas Fired Combined Cycle | CT | CC1 | S | X | N | N/A | N/A | 198.9 | 0.85 | 159 | 185 | 70 | N |  |  | OP | X | 10 | 2008 | 2008 |  |  | N | Electric Utility | Utility | Municipal | 1 | X | NG | Non-Renewable | 0 | 198.9 | 0 | 1 | DFO
Operable | 18445 | City of Tallahassee - (FL) |  | 688 | Arvah B Hopkins | FL | Vertical | Leon | GT3 | Natural Gas Fired Combustion Turbine | GT |  | S | X | X | N/A | N/A | 60.5 | 0.85 | 46 | 48 | 12 | N |  |  | OP | X | 9 | 2005 | 2005 |  |  | N | Electric Utility | Utility | Municipal | 1 | X | NG | Non-Renewable | 0 | 60.5 | 0 | 1 | DFO
Operable | 18445 | City of Tallahassee - (FL) |  | 688 | Arvah B Hopkins | FL | Vertical | Leon | GT4 | Natural Gas Fired Combustion Turbine | GT |  | S | X | X | N/A | N/A | 60.5 | 0.85 | 46 | 48 | 12 | N |  |  | OP | X | 11 | 2005 | 2005 |  |  | N | Electric Utility | Utility | Municipal | 1 | X | NG | Non-Renewable | 0 | 60.5 | 0 | 1 | DFO
Operable | 18445 | City of Tallahassee - (FL) |  | 688 | Arvah B Hopkins | FL | Vertical | Leon | IC1 | Natural Gas Internal Combustion Engine | IC |  | S | X | X | N/A | N/A | 18.8 | 0.85 | 18.5 | 18.5 | 7.5 | N |  |  | OP | X | 1 | 2019 | 2019 |  |  | N | Electric Utility | Utility | Municipal | 1 | X | NG | Non-Renewable | 0 | 18.8 | 0 | 1
Operable | 18445 | City of Tallahassee - (FL) |  | 688 | Arvah B Hopkins | FL | Vertical | Leon | IC2 | Natural Gas Internal Combustion Engine | IC |  | S | X | X | N/A | N/A | 18.8 | 0.85 | 18.5 | 18.5 | 7.5 | N |  |  | OP | X | 1 | 2019 | 2019 |  |  | N | Electric Utility | Utility | Municipal | 1 | X | NG | Non-Renewable | 0 | 18.8 | 0 | 1
Operable | 18445 | City of Tallahassee - (FL) |  | 688 | Arvah B Hopkins | FL | Vertical | Leon | IC3 | Natural Gas Internal Combustion Engine | IC |  | S | X | X | N/A | N/A | 18.8 | 0.85 | 18.5 | 18.5 | 7.5 | N |  |  | OP | X | 1 | 2019 | 2019 |  |  | N | Electric Utility | Utility | Municipal | 1 | X | NG | Non-Renewable | 0 | 18.8 | 0 | 1
Operable | 18445 | City of Tallahassee - (FL) |  | 688 | Arvah B Hopkins | FL | Vertical | Leon | IC4 | Natural Gas Internal Combustion Engine | IC |  | S | X | X | N/A | N/A | 18.8 | 0.85 | 18.5 | 18.5 | 7.5 | N |  |  | OP | X | 1 | 2019 | 2019 |  |  | N | Electric Utility | Utility | Municipal | 1 | X | NG | Non-Renewable | 0 | 18.8 | 0 | 1
Operable | 18445 | City of Tallahassee - (FL) |  | 688 | Arvah B Hopkins | FL | Vertical | Leon | IC5 | Natural Gas Internal Combustion Engine | IC |  | S | X | X | N/A | N/A | 18.8 | 0.85 | 18.5 | 18.5 | 7.5 | N |  |  | OP | X | 4 | 2020 | 2020 |  |  | N | Electric Utility | Utility | Municipal | 1 | X | NG | Non-Renewable | 0 | 18.8 | 0 | 1
Operable | 18445 | City of Tallahassee - (FL) |  | 689 | S O Purdom | FL | Vertical | Wakulla | 8 | Natural Gas Fired Combined Cycle | CT | CC1 | S | X | N | N/A | N/A | 180 | 0.85 | 154 | 182 | 120 | N |  |  | OP | X | 7 | 2000 | 2000 |  |  | N | Electric Utility | Utility | Municipal | 1 | X | NG | Non-Renewable | 0 | 180 | 0 | 1 | DFO
Operable | 18445 | City of Tallahassee - (FL) |  | 689 | S O Purdom | FL | Vertical | Wakulla | 9 | Natural Gas Fired Combined Cycle | CA | CC1 | S | N | X | N/A | N/A | 90.1 | 0.85 | 72 | 76 | 50 | N |  |  | OP | X | 7 | 2000 | 2000 |  |  | N | Electric Utility | Utility | Municipal | 1 | X | NG | Non-Renewable | 0 | 90.1 | 0 | 1
Operable | 18445 | City of Tallahassee - (FL) |  | 61080 | Sub 12 | FL | Vertical | Leon | IC1 | Natural Gas Internal Combustion Engine | IC |  | S | X | X |  |  | 9.3 | 0.8 | 9.2 | 9.2 | 3.8 | N |  |  | OP | X | 10 | 2018 | 2018 |  |  | N | Electric Utility | Utility | Municipal | 1 | X | NG | Non-Renewable | 0 | 9.3 | 0 | 1
Operable | 18445 | City of Tallahassee - (FL) |  | 61080 | Sub 12 | FL | Vertical | Leon | IC2 | Natural Gas Internal Combustion Engine | IC |  | S | X | X |  |  | 9.3 | 0.8 | 9.2 | 9.2 | 3.8 | N |  |  | OP | X | 10 | 2018 | 2018 |  |  | N | Electric Utility | Utility | Municipal | 1 | X | NG | Non-Renewable | 0 | 9.3 | 0 | 1
Operable | 63619 | City of Tampa |  | 50875 | McKay Bay Facility | FL | Vertical | Hillsborough | GEN1 | Municipal Solid Waste | ST |  | W | X | X |  |  | 22.1 | 0.9 | 18 | 18 | 9 | N |  |  | OP | X | 6 | 1985 | Pre-2000 |  |  | N | IPP Non-CHP | IPP | IPP | 2 | X | MSW | Renewable | 22.1 | 0 | 1 | 0
Operable | 18488 | City of Taunton |  | 1682 | Cleary Flood Hybrid | MA | Restructured | Bristol | 9A | Natural Gas Fired Combined Cycle | CT | CC1 | J | X | N | Taunton Node | un.Cleary 115 CLE9C | 23 | 0.9 | 18 | 21.4 | 3 | N |  |  | OP | X | 10 | 1976 | Pre-2000 |  |  | N | Electric Utility | Utility | Municipal | 1 | X | NG | Non-Renewable | 0 | 23 | 0 | 1 | DFO
Operable | 18488 | City of Taunton |  | 1682 | Cleary Flood Hybrid | MA | Restructured | Bristol | BS1 | Batteries | BA |  | S | X | X |  |  | 3 |  | 2.9 | 3 | 0.1 | N |  |  | OP | X | 3 | 2020 | 2020 |  |  | N | Electric Utility | Utility | Municipal | 1 | X | MWH | Other | 0 | 0 | 0 | 0
Operable | 18488 | City of Taunton |  | 1682 | Cleary Flood Hybrid | MA | Restructured | Bristol | CA9 | Natural Gas Fired Combined Cycle | CA | CC1 | J | Y | X | Taunton Node | un.Cleary 115 CLE9C | 95 | 0.9 | 85 | 87 | 70 | N |  |  | OP | X | 12 | 1975 | Pre-2000 |  |  | N | Electric Utility | Utility | Municipal | 1 | X | NG | Non-Renewable | 0 | 95 | 0 | 1 | DFO
Operable | 18488 | City of Taunton |  | 62625 | West Water Street | MA | Restructured | Bristol | G1 | Petroleum Liquids | IC |  | S | X | X |  |  | 2.5 | 1 | 2.5 | 2.5 | 1 | N |  |  | OP | X | 1 | 2018 | 2018 |  |  | N | Electric Utility | Utility | Municipal | 1 | X | DFO | Non-Renewable | 0 | 2.5 | 0 | 1
Operable | 18488 | City of Taunton |  | 62625 | West Water Street | MA | Restructured | Bristol | G2 | Petroleum Liquids | IC |  | S | X | X |  |  | 2.5 | 1 | 2.5 | 2.5 | 1 | N |  |  | OP | X | 1 | 2018 | 2018 |  |  | N | Electric Utility | Utility | Municipal | 1 | X | DFO | Non-Renewable | 0 | 2.5 | 0 | 1
Operable | 18488 | City of Taunton |  | 62625 | West Water Street | MA | Restructured | Bristol | G3 | Petroleum Liquids | IC |  | S | X | X |  |  | 2.5 | 1 | 2.5 | 2.5 | 1 | N |  |  | OP | X | 1 | 2018 | 2018 |  |  | N | Electric Utility | Utility | Municipal | 1 | X | DFO | Non-Renewable | 0 | 2.5 | 0 | 1
Operable | 18488 | City of Taunton |  | 62625 | West Water Street | MA | Restructured | Bristol | G4 | Petroleum Liquids | IC |  | S | X | X |  |  | 2.5 | 1 | 2.5 | 2.5 | 1 | N |  |  | OP | X | 1 | 2018 | 2018 |  |  | N | Electric Utility | Utility | Municipal | 1 | X | DFO | Non-Renewable | 0 | 2.5 | 0 | 1
Operable | 18525 | City of Tecumseh |  | 2308 | Tecumseh | NE | Vertical | Johnson | 1 | Petroleum Liquids | IC |  | S | X | X |  |  | 0.7 | 0.9 | 0.6 | 0.6 | 0.1 | N |  |  | OP | X | 1 | 1948 | Pre-2000 |  |  | N | Electric Utility | Utility | Municipal | 1 | X | DFO | Non-Renewable | 0 | 0.7 | 0 | 1
Operable | 18525 | City of Tecumseh |  | 2308 | Tecumseh | NE | Vertical | Johnson | 2 | Petroleum Liquids | IC |  | S | X | X |  |  | 1.5 | 0.9 | 1.4 | 1.4 | 0.1 | N |  |  | OP | X | 1 | 1968 | Pre-2000 |  |  | N | Electric Utility | Utility | Municipal | 1 | X | DFO | Non-Renewable | 0 | 1.5 | 0 | 1 | NG
Operable | 18525 | City of Tecumseh |  | 2308 | Tecumseh | NE | Vertical | Johnson | 3 | Petroleum Liquids | IC |  | S | X | X |  |  | 1.1 | 0.9 | 1 | 1 | 0.1 | N |  |  | OP | X | 1 | 1953 | Pre-2000 |  |  | N | Electric Utility | Utility | Municipal | 1 | X | DFO | Non-Renewable | 0 | 1.1 | 0 | 1 | NG
Operable | 18525 | City of Tecumseh |  | 2308 | Tecumseh | NE | Vertical | Johnson | 4 | Petroleum Liquids | IC |  | S | X | X |  |  | 1.3 | 0.9 | 1.2 | 1.2 | 0.1 | N |  |  | OP | X | 1 | 1960 | Pre-2000 |  |  | N | Electric Utility | Utility | Municipal | 1 | X | DFO | Non-Renewable | 0 | 1.3 | 0 | 1 | NG
Operable | 18525 | City of Tecumseh |  | 2308 | Tecumseh | NE | Vertical | Johnson | 5A | Natural Gas Internal Combustion Engine | IC |  | S | X | X |  |  | 2.4 | 0.9 | 2.4 | 2.4 | 0.1 | N |  |  | OP | X | 3 | 1993 | Pre-2000 |  |  | N | Electric Utility | Utility | Municipal | 1 | X | NG | Non-Renewable | 0 | 2.4 | 0 | 1 | DFO
Operable | 18820 | City of Thief River Falls |  | 2014 | Thief River Falls | MN | Vertical | Pennington | HY1 | Conventional Hydroelectric | HY |  | S | X | X |  |  | 0.3 | 0.8 | 0.3 | 0.3 | 0 | N |  |  | OP | X | 8 | 1927 | Pre-2000 |  |  | N | Electric Utility | Utility | Municipal | 1 | X | WAT | Renewable | 0.3 | 0 | 1 | 0
Operable | 18820 | City of Thief River Falls |  | 2014 | Thief River Falls | MN | Vertical | Pennington | HY2 | Conventional Hydroelectric | HY |  | S | X | X |  |  | 0.2 | 0.8 | 0.2 | 0.2 | 0 | N |  |  | OS | X | 8 | 1927 | Pre-2000 |  |  | N | Electric Utility | Utility | Municipal | 1 | X | WAT | Renewable | 0.2 | 0 | 1 | 0
Operable | 18820 | City of Thief River Falls |  | 2014 | Thief River Falls | MN | Vertical | Pennington | IC1 | Petroleum Liquids | IC |  | S | X | X |  |  | 2.2 | 0.8 | 1.9 | 1.9 | 0.2 | N |  |  | OP | X | 11 | 1956 | Pre-2000 |  |  | N | Electric Utility | Utility | Municipal | 1 | X | DFO | Non-Renewable | 0 | 2.2 | 0 | 1
Operable | 18820 | City of Thief River Falls |  | 2014 | Thief River Falls | MN | Vertical | Pennington | IC2 | Petroleum Liquids | IC |  | S | X | X |  |  | 1.2 | 0.8 | 1 | 1 | 0.2 | N |  |  | OP | X | 2 | 1952 | Pre-2000 |  |  | N | Electric Utility | Utility | Municipal | 1 | X | DFO | Non-Renewable | 0 | 1.2 | 0 | 1
Operable | 18820 | City of Thief River Falls |  | 2014 | Thief River Falls | MN | Vertical | Pennington | IC3A | Petroleum Liquids | IC |  | S | X | X |  |  | 1.2 | 0.8 | 1.2 | 1.2 | 0 | N |  |  | OP | X | 2 | 2001 | 2001 |  |  | N | Electric Utility | Utility | Municipal | 1 | X | DFO | Non-Renewable | 0 | 1.2 | 0 | 1
Operable | 18820 | City of Thief River Falls |  | 2014 | Thief River Falls | MN | Vertical | Pennington | IC4 | Petroleum Liquids | IC |  | S | X | X |  |  | 1.4 | 0.8 | 1.2 | 1.2 | 0.2 | N |  |  | OP | X | 10 | 1948 | Pre-2000 |  |  | N | Electric Utility | Utility | Municipal | 1 | X | DFO | Non-Renewable | 0 | 1.4 | 0 | 1
Operable | 18947 | City of Tipton - (IA) |  | 8106 | Tipton | IA | Vertical | Cedar | 1A | Natural Gas Internal Combustion Engine | IC |  | S | X | X |  |  | 2 | 0.8 | 2 | 2 | 1.6 | N |  |  | OP | X | 2 | 2001 | 2001 |  |  | N | Electric Utility | Utility | Municipal | 1 | X | NG | Non-Renewable | 0 | 2 | 0 | 1 | DFO
Operable | 18947 | City of Tipton - (IA) |  | 8106 | Tipton | IA | Vertical | Cedar | 2 | Natural Gas Internal Combustion Engine | IC |  | S | X | X |  |  | 1.3 | 0.8 | 1.2 | 1.2 | 0.9 | N |  |  | OP | X | 4 | 1971 | Pre-2000 |  |  | N | Electric Utility | Utility | Municipal | 1 | X | NG | Non-Renewable | 0 | 1.3 | 0 | 1 | DFO
Operable | 18947 | City of Tipton - (IA) |  | 8106 | Tipton | IA | Vertical | Cedar | 5 | Petroleum Liquids | IC |  | S | X | X |  |  | 2 | 0.8 | 2 | 2 | 1.4 | N |  |  | OP | X | 1 | 2011 | 2011 |  |  | N | Electric Utility | Utility | Municipal | 1 | X | DFO | Non-Renewable | 0 | 2 | 0 | 1
Operable | 18947 | City of Tipton - (IA) |  | 8106 | Tipton | IA | Vertical | Cedar | 6 | Petroleum Liquids | IC |  | S | X | X |  |  | 2 | 0.8 | 2 | 2 | 1.4 | N |  |  | OP | X | 1 | 2011 | 2011 |  |  | N | Electric Utility | Utility | Municipal | 1 | X | DFO | Non-Renewable | 0 | 2 | 0 | 1
Operable | 18947 | City of Tipton - (IA) |  | 8106 | Tipton | IA | Vertical | Cedar | 7 | Petroleum Liquids | IC |  | S | X | X |  |  | 2 | 0.8 | 2 | 2 | 1.5 | N |  |  | OP | X | 1 | 2019 | 2019 |  |  | N | Electric Utility | Utility | Municipal | 1 | X | DFO | Non-Renewable | 0 | 2 | 0 | 1
Operable | 19062 | City of Traer - (IA) |  | 1192 | Traer Main | IA | Vertical | Tama | 3 | Petroleum Liquids | IC |  | S | X | X |  |  | 1.1 | 0.8 | 1 | 1 | 0.9 | N |  |  | SB | Y | 1 | 1963 | Pre-2000 |  |  | N | Electric Utility | Utility | Municipal | 1 | X | DFO | Non-Renewable | 0 | 1.1 | 0 | 1 | NG
Operable | 19062 | City of Traer - (IA) |  | 1192 | Traer Main | IA | Vertical | Tama | 4 | Petroleum Liquids | IC |  | S | X | X |  |  | 1.1 | 0.8 | 1 | 1 | 0.9 | N |  |  | SB | Y | 1 | 1963 | Pre-2000 |  |  | N | Electric Utility | Utility | Municipal | 1 | X | DFO | Non-Renewable | 0 | 1.1 | 0 | 1 | NG
Operable | 19062 | City of Traer - (IA) |  | 1192 | Traer Main | IA | Vertical | Tama | 6 | Petroleum Liquids | IC |  | S | X | X |  |  | 1.3 | 0.8 | 1.2 | 1.2 | 1.2 | N |  |  | SB | Y | 1 | 1970 | Pre-2000 |  |  | N | Electric Utility | Utility | Municipal | 1 | X | DFO | Non-Renewable | 0 | 1.3 | 0 | 1 | NG
Operable | 19062 | City of Traer - (IA) |  | 7920 | Traer South | IA | Vertical | Tama | 5 | Petroleum Liquids | IC |  | S | X | X |  |  | 2 | 0.8 | 1.8 | 1.8 | 1.6 | N |  |  | SB | Y | 4 | 2001 | 2001 |  |  | N | Electric Utility | Utility | Municipal | 1 | X | DFO | Non-Renewable | 0 | 2 | 0 | 1
Operable | 19062 | City of Traer - (IA) |  | 56025 | Traer East | IA | Vertical | Tama | 6 | Petroleum Liquids | IC |  | S | X | X |  |  | 2 | 0.8 | 2 | 2 | 1.6 | N |  |  | SB | Y | 3 | 2004 | 2004 |  |  | N | Electric Utility | Utility | Municipal | 1 | X | DFO | Non-Renewable | 0 | 2 | 0 | 1
Operable | 19062 | City of Traer - (IA) |  | 56025 | Traer East | IA | Vertical | Tama | 7 | Petroleum Liquids | IC |  | S | X | X |  |  | 2 | 0.8 | 2 | 2 | 1.6 | N |  |  | SB | Y | 3 | 2004 | 2004 |  |  | N | Electric Utility | Utility | Municipal | 1 | X | DFO | Non-Renewable | 0 | 2 | 0 | 1
Operable | 19062 | City of Traer - (IA) |  | 58932 | Traer Wind Project | IA | Vertical | Tama | WT01 | Onshore Wind Turbine | WT |  | S | X | X |  |  | 1.5 |  | 1.5 | 1.5 | 0.1 | N |  |  | OP | X | 10 | 2010 | 2010 |  |  | N | Electric Utility | Utility | Municipal | 1 | X | WND | Renewable | 1.5 | 0 | 1 | 0
Operable | 19204 | City of Trinidad - (CO) |  | 511 | Trinidad (CO) | CO | Vertical | Las Animas | 3 | Natural Gas Internal Combustion Engine | IC |  | S | X | X |  |  | 1.9 | 1 | 1.9 | 1.9 | 1.9 | N |  |  | SB | Y | 5 | 1966 | Pre-2000 |  |  | N | Electric Utility | Utility | Municipal | 1 | X | NG | Non-Renewable | 0 | 1.9 | 0 | 1 | DFO
Operable | 19204 | City of Trinidad - (CO) |  | 511 | Trinidad (CO) | CO | Vertical | Las Animas | 4 | Natural Gas Internal Combustion Engine | IC |  | S | X | X |  |  | 1.9 | 1 | 1.9 | 1.9 | 1.9 | N |  |  | SB | Y | 5 | 1966 | Pre-2000 |  |  | N | Electric Utility | Utility | Municipal | 1 | X | NG | Non-Renewable | 0 | 1.9 | 0 | 1 | DFO
Operable | 19204 | City of Trinidad - (CO) |  | 511 | Trinidad (CO) | CO | Vertical | Las Animas | 5 | Petroleum Liquids | IC |  | W | X | X |  |  | 1.8 | 1 | 1.8 | 1.8 | 1.8 | N |  |  | OP | X | 1 | 1999 | Pre-2000 |  |  | N | Electric Utility | Utility | Municipal | 1 | X | DFO | Non-Renewable | 0 | 1.8 | 0 | 1
Operable | 19204 | City of Trinidad - (CO) |  | 511 | Trinidad (CO) | CO | Vertical | Las Animas | 6 | Petroleum Liquids | IC |  | W | X | X |  |  | 1.8 | 1 | 1.8 | 1.8 | 1.8 | N |  |  | OP | X | 1 | 1999 | Pre-2000 |  |  | N | Electric Utility | Utility | Municipal | 1 | X | DFO | Non-Renewable | 0 | 1.8 | 0 | 1
Operable | 19204 | City of Trinidad - (CO) |  | 511 | Trinidad (CO) | CO | Vertical | Las Animas | 7 | Petroleum Liquids | IC |  | W | X | X |  |  | 1.8 | 1 | 1.8 | 1.8 | 1.8 | N |  |  | OP | X | 1 | 1999 | Pre-2000 |  |  | N | Electric Utility | Utility | Municipal | 1 | X | DFO | Non-Renewable | 0 | 1.8 | 0 | 1
Operable | 63000 | City of Truman |  | 2015 | Truman | MN | Vertical | Martin | 3 | Petroleum Liquids | IC |  | S | X | X |  |  | 2.2 | 0.8 | 2 | 2 | 0 | N |  |  | SB | Y | 8 | 1975 | Pre-2000 |  |  | N | Electric Utility | Utility | Municipal | 1 | X | DFO | Non-Renewable | 0 | 2.2 | 0 | 1 | NG
Operable | 63000 | City of Truman |  | 2015 | Truman | MN | Vertical | Martin | 6 | Petroleum Liquids | IC |  | S | X | X |  |  | 1.8 | 0.8 | 1.8 | 1.8 | 0 | N |  |  | SB | Y | 7 | 1997 | Pre-2000 |  |  | N | Electric Utility | Utility | Municipal | 1 | X | DFO | Non-Renewable | 0 | 1.8 | 0 | 1
Operable | 63000 | City of Truman |  | 2015 | Truman | MN | Vertical | Martin | 7 | Petroleum Liquids | IC |  | S | X | X |  |  | 2.2 | 0.8 | 2.2 | 2.2 | 0 | N |  |  | SB | Y | 1 | 2005 | 2005 |  |  | N | Electric Utility | Utility | Municipal | 1 | X | DFO | Non-Renewable | 0 | 2.2 | 0 | 1
Operable | 59173 | City of Tulare Water Pollution Control |  | 59395 | City of Tulare Water Facility | CA | Vertical | Tulare | MM26 | Other Natural Gas | FC |  | W | X | X |  |  | 2.8 |  | 2.8 | 2.8 | 2.8 | N |  |  | OP | X | 5 | 2018 | 2018 |  |  | N | Commercial Non-CHP | Customer Sited | Other | 4 | X | NG | Non-Renewable | 0 | 2.8 | 0 | 1
Operable | 59173 | City of Tulare Water Pollution Control |  | 59395 | City of Tulare Water Facility | CA | Vertical | Tulare | MM27 | Other Waste Biomass | FC |  | W | X | X |  |  | 3 |  | 2.8 | 2.8 | 2.4 | N |  |  | OP | X | 12 | 2019 | 2019 |  |  | N | Commercial Non-CHP | Customer Sited | Other | 4 | X | OBG | Renewable | 3 | 0 | 1 | 0
Operable | 59173 | City of Tulare Water Pollution Control |  | 59395 | City of Tulare Water Facility | CA | Vertical | Tulare | SC500 | Solar Photovoltaic | PV |  | S | X | X |  |  | 1 |  | 1 | 0.8 |  | N |  |  | OP | X | 2 | 2011 | 2011 |  |  | N | Commercial Non-CHP | Customer Sited | Other | 4 | X | SUN | Renewable | 1 | 0 | 1 | 0
Operable | 59173 | City of Tulare Water Pollution Control |  | 59395 | City of Tulare Water Facility | CA | Vertical | Tulare | SOLAR | Solar Photovoltaic | PV |  | W | X | X |  |  | 2.4 |  | 2.2 | 1.7 |  | N |  |  | OP | X | 1 | 2020 | 2020 |  |  | N | Commercial Non-CHP | Customer Sited | Other | 4 | X | SUN | Renewable | 2.4 | 0 | 1 | 0
Operable | 19397 | City of Ukiah - (CA) |  | 7489 | Lake Mendocino | CA | Vertical | Mendocino | G1 | Conventional Hydroelectric | HY |  | S | X | X | N/A | N/A | 1 | 0.9 | 1 | 1 | 0.1 | N |  |  | OP | X | 5 | 1987 | Pre-2000 |  |  | N | Electric Utility | Utility | Municipal | 1 | X | WAT | Renewable | 1 | 0 | 1 | 0
Operable | 19397 | City of Ukiah - (CA) |  | 7489 | Lake Mendocino | CA | Vertical | Mendocino | G2 | Conventional Hydroelectric | HY |  | S | X | X |  |  | 2.5 | 0.9 | 2.5 | 2.5 | 0.1 | N |  |  | OP | X | 5 | 1987 | Pre-2000 |  |  | N | Electric Utility | Utility | Municipal | 1 | X | WAT | Renewable | 2.5 | 0 | 1 | 0
Operable | 19454 | City of Unalaska - (AK) |  | 7502 | Dutch Harbor | AK | Vertical | Aleutians West | 10 | Petroleum Liquids | IC |  | S | X | X |  |  | 5.2 | 0.8 | 4.4 | 4.4 | 3.1 | N |  |  | OP | X | 11 | 2010 | 2010 |  |  | N | Electric Utility | Utility | Municipal | 1 | X | DFO | Non-Renewable | 0 | 5.2 | 0 | 1
Operable | 19454 | City of Unalaska - (AK) |  | 7502 | Dutch Harbor | AK | Vertical | Aleutians West | 11 | Petroleum Liquids | IC |  | S | X | X |  |  | 5.2 | 0.8 | 4.4 | 4.4 | 3.1 | N |  |  | OP | X | 11 | 2010 | 2010 |  |  | N | Electric Utility | Utility | Municipal | 1 | X | DFO | Non-Renewable | 0 | 5.2 | 0 | 1
Operable | 19454 | City of Unalaska - (AK) |  | 7502 | Dutch Harbor | AK | Vertical | Aleutians West | 12 | Petroleum Liquids | IC |  | S | X | X |  |  | 4.4 | 0.8 | 3.7 | 3.7 | 2.6 | N |  |  | OP | X | 4 | 2015 | 2015 |  |  | N | Electric Utility | Utility | Municipal | 1 | X | DFO | Non-Renewable | 0 | 4.4 | 0 | 1
Operable | 19454 | City of Unalaska - (AK) |  | 7502 | Dutch Harbor | AK | Vertical | Aleutians West | 13 | Petroleum Liquids | IC |  | S | X | X |  |  | 4.4 | 0.8 | 3.7 | 3.7 | 2.6 | N |  |  | OP | X | 12 | 2011 | 2011 |  |  | N | Electric Utility | Utility | Municipal | 1 | X | DFO | Non-Renewable | 0 | 4.4 | 0 | 1
Operable | 19454 | City of Unalaska - (AK) |  | 7502 | Dutch Harbor | AK | Vertical | Aleutians West | 15 | Petroleum Liquids | IC |  | S | X | X |  |  | 0.3 | 0.8 | 0.2 | 0.2 | 0.2 | N |  |  | SB | Y | 11 | 2010 | 2010 |  |  | N | Electric Utility | Utility | Municipal | 1 | X | DFO | Non-Renewable | 0 | 0.3 | 0 | 1
Operable | 19454 | City of Unalaska - (AK) |  | 7502 | Dutch Harbor | AK | Vertical | Aleutians West | 8 | Petroleum Liquids | IC |  | S | X | X |  |  | 1.2 | 0.8 | 1 | 1 | 0.6 | N |  |  | OP | X | 11 | 1989 | Pre-2000 |  |  | N | Electric Utility | Utility | Municipal | 1 | X | DFO | Non-Renewable | 0 | 1.2 | 0 | 1
Operable | 19454 | City of Unalaska - (AK) |  | 7502 | Dutch Harbor | AK | Vertical | Aleutians West | 9 | Petroleum Liquids | IC |  | S | X | X |  |  | 1.2 | 0.8 | 1 | 1 | 0.6 | N |  |  | OP | X | 5 | 1994 | Pre-2000 |  |  | N | Electric Utility | Utility | Municipal | 1 | X | DFO | Non-Renewable | 0 | 1.2 | 0 | 1
Operable | 19454 | City of Unalaska - (AK) |  | 7503 | Unalaska Power Module | AK | Vertical | Aleutians West | 7 | Petroleum Liquids | IC |  | S | X | X |  |  | 1.1 | 0.8 | 0.8 | 0.8 | 0.6 | N |  |  | OP | X | 11 | 1993 | Pre-2000 |  |  | N | Electric Utility | Utility | Municipal | 1 | X | DFO | Non-Renewable | 0 | 1.1 | 0 | 1
Operable | 19474 | City of Unionville - (MO) |  | 2164 | Unionville City of | MO | Vertical | Putnam | 1 | Petroleum Liquids | IC |  | S | X | X |  |  | 0.8 | 0.9 | 0.6 | 0.6 | 0.2 | N |  |  | OP | X | 12 | 1970 | Pre-2000 |  |  | N | Electric Utility | Utility | Municipal | 1 | X | DFO | Non-Renewable | 0 | 0.8 | 0 | 1
Operable | 19474 | City of Unionville - (MO) |  | 2164 | Unionville City of | MO | Vertical | Putnam | 2 | Petroleum Liquids | IC |  | S | X | X |  |  | 1.7 | 0.9 | 1.7 | 1.7 | 0.2 | N |  |  | OP | X | 10 | 1975 | Pre-2000 |  |  | N | Electric Utility | Utility | Municipal | 1 | X | DFO | Non-Renewable | 0 | 1.7 | 0 | 1 | NG
Operable | 19474 | City of Unionville - (MO) |  | 2164 | Unionville City of | MO | Vertical | Putnam | 3 | Petroleum Liquids | IC |  | S | X | X |  |  | 0.2 | 0.9 | 0.2 | 0.2 | 0.1 | N |  |  | OP | X | 1 | 1935 | Pre-2000 |  |  | N | Electric Utility | Utility | Municipal | 1 | X | DFO | Non-Renewable | 0 | 0.2 | 0 | 1
Operable | 19474 | City of Unionville - (MO) |  | 2164 | Unionville City of | MO | Vertical | Putnam | 4 | Petroleum Liquids | IC |  | S | X | X |  |  | 1 | 1 | 0.9 | 0.9 | 0.2 | N |  |  | OP | X | 7 | 1970 | Pre-2000 |  |  | N | Electric Utility | Utility | Municipal | 1 | X | DFO | Non-Renewable | 0 | 1 | 0 | 1
Operable | 19474 | City of Unionville - (MO) |  | 2164 | Unionville City of | MO | Vertical | Putnam | 5 | Petroleum Liquids | IC |  | S | X | X |  |  | 0.3 | 1 | 0.3 | 0.3 | 0.1 | N |  |  | OP | X | 1 | 1955 | Pre-2000 |  |  | N | Electric Utility | Utility | Municipal | 1 | X | DFO | Non-Renewable | 0 | 0.3 | 0 | 1
Operable | 19474 | City of Unionville - (MO) |  | 2164 | Unionville City of | MO | Vertical | Putnam | 6 | Petroleum Liquids | IC |  | S | X | X |  |  | 0.3 | 1 | 0.3 | 0.3 | 0.1 | N |  |  | OP | X | 1 | 1955 | Pre-2000 |  |  | N | Electric Utility | Utility | Municipal | 1 | X | DFO | Non-Renewable | 0 | 0.3 | 0 | 1
Operable | 19474 | City of Unionville - (MO) |  | 2164 | Unionville City of | MO | Vertical | Putnam | 7 | Petroleum Liquids | IC |  | S | X | X |  |  | 1.1 | 1 | 0.9 | 0.9 | 0.2 | N |  |  | OP | X | 1 | 1962 | Pre-2000 |  |  | N | Electric Utility | Utility | Municipal | 1 | X | DFO | Non-Renewable | 0 | 1.1 | 0 | 1
Operable | 19474 | City of Unionville - (MO) |  | 2164 | Unionville City of | MO | Vertical | Putnam | 8 | Petroleum Liquids | IC |  | S | X | X |  |  | 1.3 | 1 | 1.1 | 1.1 | 0.2 | N |  |  | OP | X | 1 | 1967 | Pre-2000 |  |  | N | Electric Utility | Utility | Municipal | 1 | X | DFO | Non-Renewable | 0 | 1.3 | 0 | 1 | NG
Operable | 19474 | City of Unionville - (MO) |  | 2164 | Unionville City of | MO | Vertical | Putnam | 9 | Petroleum Liquids | IC |  | S | X | X |  |  | 2 | 1 | 2 | 2 | 0.2 | N |  |  | OP | X | 12 | 1994 | Pre-2000 |  |  | N | Electric Utility | Utility | Municipal | 1 | X | DFO | Non-Renewable | 0 | 2 | 0 | 1
Operable | 19798 | City of Vernon |  | 7436 | Vernon | CA | Vertical | Los Angeles | JH1 | Petroleum Liquids | IC |  | S | X | X |  |  | 6 | 0.8 | 3.6 | 4 | 3.6 | N |  |  | OS | X | 9 | 1933 | Pre-2000 |  |  | N | Electric Utility | Utility | Municipal | 1 | X | DFO | Non-Renewable | 0 | 6 | 0 | 1
Operable | 19798 | City of Vernon |  | 7436 | Vernon | CA | Vertical | Los Angeles | JH2 | Petroleum Liquids | IC |  | S | X | X |  |  | 6 | 0.8 | 3.6 | 4 | 3.6 | N |  |  | OS | X | 9 | 1933 | Pre-2000 |  |  | N | Electric Utility | Utility | Municipal | 1 | X | DFO | Non-Renewable | 0 | 6 | 0 | 1
Operable | 19798 | City of Vernon |  | 7436 | Vernon | CA | Vertical | Los Angeles | JH3 | Petroleum Liquids | IC |  | S | X | X |  |  | 6 | 0.8 | 3.6 | 4.6 | 3.6 | N |  |  | OS | X | 9 | 1933 | Pre-2000 |  |  | N | Electric Utility | Utility | Municipal | 1 | X | DFO | Non-Renewable | 0 | 6 | 0 | 1
Operable | 19798 | City of Vernon |  | 7436 | Vernon | CA | Vertical | Los Angeles | JH4 | Petroleum Liquids | IC |  | S | X | X |  |  | 6 | 0.8 | 3.6 | 4 | 3.6 | N |  |  | OS | X | 9 | 1933 | Pre-2000 |  |  | N | Electric Utility | Utility | Municipal | 1 | X | DFO | Non-Renewable | 0 | 6 | 0 | 1
Operable | 19798 | City of Vernon |  | 7436 | Vernon | CA | Vertical | Los Angeles | JH5 | Petroleum Liquids | IC |  | S | X | X |  |  | 6 | 0.8 | 3.6 | 4 | 3.6 | N |  |  | OS | X | 9 | 1933 | Pre-2000 |  |  | N | Electric Utility | Utility | Municipal | 1 | X | DFO | Non-Renewable | 0 | 6 | 0 | 1
Operable | 19798 | City of Vernon |  | 56039 | H. Gonzales | CA | Vertical | Los Angeles | G1 | Natural Gas Fired Combustion Turbine | GT |  | S | X | X | VERNON_6_N005 | VERNON_6_N005 | 5.9 | 0.8 | 5.4 | 5.9 | 5.4 | N |  |  | OP | X | 1 | 1987 | Pre-2000 |  |  | N | Electric Utility | Utility | Municipal | 1 | X | NG | Non-Renewable | 0 | 5.9 | 0 | 1
Operable | 19798 | City of Vernon |  | 56039 | H. Gonzales | CA | Vertical | Los Angeles | G2 | Natural Gas Fired Combustion Turbine | GT |  | S | X | X | VERNON_6_N006 | VERNON_6_N006 | 5.9 | 0.8 | 5.4 | 5.9 | 5.4 | N |  |  | OP | X | 1 | 1987 | Pre-2000 |  |  | N | Electric Utility | Utility | Municipal | 1 | X | NG | Non-Renewable | 0 | 5.9 | 0 | 1
Operable | 19798 | City of Vernon |  | 56041 | Malburg | CA | Vertical | Los Angeles | M1 | Natural Gas Fired Combined Cycle | CT | MGS | S | X | N | VERNON_6_MALBRG-APND (CAISO) | VERNON_6_MALBRG-APND (CAISO) | 40 | 0.8 | 44 | 44 | 22 | N |  |  | OP | X | 10 | 2005 | 2005 |  |  | N | Electric Utility | Utility | Municipal | 1 | X | NG | Non-Renewable | 0 | 40 | 0 | 1
Operable | 19798 | City of Vernon |  | 56041 | Malburg | CA | Vertical | Los Angeles | M2 | Natural Gas Fired Combined Cycle | CT | MGS | S | X | N |  |  | 40 | 0.8 | 44 | 44 | 22 | N |  |  | OP | X | 10 | 2005 | 2005 |  |  | N | Electric Utility | Utility | Municipal | 1 | X | NG | Non-Renewable | 0 | 40 | 0 | 1
Operable | 19798 | City of Vernon |  | 56041 | Malburg | CA | Vertical | Los Angeles | M3 | Natural Gas Fired Combined Cycle | CA | MGS | S | Y | X |  |  | 50 | 0.85 | 51 | 51 | 13 | N |  |  | OP | X | 10 | 2005 | 2005 |  |  | N | Electric Utility | Utility | Municipal | 1 | X | NG | Non-Renewable | 0 | 50 | 0 | 1
Operable | 19843 | City of Villisca - (IA) |  | 1193 | Villisca Municipal Power Plant | IA | Vertical | Montgomery | 5 | Petroleum Liquids | IC |  | S | X | X |  |  | 2 | 0.8 | 2 | 2 | 0.2 | N |  |  | SB | Y | 6 | 2003 | 2003 |  |  | N | Electric Utility | Utility | Municipal | 1 | X | DFO | Non-Renewable | 0 | 2 | 0 | 1
Operable | 19843 | City of Villisca - (IA) |  | 1193 | Villisca Municipal Power Plant | IA | Vertical | Montgomery | 6 | Petroleum Liquids | IC |  | S | X | X |  |  | 2 | 0.8 | 2 | 2 | 0.2 | N |  |  | SB | Y | 6 | 2003 | 2003 |  |  | N | Electric Utility | Utility | Municipal | 1 | X | DFO | Non-Renewable | 0 | 2 | 0 | 1
Operable | 19856 | City of Vineland - (NJ) |  | 2434 | Howard Down | NJ | Restructured | Cumberland | 11 | Natural Gas Fired Combustion Turbine | GT |  | S | X | X | VINELAND 13.8KV CTYVINEL |  | 68.2 | 0.85 | 55 | 60 | 55 | N |  |  | OP | X | 6 | 2012 | 2012 |  |  | N | Electric Utility | Utility | Municipal | 1 | X | NG | Non-Renewable | 0 | 68.2 | 0 | 1 | DFO
Operable | 19856 | City of Vineland - (NJ) |  | 58235 | Clayville | NJ | Restructured | Cumberland | 1 | Natural Gas Fired Combustion Turbine | GT |  | S | X | X | LINCOLN3 |  | 73 | 0.85 | 55 | 61 | 52 | N |  |  | OP | X | 11 | 2015 | 2015 |  |  | N | Electric Utility | Utility | Municipal | 1 | X | NG | Non-Renewable | 0 | 73 | 0 | 1
Operable | 19865 | City of Vinton - (IA) |  | 1194 | Vinton | IA | Vertical | Benton | 1 | Natural Gas Internal Combustion Engine | IC |  | S | X | X |  |  | 1.3 | 0.8 | 1.3 | 1.3 | 0.6 | N |  |  | OP | X | 6 | 1955 | Pre-2000 |  |  | N | Electric Utility | Utility | Municipal | 1 | X | NG | Non-Renewable | 0 | 1.3 | 0 | 1 | DFO
Operable | 19865 | City of Vinton - (IA) |  | 1194 | Vinton | IA | Vertical | Benton | 10 | Petroleum Liquids | IC |  | S | X | X |  |  | 0.8 | 0.8 | 0.6 | 0.6 | 0.1 | N |  |  | OP | X | 6 | 2009 | 2009 |  |  | N | Electric Utility | Utility | Municipal | 1 | X | DFO | Non-Renewable | 0 | 0.8 | 0 | 1
Operable | 19865 | City of Vinton - (IA) |  | 1194 | Vinton | IA | Vertical | Benton | 5 | Petroleum Liquids | IC |  | S | X | X |  |  | 0.6 | 0.8 | 0.5 | 0.5 | 0.1 | N |  |  | OS | X | 6 | 1946 | Pre-2000 |  |  | N | Electric Utility | Utility | Municipal | 1 | X | DFO | Non-Renewable | 0 | 0.6 | 0 | 1
Operable | 19865 | City of Vinton - (IA) |  | 1194 | Vinton | IA | Vertical | Benton | 6 | Natural Gas Internal Combustion Engine | IC |  | S | X | X |  |  | 2.5 | 0.8 | 2.5 | 2.5 | 1.5 | N |  |  | OP | X | 6 | 1961 | Pre-2000 |  |  | N | Electric Utility | Utility | Municipal | 1 | X | NG | Non-Renewable | 0 | 2.5 | 0 | 1 | DFO
Operable | 19865 | City of Vinton - (IA) |  | 1194 | Vinton | IA | Vertical | Benton | 7 | Natural Gas Internal Combustion Engine | IC |  | S | X | X |  |  | 3.7 | 0.8 | 3.7 | 3.7 | 2 | N |  |  | OP | X | 6 | 1967 | Pre-2000 |  |  | N | Electric Utility | Utility | Municipal | 1 | X | NG | Non-Renewable | 0 | 3.7 | 0 | 1 | DFO
Operable | 19865 | City of Vinton - (IA) |  | 1194 | Vinton | IA | Vertical | Benton | 8 | Natural Gas Internal Combustion Engine | IC |  | S | X | X |  |  | 5.6 | 0.8 | 5.6 | 5.6 | 3 | N |  |  | OP | X | 12 | 1973 | Pre-2000 |  |  | N | Electric Utility | Utility | Municipal | 1 | X | NG | Non-Renewable | 0 | 5.6 | 0 | 1 | DFO
Operable | 19865 | City of Vinton - (IA) |  | 1194 | Vinton | IA | Vertical | Benton | 9 | Natural Gas Internal Combustion Engine | IC |  | S | X | X |  |  | 3 | 0.8 | 3 | 3 | 1.6 | N |  |  | OP | X | 9 | 1992 | Pre-2000 |  |  | N | Electric Utility | Utility | Municipal | 1 | X | NG | Non-Renewable | 0 | 3 | 0 | 1 | DFO
Operable | 19968 | City of Wahoo - (NE) |  | 2310 | Wahoo | NE | Vertical | Saunders | 1 | Natural Gas Internal Combustion Engine | IC |  | S | X | X |  |  | 2.5 | 0.8 | 2.1 | 2.1 | 0.5 | N |  |  | OP | X | 9 | 1960 | Pre-2000 |  |  | N | Electric Utility | Utility | Municipal | 1 | X | NG | Non-Renewable | 0 | 2.5 | 0 | 1 | DFO
Operable | 19968 | City of Wahoo - (NE) |  | 2310 | Wahoo | NE | Vertical | Saunders | 2 | Petroleum Liquids | IC |  | S | X | X |  |  | 0.5 | 0.8 | 0.4 | 0.4 | 0.1 | N |  |  | OP | X | 8 | 1936 | Pre-2000 |  |  | N | Electric Utility | Utility | Municipal | 1 | X | DFO | Non-Renewable | 0 | 0.5 | 0 | 1
Operable | 19968 | City of Wahoo - (NE) |  | 2310 | Wahoo | NE | Vertical | Saunders | 3 | Natural Gas Internal Combustion Engine | IC |  | S | X | X |  |  | 4.4 | 0.8 | 4.4 | 4.4 | 1 | N |  |  | OP | X | 8 | 1973 | Pre-2000 |  |  | N | Electric Utility | Utility | Municipal | 1 | X | NG | Non-Renewable | 0 | 4.4 | 0 | 1 | DFO
Operable | 19968 | City of Wahoo - (NE) |  | 2310 | Wahoo | NE | Vertical | Saunders | 4 | Natural Gas Internal Combustion Engine | IC |  | S | X | X |  |  | 1.2 | 0.8 | 1.1 | 1.1 | 0.2 | N |  |  | OP | X | 6 | 1947 | Pre-2000 |  |  | N | Electric Utility | Utility | Municipal | 1 | X | NG | Non-Renewable | 0 | 1.2 | 0 | 1 | DFO
Operable | 19968 | City of Wahoo - (NE) |  | 2310 | Wahoo | NE | Vertical | Saunders | 5 | Natural Gas Internal Combustion Engine | IC |  | S | X | X |  |  | 2.1 | 0.8 | 2.2 | 2.2 | 0.5 | N |  |  | OP | X | 9 | 1952 | Pre-2000 |  |  | N | Electric Utility | Utility | Municipal | 1 | X | NG | Non-Renewable | 0 | 2.1 | 0 | 1 | DFO
Operable | 19968 | City of Wahoo - (NE) |  | 2310 | Wahoo | NE | Vertical | Saunders | 6 | Natural Gas Internal Combustion Engine | IC |  | S | X | X |  |  | 3.5 | 0.8 | 3.4 | 3.4 | 1 | N |  |  | OP | X | 7 | 1969 | Pre-2000 |  |  | N | Electric Utility | Utility | Municipal | 1 | X | NG | Non-Renewable | 0 | 3.5 | 0 | 1 | DFO
Operable | 19980 | City of Wakefield - (NE) |  | 2311 | Wakefield | NE | Vertical | Dixon | 2 | Petroleum Liquids | IC |  | S | X | X |  |  | 0.6 | 0.8 | 0.5 | 0.5 | 0.5 | N |  |  | OP | X | 1 | 1915 | Pre-2000 |  |  | N | Electric Utility | Utility | Municipal | 1 | X | DFO | Non-Renewable | 0 | 0.6 | 0 | 1 | NG
Operable | 19980 | City of Wakefield - (NE) |  | 2311 | Wakefield | NE | Vertical | Dixon | 5 | Petroleum Liquids | IC |  | S | X | X |  |  | 1.3 | 0.8 | 1 | 1 | 1 | N |  |  | OP | X | 1 | 1966 | Pre-2000 |  |  | N | Electric Utility | Utility | Municipal | 1 | X | DFO | Non-Renewable | 0 | 1.3 | 0 | 1 | NG
Operable | 19980 | City of Wakefield - (NE) |  | 2311 | Wakefield | NE | Vertical | Dixon | 6 | Petroleum Liquids | IC |  | S | X | X |  |  | 1.3 | 0.8 | 1.1 | 1.1 | 1.1 | N |  |  | OP | X | 1 | 1971 | Pre-2000 |  |  | N | Electric Utility | Utility | Municipal | 1 | X | DFO | Non-Renewable | 0 | 1.3 | 0 | 1 | NG
Operable | 19980 | City of Wakefield - (NE) |  | 2311 | Wakefield | NE | Vertical | Dixon | IC4 | Petroleum Liquids | IC |  | S | X | X |  |  | 0.9 | 0.8 | 0.6 | 0.6 | 0.6 | N |  |  | OP | X | 1 | 1961 | Pre-2000 |  |  | N | Electric Utility | Utility | Municipal | 1 | X | DFO | Non-Renewable | 0 | 0.9 | 0 | 1 | NG
Operable | 20069 | City of Wamego - (KS) |  | 1328 | Wamego | KS | Vertical | Pottawatomie | 1 | Natural Gas Internal Combustion Engine | IC |  | S | X | X |  |  | 1.3 | 0.92 | 1.3 | 1.3 | 0.9 | N |  |  | OP | X | 9 | 1963 | Pre-2000 |  |  | N | Electric Utility | Utility | Municipal | 1 | X | NG | Non-Renewable | 0 | 1.3 | 0 | 1 | DFO
Operable | 20069 | City of Wamego - (KS) |  | 1328 | Wamego | KS | Vertical | Pottawatomie | 10 | Natural Gas Internal Combustion Engine | IC |  | S | X | X |  |  | 3.2 | 0.92 | 3.2 | 3.2 | 1.7 | N |  |  | OP | X | 3 | 2016 | 2016 |  |  | N | Electric Utility | Utility | Municipal | 1 | X | NG | Non-Renewable | 0 | 3.2 | 0 | 1 | DFO
Operable | 20069 | City of Wamego - (KS) |  | 1328 | Wamego | KS | Vertical | Pottawatomie | 3 | Natural Gas Internal Combustion Engine | IC |  | S | X | X |  |  | 1.3 | 0.92 | 1.3 | 1.3 | 0.9 | N |  |  | OP | X | 6 | 1972 | Pre-2000 |  |  | N | Electric Utility | Utility | Municipal | 1 | X | NG | Non-Renewable | 0 | 1.3 | 0 | 1 | DFO
Operable | 20069 | City of Wamego - (KS) |  | 1328 | Wamego | KS | Vertical | Pottawatomie | 4 | Natural Gas Internal Combustion Engine | IC |  | S | X | X |  |  | 1.1 | 0.92 | 1.1 | 1.1 | 0.5 | N |  |  | OP | X | 8 | 1956 | Pre-2000 |  |  | N | Electric Utility | Utility | Municipal | 1 | X | NG | Non-Renewable | 0 | 1.1 | 0 | 1 | DFO
Operable | 20069 | City of Wamego - (KS) |  | 1328 | Wamego | KS | Vertical | Pottawatomie | 5 | Natural Gas Internal Combustion Engine | IC |  | S | X | X |  |  | 2 | 0.92 | 2 | 2 | 1.5 | N |  |  | OP | X | 1 | 1967 | Pre-2000 |  |  | N | Electric Utility | Utility | Municipal | 1 | X | NG | Non-Renewable | 0 | 2 | 0 | 1 | DFO
Operable | 20069 | City of Wamego - (KS) |  | 1328 | Wamego | KS | Vertical | Pottawatomie | 6 | Natural Gas Internal Combustion Engine | IC |  | S | X | X |  |  | 2.4 | 0.92 | 2.4 | 2.4 | 1.5 | N |  |  | OP | X | 8 | 1979 | Pre-2000 |  |  | N | Electric Utility | Utility | Municipal | 1 | X | NG | Non-Renewable | 0 | 2.4 | 0 | 1 | DFO
Operable | 20069 | City of Wamego - (KS) |  | 1328 | Wamego | KS | Vertical | Pottawatomie | 7 | Natural Gas Internal Combustion Engine | IC |  | S | X | X |  |  | 1.3 | 0.92 | 1.3 | 1.3 | 0.9 | N |  |  | OP | X | 6 | 1996 | Pre-2000 |  |  | N | Electric Utility | Utility | Municipal | 1 | X | NG | Non-Renewable | 0 | 1.3 | 0 | 1 | DFO
Operable | 20069 | City of Wamego - (KS) |  | 1328 | Wamego | KS | Vertical | Pottawatomie | 8 | Natural Gas Internal Combustion Engine | IC |  | S | X | X |  |  | 1.3 | 0.92 | 1.3 | 1.3 | 0.9 | N |  |  | OP | X | 6 | 1996 | Pre-2000 |  |  | N | Electric Utility | Utility | Municipal | 1 | X | NG | Non-Renewable | 0 | 1.3 | 0 | 1 | DFO
Operable | 20069 | City of Wamego - (KS) |  | 1328 | Wamego | KS | Vertical | Pottawatomie | 9 | Natural Gas Internal Combustion Engine | IC |  | S | X | X |  |  | 1.3 | 0.92 | 1.3 | 1.3 | 0.9 | N |  |  | OP | X | 6 | 1996 | Pre-2000 |  |  | N | Electric Utility | Utility | Municipal | 1 | X | NG | Non-Renewable | 0 | 1.3 | 0 | 1 | DFO
Operable | 20141 | City of Washington - (KS) |  | 1329 | Washington | KS | Vertical | Washington | 1 | Natural Gas Internal Combustion Engine | IC |  | S | X | X |  |  | 1.2 | 0.8 | 1 | 1 | 0.8 | N |  |  | OP | X | 8 | 1963 | Pre-2000 |  |  | N | Electric Utility | Utility | Municipal | 1 | X | NG | Non-Renewable | 0 | 1.2 | 0 | 1 | DFO
Operable | 20141 | City of Washington - (KS) |  | 1329 | Washington | KS | Vertical | Washington | 2 | Natural Gas Internal Combustion Engine | IC |  | S | X | X |  |  | 1 | 0.8 | 0.8 | 0.8 | 0.4 | N |  |  | OP | X | 4 | 1958 | Pre-2000 |  |  | N | Electric Utility | Utility | Municipal | 1 | X | NG | Non-Renewable | 0 | 1 | 0 | 1 | DFO
Operable | 20141 | City of Washington - (KS) |  | 1329 | Washington | KS | Vertical | Washington | 3 | Natural Gas Internal Combustion Engine | IC |  | S | X | X |  |  | 0.9 | 0.8 | 0.7 | 0.8 | 0.4 | N |  |  | OP | X | 6 | 1978 | Pre-2000 |  |  | N | Electric Utility | Utility | Municipal | 1 | X | NG | Non-Renewable | 0 | 0.9 | 0 | 1 | DFO
Operable | 20141 | City of Washington - (KS) |  | 1329 | Washington | KS | Vertical | Washington | 6 | Natural Gas Internal Combustion Engine | IC |  | S | X | X |  |  | 1.5 | 0.8 | 1.3 | 1.4 | 0.7 | N |  |  | OP | X | 4 | 1967 | Pre-2000 |  |  | N | Electric Utility | Utility | Municipal | 1 | X | NG | Non-Renewable | 0 | 1.5 | 0 | 1 | DFO
Operable | 20141 | City of Washington - (KS) |  | 1329 | Washington | KS | Vertical | Washington | IC4 | Petroleum Liquids | IC |  | S | X | X |  |  | 2.6 | 0.8 | 2.3 | 2.4 | 1.8 | N |  |  | OP | X | 12 | 1986 | Pre-2000 |  |  | N | Electric Utility | Utility | Municipal | 1 | X | DFO | Non-Renewable | 0 | 2.6 | 0 | 1
Operable | 20135 | City of Washington - (UT) |  | 59660 | Washington City Electric Generation | UT | Vertical | Washington | 3 | Natural Gas Internal Combustion Engine | IC |  | S | X | X |  |  | 2 | 1 | 2 | 2 | 1 | N |  |  | OP | X | 6 | 2008 | 2008 |  |  | N | Electric Utility | Utility | Municipal | 1 | X | NG | Non-Renewable | 0 | 2 | 0 | 1
Operable | 20135 | City of Washington - (UT) |  | 59660 | Washington City Electric Generation | UT | Vertical | Washington | 4 | Natural Gas Internal Combustion Engine | IC |  | S | X | X |  |  | 2 | 1 | 2 | 2 | 1 | N |  |  | OP | X | 6 | 2008 | 2008 |  |  | N | Electric Utility | Utility | Municipal | 1 | X | NG | Non-Renewable | 0 | 2 | 0 | 1
Operable | 20135 | City of Washington - (UT) |  | 59660 | Washington City Electric Generation | UT | Vertical | Washington | 9 | Natural Gas Internal Combustion Engine | IC |  | S | X | X |  |  | 2 | 1 | 2 | 2 | 1 | N |  |  | OP | X | 5 | 2007 | 2007 |  |  | N | Electric Utility | Utility | Municipal | 1 | X | NG | Non-Renewable | 0 | 2 | 0 | 1
Operable | 20180 | City of Waterloo - (IL) |  | 971 | Waterloo | IL | Restructured | Monroe | 1 | Petroleum Liquids | IC |  | S | X | X | AMIL.IMEA1 | AMIL.IMEA1 | 3.1 | 0.8 | 2.7 | 2.7 | 1 | N |  |  | SB | Y | 5 | 1970 | Pre-2000 |  |  | N | Electric Utility | Utility | Municipal | 1 | X | DFO | Non-Renewable | 0 | 3.1 | 0 | 1 | NG
Operable | 20180 | City of Waterloo - (IL) |  | 971 | Waterloo | IL | Restructured | Monroe | 10 | Petroleum Liquids | IC |  | S | X | X | AMIL.IMEA1 | AMIL.IMEA1 | 1.8 | 0.8 | 1.8 | 1.8 | 0.5 | N |  |  | OP | X | 6 | 1996 | Pre-2000 |  |  | N | Electric Utility | Utility | Municipal | 1 | X | DFO | Non-Renewable | 0 | 1.8 | 0 | 1
Operable | 20180 | City of Waterloo - (IL) |  | 971 | Waterloo | IL | Restructured | Monroe | 11 | Petroleum Liquids | IC |  | S | X | X | AMIL.IMEA1 | AMIL.IMEA1 | 1.8 | 0.8 | 1.8 | 1.8 | 0.5 | N |  |  | OP | X | 6 | 1996 | Pre-2000 |  |  | N | Electric Utility | Utility | Municipal | 1 | X | DFO | Non-Renewable | 0 | 1.8 | 0 | 1
Operable | 20180 | City of Waterloo - (IL) |  | 971 | Waterloo | IL | Restructured | Monroe | 12 | Natural Gas Fired Combustion Turbine | GT |  | S | X | X | AMIL.IMEA1 | AMIL.IMEA1 | 6.6 | 0.8 | 6.6 | 7 | 4 | N |  |  | SB | Y | 5 | 2002 | 2002 |  |  | N | Electric Utility | Utility | Municipal | 1 | X | NG | Non-Renewable | 0 | 6.6 | 0 | 1 | DFO
Operable | 20180 | City of Waterloo - (IL) |  | 971 | Waterloo | IL | Restructured | Monroe | 13 | Natural Gas Fired Combustion Turbine | GT |  | S | X | X | AMIL.IMEA1 | AMIL.IMEA1 | 7 | 0.8 | 6.6 | 7 | 4 | N |  |  | SB | Y | 5 | 2012 | 2012 |  |  | N | Electric Utility | Utility | Municipal | 1 | X | NG | Non-Renewable | 0 | 7 | 0 | 1 | DFO
Operable | 20180 | City of Waterloo - (IL) |  | 971 | Waterloo | IL | Restructured | Monroe | 2 | Petroleum Liquids | IC |  | S | X | X | AMIL.IMEA1 | AMIL.IMEA1 | 0.2 | 0.8 | 0.2 | 0.2 | 0.1 | N |  |  | SB | Y | 6 | 1954 | Pre-2000 |  |  | N | Electric Utility | Utility | Municipal | 1 | X | DFO | Non-Renewable | 0 | 0.2 | 0 | 1
Operable | 20180 | City of Waterloo - (IL) |  | 971 | Waterloo | IL | Restructured | Monroe | 3 | Petroleum Liquids | IC |  | S | X | X | AMIL.IMEA1 | AMIL.IMEA1 | 0.2 | 0.8 | 0.2 | 0.2 | 0.1 | N |  |  | SB | Y | 6 | 1946 | Pre-2000 |  |  | N | Electric Utility | Utility | Municipal | 1 | X | DFO | Non-Renewable | 0 | 0.2 | 0 | 1
Operable | 20180 | City of Waterloo - (IL) |  | 971 | Waterloo | IL | Restructured | Monroe | 4 | Petroleum Liquids | IC |  | S | X | X | AMIL.IMEA1 | AMIL.IMEA1 | 2 | 0.8 | 1.8 | 1.8 | 0.5 | N |  |  | SB | Y | 5 | 1963 | Pre-2000 |  |  | N | Electric Utility | Utility | Municipal | 1 | X | DFO | Non-Renewable | 0 | 2 | 0 | 1 | NG
Operable | 20180 | City of Waterloo - (IL) |  | 971 | Waterloo | IL | Restructured | Monroe | 5 | Petroleum Liquids | IC |  | S | X | X | AMIL.IMEA1 | AMIL.IMEA1 | 0.5 | 0.8 | 0.4 | 0.4 | 0.3 | N |  |  | SB | Y | 6 | 1950 | Pre-2000 |  |  | N | Electric Utility | Utility | Municipal | 1 | X | DFO | Non-Renewable | 0 | 0.5 | 0 | 1
Operable | 20180 | City of Waterloo - (IL) |  | 971 | Waterloo | IL | Restructured | Monroe | 6 | Petroleum Liquids | IC |  | S | X | X | AMIL.IMEA1 | AMIL.IMEA1 | 0.5 | 0.8 | 0.5 | 0.5 | 0.3 | N |  |  | SB | Y | 6 | 1950 | Pre-2000 |  |  | N | Electric Utility | Utility | Municipal | 1 | X | DFO | Non-Renewable | 0 | 0.5 | 0 | 1
Operable | 20180 | City of Waterloo - (IL) |  | 971 | Waterloo | IL | Restructured | Monroe | 7 | Petroleum Liquids | IC |  | S | X | X | AMIL.IMEA1 | AMIL.IMEA1 | 1.7 | 0.8 | 1.5 | 1.5 | 0.5 | N |  |  | SB | Y | 6 | 1959 | Pre-2000 |  |  | N | Electric Utility | Utility | Municipal | 1 | X | DFO | Non-Renewable | 0 | 1.7 | 0 | 1 | NG
Operable | 20180 | City of Waterloo - (IL) |  | 971 | Waterloo | IL | Restructured | Monroe | 8 | Petroleum Liquids | IC |  | S | X | X | AMIL.IMEA1 | AMIL.IMEA1 | 3 | 0.8 | 2.4 | 2.4 | 1 | N |  |  | SB | Y | 4 | 1973 | Pre-2000 |  |  | N | Electric Utility | Utility | Municipal | 1 | X | DFO | Non-Renewable | 0 | 3 | 0 | 1
Operable | 20180 | City of Waterloo - (IL) |  | 971 | Waterloo | IL | Restructured | Monroe | 9 | Petroleum Liquids | IC |  | S | X | X | AMIL.IMEA1 | AMIL.IMEA1 | 1.8 | 0.8 | 1.8 | 1.8 | 0.5 | N |  |  | OP | X | 6 | 1996 | Pre-2000 |  |  | N | Electric Utility | Utility | Municipal | 1 | X | DFO | Non-Renewable | 0 | 1.8 | 0 | 1
Operable | 20188 | City of Watertown - (NY) |  | 2700 | Watertown | NY | Restructured | Jefferson | 1 | Conventional Hydroelectric | HY |  | S | X | X |  |  | 2.7 | 1 | 2.1 | 2.1 | 0.6 | N |  |  | OP | X | 8 | 1924 | Pre-2000 |  |  | N | Electric Utility | Utility | Municipal | 1 | X | WAT | Renewable | 2.7 | 0 | 1 | 0
Operable | 20188 | City of Watertown - (NY) |  | 2700 | Watertown | NY | Restructured | Jefferson | 2 | Conventional Hydroelectric | HY |  | S | X | X |  |  | 2.7 | 1 | 2.1 | 2.1 | 0.6 | N |  |  | OP | X | 8 | 1924 | Pre-2000 |  |  | N | Electric Utility | Utility | Municipal | 1 | X | WAT | Renewable | 2.7 | 0 | 1 | 0
Operable | 20188 | City of Watertown - (NY) |  | 2700 | Watertown | NY | Restructured | Jefferson | 3 | Conventional Hydroelectric | HY |  | S | X | X |  |  | 2.7 | 1 | 2.1 | 2.1 | 0.6 | N |  |  | OP | X | 8 | 1924 | Pre-2000 |  |  | N | Electric Utility | Utility | Municipal | 1 | X | WAT | Renewable | 2.7 | 0 | 1 | 0
Operable | 20219 | City of Wayne |  | 2312 | Wayne IC | NE | Vertical | Wayne | 1 | Petroleum Liquids | IC |  | S | X | X | N/A | N/A | 1.3 | 0.8 | 0.8 | 0.8 | 0 | N |  |  | OP | X | 1 | 1951 | Pre-2000 |  |  | N | Electric Utility | Utility | Municipal | 1 | X | DFO | Non-Renewable | 0 | 1.3 | 0 | 1
Operable | 20219 | City of Wayne |  | 2312 | Wayne IC | NE | Vertical | Wayne | 2 | Petroleum Liquids | IC |  | S | X | X | N/A | N/A | 1 | 0.8 | 0.9 | 0.9 | 0 | N |  |  | SB | Y | 1 | 1947 | Pre-2000 |  |  | N | Electric Utility | Utility | Municipal | 1 | X | DFO | Non-Renewable | 0 | 1 | 0 | 1
Operable | 20219 | City of Wayne |  | 2312 | Wayne IC | NE | Vertical | Wayne | 3 | Petroleum Liquids | IC |  | S | X | X | N/A | N/A | 1.9 | 0.8 | 1.8 | 1.8 | 0 | N |  |  | OP | X | 1 | 1956 | Pre-2000 |  |  | N | Electric Utility | Utility | Municipal | 1 | X | DFO | Non-Renewable | 0 | 1.9 | 0 | 1
Operable | 20219 | City of Wayne |  | 2312 | Wayne IC | NE | Vertical | Wayne | 4 | Petroleum Liquids | IC |  | S | X | X | N/A | N/A | 2 | 0.8 | 1.9 | 1.9 | 0 | N |  |  | OP | X | 1 | 1960 | Pre-2000 |  |  | N | Electric Utility | Utility | Municipal | 1 | X | DFO | Non-Renewable | 0 | 2 | 0 | 1
Operable | 20219 | City of Wayne |  | 2312 | Wayne IC | NE | Vertical | Wayne | 5 | Petroleum Liquids | IC |  | S | X | X | N/A | N/A | 3.5 | 0.8 | 3.3 | 3.3 | 0 | N |  |  | OP | X | 1 | 1966 | Pre-2000 |  |  | N | Electric Utility | Utility | Municipal | 1 | X | DFO | Non-Renewable | 0 | 3.5 | 0 | 1
Operable | 20219 | City of Wayne |  | 2312 | Wayne IC | NE | Vertical | Wayne | 6 | Petroleum Liquids | IC |  | S | X | X | N/A | N/A | 5.1 | 0.8 | 4.9 | 4.9 | 0 | N |  |  | OP | X | 1 | 1968 | Pre-2000 |  |  | N | Electric Utility | Utility | Municipal | 1 | X | DFO | Non-Renewable | 0 | 5.1 | 0 | 1
Operable | 20219 | City of Wayne |  | 2312 | Wayne IC | NE | Vertical | Wayne | 7 | Petroleum Liquids | IC |  | S | X | X | N/A | N/A | 3.5 | 0.8 | 3.3 | 3.3 | 0 | N |  |  | OP | X | 2 | 1998 | Pre-2000 |  |  | N | Electric Utility | Utility | Municipal | 1 | X | DFO | Non-Renewable | 0 | 3.5 | 0 | 1
Operable | 20219 | City of Wayne |  | 2312 | Wayne IC | NE | Vertical | Wayne | 8 | Petroleum Liquids | IC |  | S | X | X | N/A | N/A | 3.5 | 0.8 | 3.3 | 3.3 | 0 | N |  |  | OP | X | 2 | 1998 | Pre-2000 |  |  | N | Electric Utility | Utility | Municipal | 1 | X | DFO | Non-Renewable | 0 | 3.5 | 0 | 1
Operable | 20259 | City of Webster City - (IA) |  | 1198 | Webster City | IA | Vertical | Hamilton | 6 | Petroleum Liquids | GT |  | S | X | X |  |  | 21.3 | 0.85 | 20.7 | 25 | 5 | N |  |  | OP | X | 4 | 1972 | Pre-2000 |  |  | N | Electric Utility | Utility | Municipal | 1 | X | DFO | Non-Renewable | 0 | 21.3 | 0 | 1
Operable | 20315 | City of Wellington - (KS) |  | 1330 | Wellington 1 | KS | Vertical | Sumner | 4 | Natural Gas Steam Turbine | ST |  | S | X | X |  |  | 20 | 0.85 | 19.5 | 19.5 | 4 | N |  |  | OP | X | 8 | 1972 | Pre-2000 |  |  | N | Electric Utility | Utility | Municipal | 1 | X | NG | Non-Renewable | 0 | 20 | 0 | 1
Operable | 20315 | City of Wellington - (KS) |  | 1330 | Wellington 1 | KS | Vertical | Sumner | 7 | Petroleum Liquids | IC |  | S | X | X |  |  | 2 | 0.8 | 2 | 2 | 1.6 | N |  |  | OP | X | 2 | 2004 | 2004 |  |  | N | Electric Utility | Utility | Municipal | 1 | X | DFO | Non-Renewable | 0 | 2 | 0 | 1
Operable | 20315 | City of Wellington - (KS) |  | 1330 | Wellington 1 | KS | Vertical | Sumner | 8 | Petroleum Liquids | IC |  | S | X | X |  |  | 2 | 0.8 | 2 | 2 | 1.6 | N |  |  | OP | X | 2 | 2004 | 2004 |  |  | N | Electric Utility | Utility | Municipal | 1 | X | DFO | Non-Renewable | 0 | 2 | 0 | 1
Operable | 20315 | City of Wellington - (KS) |  | 7339 | Wellington 2 | KS | Vertical | Sumner | 6 | Natural Gas Fired Combustion Turbine | GT |  | S | X | X |  |  | 20 | 0.9 | 21 | 21 | 3 | N |  |  | OP | X | 1 | 1989 | Pre-2000 |  |  | N | Electric Utility | Utility | Municipal | 1 | X | NG | Non-Renewable | 0 | 20 | 0 | 1 | DFO
Operable | 29295 | City of Wells - (MN) |  | 2020 | Wells IC | MN | Vertical | Faribault | 1 | Natural Gas Internal Combustion Engine | IC |  | S | X | X |  |  | 1.3 | 0.8 | 1.3 | 1.3 | 1 | N |  |  | OP | X | 3 | 1953 | Pre-2000 |  |  | N | Electric Utility | Utility | Municipal | 1 | X | NG | Non-Renewable | 0 | 1.3 | 0 | 1 | DFO
Operable | 29295 | City of Wells - (MN) |  | 2020 | Wells IC | MN | Vertical | Faribault | 2 | Natural Gas Internal Combustion Engine | IC |  | S | X | X |  |  | 1.3 | 0.8 | 1.3 | 1.3 | 1 | N |  |  | OP | X | 4 | 1957 | Pre-2000 |  |  | N | Electric Utility | Utility | Municipal | 1 | X | NG | Non-Renewable | 0 | 1.3 | 0 | 1 | DFO
Operable | 29295 | City of Wells - (MN) |  | 2020 | Wells IC | MN | Vertical | Faribault | 4 | Natural Gas Internal Combustion Engine | IC |  | S | X | X |  |  | 2.3 | 0.8 | 2.1 | 2.1 | 1.8 | N |  |  | OP | X | 5 | 1966 | Pre-2000 |  |  | N | Electric Utility | Utility | Municipal | 1 | X | NG | Non-Renewable | 0 | 2.3 | 0 | 1 | DFO
Operable | 29295 | City of Wells - (MN) |  | 2020 | Wells IC | MN | Vertical | Faribault | 5 | Natural Gas Internal Combustion Engine | IC |  | S | X | X |  |  | 2.3 | 0.8 | 2.3 | 2.3 | 1.8 | N |  |  | OP | X | 1 | 1975 | Pre-2000 |  |  | N | Electric Utility | Utility | Municipal | 1 | X | NG | Non-Renewable | 0 | 2.3 | 0 | 1 | DFO
Operable | 29295 | City of Wells - (MN) |  | 2020 | Wells IC | MN | Vertical | Faribault | 6 | Petroleum Liquids | IC |  | S | X | X |  |  | 1.8 | 0.8 | 1.8 | 1.8 | 1 | N |  |  | OP | X | 5 | 2022 | 2022 |  |  | N | Electric Utility | Utility | Municipal | 1 | X | DFO | Non-Renewable | 0 | 1.8 | 0 | 1
Operable | 20364 | City of West Bend |  | 1199 | West Bend | IA | Vertical | Palo Alto | 1 | Petroleum Liquids | IC |  | S | X | X | WAUEWBENDMUNUNWESTBEND_RA | WAUEWBENDMUNUNWESTBEND_RA | 1.1 | 0.9 | 1 | 1 | 0.5 | N |  |  | SB | Y | 8 | 1959 | Pre-2000 |  |  | N | Electric Utility | Utility | Municipal | 1 | X | DFO | Non-Renewable | 0 | 1.1 | 0 | 1
Operable | 20364 | City of West Bend |  | 1199 | West Bend | IA | Vertical | Palo Alto | 3 | Petroleum Liquids | IC |  | S | X | X | WAUEWBENDMUNUNWESTBEND_RA | WAUEWBENDMUNUNWESTBEND_RA | 0.9 | 0.9 | 0.9 | 0.9 | 0.5 | N |  |  | SB | Y | 12 | 1954 | Pre-2000 |  |  | N | Electric Utility | Utility | Municipal | 1 | X | DFO | Non-Renewable | 0 | 0.9 | 0 | 1
Operable | 20364 | City of West Bend |  | 1199 | West Bend | IA | Vertical | Palo Alto | 4 | Petroleum Liquids | IC |  | S | X | X | WAUEWBENDMUNUNWESTBEND_RA | WAUEWBENDMUNUNWESTBEND_RA | 2.2 | 0.9 | 2 | 2 | 0.5 | N |  |  | SB | Y | 11 | 1973 | Pre-2000 |  |  | N | Electric Utility | Utility | Municipal | 1 | X | DFO | Non-Renewable | 0 | 2.2 | 0 | 1
Operable | 20364 | City of West Bend |  | 1199 | West Bend | IA | Vertical | Palo Alto | 5 | Petroleum Liquids | IC |  | S | X | X | WAUEWBENDMUNUNWESTBEND_RA | WAUEWBENDMUNUNWESTBEND_RA | 2.5 | 0.9 | 2.5 | 2.5 | 0.5 | N |  |  | SB | Y | 7 | 2013 | 2013 |  |  | N | Electric Utility | Utility | Municipal | 1 | X | DFO | Non-Renewable | 0 | 2.5 | 0 | 1
Operable | 20380 | City of West Liberty - (IA) |  | 1200 | West Liberty | IA | Vertical | Muscatine | 2 | Petroleum Liquids | IC |  | S | X | X | AMIL.WLBRWEST | AMIL.WLBRWEST | 2.5 | 0.8 | 2.1 | 2.1 | 0.5 | N |  |  | SB | Y | 10 | 1974 | Pre-2000 |  |  | N | Electric Utility | Utility | Municipal | 1 | X | DFO | Non-Renewable | 0 | 2.5 | 0 | 1
Operable | 20380 | City of West Liberty - (IA) |  | 1200 | West Liberty | IA | Vertical | Muscatine | 3 | Petroleum Liquids | IC |  | S | X | X | AMIL.WLBRWEST | AMIL.WLBRWEST | 3 | 0.8 | 2.7 | 2.7 | 0.5 | N |  |  | SB | Y | 2 | 1982 | Pre-2000 |  |  | N | Electric Utility | Utility | Municipal | 1 | X | DFO | Non-Renewable | 0 | 3 | 0 | 1 | NG
Operable | 20380 | City of West Liberty - (IA) |  | 1200 | West Liberty | IA | Vertical | Muscatine | 5 | Petroleum Liquids | GT |  | S | X | X | AMIL.WLBRWEST | AMIL.WLBRWEST | 5.5 | 0.8 | 5 | 5.5 | 0.3 | N |  |  | SB | Y | 5 | 2004 | 2004 |  |  | N | Electric Utility | Utility | Municipal | 1 | X | DFO | Non-Renewable | 0 | 5.5 | 0 | 1
Operable | 20380 | City of West Liberty - (IA) |  | 1200 | West Liberty | IA | Vertical | Muscatine | 6 | Petroleum Liquids | GT |  | S | X | X | AMIL.WLBRWEST | AMIL.WLBRWEST | 5.5 | 0.8 | 5 | 5.5 | 0.3 | N |  |  | SB | Y | 5 | 2004 | 2004 |  |  | N | Electric Utility | Utility | Municipal | 1 | X | DFO | Non-Renewable | 0 | 5.5 | 0 | 1
Operable | 20392 | City of West Plains - (MO) |  | 59664 | City of West Plains Power Station | MO | Vertical | Howell | UNIT1 | Natural Gas Fired Combustion Turbine | GT |  | S | X | X | southwest power pool | southwest power pool | 25.6 | 1 | 21 | 24.5 | 5 | N |  |  | SB | Y | 5 | 2000 | 2000 |  |  | N | Electric Utility | Utility | Municipal | 1 | X | NG | Non-Renewable | 0 | 25.6 | 0 | 1 | DFO
Operable | 20392 | City of West Plains - (MO) |  | 59664 | City of West Plains Power Station | MO | Vertical | Howell | UNIT2 | Natural Gas Fired Combustion Turbine | GT |  | S | X | X |  |  | 21.8 | 0.8 | 21 | 24.5 | 5 | N |  |  | SB | Y | 5 | 2000 | 2000 |  |  | N | Electric Utility | Utility | Municipal | 1 | X | NG | Non-Renewable | 0 | 21.8 | 0 | 1 | DFO
Operable | 20397 | City of West Point - (NE) |  | 2313 | West Point Municipal | NE | Vertical | Cuming | 2 | Natural Gas Internal Combustion Engine | IC |  | S | X | X | SPP | SPP | 0.9 | 0.8 | 0.9 | 0.9 | 0.4 | N |  |  | OP | X | 5 | 1947 | Pre-2000 |  |  | N | Electric Utility | Utility | Municipal | 1 | X | NG | Non-Renewable | 0 | 0.9 | 0 | 1 | DFO
Operable | 20397 | City of West Point - (NE) |  | 2313 | West Point Municipal | NE | Vertical | Cuming | 3 | Natural Gas Internal Combustion Engine | IC |  | S | X | X | SPP | SPP | 1.2 | 0.8 | 1.2 | 1.2 | 0.6 | N |  |  | OP | X | 7 | 1959 | Pre-2000 |  |  | N | Electric Utility | Utility | Municipal | 1 | X | NG | Non-Renewable | 0 | 1.2 | 0 | 1 | DFO
Operable | 20397 | City of West Point - (NE) |  | 2313 | West Point Municipal | NE | Vertical | Cuming | 4 | Natural Gas Internal Combustion Engine | IC |  | S | X | X | SPP | SPP | 2.3 | 0.8 | 2.3 | 2.3 | 1.2 | N |  |  | OP | X | 8 | 1965 | Pre-2000 |  |  | N | Electric Utility | Utility | Municipal | 1 | X | NG | Non-Renewable | 0 | 2.3 | 0 | 1 | DFO
Operable | 20430 | City of Westbrook |  | 2021 | Westbrook | MN | Vertical | Cottonwood | 5 | Petroleum Liquids | IC |  | S | X | X | ALTW.MRES |  | 2.3 | 0.8 | 2 | 2 | 1.5 | N |  |  | OP | X | 10 | 2003 | 2003 |  |  | N | Electric Utility | Utility | Municipal | 1 | X | DFO | Non-Renewable | 0 | 2.3 | 0 | 1
Operable | 20632 | City of Wilber |  | 2315 | Wilber | NE | Vertical | Saline | 4 | Petroleum Liquids | IC |  | S | X | X |  |  | 1.1 | 0.9 | 0.9 | 0.9 | 0.1 | N |  |  | OP | X | 1 | 1960 | Pre-2000 |  |  | N | Electric Utility | Utility | Municipal | 1 | X | DFO | Non-Renewable | 0 | 1.1 | 0 | 1
Operable | 20632 | City of Wilber |  | 2315 | Wilber | NE | Vertical | Saline | 5 | Petroleum Liquids | IC |  | S | X | X |  |  | 0.9 | 0.9 | 0.6 | 0.6 | 0.1 | N |  |  | OP | X | 1 | 1960 | Pre-2000 |  |  | N | Electric Utility | Utility | Municipal | 1 | X | DFO | Non-Renewable | 0 | 0.9 | 0 | 1
Operable | 20632 | City of Wilber |  | 2315 | Wilber | NE | Vertical | Saline | 6 | Petroleum Liquids | IC |  | S | X | X |  |  | 1.6 | 0.9 | 1.6 | 1.6 | 0.1 | N |  |  | OP | X | 1 | 1997 | Pre-2000 |  |  | N | Electric Utility | Utility | Municipal | 1 | X | DFO | Non-Renewable | 0 | 1.6 | 0 | 1
Operable | 20789 | City of Wilton - (IA) |  | 1202 | Wilton | IA | Vertical | Muscatine | 5 | Petroleum Liquids | IC |  | S | X | X |  |  | 1.6 | 1 | 1.6 | 1.6 | 1.6 | N |  |  | OP | X | 1 | 1992 | Pre-2000 |  |  | N | Electric Utility | Utility | Municipal | 1 | X | DFO | Non-Renewable | 0 | 1.6 | 0 | 1
Operable | 20789 | City of Wilton - (IA) |  | 1202 | Wilton | IA | Vertical | Muscatine | 6 | Petroleum Liquids | IC |  | S | X | X |  |  | 1.6 | 1 | 1.6 | 1.6 | 1.6 | N |  |  | OP | X | 1 | 1992 | Pre-2000 |  |  | N | Electric Utility | Utility | Municipal | 1 | X | DFO | Non-Renewable | 0 | 1.6 | 0 | 1
Operable | 20789 | City of Wilton - (IA) |  | 1202 | Wilton | IA | Vertical | Muscatine | 7 | Petroleum Liquids | IC |  | S | X | X |  |  | 1.6 | 1 | 1.6 | 1.6 | 1.6 | N |  |  | OP | X | 1 | 1992 | Pre-2000 |  |  | N | Electric Utility | Utility | Municipal | 1 | X | DFO | Non-Renewable | 0 | 1.6 | 0 | 1
Operable | 20789 | City of Wilton - (IA) |  | 1202 | Wilton | IA | Vertical | Muscatine | 8 | Petroleum Liquids | IC |  | S | X | X |  |  | 2.2 | 1 | 2.2 | 2.2 | 2.2 | N |  |  | OP | X | 5 | 2002 | 2002 |  |  | N | Electric Utility | Utility | Municipal | 1 | X | DFO | Non-Renewable | 0 | 2.2 | 0 | 1
Operable | 20789 | City of Wilton - (IA) |  | 1202 | Wilton | IA | Vertical | Muscatine | 9 | Petroleum Liquids | IC |  | S | X | X |  |  | 2.2 | 1 | 2.2 | 2.2 | 2.2 | N |  |  | OP | X | 5 | 2002 | 2002 |  |  | N | Electric Utility | Utility | Municipal | 1 | X | DFO | Non-Renewable | 0 | 2.2 | 0 | 1
Operable | 20806 | City of Windom |  | 2023 | Windom | MN | Vertical | Cottonwood | CAT2 | Petroleum Liquids | IC |  | S | X | X |  |  | 1.8 | 0.8 | 1.7 | 1.8 | 0.5 | N |  |  | SB | Y | 4 | 2001 | 2001 |  |  | N | Electric Utility | Utility | Municipal | 1 | X | DFO | Non-Renewable | 0 | 1.8 | 0 | 1
Operable | 20806 | City of Windom |  | 2023 | Windom | MN | Vertical | Cottonwood | CAT3 | Petroleum Liquids | IC |  | S | X | X |  |  | 1.8 | 0.8 | 1.7 | 1.8 | 0.5 | N |  |  | SB | Y | 4 | 2001 | 2001 |  |  | N | Electric Utility | Utility | Municipal | 1 | X | DFO | Non-Renewable | 0 | 1.8 | 0 | 1
Operable | 20806 | City of Windom |  | 2023 | Windom | MN | Vertical | Cottonwood | CAT4 | Petroleum Liquids | IC |  | S | X | X |  |  | 1.8 | 0.8 | 1.7 | 1.8 | 0.5 | N |  |  | SB | Y | 4 | 2001 | 2001 |  |  | N | Electric Utility | Utility | Municipal | 1 | X | DFO | Non-Renewable | 0 | 1.8 | 0 | 1
Operable | 20813 | City of Winfield - (KS) |  | 1332 | West 14th Street | KS | Vertical | Cowley | GT1 | Natural Gas Fired Combustion Turbine | GT |  | S | X | X |  |  | 11 | 0.9 | 11.1 | 11.2 | 3 | N |  |  | OP | X | 8 | 1962 | Pre-2000 |  |  | N | Electric Utility | Utility | Municipal | 1 | X | NG | Non-Renewable | 0 | 11 | 0 | 1
Operable | 20813 | City of Winfield - (KS) |  | 7013 | East 12th Street | KS | Vertical | Cowley | 4 | Natural Gas Steam Turbine | ST |  | S | X | X |  |  | 26.5 | 0.85 | 25.8 | 28.6 | 5 | N |  |  | OP | X | 6 | 1970 | Pre-2000 |  |  | N | Electric Utility | Utility | Municipal | 1 | X | NG | Non-Renewable | 0 | 26.5 | 0 | 1
Operable | 20813 | City of Winfield - (KS) |  | 7013 | East 12th Street | KS | Vertical | Cowley | 5 | Petroleum Liquids | IC |  | S | X | X |  |  | 1.6 | 0.9 | 1.6 | 1.6 | 0.5 | N |  |  | SB | Y | 6 | 2002 | 2002 |  |  | N | Electric Utility | Utility | Municipal | 1 | X | DFO | Non-Renewable | 0 | 1.6 | 0 | 1
Operable | 20813 | City of Winfield - (KS) |  | 56022 | Waste Water Plant Generator | KS | Vertical | Cowley | 1 | Petroleum Liquids | IC |  | S | X | X |  |  | 1.6 | 0.9 | 1.6 | 1.6 | 0.5 | N |  |  | SB | Y | 3 | 1993 | Pre-2000 |  |  | N | Electric Utility | Utility | Municipal | 1 | X | DFO | Non-Renewable | 0 | 1.6 | 0 | 1
Operable | 20835 | City of Winterset - (IA) |  | 1203 | Winterset | IA | Vertical | Madison | 2 | Petroleum Liquids | IC |  | S | X | X |  |  | 1.5 | 0.8 | 1.5 | 1.5 | 0.5 | N |  |  | OP | X | 7 | 1956 | Pre-2000 |  |  | N | Electric Utility | Utility | Municipal | 1 | X | DFO | Non-Renewable | 0 | 1.5 | 0 | 1 | NG
Operable | 20835 | City of Winterset - (IA) |  | 1203 | Winterset | IA | Vertical | Madison | 3 | Petroleum Liquids | IC |  | S | X | X |  |  | 1.7 | 0.8 | 1.7 | 1.7 | 0.5 | N |  |  | OP | X | 6 | 1966 | Pre-2000 |  |  | N | Electric Utility | Utility | Municipal | 1 | X | DFO | Non-Renewable | 0 | 1.7 | 0 | 1 | NG
Operable | 20835 | City of Winterset - (IA) |  | 1203 | Winterset | IA | Vertical | Madison | 4 | Petroleum Liquids | IC |  | S | X | X |  |  | 4.4 | 0.8 | 4.4 | 4.4 | 1.5 | N |  |  | OP | X | 5 | 1972 | Pre-2000 |  |  | N | Electric Utility | Utility | Municipal | 1 | X | DFO | Non-Renewable | 0 | 4.4 | 0 | 1 | NG
Operable | 20835 | City of Winterset - (IA) |  | 1203 | Winterset | IA | Vertical | Madison | 5 | Petroleum Liquids | IC |  | S | X | X |  |  | 2 | 0.8 | 2 | 2 | 0.5 | N |  |  | OP | X | 4 | 2002 | 2002 |  |  | N | Electric Utility | Utility | Municipal | 1 | X | DFO | Non-Renewable | 0 | 2 | 0 | 1
Operable | 20835 | City of Winterset - (IA) |  | 1203 | Winterset | IA | Vertical | Madison | 6 | Petroleum Liquids | IC |  | S | X | X |  |  | 2 | 0.8 | 2 | 2 | 0.5 | N |  |  | OP | X | 4 | 2002 | 2002 |  |  | N | Electric Utility | Utility | Municipal | 1 | X | DFO | Non-Renewable | 0 | 2 | 0 | 1
Operable | 20835 | City of Winterset - (IA) |  | 1203 | Winterset | IA | Vertical | Madison | 7 | Petroleum Liquids | IC |  | S | X | X |  |  | 2 | 0.8 | 2 | 2 | 0.5 | N |  |  | OP | X | 4 | 2002 | 2002 |  |  | N | Electric Utility | Utility | Municipal | 1 | X | DFO | Non-Renewable | 0 | 2 | 0 | 1
Operable | 20835 | City of Winterset - (IA) |  | 1203 | Winterset | IA | Vertical | Madison | 8 | Petroleum Liquids | IC |  | S | X | X |  |  | 2 | 0.8 | 2 | 2 | 0.5 | N |  |  | OP | X | 8 | 2022 | 2022 |  |  | N | Electric Utility | Utility | Municipal | 1 | X | DFO | Non-Renewable | 0 | 2 | 0 | 1
Operable | 20835 | City of Winterset - (IA) |  | 1203 | Winterset | IA | Vertical | Madison | 9 | Petroleum Liquids | IC |  | S | X | X |  |  | 2 | 0.8 | 2 | 2 | 0.5 | N |  |  | OP | X | 8 | 2022 | 2022 |  |  | N | Electric Utility | Utility | Municipal | 1 | X | DFO | Non-Renewable | 0 | 2 | 0 | 1
Operable | 20880 | City of Wisner |  | 2316 | Wisner | NE | Vertical | Cuming | 3 | Petroleum Liquids | IC |  | S | X | X |  |  | 0.8 | 0.9 | 0.8 | 0.8 | 0.1 | N |  |  | OP | X | 5 | 1969 | Pre-2000 |  |  | N | Electric Utility | Utility | Municipal | 1 | X | DFO | Non-Renewable | 0 | 0.8 | 0 | 1
Operable | 20880 | City of Wisner |  | 2316 | Wisner | NE | Vertical | Cuming | 4 | Petroleum Liquids | IC |  | S | X | X |  |  | 1.5 | 0.9 | 1.5 | 1.5 | 0.1 | N |  |  | OP | X | 3 | 2010 | 2010 |  |  | N | Electric Utility | Utility | Municipal | 1 | X | DFO | Non-Renewable | 0 | 1.5 | 0 | 1
Operable | 20880 | City of Wisner |  | 2316 | Wisner | NE | Vertical | Cuming | 5 | Petroleum Liquids | IC |  | S | X | X |  |  | 1.5 | 0.9 | 1.5 | 1.5 | 0.1 | N |  |  | OP | X | 3 | 2010 | 2010 |  |  | N | Electric Utility | Utility | Municipal | 1 | X | DFO | Non-Renewable | 0 | 1.5 | 0 | 1
Operable | 20977 | City of Woodsfield - (OH) |  | 2945 | Anadarko | OH | Restructured | Monroe | 10 | Petroleum Liquids | IC |  | S | X | X |  |  | 1.2 | 0.8 | 1.2 | 1.2 | 1 | N |  |  | SB | N | 1 | 1983 | Pre-2000 |  |  | N | Electric Utility | Utility | Municipal | 1 | X | DFO | Non-Renewable | 0 | 1.2 | 0 | 1
Operable | 20977 | City of Woodsfield - (OH) |  | 2945 | Anadarko | OH | Restructured | Monroe | 11 | Petroleum Liquids | IC |  | S | X | X |  |  | 1.2 | 0.8 | 1.2 | 1.2 | 0.4 | N |  |  | SB | N | 1 | 1983 | Pre-2000 |  |  | N | Electric Utility | Utility | Municipal | 1 | X | DFO | Non-Renewable | 0 | 1.2 | 0 | 1
Operable | 20977 | City of Woodsfield - (OH) |  | 2945 | Anadarko | OH | Restructured | Monroe | 6 | Petroleum Liquids | IC |  | S | X | X |  |  | 0.6 | 0.8 | 0.6 | 0.6 | 0.4 | N |  |  | SB | N | 1 | 1949 | Pre-2000 |  |  | N | Electric Utility | Utility | Municipal | 1 | X | DFO | Non-Renewable | 0 | 0.6 | 0 | 1
Operable | 20977 | City of Woodsfield - (OH) |  | 2945 | Anadarko | OH | Restructured | Monroe | 7 | Petroleum Liquids | IC |  | S | X | X |  |  | 1.2 | 0.8 | 1.2 | 1.2 | 0.4 | N |  |  | SB | N | 1 | 1957 | Pre-2000 |  |  | N | Electric Utility | Utility | Municipal | 1 | X | DFO | Non-Renewable | 0 | 1.2 | 0 | 1
Operable | 20977 | City of Woodsfield - (OH) |  | 2945 | Anadarko | OH | Restructured | Monroe | 8 | Petroleum Liquids | IC |  | S | X | X |  |  | 1.5 | 0.8 | 1.5 | 1.5 | 0.4 | N |  |  | SB | N | 1 | 1965 | Pre-2000 |  |  | N | Electric Utility | Utility | Municipal | 1 | X | DFO | Non-Renewable | 0 | 1.5 | 0 | 1
Operable | 20977 | City of Woodsfield - (OH) |  | 2945 | Anadarko | OH | Restructured | Monroe | 9 | Petroleum Liquids | IC |  | S | X | X |  |  | 2.1 | 0.8 | 2.1 | 2.1 | 2 | N |  |  | SB | N | 1 | 1971 | Pre-2000 |  |  | N | Electric Utility | Utility | Municipal | 1 | X | DFO | Non-Renewable | 0 | 2.1 | 0 | 1
Operable | 42890 | City of Woonsocket |  | 54688 | Thundermist Hydro | RI | Restructured | Providence | HYD1 | Conventional Hydroelectric | HY |  | S | X | X |  |  | 1.2 | 1 | 1.1 | 1.1 | 0.3 | N |  |  | OP | X | 6 | 1981 | Pre-2000 |  |  | N | IPP Non-CHP | IPP | IPP | 2 | X | WAT | Renewable | 1.2 | 0 | 1 | 0
Operable | 60369 | City of Worcester DPW |  | 60621 | Worcester Landfill | MA | Restructured | Worcester | WL | Solar Photovoltaic | PV |  | S | X | X |  |  | 6.5 |  | 6.5 | 6.5 |  | N |  |  | OP | X | 5 | 2017 | 2017 |  |  | N | IPP Non-CHP | IPP | IPP | 2 | X | SUN | Renewable | 6.5 | 0 | 1 | 0
Operable | 21013 | City of Worthington - (MN) |  | 2024 | Worthington | MN | Vertical | Nobles | 1 | Petroleum Liquids | IC |  | S | X | X |  |  | 2 | 0.8 | 2 | 2 | 1.5 | N |  |  | OP | X | 8 | 2002 | 2002 |  |  | N | Electric Utility | Utility | Municipal | 1 | X | DFO | Non-Renewable | 0 | 2 | 0 | 1
Operable | 21013 | City of Worthington - (MN) |  | 2024 | Worthington | MN | Vertical | Nobles | 10 | Onshore Wind Turbine | WT |  | W | X | X |  |  | 0.9 |  | 0.9 | 0.9 | 0.1 | N |  |  | OP | X | 7 | 2002 | 2002 |  |  | N | Electric Utility | Utility | Municipal | 1 | X | WND | Renewable | 0.9 | 0 | 1 | 0
Operable | 21013 | City of Worthington - (MN) |  | 2024 | Worthington | MN | Vertical | Nobles | 11 | Onshore Wind Turbine | WT |  | S | X | X |  |  | 0.9 |  | 0.9 | 0.9 | 0.1 | N |  |  | OP | X | 7 | 2002 | 2002 |  |  | N | Electric Utility | Utility | Municipal | 1 | X | WND | Renewable | 0.9 | 0 | 1 | 0
Operable | 21013 | City of Worthington - (MN) |  | 2024 | Worthington | MN | Vertical | Nobles | 12 | Onshore Wind Turbine | WT |  | S | X | X |  |  | 1 |  | 1 | 1 | 0.1 | N |  |  | OP | X | 12 | 2003 | 2003 |  |  | N | Electric Utility | Utility | Municipal | 1 | X | WND | Renewable | 1 | 0 | 1 | 0
Operable | 21013 | City of Worthington - (MN) |  | 2024 | Worthington | MN | Vertical | Nobles | 13 | Onshore Wind Turbine | WT |  | S | X | X |  |  | 1 |  | 1 | 1 | 0.1 | N |  |  | OP | X | 12 | 2003 | 2003 |  |  | N | Electric Utility | Utility | Municipal | 1 | X | WND | Renewable | 1 | 0 | 1 | 0
Operable | 21013 | City of Worthington - (MN) |  | 2024 | Worthington | MN | Vertical | Nobles | 2 | Petroleum Liquids | IC |  | S | X | X |  |  | 2 | 0.8 | 2 | 2 | 1.5 | N |  |  | OP | X | 8 | 2002 | 2002 |  |  | N | Electric Utility | Utility | Municipal | 1 | X | DFO | Non-Renewable | 0 | 2 | 0 | 1
Operable | 21013 | City of Worthington - (MN) |  | 2024 | Worthington | MN | Vertical | Nobles | 3 | Petroleum Liquids | IC |  | S | X | X |  |  | 2 | 0.8 | 2 | 2 | 1.5 | N |  |  | OP | X | 8 | 2002 | 2002 |  |  | N | Electric Utility | Utility | Municipal | 1 | X | DFO | Non-Renewable | 0 | 2 | 0 | 1
Operable | 21013 | City of Worthington - (MN) |  | 2024 | Worthington | MN | Vertical | Nobles | 4 | Petroleum Liquids | IC |  | S | X | X |  |  | 2 | 0.8 | 2 | 2 | 1.5 | N |  |  | OP | X | 8 | 2002 | 2002 |  |  | N | Electric Utility | Utility | Municipal | 1 | X | DFO | Non-Renewable | 0 | 2 | 0 | 1
Operable | 21013 | City of Worthington - (MN) |  | 2024 | Worthington | MN | Vertical | Nobles | 5 | Petroleum Liquids | IC |  | S | X | X |  |  | 2 | 0.8 | 2 | 2 | 1.5 | N |  |  | OP | X | 8 | 2002 | 2002 |  |  | N | Electric Utility | Utility | Municipal | 1 | X | DFO | Non-Renewable | 0 | 2 | 0 | 1
Operable | 21013 | City of Worthington - (MN) |  | 2024 | Worthington | MN | Vertical | Nobles | 6 | Petroleum Liquids | IC |  | S | X | X |  |  | 2 | 0.8 | 2 | 2 | 1.5 | N |  |  | OP | X | 8 | 2002 | 2002 |  |  | N | Electric Utility | Utility | Municipal | 1 | X | DFO | Non-Renewable | 0 | 2 | 0 | 1
Operable | 21013 | City of Worthington - (MN) |  | 2024 | Worthington | MN | Vertical | Nobles | 7 | Petroleum Liquids | IC |  | S | X | X |  |  | 2 | 0.8 | 2 | 2 | 1.5 | N |  |  | OP | X | 2 | 2002 | 2002 |  |  | N | Electric Utility | Utility | Municipal | 1 | X | DFO | Non-Renewable | 0 | 2 | 0 | 1
Operable | 21013 | City of Worthington - (MN) |  | 2024 | Worthington | MN | Vertical | Nobles | 8 | Onshore Wind Turbine | WT |  | S | X | X |  |  | 0.9 |  | 0.9 | 0.9 | 0.1 | N |  |  | OP | X | 7 | 2002 | 2002 |  |  | N | Electric Utility | Utility | Municipal | 1 | X | WND | Renewable | 0.9 | 0 | 1 | 0
Operable | 21013 | City of Worthington - (MN) |  | 2024 | Worthington | MN | Vertical | Nobles | 9 | Onshore Wind Turbine | WT |  | W | X | X |  |  | 0.9 |  | 0.9 | 0.9 | 0.1 | N |  |  | OP | X | 7 | 2002 | 2002 |  |  | N | Electric Utility | Utility | Municipal | 1 | X | WND | Renewable | 0.9 | 0 | 1 | 0
Operable | 21015 | City of Wrangell - (AK) |  | 95 | Wrangell | AK | Vertical | Wrangell Petersburg | 1-N | Petroleum Liquids | IC |  | S | X | X |  |  | 3.5 | 0.8 | 3.5 | 3.5 | 0.1 | N |  |  | OP | X | 12 | 2020 | 2020 |  |  | N | Electric Utility | Utility | Municipal | 1 | X | DFO | Non-Renewable | 0 | 3.5 | 0 | 1
Operable | 21015 | City of Wrangell - (AK) |  | 95 | Wrangell | AK | Vertical | Wrangell Petersburg | 11 | Petroleum Liquids | IC |  | S | X | X |  |  | 2 | 0.8 | 2 | 2 | 0.1 | N |  |  | OP | X | 9 | 2000 | 2000 |  |  | N | Electric Utility | Utility | Municipal | 1 | X | DFO | Non-Renewable | 0 | 2 | 0 | 1
Operable | 21015 | City of Wrangell - (AK) |  | 95 | Wrangell | AK | Vertical | Wrangell Petersburg | 12 | Petroleum Liquids | IC |  | S | X | X |  |  | 2 | 0.8 | 2 | 2 | 0.1 | N |  |  | OP | X | 9 | 2000 | 2000 |  |  | N | Electric Utility | Utility | Municipal | 1 | X | DFO | Non-Renewable | 0 | 2 | 0 | 1
Operable | 21015 | City of Wrangell - (AK) |  | 95 | Wrangell | AK | Vertical | Wrangell Petersburg | 13 | Petroleum Liquids | IC |  | S | X | X |  |  | 2 | 0.8 | 2 | 2 | 0.1 | N |  |  | OP | X | 6 | 2002 | 2002 |  |  | N | Electric Utility | Utility | Municipal | 1 | X | DFO | Non-Renewable | 0 | 2 | 0 | 1
Operable | 21015 | City of Wrangell - (AK) |  | 95 | Wrangell | AK | Vertical | Wrangell Petersburg | 9 | Petroleum Liquids | IC |  | S | X | X |  |  | 2.5 | 0.8 | 2.5 | 2.5 | 0.1 | N |  |  | OP | X | 6 | 1987 | Pre-2000 |  |  | N | Electric Utility | Utility | Municipal | 1 | X | DFO | Non-Renewable | 0 | 2.5 | 0 | 1
Operable | 21158 | City of Zeeland - (MI) |  | 1867 | Zeeland | MI | Vertical | Ottawa | 1 | Natural Gas Internal Combustion Engine | IC |  | S | X | X | CONS.MPPA | CONS.MPPA | 1.4 | 0.8 | 1.5 | 1.5 | 0.7 | N |  |  | OP | X | 11 | 1966 | Pre-2000 |  |  | N | Electric Utility | Utility | Municipal | 1 | X | NG | Non-Renewable | 0 | 1.4 | 0 | 1 | DFO
Operable | 21158 | City of Zeeland - (MI) |  | 1867 | Zeeland | MI | Vertical | Ottawa | 10 | Natural Gas Internal Combustion Engine | IC |  | S | X | X | CONS.MPPA | CONS.MPPA | 5.6 | 0.8 | 6 | 6.2 | 2.8 | N |  |  | OP | X | 12 | 1974 | Pre-2000 |  |  | N | Electric Utility | Utility | Municipal | 1 | X | NG | Non-Renewable | 0 | 5.6 | 0 | 1 | DFO
Operable | 21158 | City of Zeeland - (MI) |  | 1867 | Zeeland | MI | Vertical | Ottawa | 11 | Natural Gas Internal Combustion Engine | IC |  | S | X | X | CONS.MPPA | CONS.MPPA | 6 | 0.8 | 6.4 | 6.6 | 3 | N |  |  | OP | X | 7 | 1980 | Pre-2000 |  |  | N | Electric Utility | Utility | Municipal | 1 | X | NG | Non-Renewable | 0 | 6 | 0 | 1 | DFO
Operable | 21158 | City of Zeeland - (MI) |  | 1867 | Zeeland | MI | Vertical | Ottawa | 2 | Natural Gas Internal Combustion Engine | IC |  | S | X | X | CONS.MPPA | CONS.MPPA | 1.1 | 0.8 | 1.2 | 1.2 | 0.6 | N |  |  | OP | X | 3 | 1967 | Pre-2000 |  |  | N | Electric Utility | Utility | Municipal | 1 | X | NG | Non-Renewable | 0 | 1.1 | 0 | 1 | DFO
Operable | 21158 | City of Zeeland - (MI) |  | 1867 | Zeeland | MI | Vertical | Ottawa | 7 | Natural Gas Internal Combustion Engine | IC |  | S | X | X | CONS.MPPA | CONS.MPPA | 2 | 0.8 | 2 | 2 | 1 | N |  |  | OP | X | 1 | 1957 | Pre-2000 |  |  | N | Electric Utility | Utility | Municipal | 1 | X | NG | Non-Renewable | 0 | 2 | 0 | 1 | DFO
Operable | 21158 | City of Zeeland - (MI) |  | 1867 | Zeeland | MI | Vertical | Ottawa | 8 | Natural Gas Internal Combustion Engine | IC |  | S | X | X | CONS.MPPA | CONS.MPPA | 1.7 | 0.8 | 1.6 | 1.6 | 0.9 | N |  |  | OP | X | 1 | 1963 | Pre-2000 |  |  | N | Electric Utility | Utility | Municipal | 1 | X | NG | Non-Renewable | 0 | 1.7 | 0 | 1 | DFO
Operable | 21158 | City of Zeeland - (MI) |  | 1867 | Zeeland | MI | Vertical | Ottawa | 9 | Natural Gas Internal Combustion Engine | IC |  | S | X | X | CONS.MPPA | CONS.MPPA | 4.5 | 0.8 | 5 | 5 | 2.3 | N |  |  | OP | X | 1 | 1971 | Pre-2000 |  |  | N | Electric Utility | Utility | Municipal | 1 | X | NG | Non-Renewable | 0 | 4.5 | 0 | 1 | DFO
Operable | 21158 | City of Zeeland - (MI) |  | 56503 | Riley Generating Station | MI | Vertical | Ottawa | 1 | Natural Gas Internal Combustion Engine | IC |  | S | X | X | CONS.MPPA | CONS.MPPA | 2 | 0.8 | 2 | 2.1 | 0.2 | N |  |  | OP | X | 7 | 2006 | 2006 |  |  | N | Electric Utility | Utility | Municipal | 1 | X | NG | Non-Renewable | 0 | 2 | 0 | 1
Operable | 21158 | City of Zeeland - (MI) |  | 56503 | Riley Generating Station | MI | Vertical | Ottawa | 2 | Natural Gas Internal Combustion Engine | IC |  | S | X | X | CONS.MPPA | CONS.MPPA | 2 | 0.8 | 2 | 2.1 | 0.2 | N |  |  | OP | X | 7 | 2006 | 2006 |  |  | N | Electric Utility | Utility | Municipal | 1 | X | NG | Non-Renewable | 0 | 2 | 0 | 1
Operable | 21158 | City of Zeeland - (MI) |  | 56503 | Riley Generating Station | MI | Vertical | Ottawa | 3 | Natural Gas Internal Combustion Engine | IC |  | S | X | X | CONS.MPPA | CONS.MPPA | 2 | 0.8 | 2 | 2.1 | 0.2 | N |  |  | OP | X | 7 | 2006 | 2006 |  |  | N | Electric Utility | Utility | Municipal | 1 | X | NG | Non-Renewable | 0 | 2 | 0 | 1
Operable | 21158 | City of Zeeland - (MI) |  | 56503 | Riley Generating Station | MI | Vertical | Ottawa | 4 | Natural Gas Internal Combustion Engine | IC |  | S | X | X | CONS.MPPA | CONS.MPPA | 2 | 0.8 | 2 | 2.1 | 0.2 | N |  |  | OP | X | 7 | 2006 | 2006 |  |  | N | Electric Utility | Utility | Municipal | 1 | X | NG | Non-Renewable | 0 | 2 | 0 | 1
Operable | 21158 | City of Zeeland - (MI) |  | 56503 | Riley Generating Station | MI | Vertical | Ottawa | 5 | Natural Gas Internal Combustion Engine | IC |  | S | X | X | CONS.MPPA | CONS.MPPA | 2 | 0.8 | 2 | 2.1 | 0.2 | N |  |  | OP | X | 7 | 2006 | 2006 |  |  | N | Electric Utility | Utility | Municipal | 1 | X | NG | Non-Renewable | 0 | 2 | 0 | 1
Operable | 21158 | City of Zeeland - (MI) |  | 56504 | Municipal Power Plant | MI | Vertical | Ottawa | 1 | Natural Gas Internal Combustion Engine | IC |  | S | X | X | CONS.MPPA | CONS.MPPA | 1 | 0.8 | 1 | 1 | 0.2 | N |  |  | SB | Y | 6 | 2002 | 2002 |  |  | N | Electric Utility | Utility | Municipal | 1 | X | NG | Non-Renewable | 0 | 1 | 0 | 1
Operable | 21158 | City of Zeeland - (MI) |  | 56504 | Municipal Power Plant | MI | Vertical | Ottawa | 2 | Natural Gas Internal Combustion Engine | IC |  | S | X | X | CONS.MPPA | CONS.MPPA | 1 | 0.8 | 1 | 1 | 0.2 | N |  |  | SB | Y | 6 | 2002 | 2002 |  |  | N | Electric Utility | Utility | Municipal | 1 | X | NG | Non-Renewable | 0 | 1 | 0 | 1
Operable | 17833 | City Utilities of Springfield - (MO) |  | 2161 | James River Power Station | MO | Vertical | Greene | GT1 | Natural Gas Fired Combustion Turbine | GT |  | S | X | X | SPRM_JRCT1 | SPRM_JRCT1 | 96 | 0.9 | 75 | 75 | 25 | N |  |  | OP | X | 4 | 1989 | Pre-2000 |  |  | N | Electric Utility | Utility | Municipal | 1 | X | NG | Non-Renewable | 0 | 96 | 0 | 1 | DFO
Operable | 17833 | City Utilities of Springfield - (MO) |  | 2161 | James River Power Station | MO | Vertical | Greene | GT2 | Natural Gas Fired Combustion Turbine | GT |  | S | X | X | SPRM_JRCT2 | SPRM_JRCT2 | 101.5 | 0.9 | 80 | 80 | 25 | N |  |  | OP | X | 6 | 1992 | Pre-2000 |  |  | N | Electric Utility | Utility | Municipal | 1 | X | NG | Non-Renewable | 0 | 101.5 | 0 | 1 | DFO
Operable | 17833 | City Utilities of Springfield - (MO) |  | 6195 | John Twitty Energy Center | MO | Vertical | Greene | GT1 | Natural Gas Fired Combustion Turbine | GT |  | S | X | X | SPRM_SWCT1 |  | 57 | 0.9 | 52 | 52 | 30 | N |  |  | OP | X | 6 | 1983 | Pre-2000 |  |  | N | Electric Utility | Utility | Municipal | 1 | X | NG | Non-Renewable | 0 | 57 | 0 | 1 | DFO
Operable | 17833 | City Utilities of Springfield - (MO) |  | 6195 | John Twitty Energy Center | MO | Vertical | Greene | GT2 | Natural Gas Fired Combustion Turbine | GT |  | S | X | X | SPRM_SWCT2 |  | 52 | 0.9 | 52 | 52 | 30 | N |  |  | OP | X | 6 | 1983 | Pre-2000 |  |  | N | Electric Utility | Utility | Municipal | 1 | X | NG | Non-Renewable | 0 | 52 | 0 | 1 | DFO
Operable | 17833 | City Utilities of Springfield - (MO) |  | 6195 | John Twitty Energy Center | MO | Vertical | Greene | ST1 | Conventional Steam Coal | ST |  | S | X | X | SPRM_SWPS1 |  | 194 | 0.9 | 184 | 184 | 84 | N |  |  | OP | X | 6 | 1976 | Pre-2000 |  |  | N | Electric Utility | Utility | Municipal | 1 | X | SUB | Non-Renewable | 0 | 194 | 0 | 1 | NG | BIT
Operable | 17833 | City Utilities of Springfield - (MO) |  | 6195 | John Twitty Energy Center | MO | Vertical | Greene | ST2 | Conventional Steam Coal | ST |  | S | X | X | SPRM_SWPS2 |  | 300 | 0.85 | 275 | 275 | 116 | N |  |  | OP | X | 1 | 2011 | 2011 |  |  | N | Electric Utility | Utility | Municipal | 1 | X | SUB | Non-Renewable | 0 | 300 | 0 | 1 | NG
Operable | 17833 | City Utilities of Springfield - (MO) |  | 7903 | McCartney | MO | Vertical | Greene | MGS1 | Natural Gas Fired Combustion Turbine | GT |  | S | X | X | SPRM_MCCT1 |  | 58.9 | 0.85 | 50 | 50 | 30 | N |  |  | OP | X | 7 | 2002 | 2002 |  |  | N | Electric Utility | Utility | Municipal | 1 | X | NG | Non-Renewable | 0 | 58.9 | 0 | 1
Operable | 17833 | City Utilities of Springfield - (MO) |  | 7903 | McCartney | MO | Vertical | Greene | MSG2 | Natural Gas Fired Combustion Turbine | GT |  | S | X | X | SPRM_MCCT2 |  | 58.9 | 0.85 | 50 | 50 | 30 | N |  |  | OP | X | 7 | 2002 | 2002 |  |  | N | Electric Utility | Utility | Municipal | 1 | X | NG | Non-Renewable | 0 | 58.9 | 0 | 1
Operable | 17833 | City Utilities of Springfield - (MO) |  | 56404 | Noble Hill Landfill | MO | Vertical | Greene | NHLC | Landfill Gas | IC |  | S | X | X |  |  | 3.2 | 0.8 | 3 | 3 | 1 | N |  |  | OP | X | 5 | 2006 | 2006 |  |  | N | Electric Utility | Utility | Municipal | 1 | X | LFG | Renewable | 3.2 | 0 | 1 | 0
Operable | 9879 | City Water and Light Plant |  | 56505 | Jonesboro City Water & Light Plant | AR | Vertical | Craighead | SN01 | Natural Gas Fired Combustion Turbine | GT |  | S | X | X | EAI.CWL_A |  | 24.5 | 0.85 | 20 | 23 | 10 | N |  |  | OP | X | 7 | 1999 | Pre-2000 |  |  | N | Electric Utility | Utility | Municipal | 1 | X | NG | Non-Renewable | 0 | 24.5 | 0 | 1 | DFO
Operable | 9879 | City Water and Light Plant |  | 56505 | Jonesboro City Water & Light Plant | AR | Vertical | Craighead | SN02 | Natural Gas Fired Combustion Turbine | GT |  | S | X | X | EAI.CWL_B |  | 21.4 | 0.85 | 19 | 22 | 10 | N |  |  | OP | X | 7 | 1999 | Pre-2000 |  |  | N | Electric Utility | Utility | Municipal | 1 | X | NG | Non-Renewable | 0 | 21.4 | 0 | 1 | DFO
Operable | 9879 | City Water and Light Plant |  | 56505 | Jonesboro City Water & Light Plant | AR | Vertical | Craighead | SN04 | Natural Gas Fired Combustion Turbine | GT |  | S | X | X | EAI.CWL_C |  | 60.5 | 0.85 | 46 | 49 | 15 | N |  |  | OP | X | 5 | 2000 | 2000 |  |  | N | Electric Utility | Utility | Municipal | 1 | X | NG | Non-Renewable | 0 | 60.5 | 0 | 1 | DFO
Operable | 9879 | City Water and Light Plant |  | 56505 | Jonesboro City Water & Light Plant | AR | Vertical | Craighead | SN06 | Natural Gas Fired Combustion Turbine | GT |  | S | X | X | EAI.CWL_D |  | 57.4 | 0.85 | 46 | 49 | 15 | N |  |  | OP | X | 5 | 2003 | 2003 |  |  | N | Electric Utility | Utility | Municipal | 1 | X | NG | Non-Renewable | 0 | 57.4 | 0 | 1 | DFO
Operable | 9879 | City Water and Light Plant |  | 56505 | Jonesboro City Water & Light Plant | AR | Vertical | Craighead | SN07 | Natural Gas Fired Combustion Turbine | GT |  | S | X | X | EAI.CWL_E |  | 60.5 | 0.85 | 46 | 49 | 15 | N |  |  | OP | X | 5 | 2007 | 2007 |  |  | N | Electric Utility | Utility | Municipal | 1 | X | NG | Non-Renewable | 0 | 60.5 | 0 | 1
Operable | 9879 | City Water and Light Plant |  | 67487 | Jonesboro CWL Solar Park | AR | Vertical | Craighead | 1 | Solar Photovoltaic | PV |  | S | X | X |  |  | 10 |  | 10 | 8 |  | N |  |  | OP | X | 6 | 2022 | 2022 |  |  | N | Electric Utility | Utility | Municipal | 1 | X | SUN | Renewable | 10 | 0 | 1 | 0
Operable | 56687 | CityCenter Land LLC |  | 57348 | CityCenter Central Plant Cogen Units | NV | Vertical | Clark | UNITA | Natural Gas Fired Combustion Turbine | GT |  | S | X | X |  |  | 4.3 | 0.89 | 4 | 4 | 0.5 | N |  |  | OP | X | 12 | 2009 | 2009 |  |  | Y | Commercial CHP | Customer Sited | Other | 5 | T | NG | Non-Renewable | 0 | 4.3 | 0 | 1
Operable | 56687 | CityCenter Land LLC |  | 57348 | CityCenter Central Plant Cogen Units | NV | Vertical | Clark | UNITB | Natural Gas Fired Combustion Turbine | GT |  | S | X | X |  |  | 4.3 | 0.89 | 4 | 4 | 0.5 | N |  |  | OP | X | 12 | 2009 | 2009 |  |  | Y | Commercial CHP | Customer Sited | Other | 5 | T | NG | Non-Renewable | 0 | 4.3 | 0 | 1
Operable | 59241 | Claire Solar Partners LLC |  | 59477 | Claire Solar Farm | VT | Vertical | Chittenden | CSF1 | Solar Photovoltaic | PV |  | S | X | X |  |  | 2.2 |  | 2.1 | 1.3 |  | N |  |  | OP | X | 7 | 2014 | 2014 |  |  | N | IPP Non-CHP | IPP | IPP | 2 | X | SUN | Renewable | 2.2 | 0 | 1 | 0
Operable | 61571 | Clara City CSG I, LLC |  | 61980 | Syncarpha Clara City CSG I (Stamer) | MN | Vertical | Chippewa | SCSG1 | Solar Photovoltaic | PV |  | S | X | X |  |  | 1 |  | 1 | 1 |  | N |  |  | OP | X | 12 | 2018 | 2018 |  |  | N | IPP Non-CHP | IPP | IPP | 2 | X | SUN | Renewable | 1 | 0 | 1 | 0
Operable | 63162 | Clara City Solar LLC |  | 63403 | Clara City Solar | MN | Vertical | Chippewa | CCS | Solar Photovoltaic | PV |  | S | X | X |  |  | 1 | 0.98 | 1 | 1 |  | N |  |  | OP | X | 9 | 2019 | 2019 |  |  | N | IPP Non-CHP | IPP | IPP | 2 | X | SUN | Renewable | 1 | 0 | 1 | 0
Operable | 59240 | Clarendon Solar Farm, LLC |  | 59476 | Clarendon Solar Farm | VT | Vertical | Rutland | VT001 | Solar Photovoltaic | PV |  | S | X | X |  |  | 2 |  | 2 | 2 |  | N |  |  | OP | X | 7 | 2014 | 2014 |  |  | N | IPP Non-CHP | IPP | IPP | 2 | X | SUN | Renewable | 2 | 0 | 1 | 0
Operable | 64258 | Clark Road Solar 1, LLC |  | 64664 | Clark Road Solar 1, LLC | MA | Restructured | Worcester | 10604 | Solar Photovoltaic | PV |  | S | X | X |  |  | 5 |  | 5 | 4 |  | N |  |  | OP | X | 12 | 2020 | 2020 |  |  | N | IPP Non-CHP | IPP | IPP | 2 | X | SUN | Renewable | 5 | 0 | 1 | 0
Operable | 64258 | Clark Road Solar 1, LLC |  | 64664 | Clark Road Solar 1, LLC | MA | Restructured | Worcester | 10605 | Batteries | BA |  | S | X | X |  |  | 3.3 |  | 3.3 | 3.1 |  | N |  |  | OP | X | 11 | 2021 | 2021 |  |  | N | IPP Non-CHP | IPP | IPP | 2 | X | MWH | Other | 0 | 0 | 0 | 0
Operable | 3692 | Clark University |  | 10408 | Clark University | MA | Restructured | Worcester | GEN2 | Natural Gas Internal Combustion Engine | IC |  | S | X | X |  |  | 2 | 0.8 | 2 | 2 | 1 | N |  |  | OP | X | 1 | 2013 | 2013 |  |  | Y | Commercial CHP | Customer Sited | Other | 5 | T | NG | Non-Renewable | 0 | 2 | 0 | 1
Operable | 3702 | Clarksdale Public Utilities |  | 2059 | L L Wilkins | MS | Vertical | Coahoma | 6 | Natural Gas Fired Combined Cycle | CA | CC1 | S | Y | X |  |  | 6 | 1 | 6.8 | 6.8 | 5 | N |  |  | OP | X | 10 | 1996 | Pre-2000 |  |  | N | Electric Utility | Utility | Municipal | 1 | X | NG | Non-Renewable | 0 | 6 | 0 | 1
Operable | 3702 | Clarksdale Public Utilities |  | 2059 | L L Wilkins | MS | Vertical | Coahoma | 7 | Natural Gas Fired Combined Cycle | CT | CC1 | S | X | Y |  |  | 7.5 | 1 | 7.5 | 7.5 | 5 | N |  |  | OP | X | 10 | 1961 | Pre-2000 |  |  | N | Electric Utility | Utility | Municipal | 1 | X | NG | Non-Renewable | 0 | 7.5 | 0 | 1
Operable | 3702 | Clarksdale Public Utilities |  | 2059 | L L Wilkins | MS | Vertical | Coahoma | 8 | Natural Gas Fired Combined Cycle | CT | CC1 | S | X | N |  |  | 16.2 | 1 | 13.2 | 15 | 5 | N |  |  | OP | X | 10 | 1965 | Pre-2000 |  |  | N | Electric Utility | Utility | Municipal | 1 | X | NG | Non-Renewable | 0 | 16.2 | 0 | 1
Operable | 3702 | Clarksdale Public Utilities |  | 2059 | L L Wilkins | MS | Vertical | Coahoma | 9 | Natural Gas Fired Combined Cycle | CS |  | S | N | N |  |  | 25.5 | 1 | 22 | 23 | 11 | N |  |  | OP | X | 10 | 1971 | Pre-2000 |  |  | N | Electric Utility | Utility | Municipal | 1 | X | NG | Non-Renewable | 0 | 25.5 | 0 | 1
Operable | 3702 | Clarksdale Public Utilities |  | 55395 | Crossroads Energy Center | MS | Vertical | Coahoma | CT01 | Natural Gas Fired Combustion Turbine | GT |  | S | X | X |  |  | 76.6 | 1 | 77 | 77 | 50 | N |  |  | OP | X | 7 | 2002 | 2002 |  |  | N | Electric Utility | Utility | Municipal | 1 | X | NG | Non-Renewable | 0 | 76.6 | 0 | 1
Operable | 3702 | Clarksdale Public Utilities |  | 55395 | Crossroads Energy Center | MS | Vertical | Coahoma | CT02 | Natural Gas Fired Combustion Turbine | GT |  | S | X | X |  |  | 76.6 | 1 | 77 | 77 | 50 | N |  |  | OP | X | 7 | 2002 | 2002 |  |  | N | Electric Utility | Utility | Municipal | 1 | X | NG | Non-Renewable | 0 | 76.6 | 0 | 1
Operable | 3702 | Clarksdale Public Utilities |  | 55395 | Crossroads Energy Center | MS | Vertical | Coahoma | CT03 | Natural Gas Fired Combustion Turbine | GT |  | S | X | X |  |  | 76.6 | 1 | 77 | 77 | 50 | N |  |  | OP | X | 7 | 2002 | 2002 |  |  | N | Electric Utility | Utility | Municipal | 1 | X | NG | Non-Renewable | 0 | 76.6 | 0 | 1
Operable | 3702 | Clarksdale Public Utilities |  | 55395 | Crossroads Energy Center | MS | Vertical | Coahoma | CT04 | Natural Gas Fired Combustion Turbine | GT |  | S | X | X |  |  | 76.6 | 1 | 77 | 77 | 50 | N |  |  | OP | X | 7 | 2002 | 2002 |  |  | N | Electric Utility | Utility | Municipal | 1 | X | NG | Non-Renewable | 0 | 76.6 | 0 | 1
Operable | 60790 | Clarkstown Solar LLC |  | 60004 | Clarkstown Landfill Solar Facility | NY | Restructured | Rockland | INV#1 | Solar Photovoltaic | PV |  | S | X | X |  |  | 1 |  | 1 | 1 |  | N |  |  | OP | X | 12 | 2014 | 2014 |  |  | N | IPP Non-CHP | IPP | IPP | 2 | X | SUN | Renewable | 1 | 0 | 1 | 0
Operable | 60790 | Clarkstown Solar LLC |  | 60004 | Clarkstown Landfill Solar Facility | NY | Restructured | Rockland | INV#2 | Solar Photovoltaic | PV |  | S | X | X |  |  | 1 |  | 1 | 1 |  | N |  |  | OP | X | 12 | 2014 | 2014 |  |  | N | IPP Non-CHP | IPP | IPP | 2 | X | SUN | Renewable | 1 | 0 | 1 | 0
Operable | 65197 | Clay FC, LLC |  | 66032 | Clay FC | IL | Restructured | Clay | 14052 | Solar Photovoltaic | PV |  | S | X | X |  |  | 2 |  | 2 | 1.8 |  | N |  |  | OP | X | 7 | 2021 | 2021 |  |  | N | IPP Non-CHP | IPP | IPP | 2 | X | SUN | Renewable | 2 | 0 | 1 | 0
Operable | 60170 | Clean Energy Future-Lordstown, LLC |  | 60376 | Clean Energy Future-Lordstown, LLC | OH | Restructured | Trumbull | CTG1 | Natural Gas Fired Combined Cycle | CT | CC01 | S | X | N | PJM | PJM | 311 | 0.85 | 271.9 | 308.3 | 121 | Y | 7 | 2023 | OP | X | 10 | 2018 | 2018 |  |  | N | IPP Non-CHP | IPP | IPP | 2 | X | NG | Non-Renewable | 0 | 311 | 0 | 1
Operable | 60170 | Clean Energy Future-Lordstown, LLC |  | 60376 | Clean Energy Future-Lordstown, LLC | OH | Restructured | Trumbull | CTG2 | Natural Gas Fired Combined Cycle | CT | CC01 | S | X | N | PJM | PJM | 311 | 0.85 | 270.7 | 308.5 | 121 | Y | 7 | 2023 | OP | X | 10 | 2018 | 2018 |  |  | N | IPP Non-CHP | IPP | IPP | 2 | X | NG | Non-Renewable | 0 | 311 | 0 | 1
Operable | 60170 | Clean Energy Future-Lordstown, LLC |  | 60376 | Clean Energy Future-Lordstown, LLC | OH | Restructured | Trumbull | STG1 | Natural Gas Fired Combined Cycle | CA | CC01 | S | Y | X | PJM | PJM | 340 | 0.85 | 321.4 | 328.6 | 136 | Y | 7 | 2023 | OP | X | 10 | 2018 | 2018 |  |  | N | IPP Non-CHP | IPP | IPP | 2 | X | NG | Non-Renewable | 0 | 340 | 0 | 1
Operable | 58748 | Clean Energy LLC |  | 58865 | Reventure Park | NC | Vertical | Mecklenburg | LFG | Landfill Gas | IC |  | S | X | X |  |  | 1.9 | 1 | 1.9 | 1.9 | 1 | N |  |  | OP | X | 7 | 2014 | 2014 |  |  | Y | IPP CHP | IPP | IPP | 3 | T | LFG | Renewable | 1.9 | 0 | 1 | 0
Operable | 58748 | Clean Energy LLC |  | 58865 | Reventure Park | NC | Vertical | Mecklenburg | RNG | Landfill Gas | IC |  | S | X | X |  |  | 1.6 | 1 | 1.6 | 1.6 | 1 | N |  |  | OP | X | 3 | 2015 | 2015 |  |  | Y | IPP CHP | IPP | IPP | 3 | T | LFG | Renewable | 1.6 | 0 | 1 | 0
Operable | 64894 | Clean Energy Systems Delano |  | 10840 | Covanta Delano Energy | CA | Vertical | Kern | GEN1 | Wood/Wood Waste Biomass | ST |  | S | X | X |  |  | 31.8 | 0.85 | 27 | 27 | 22 |  |  |  | OS | X | 6 | 1990 | Pre-2000 |  |  | N | Commercial Non-CHP | Customer Sited | Other | 4 | X | WDS | Renewable | 31.8 | 0 | 1 | 0
Operable | 64894 | Clean Energy Systems Delano |  | 10840 | Covanta Delano Energy | CA | Vertical | Kern | GEN2 | Wood/Wood Waste Biomass | ST |  | S | X | X |  |  | 25.2 | 0.85 | 22 | 22 | 18 |  |  |  | OS | X | 7 | 1993 | Pre-2000 |  |  | N | Commercial Non-CHP | Customer Sited | Other | 4 | X | WDS | Renewable | 25.2 | 0 | 1 | 0
Operable | 64893 | Clean Energy Systems Mendota |  | 10837 | Covanta Mendota | CA | Vertical | Fresno | GEN1 | Wood/Wood Waste Biomass | ST |  | W | X | X |  |  | 28 | 0.85 | 25 | 25 | 12 |  |  |  | OS | X | 7 | 1989 | Pre-2000 |  |  | N | Commercial Non-CHP | Customer Sited | Other | 4 | X | WDS | Renewable | 28 | 0 | 1 | 0
Operable | 60609 | Clean Focus Renewables, Inc. |  | 60801 | CEC Solar #1117, LLC | CO | Vertical | Pueblo | PUEB2 | Solar Photovoltaic | PV |  | S | X | X |  |  | 1.5 |  | 1.5 | 1.5 |  | N |  |  | OP | X | 8 | 2018 | 2018 |  |  | N | IPP Non-CHP | IPP | IPP | 2 | X | SUN | Renewable | 1.5 | 0 | 1 | 0
Operable | 65305 | Clean Focus Yield, LLC |  | 58618 | Butler Plaza | FL | Vertical | Alachua | 1 | Solar Photovoltaic | PV |  | S | X | X |  |  | 1.2 |  | 1.2 | 1.2 |  | N |  |  | OP | X | 12 | 2010 | 2010 |  |  | N | IPP Non-CHP | IPP | IPP | 2 | X | SUN | Renewable | 1.2 | 0 | 1 | 0
Operable | 65305 | Clean Focus Yield, LLC |  | 58653 | Jersey Gardens Phase 1 | NJ | Restructured | Union | 1 | Solar Photovoltaic | PV |  | S | X | X |  |  | 1.7 |  | 1.7 | 1.7 |  | N |  |  | OP | X | 12 | 2011 | 2011 |  |  | N | IPP Non-CHP | IPP | IPP | 2 | X | SUN | Renewable | 1.7 | 0 | 1 | 0
Operable | 65305 | Clean Focus Yield, LLC |  | 59075 | Brewster Landfill | MA | Restructured | Barnstable | BRE1 | Solar Photovoltaic | PV |  | S | X | X |  |  | 1 |  | 1 | 1 |  | N |  |  | OP | X | 9 | 2014 | 2014 |  |  | N | IPP Non-CHP | IPP | IPP | 2 | X | SUN | Renewable | 1 | 0 | 1 | 0
Operable | 65305 | Clean Focus Yield, LLC |  | 59077 | Chatham Landfill | MA | Restructured | Barnstable | CHA | Solar Photovoltaic | PV |  | S | X | X |  |  | 1.5 |  | 1.5 | 1.5 |  | N |  |  | OP | X | 9 | 2014 | 2014 |  |  | N | IPP Non-CHP | IPP | IPP | 2 | X | SUN | Renewable | 1.5 | 0 | 1 | 0
Operable | 65305 | Clean Focus Yield, LLC |  | 59078 | Harwich Landfill | MA | Restructured | Barnstable | HAR1 | Solar Photovoltaic | PV |  | S | X | X |  |  | 4 |  | 4 | 4 |  | N |  |  | OP | X | 8 | 2014 | 2014 |  |  | N | IPP Non-CHP | IPP | IPP | 2 | X | SUN | Renewable | 4 | 0 | 1 | 0
Operable | 65305 | Clean Focus Yield, LLC |  | 59079 | Katama Farm | MA | Restructured | Dukes | KAT1 | Solar Photovoltaic | PV |  | S | X | X |  |  | 1 |  | 1 | 1 |  | N |  |  | OP | X | 6 | 2014 | 2014 |  |  | N | IPP Non-CHP | IPP | IPP | 2 | X | SUN | Renewable | 1 | 0 | 1 | 0
Operable | 65305 | Clean Focus Yield, LLC |  | 59080 | Nunnepog | MA | Restructured | Dukes | NUN1 | Solar Photovoltaic | PV |  | S | X | X |  |  | 1 |  | 1 | 1 |  | N |  |  | OP | X | 6 | 2014 | 2014 |  |  | N | IPP Non-CHP | IPP | IPP | 2 | X | SUN | Renewable | 1 | 0 | 1 | 0
Operable | 65305 | Clean Focus Yield, LLC |  | 59081 | Barnstable Landfill | MA | Restructured | Barnstable | HAR1 | Solar Photovoltaic | PV |  | S | X | X |  |  | 4 |  | 4 | 4 |  | N |  |  | OP | X | 9 | 2014 | 2014 |  |  | N | IPP Non-CHP | IPP | IPP | 2 | X | SUN | Renewable | 4 | 0 | 1 | 0
Operable | 65305 | Clean Focus Yield, LLC |  | 59082 | Dennis Landfill | MA | Restructured | Barnstable | DEN1 | Solar Photovoltaic | PV |  | S | X | X |  |  | 5 |  | 5 | 5 |  | N |  |  | OP | X | 9 | 2014 | 2014 |  |  | N | IPP Non-CHP | IPP | IPP | 2 | X | SUN | Renewable | 5 | 0 | 1 | 0
Operable | 65305 | Clean Focus Yield, LLC |  | 59536 | Coronus Adelanto West 1 | CA | Vertical | San Bernardino | AWI | Solar Photovoltaic | PV |  | S | X | X | ROADWAY_1_N013 | RDWAY_1_CREST | 1.5 |  | 1.5 | 1.5 |  | N |  |  | OP | X | 1 | 2015 | 2015 |  |  | N | IPP Non-CHP | IPP | IPP | 2 | X | SUN | Renewable | 1.5 | 0 | 1 | 0
Operable | 65305 | Clean Focus Yield, LLC |  | 59537 | Coronus Adelanto West 2 | CA | Vertical | San Bernardino | AW2 | Solar Photovoltaic | PV |  | S | X | X | ROADWAY 1 NO13 | RDWAY 1 CREST | 1.5 |  | 1.5 | 1.5 |  | N |  |  | OP | X | 1 | 2015 | 2015 |  |  | N | IPP Non-CHP | IPP | IPP | 2 | X | SUN | Renewable | 1.5 | 0 | 1 | 0
Operable | 65305 | Clean Focus Yield, LLC |  | 59573 | Tisbury Landfill Solar | MA | Restructured | Dukes | TIS1 | Solar Photovoltaic | PV |  | S | X | X |  |  | 1.1 |  | 1.1 | 1.1 |  | N |  |  | OP | X | 7 | 2014 | 2014 |  |  | N | IPP Non-CHP | IPP | IPP | 2 | X | SUN | Renewable | 1.1 | 0 | 1 | 0
Operable | 65305 | Clean Focus Yield, LLC |  | 62056 | Lancaster | CA | Vertical | Los Angeles | LANC | Solar Photovoltaic | PV |  | S | X | X |  |  | 3 |  | 3 | 3 |  | N |  |  | OP | X | 11 | 2018 | 2018 |  |  | N | IPP Non-CHP | IPP | IPP | 2 | X | SUN | Renewable | 3 | 0 | 1 | 0
Operable | 60047 | Clean Water Services |  | 60263 | Durham AWTF | OR | Vertical | Washington | GEN1 | Other Waste Biomass | IC |  | S | X | X |  |  | 0.8 | 1 | 0.8 | 0.8 | 0.4 | N |  |  | OP | X | 4 | 2015 | 2015 |  |  | Y | Commercial CHP | Customer Sited | Other | 5 | T | OBG | Renewable | 0.8 | 0 | 1 | 0
Operable | 60047 | Clean Water Services |  | 60263 | Durham AWTF | OR | Vertical | Washington | GEN2 | Other Waste Biomass | IC |  | S | X | X |  |  | 0.8 | 1 | 0.8 | 0.8 | 0.4 | N |  |  | OP | X | 4 | 2015 | 2015 |  |  | Y | Commercial CHP | Customer Sited | Other | 5 | T | OBG | Renewable | 0.8 | 0 | 1 | 0
Operable | 65164 | CleanCapital Holdings |  | 58076 | Edwards Air Force Base | CA | Vertical | Kern | 1 | Solar Photovoltaic | PV |  | W | X | X |  |  | 1 |  | 1 | 1 |  | N |  |  | OP | X | 12 | 2011 | 2011 |  |  | N | IPP Non-CHP | IPP | IPP | 2 | X | SUN | Renewable | 1 | 0 | 1 | 0
Operable | 65164 | CleanCapital Holdings |  | 58076 | Edwards Air Force Base | CA | Vertical | Kern | 2 | Solar Photovoltaic | PV |  | W | X | X |  |  | 1 |  | 1 | 1 |  | N |  |  | OP | X | 12 | 2011 | 2011 |  |  | N | IPP Non-CHP | IPP | IPP | 2 | X | SUN | Renewable | 1 | 0 | 1 | 0
Operable | 65164 | CleanCapital Holdings |  | 58076 | Edwards Air Force Base | CA | Vertical | Kern | 3 | Solar Photovoltaic | PV |  | W | X | X |  |  | 1 |  | 1 | 1 |  | N |  |  | OP | X | 12 | 2011 | 2011 |  |  | N | IPP Non-CHP | IPP | IPP | 2 | X | SUN | Renewable | 1 | 0 | 1 | 0
Operable | 65164 | CleanCapital Holdings |  | 58270 | Acushnet AD Makepeace | MA | Restructured | Plymouth | 1 | Solar Photovoltaic | PV |  | W | X | X |  |  | 3.5 |  | 3.5 | 3.5 |  | N |  |  | OP | X | 7 | 2012 | 2012 |  |  | N | IPP Non-CHP | IPP | IPP | 2 | X | SUN | Renewable | 3.5 | 0 | 1 | 0
Operable | 65164 | CleanCapital Holdings |  | 58271 | Acushnet Hawes Reed Road | MA | Restructured | Bristol | 1 | Solar Photovoltaic | PV |  | W | X | X |  |  | 1 |  | 1 | 1 |  | N |  |  | OP | X | 7 | 2012 | 2012 |  |  | N | IPP Non-CHP | IPP | IPP | 2 | X | SUN | Renewable | 1 | 0 | 1 | 0
Operable | 65164 | CleanCapital Holdings |  | 58272 | Easthampton Landfill-City of Easthampton | MA | Restructured | Hampshire | 1 | Solar Photovoltaic | PV |  | W | X | X |  |  | 1.9 |  | 1.9 | 1.9 |  | N |  |  | OP | X | 6 | 2012 | 2012 |  |  | N | IPP Non-CHP | IPP | IPP | 2 | X | SUN | Renewable | 1.9 | 0 | 1 | 0
Operable | 65164 | CleanCapital Holdings |  | 58522 | Madera Community Hospital | CA | Vertical | Madera | 1 | Solar Photovoltaic | PV |  | W | X | X |  |  | 1 |  | 1 | 1 |  | N |  |  | OP | X | 10 | 2011 | 2011 |  |  | N | IPP Non-CHP | IPP | IPP | 2 | X | SUN | Renewable | 1 | 0 | 1 | 0
Operable | 65164 | CleanCapital Holdings |  | 59085 | Lepomis PV Energy LLC | MA | Restructured | Plymouth | INV-1 | Solar Photovoltaic | PV |  | S | X | X |  |  | 4.5 |  | 4.5 | 4.5 |  | N |  |  | OP | X | 6 | 2014 | 2014 |  |  | N | IPP Non-CHP | IPP | IPP | 2 | X | SUN | Renewable | 4.5 | 0 | 1 | 0
Operable | 65164 | CleanCapital Holdings |  | 59121 | Acushnet-Braley Road 1 | MA | Restructured | Bristol | 57449 | Solar Photovoltaic | PV |  | W | X | X |  |  | 1.9 |  | 1.9 | 1.9 |  | N |  |  | OP | X | 1 | 2013 | 2013 |  |  | N | IPP Non-CHP | IPP | IPP | 2 | X | SUN | Renewable | 1.9 | 0 | 1 | 0
Operable | 65164 | CleanCapital Holdings |  | 59128 | Acushnet- High Hill | MA | Restructured | Bristol | 57449 | Solar Photovoltaic | PV |  | W | X | X |  |  | 2.8 |  | 2.8 | 2.8 |  | N |  |  | OP | X | 3 | 2013 | 2013 |  |  | N | IPP Non-CHP | IPP | IPP | 2 | X | SUN | Renewable | 2.8 | 0 | 1 | 0
Operable | 65164 | CleanCapital Holdings |  | 59129 | CSD 2- Freedom High | CA | Vertical | Contra Costa | 57449 | Solar Photovoltaic | PV |  | W | X | X |  |  | 0.9 |  | 0.9 | 0.9 |  | N |  |  | OP | X | 8 | 2013 | 2013 |  |  | N | IPP Non-CHP | IPP | IPP | 2 | X | SUN | Renewable | 0.9 | 0 | 1 | 0
Operable | 65164 | CleanCapital Holdings |  | 59130 | CSD 2 - Heritage High | CA | Vertical | Contra Costa | 57449 | Solar Photovoltaic | PV |  | W | X | X |  |  | 1.3 |  | 1.3 | 1.3 |  | N |  |  | OP | X | 9 | 2013 | 2013 |  |  | N | IPP Non-CHP | IPP | IPP | 2 | X | SUN | Renewable | 1.3 | 0 | 1 | 0
Operable | 65164 | CleanCapital Holdings |  | 59131 | Dartmouth Landfill | MA | Restructured | Bristol | 57449 | Solar Photovoltaic | PV |  | W | X | X |  |  | 1.1 |  | 1.1 | 1.1 |  | N |  |  | OP | X | 2 | 2013 | 2013 |  |  | N | IPP Non-CHP | IPP | IPP | 2 | X | SUN | Renewable | 1.1 | 0 | 1 | 0
Operable | 65164 | CleanCapital Holdings |  | 59132 | EAFB - North Base | CA | Vertical | Kern | 57449 | Solar Photovoltaic | PV |  | W | X | X |  |  | 1 |  | 1 | 1 |  | N |  |  | OP | X | 2 | 2012 | 2012 |  |  | N | IPP Non-CHP | IPP | IPP | 2 | X | SUN | Renewable | 1 | 0 | 1 | 0
Operable | 65164 | CleanCapital Holdings |  | 59133 | EAFB - South Base | CA | Vertical | Kern | 57449 | Solar Photovoltaic | PV |  | W | X | X |  |  | 1 |  | 1 | 1 |  | N |  |  | OP | X | 2 | 2012 | 2012 |  |  | N | IPP Non-CHP | IPP | IPP | 2 | X | SUN | Renewable | 1 | 0 | 1 | 0
Operable | 65164 | CleanCapital Holdings |  | 59134 | Easton Landfill | MA | Restructured | Bristol | 57449 | Solar Photovoltaic | PV |  | W | X | X |  |  | 1.6 |  | 1.6 | 1.6 |  | N |  |  | OP | X | 10 | 2013 | 2013 |  |  | N | IPP Non-CHP | IPP | IPP | 2 | X | SUN | Renewable | 1.6 | 0 | 1 | 0
Operable | 65164 | CleanCapital Holdings |  | 59135 | Ludlow Landfill | MA | Restructured | Hampden | 57449 | Solar Photovoltaic | PV |  | W | X | X |  |  | 2.3 |  | 2.3 | 2.3 |  | N |  |  | OP | X | 8 | 2013 | 2013 |  |  | N | IPP Non-CHP | IPP | IPP | 2 | X | SUN | Renewable | 2.3 | 0 | 1 | 0
Operable | 65164 | CleanCapital Holdings |  | 59136 | Methuen Landfill | MA | Restructured | Essex | 57449 | Solar Photovoltaic | PV |  | W | X | X |  |  | 1.1 |  | 1.1 | 1.1 |  | N |  |  | OP | X | 7 | 2013 | 2013 |  |  | N | IPP Non-CHP | IPP | IPP | 2 | X | SUN | Renewable | 1.1 | 0 | 1 | 0
Operable | 65164 | CleanCapital Holdings |  | 59137 | Plymouth Site 1 | MA | Restructured | Plymouth | 57449 | Solar Photovoltaic | PV |  | W | X | X |  |  | 4 |  | 4 | 4 |  | N |  |  | OP | X | 10 | 2013 | 2013 |  |  | N | IPP Non-CHP | IPP | IPP | 2 | X | SUN | Renewable | 4 | 0 | 1 | 0
Operable | 65164 | CleanCapital Holdings |  | 59138 | SDCCD - Miramar | CA | Vertical | San Diego | 57449 | Solar Photovoltaic | PV |  | W | X | X |  |  | 1 |  | 1 | 1 |  | N |  |  | OP | X | 2 | 2011 | 2011 |  |  | N | IPP Non-CHP | IPP | IPP | 2 | X | SUN | Renewable | 1 | 0 | 1 | 0
Operable | 65164 | CleanCapital Holdings |  | 59139 | SDCWA - Twin Oaks | CA | Vertical | San Diego | 57449 | Solar Photovoltaic | PV |  | W | X | X |  |  | 1 |  | 1 | 1 |  | N |  |  | OP | X | 5 | 2011 | 2011 |  |  | N | IPP Non-CHP | IPP | IPP | 2 | X | SUN | Renewable | 1 | 0 | 1 | 0
Operable | 65164 | CleanCapital Holdings |  | 59140 | EDF Lancaster | MA | Restructured | Worcester | INV-1 | Solar Photovoltaic | PV |  | S | X | X |  |  | 4.5 |  | 4.5 | 4.5 |  | N |  |  | OP | X | 7 | 2014 | 2014 |  |  | N | IPP Non-CHP | IPP | IPP | 2 | X | SUN | Renewable | 4.5 | 0 | 1 | 0
Operable | 65164 | CleanCapital Holdings |  | 59705 | Steel Sun | NY | Restructured | Erie | SSUN2 | Solar Photovoltaic | PV |  | S | X | X |  |  | 2 |  | 2 | 1.7 | 2 | N |  |  | OP | X | 12 | 2016 | 2016 |  |  | N | IPP Non-CHP | IPP | IPP | 2 | X | SUN | Renewable | 2 | 0 | 1 | 0
Operable | 65164 | CleanCapital Holdings |  | 59910 | KDC Solar PR1, LLC | NJ | Restructured | Ocean | SF | Solar Photovoltaic | PV |  | S | X | X |  |  | 17 |  | 17 | 17 |  | N |  |  | OP | X | 6 | 2019 | 2019 |  |  | N | IPP Non-CHP | IPP | IPP | 2 | X | SUN | Renewable | 17 | 0 | 1 | 0
Operable | 65164 | CleanCapital Holdings |  | 61358 | IGS Solar I - BWI5 | MD | Restructured | Baltimore | BWI5 | Solar Photovoltaic | PV |  | S | X | X |  |  | 1.1 |  | 1.1 | 0.8 |  | N |  |  | OP | X | 12 | 2016 | 2016 |  |  | N | IPP Non-CHP | IPP | IPP | 2 | X | SUN | Renewable | 1.1 | 0 | 1 | 0
Operable | 65164 | CleanCapital Holdings |  | 61359 | IGS Solar I - EWR5 | NJ | Restructured | Middlesex | EWR5 | Solar Photovoltaic | PV |  | S | X | X |  |  | 1.9 |  | 1.9 | 1.9 |  | N |  |  | OP | X | 11 | 2016 | 2016 |  |  | N | IPP Non-CHP | IPP | IPP | 2 | X | SUN | Renewable | 1.9 | 0 | 1 | 0
Operable | 65164 | CleanCapital Holdings |  | 61360 | IGS Solar I - EWR6 | NJ | Restructured | Middlesex | EWR6 | Solar Photovoltaic | PV |  | S | X | X |  |  | 1.9 |  | 1.9 | 1.1 |  | N |  |  | OP | X | 11 | 2016 | 2016 |  |  | N | IPP Non-CHP | IPP | IPP | 2 | X | SUN | Renewable | 1.9 | 0 | 1 | 0
Operable | 65164 | CleanCapital Holdings |  | 61612 | WED Kingstown Solar I, LLC - West | RI | Restructured | Washington | KTNEA | Solar Photovoltaic | PV |  | S | X | X |  |  | 1.5 |  | 1.5 | 1.5 |  | N |  |  | OP | X | 12 | 2017 | 2017 |  |  | N | IPP Non-CHP | IPP | IPP | 2 | X | SUN | Renewable | 1.5 | 0 | 1 | 0
Operable | 65164 | CleanCapital Holdings |  | 61613 | WED Stilson Solar | RI | Restructured | Washington | STILS | Solar Photovoltaic | PV |  | S | X | X |  |  | 2 |  | 2 | 2 |  | N |  |  | OP | X | 12 | 2017 | 2017 |  |  | N | IPP Non-CHP | IPP | IPP | 2 | X | SUN | Renewable | 2 | 0 | 1 | 0
Operable | 65164 | CleanCapital Holdings |  | 61622 | WED Kingstown Solar I - East Array | RI | Restructured | Washington | KTNWA | Solar Photovoltaic | PV |  | S | X | X |  |  | 3 |  | 3 | 3 |  | N |  |  | OP | X | 12 | 2017 | 2017 |  |  | N | IPP Non-CHP | IPP | IPP | 2 | X | SUN | Renewable | 3 | 0 | 1 | 0
Operable | 65164 | CleanCapital Holdings |  | 62739 | KDC Solar ASGM | NJ | Restructured | Cumberland | ARDAH | Solar Photovoltaic | PV |  | S | X | X |  |  | 3.8 |  | 3.8 | 3.8 |  | N |  |  | OP | X | 7 | 2019 | 2019 |  |  | N | IPP Non-CHP | IPP | IPP | 2 | X | SUN | Renewable | 3.8 | 0 | 1 | 0
Operable | 65164 | CleanCapital Holdings |  | 62746 | KDC Solar CSCP LLC | NJ | Restructured | Monmouth | CSCP | Solar Photovoltaic | PV |  | S | X | X |  |  | 3.4 |  | 3.4 | 3.4 |  | N |  |  | OP | X | 9 | 2019 | 2019 |  |  | N | IPP Non-CHP | IPP | IPP | 2 | X | SUN | Renewable | 3.4 | 0 | 1 | 0
Operable | 65164 | CleanCapital Holdings |  | 65342 | Gorham Solar 1 (CSG) | ME | Restructured | Cumberland | GS1 | Solar Photovoltaic | PV |  | S | X | X |  |  | 5 |  | 5 | 5 |  | N |  |  | OP | X | 11 | 2023 | 2023 |  |  | N | IPP Non-CHP | IPP | IPP | 2 | X | SUN | Renewable | 5 | 0 | 1 | 0
Operable | 65164 | CleanCapital Holdings |  | 65982 | KDC Solar TC Little Patuxent WWTP LLC | MD | Restructured | Howard | TCLP | Solar Photovoltaic | PV |  | S | X | X |  |  | 2 |  | 2 | 2 |  | N |  |  | OP | X | 10 | 2022 | 2022 |  |  | N | IPP Non-CHP | IPP | IPP | 2 | X | SUN | Renewable | 2 | 0 | 1 | 0
Operable | 65164 | CleanCapital Holdings |  | 65983 | KDC Solar TC George Howard LLC | MD | Restructured | Howard | TCGH | Solar Photovoltaic | PV |  | S | X | X |  |  | 2 |  | 2 | 2 |  | N |  |  | OP | X | 10 | 2022 | 2022 |  |  | N | IPP Non-CHP | IPP | IPP | 2 | X | SUN | Renewable | 2 | 0 | 1 | 0
Operable | 65164 | CleanCapital Holdings |  | 65984 | KDC Solar TC Blandair Park LLC | MD | Restructured | Howard | TCBP | Solar Photovoltaic | PV |  | S | X | X |  |  | 2 |  | 2 | 2 |  | N |  |  | OP | X | 10 | 2022 | 2022 |  |  | N | IPP Non-CHP | IPP | IPP | 2 | X | SUN | Renewable | 2 | 0 | 1 | 0
Operable | 62855 | Clear Creek Wind, LLC |  | 63025 | Clear Creek Wind | MO | Vertical | Nodaway | V110 | Onshore Wind Turbine | WT |  | W | X | X |  |  | 22 |  | 22 | 22 | 2 | N |  |  | OP | X | 5 | 2020 | 2020 |  |  | N | IPP Non-CHP | IPP | IPP | 2 | X | WND | Renewable | 22 | 0 | 1 | 0
Operable | 62855 | Clear Creek Wind, LLC |  | 63025 | Clear Creek Wind | MO | Vertical | Nodaway | V120 | Onshore Wind Turbine | WT |  | W | X | X |  |  | 220 |  | 220 | 220 | 2 | N |  |  | OP | X | 5 | 2020 | 2020 |  |  | N | IPP Non-CHP | IPP | IPP | 2 | X | WND | Renewable | 220 | 0 | 1 | 0
Operable | 63840 | Clear Energy Capital, LLC |  | 50031 | Mt Ida Hydroelectric | NY | Restructured | Rensselaer | 3983 | Conventional Hydroelectric | HY |  | S | X | X |  |  | 1.5 | 1 | 1.5 | 1.5 | 0.2 | N |  |  | OP | X | 1 | 1992 | Pre-2000 |  |  | N | IPP Non-CHP | IPP | IPP | 2 | X | WAT | Renewable | 1.5 | 0 | 1 | 0
Operable | 63840 | Clear Energy Capital, LLC |  | 50031 | Mt Ida Hydroelectric | NY | Restructured | Rensselaer | 3986 | Conventional Hydroelectric | HY |  | S | X | X |  |  | 1.5 | 1 | 1.5 | 1.5 | 0.2 | N |  |  | OP | X | 1 | 1992 | Pre-2000 |  |  | N | IPP Non-CHP | IPP | IPP | 2 | X | WAT | Renewable | 1.5 | 0 | 1 | 0
Operable | 63840 | Clear Energy Capital, LLC |  | 50768 | Forestport | NY | Restructured | Oneida | 1 | Conventional Hydroelectric | HY |  | S | X | X |  |  | 3.4 | 0.9 | 3.4 | 3.4 | 0.5 | N |  |  | OP | X | 12 | 1987 | Pre-2000 |  |  | N | IPP Non-CHP | IPP | IPP | 2 | X | WAT | Renewable | 3.4 | 0 | 1 | 0
Operable | 63215 | Clear Garden LLC |  | 63481 | Clear Garden CSG | MN | Vertical | Waseca | RPCG | Solar Photovoltaic | PV |  | S | X | X |  |  | 1 |  | 1 | 1 |  | N |  |  | OP | X | 9 | 2019 | 2019 |  |  | N | IPP Non-CHP | IPP | IPP | 2 | X | SUN | Renewable | 1 | 0 | 1 | 0
Operable | 65069 | Clear Solar I, LLC |  | 65817 | Clear Solar I, LLC | NC | Vertical | Rutherford | CLEA1 | Solar Photovoltaic | PV |  | W | X | X |  |  | 3.6 |  | 3.6 | 3.6 |  | N |  |  | OP | X | 9 | 2020 | 2020 |  |  | N | IPP Non-CHP | IPP | IPP | 2 | X | SUN | Renewable | 3.6 | 0 | 1 | 0
Operable | 65849 | ClearGen LLC |  | 66991 | CG PS Portfolio 1, LLC | GA | Vertical | Houston | HOUST | Landfill Gas | IC |  | S | X | X |  |  | 1.8 | 0.8 | 1.8 | 1.8 | 0.8 | N |  |  | OP | X | 12 | 2009 | 2009 |  |  | Y | IPP CHP | IPP | IPP | 3 | T | LFG | Renewable | 1.8 | 0 | 1 | 0
Operable | 65849 | ClearGen LLC |  | 66992 | CG PS Victoria WWTP, LLC | TX | Restructured | Victoria | VWWTP | Petroleum Liquids | IC |  | S | X | X |  |  | 1.3 | 0.8 | 1.3 | 1.3 | 0.3 | N |  |  | OP | X | 2 | 2020 | 2020 |  |  | Y | IPP CHP | IPP | IPP | 3 | T | DFO | Non-Renewable | 0 | 1.3 | 0 | 1
Operable | 64896 | Clearwater Energy Resources LLC |  | 65577 | Clearwater Wind I | MT | Vertical | Rosebud | CW1 | Onshore Wind Turbine | WT |  | S | X | X |  |  | 365.5 | 0.9 | 365.5 | 365.5 | 0 | N |  |  | OP | X | 11 | 2022 | 2022 |  |  | N | IPP Non-CHP | IPP | IPP | 2 | X | WND | Renewable | 365.5 | 0 | 1 | 0
Operable | 56225 | Clearwater Paper Corporation |  | 50637 | Clearwater Paper IPP Lewiston | ID | Vertical | Nez Perce | GEN1 | Wood/Wood Waste Biomass | ST |  | S | X | X |  |  | 10 | 0.8 | 2 | 9.4 | 2 | N |  |  | OS | X | 1 | 1950 | Pre-2000 |  |  | Y | Industrial CHP | Customer Sited | Other | 7 | T | BLQ | Renewable | 10 | 0 | 1 | 0 | NG
Operable | 56225 | Clearwater Paper Corporation |  | 50637 | Clearwater Paper IPP Lewiston | ID | Vertical | Nez Perce | GEN2 | Wood/Wood Waste Biomass | ST |  | S | X | X |  |  | 10 | 0.8 | 3.3 | 9.4 | 2 | N |  |  | OS | X | 11 | 1977 | Pre-2000 |  |  | Y | Industrial CHP | Customer Sited | Other | 7 | T | BLQ | Renewable | 10 | 0 | 1 | 0 | NG
Operable | 56225 | Clearwater Paper Corporation |  | 50637 | Clearwater Paper IPP Lewiston | ID | Vertical | Nez Perce | GEN3 | Wood/Wood Waste Biomass | ST |  | S | X | X |  |  | 28.8 | 0.85 | 25.2 | 25.2 | 4 | N |  |  | OP | X | 7 | 1981 | Pre-2000 |  |  | Y | Industrial CHP | Customer Sited | Other | 7 | T | BLQ | Renewable | 28.8 | 0 | 1 | 0 | WDS | NG
Operable | 56225 | Clearwater Paper Corporation |  | 50637 | Clearwater Paper IPP Lewiston | ID | Vertical | Nez Perce | GEN4 | Wood/Wood Waste Biomass | ST |  | S | X | X |  |  | 65 | 0.95 | 24 | 24 | 4 | N |  |  | OP | X | 2 | 1991 | Pre-2000 |  |  | Y | Industrial CHP | Customer Sited | Other | 7 | T | BLQ | Renewable | 65 | 0 | 1 | 0 | WDS | NG
Operable | 56225 | Clearwater Paper Corporation |  | 50638 | Clearwater Paper APP CB | AR | Vertical | Desha | GEN1 | Wood/Wood Waste Biomass | ST |  | S | X | X |  |  | 28 | 0.95 | 28 | 28 | 2 | N |  |  | OP | X | 11 | 1977 | Pre-2000 |  |  | Y | Industrial CHP | Customer Sited | Other | 7 | T | BLQ | Renewable | 28 | 0 | 1 | 0 | NG | DFO
Operable | 65312 | Clearwater Wind II, LLC |  | 66184 | Clearwater Wind II | MT | Vertical | Rosebud | CW2 | Onshore Wind Turbine | WT |  | S | X | X |  |  | 102.8 | 0.9 | 102.8 | 102.8 | 0 | N |  |  | OP | X | 12 | 2023 | 2023 |  |  | N | IPP Non-CHP | IPP | IPP | 2 | X | WND | Renewable | 102.8 | 0 | 1 | 0
Operable | 64536 | Clearway Energy Operating LLC |  | 56495 | NedPower Mount Storm | WV | Vertical | Grant | MS1 | Onshore Wind Turbine | WT |  | S | X | X |  |  | 164 |  | 164 | 164 | 8.6 | N |  |  | OP | X | 3 | 2008 | 2008 |  |  | N | IPP Non-CHP | IPP | IPP | 2 | X | WND | Renewable | 164 | 0 | 1 | 0
Operable | 64536 | Clearway Energy Operating LLC |  | 56495 | NedPower Mount Storm | WV | Vertical | Grant | MS2 | Onshore Wind Turbine | WT |  | S | X | X |  |  | 100 |  | 100 | 100 | 8.6 | N |  |  | OP | X | 12 | 2008 | 2008 |  |  | N | IPP Non-CHP | IPP | IPP | 2 | X | WND | Renewable | 100 | 0 | 1 | 0
Operable | 64536 | Clearway Energy Operating LLC |  | 57439 | California Valley Solar Ranch | CA | Vertical | San Luis Obispo | HPR2 | Solar Photovoltaic | PV |  | W | X | X |  |  | 32.3 |  | 32.3 | 32.3 |  | N |  |  | OP | X | 10 | 2013 | 2013 |  |  | N | IPP Non-CHP | IPP | IPP | 2 | X | SUN | Renewable | 32.3 | 0 | 1 | 0
Operable | 64536 | Clearway Energy Operating LLC |  | 57439 | California Valley Solar Ranch | CA | Vertical | San Luis Obispo | HPR2A | Solar Photovoltaic | PV |  | W | X | X |  |  | 21 |  | 21 | 21 |  | N |  |  | OP | X | 9 | 2012 | 2012 |  |  | N | IPP Non-CHP | IPP | IPP | 2 | X | SUN | Renewable | 21 | 0 | 1 | 0
Operable | 64536 | Clearway Energy Operating LLC |  | 57439 | California Valley Solar Ranch | CA | Vertical | San Luis Obispo | HPR2B | Solar Photovoltaic | PV |  | W | X | X |  |  | 86.5 |  | 86.5 | 86.5 |  | N |  |  | OP | X | 1 | 2013 | 2013 |  |  | N | IPP Non-CHP | IPP | IPP | 2 | X | SUN | Renewable | 86.5 | 0 | 1 | 0
Operable | 64536 | Clearway Energy Operating LLC |  | 57439 | California Valley Solar Ranch | CA | Vertical | San Luis Obispo | HPR2C | Solar Photovoltaic | PV |  | W | X | X |  |  | 70 |  | 70 | 70 |  | N |  |  | OP | X | 10 | 2013 | 2013 |  |  | N | IPP Non-CHP | IPP | IPP | 2 | X | SUN | Renewable | 70 | 0 | 1 | 0
Operable | 64536 | Clearway Energy Operating LLC |  | 57439 | California Valley Solar Ranch | CA | Vertical | San Luis Obispo | HPR2D | Solar Photovoltaic | PV |  | W | X | X |  |  | 40 |  | 40 | 40 |  | N |  |  | OP | X | 1 | 2013 | 2013 |  |  | N | IPP Non-CHP | IPP | IPP | 2 | X | SUN | Renewable | 40 | 0 | 1 | 0
Operable | 64629 | Clearway Renewable Operation & Maintenance LLC |  | 59386 | Enterprise Solar, LLC | UT | Vertical | Iron | ENTS1 | Solar Photovoltaic | PV |  | W | X | X |  |  | 80 |  | 80 | 80 |  | N |  |  | OP | X | 7 | 2016 | 2016 |  |  | N | IPP Non-CHP | IPP | IPP | 2 | X | SUN | Renewable | 80 | 0 | 1 | 0
Operable | 64629 | Clearway Renewable Operation & Maintenance LLC |  | 59387 | Escalante Solar I, LLC | UT | Vertical | Beaver | ESCS1 | Solar Photovoltaic | PV |  | W | X | X |  |  | 80 |  | 80 | 80 |  | N |  |  | OP | X | 8 | 2016 | 2016 |  |  | N | IPP Non-CHP | IPP | IPP | 2 | X | SUN | Renewable | 80 | 0 | 1 | 0
Operable | 64629 | Clearway Renewable Operation & Maintenance LLC |  | 59388 | Escalante Solar II, LLC | UT | Vertical | Beaver | ESCS2 | Solar Photovoltaic | PV |  | W | X | X |  |  | 80 |  | 80 | 80 |  | N |  |  | OP | X | 8 | 2016 | 2016 |  |  | N | IPP Non-CHP | IPP | IPP | 2 | X | SUN | Renewable | 80 | 0 | 1 | 0
Operable | 64629 | Clearway Renewable Operation & Maintenance LLC |  | 59389 | Escalante Solar III, LLC | UT | Vertical | Beaver | ESCS3 | Solar Photovoltaic | PV |  | W | X | X |  |  | 80 |  | 80 | 80 |  | N |  |  | OP | X | 8 | 2016 | 2016 |  |  | N | IPP Non-CHP | IPP | IPP | 2 | X | SUN | Renewable | 80 | 0 | 1 | 0
Operable | 64629 | Clearway Renewable Operation & Maintenance LLC |  | 59941 | Iron Springs Solar, LLC | UT | Vertical | Iron | ISS | Solar Photovoltaic | PV |  | W | X | X |  |  | 80 |  | 80 | 80 |  | N |  |  | OP | X | 8 | 2016 | 2016 |  |  | N | IPP Non-CHP | IPP | IPP | 2 | X | SUN | Renewable | 80 | 0 | 1 | 0
Operable | 64629 | Clearway Renewable Operation & Maintenance LLC |  | 59945 | Granite Mountain Solar West, LLC | UT | Vertical | Iron | GMSW | Solar Photovoltaic | PV |  | W | X | X |  |  | 50.4 |  | 50.4 | 50.4 |  | N |  |  | OP | X | 9 | 2016 | 2016 |  |  | N | IPP Non-CHP | IPP | IPP | 2 | X | SUN | Renewable | 50.4 | 0 | 1 | 0
Operable | 64629 | Clearway Renewable Operation & Maintenance LLC |  | 59946 | Granite Mountain Solar East, LLC | UT | Vertical | Iron | GMSE | Solar Photovoltaic | PV |  | W | X | X |  |  | 80 |  | 80 | 80 |  | N |  |  | OP | X | 9 | 2016 | 2016 |  |  | N | IPP Non-CHP | IPP | IPP | 2 | X | SUN | Renewable | 80 | 0 | 1 | 0
Operable | 3265 | Cleco Power LLC |  | 1396 | Coughlin Power Station | LA | Vertical | Evangeline | 6 | Natural Gas Fired Combined Cycle | CA | CC6 | S | Y | X | CLEC.CPS6ST |  | 113.6 | 0.85 | 105.8 |  | 50 | N |  |  | OP | X | 4 | 1961 | Pre-2000 |  |  | N | Electric Utility | Utility | Investor Owned Utility | 1 | X | NG | Non-Renewable | 0 | 113.6 | 0 | 1
Operable | 3265 | Cleco Power LLC |  | 1396 | Coughlin Power Station | LA | Vertical | Evangeline | 7 | Natural Gas Fired Combined Cycle | CA | CC7 | S | Y | X | CLEC.CPS7ST |  | 243.1 | 0.85 | 182.4 |  | 50 | N |  |  | OP | X | 2 | 1966 | Pre-2000 |  |  | N | Electric Utility | Utility | Investor Owned Utility | 1 | X | NG | Non-Renewable | 0 | 243.1 | 0 | 1
Operable | 3265 | Cleco Power LLC |  | 1396 | Coughlin Power Station | LA | Vertical | Evangeline | U6CT | Natural Gas Fired Combined Cycle | CT | CC6 | S | X | Y | CLEC.CPS6 |  | 188.7 | 0.85 | 144.8 |  | 120 | N |  |  | OP | X | 6 | 2000 | 2000 |  |  | N | Electric Utility | Utility | Investor Owned Utility | 1 | X | NG | Non-Renewable | 0 | 188.7 | 0 | 1
Operable | 3265 | Cleco Power LLC |  | 1396 | Coughlin Power Station | LA | Vertical | Evangeline | U72 | Natural Gas Fired Combined Cycle | CT | CC7 | S | X | Y | CLEC.CPS72 |  | 188.7 | 0.85 | 147.1 |  | 120 | N |  |  | OP | X | 6 | 2000 | 2000 |  |  | N | Electric Utility | Utility | Investor Owned Utility | 1 | X | NG | Non-Renewable | 0 | 188.7 | 0 | 1
Operable | 3265 | Cleco Power LLC |  | 1396 | Coughlin Power Station | LA | Vertical | Evangeline | U7CT | Natural Gas Fired Combined Cycle | CT | CC7 | S | X | Y | CLEC.CPS71 |  | 188.7 | 0.85 | 149.2 |  | 120 | N |  |  | OP | X | 6 | 2000 | 2000 |  |  | N | Electric Utility | Utility | Investor Owned Utility | 1 | X | NG | Non-Renewable | 0 | 188.7 | 0 | 1
Operable | 3265 | Cleco Power LLC |  | 1400 | Teche | LA | Vertical | St Mary | 3 | Natural Gas Steam Turbine | ST |  | S | X | X | CLEC.TPS3 |  | 348.5 | 0.85 | 250 | 250 | 65 | N |  |  | OP | X | 3 | 1971 | Pre-2000 | 6 | 2024 | N | Electric Utility | Utility | Investor Owned Utility | 1 | X | NG | Non-Renewable | 0 | 348.5 | 0 | 1
Operable | 3265 | Cleco Power LLC |  | 1400 | Teche | LA | Vertical | St Mary | 4 | Natural Gas Fired Combustion Turbine | GT |  | S | X | X | CLEC.TPS4 |  | 42.2 | 0.85 | 34.8 | 34.8 | 30 | N |  |  | OP | X | 3 | 2011 | 2011 |  |  | N | Electric Utility | Utility | Investor Owned Utility | 1 | X | NG | Non-Renewable | 0 | 42.2 | 0 | 1
Operable | 3265 | Cleco Power LLC |  | 6190 | Brame Energy Center | LA | Vertical | Rapides | 1 | Natural Gas Steam Turbine | ST |  | S | X | X | CLEC.NPS1 |  | 445.5 | 0.9 | 416.8 | 422 | 55 | N |  |  | OP | X | 6 | 1975 | Pre-2000 |  |  | N | Electric Utility | Utility | Investor Owned Utility | 1 | X | NG | Non-Renewable | 0 | 445.5 | 0 | 1
Operable | 3265 | Cleco Power LLC |  | 6190 | Brame Energy Center | LA | Vertical | Rapides | 2 | Conventional Steam Coal | ST |  | J | X | X | CLEC.RPS2 |  | 558 | 0.9 | 496 | 493 | 180 | N |  |  | OP | X | 8 | 1982 | Pre-2000 |  |  | N | Electric Utility | Utility | Investor Owned Utility | 1 | X | SUB | Non-Renewable | 0 | 558 | 0 | 1
Operable | 3265 | Cleco Power LLC |  | 6190 | Brame Energy Center | LA | Vertical | Rapides | 3 | Petroleum Coke | ST |  | S | X | X | CLECO.MPS3 |  | 703.8 | 0.85 | 637.2 | 628 | 400 | N |  |  | OP | X | 2 | 2010 | 2010 |  |  | N | Electric Utility | Utility | Investor Owned Utility | 1 | X | PC | Non-Renewable | 0 | 703.8 | 0 | 1 | BIT | NG | SUB | LIG
Operable | 3265 | Cleco Power LLC |  | 55173 | Acadia Energy Center | LA | Vertical | Acadia | CT11 | Natural Gas Fired Combined Cycle | CT | PB01 | S | X | N | CLEC.ACA12 |  | 215.1 | 0.85 | 170.8 |  | 105.2 | N |  |  | OP | X | 7 | 2002 | 2002 |  |  | N | Electric Utility | Utility | Investor Owned Utility | 1 | X | NG | Non-Renewable | 0 | 215.1 | 0 | 1
Operable | 3265 | Cleco Power LLC |  | 55173 | Acadia Energy Center | LA | Vertical | Acadia | CT12 | Natural Gas Fired Combined Cycle | CT | PB01 | S | X | N | CLEC.ACA13 |  | 215.1 | 0.85 | 167.1 |  | 105.2 | N |  |  | OP | X | 7 | 2002 | 2002 |  |  | N | Electric Utility | Utility | Investor Owned Utility | 1 | X | NG | Non-Renewable | 0 | 215.1 | 0 | 1
Operable | 3265 | Cleco Power LLC |  | 55173 | Acadia Energy Center | LA | Vertical | Acadia | CT24 | Natural Gas Fired Combined Cycle | CT | PB02 | W | X | N | EES.ACAD2-CT1 |  | 215.1 | 0.85 | 144.6 | 154.2 | 105.2 | N |  |  | OP | X | 8 | 2002 | 2002 |  |  | N | Electric Utility | Utility | Investor Owned Utility | 1 | X | NG | Non-Renewable | 0 | 215.1 | 0 | 1
Operable | 3265 | Cleco Power LLC |  | 55173 | Acadia Energy Center | LA | Vertical | Acadia | CT25 | Natural Gas Fired Combined Cycle | CT | PB02 | W | X | N | EES.ACAD2-CT2 |  | 215.1 | 0.85 | 143.5 | 153 | 105.2 | N |  |  | OP | X | 8 | 2002 | 2002 |  |  | N | Electric Utility | Utility | Investor Owned Utility | 1 | X | NG | Non-Renewable | 0 | 215.1 | 0 | 1
Operable | 3265 | Cleco Power LLC |  | 55173 | Acadia Energy Center | LA | Vertical | Acadia | ST13 | Natural Gas Fired Combined Cycle | CA | PB01 | S | Y | X | CLEC.ACA11 |  | 264.4 | 0.85 | 196.6 |  | 72 | N |  |  | OP | X | 7 | 2002 | 2002 |  |  | N | Electric Utility | Utility | Investor Owned Utility | 1 | X | NG | Non-Renewable | 0 | 264.4 | 0 | 1
Operable | 3265 | Cleco Power LLC |  | 55173 | Acadia Energy Center | LA | Vertical | Acadia | ST26 | Natural Gas Fired Combined Cycle | CA | PB02 | W | Y | X | EES.ACAD2-ST |  | 264.4 | 0.85 | 242.3 | 242.5 | 72 | N |  |  | OP | X | 8 | 2002 | 2002 |  |  | N | Electric Utility | Utility | Investor Owned Utility | 1 | X | NG | Non-Renewable | 0 | 264.4 | 0 | 1
Operable | 3265 | Cleco Power LLC |  | 60610 | St. Mary Clean Energy Center | LA | Vertical | St Mary | 1 | All Other | ST |  | S | X | X |  |  | 50.9 | 0.85 | 43.4 | 43.4 | 10.2 | N |  |  | OP | X | 8 | 2019 | 2019 |  |  | N | Electric Utility | Utility | Investor Owned Utility | 1 | X | WH | Other | 0 | 0 | 0 | 0
Operable | 58384 | Clemson University - Main Campus |  | 58400 | Central Energy Facility | SC | Vertical | Pickens | GT01 | Natural Gas Fired Combustion Turbine | GT |  | S | X | X |  |  | 5.5 | 0.86 | 4.7 | 5.2 | 0.3 | N |  |  | OP | X | 5 | 2000 | 2000 |  |  | N | Commercial Non-CHP | Customer Sited | Other | 4 | X | NG | Non-Renewable | 0 | 5.5 | 0 | 1
Operable | 64098 | Clendenin A Community Solar, LLC |  | 64464 | Clendenin A Community Solar, LLC CSG | IL | Restructured | Williamson | CLEN | Solar Photovoltaic | PV |  | S | X | X |  |  | 2 |  | 2 | 2 |  | N |  |  | OP | X | 7 | 2021 | 2021 |  |  | N | IPP Non-CHP | IPP | IPP | 2 | X | SUN | Renewable | 2 | 0 | 1 | 0
Operable | 56165 | Cleveland Cliffs |  | 10397 | Indiana Harbor West | IN | Vertical | Lake | GEN5 | Natural Gas Steam Turbine | ST |  | W | X | X |  |  | 12.5 | 0.8 | 3.1 | 4.9 | 2 | N |  |  | SB | Y | 10 | 1939 | Pre-2000 |  |  | Y | Industrial CHP | Customer Sited | Other | 7 | T | NG | Non-Renewable | 0 | 12.5 | 0 | 1 | BFG
Operable | 56165 | Cleveland Cliffs |  | 10397 | Indiana Harbor West | IN | Vertical | Lake | GEN6 | Natural Gas Steam Turbine | ST |  | W | X | X |  |  | 12.5 | 0.8 | 3.1 | 4.9 | 2 | N |  |  | SB | Y | 5 | 1953 | Pre-2000 |  |  | Y | Industrial CHP | Customer Sited | Other | 7 | T | NG | Non-Renewable | 0 | 12.5 | 0 | 1 | BFG
Operable | 56165 | Cleveland Cliffs |  | 10397 | Indiana Harbor West | IN | Vertical | Lake | GEN7 | Natural Gas Steam Turbine | ST |  | W | X | X |  |  | 32 | 0.85 | 16 | 16 | 3 | N |  |  | OP | X | 5 | 1959 | Pre-2000 |  |  | Y | Industrial CHP | Customer Sited | Other | 7 | B | NG | Non-Renewable | 0 | 32 | 0 | 1 | BFG
Operable | 56165 | Cleveland Cliffs |  | 10397 | Indiana Harbor West | IN | Vertical | Lake | GEN8 | Natural Gas Steam Turbine | ST |  | W | X | X |  |  | 40 | 0.85 | 24 | 29 | 4 | N |  |  | OP | X | 6 | 1961 | Pre-2000 |  |  | Y | Industrial CHP | Customer Sited | Other | 7 | B | NG | Non-Renewable | 0 | 40 | 0 | 1 | BFG
Operable | 56165 | Cleveland Cliffs |  | 10397 | Indiana Harbor West | IN | Vertical | Lake | GEN9 | Natural Gas Steam Turbine | ST |  | W | X | X |  |  | 55 | 0.95 | 28 | 29 | 2 | N |  |  | OP | X | 11 | 2002 | 2002 |  |  | Y | Industrial CHP | Customer Sited | Other | 7 | B | NG | Non-Renewable | 0 | 55 | 0 | 1 | BFG
Operable | 9454 | Cleveland Cliffs |  | 10398 | Cleveland Works | OH | Restructured | Cuyahoga | GENB | Other Gases | ST |  | S | X | X | ATSI |  | 10 | 1 | 8 | 9 | 3 | N |  |  | OP | X | 1 | 1965 | Pre-2000 |  |  | Y | Industrial CHP | Customer Sited | Other | 7 | T | BFG | Non-Renewable | 0 | 10 | 0 | 1 | NG
Operable | 9454 | Cleveland Cliffs |  | 10398 | Cleveland Works | OH | Restructured | Cuyahoga | GENC | Other Gases | ST |  | S | X | X | ATSI |  | 22 | 1 | 22 | 22 | 4 | N |  |  | OP | X | 2 | 2010 | 2010 |  |  | Y | Industrial CHP | Customer Sited | Other | 7 | T | BFG | Non-Renewable | 0 | 22 | 0 | 1 | NG
Operable | 9454 | Cleveland Cliffs |  | 10398 | Cleveland Works | OH | Restructured | Cuyahoga | GENG | Other Gases | ST |  | S | X | X | ATSI |  | 70 | 0.85 | 69.3 | 60 | 14 | N |  |  | OP | X | 3 | 2022 | 2022 |  |  | Y | Industrial CHP | Customer Sited | Other | 7 | T | BFG | Non-Renewable | 0 | 70 | 0 | 1
Operable | 56165 | Cleveland Cliffs |  | 10475 | Expander Turbine | IN | Vertical | Lake | 16TG | Other Gases | OT |  | S | X | X |  |  | 20 | 1 | 18.8 | 18.8 | 5 | N |  |  | OP | X | 5 | 1981 | Pre-2000 |  |  | N | Industrial Non-CHP | Customer Sited | Other | 6 | X | BFG | Non-Renewable | 0 | 20 | 0 | 1
Operable | 3807 | Cleveland Cliffs Inc |  | 10849 | Silver Bay Power | MN | Vertical | Lake | GEN1 | Conventional Steam Coal | ST |  | S | X | X |  |  | 50 | 0.8 | 36 | 36 | 10 | N |  |  | OS | X | 10 | 1955 | Pre-2000 |  |  | Y | Industrial CHP | Customer Sited | Other | 7 | T | SUB | Non-Renewable | 0 | 50 | 0 | 1 | NG
Operable | 3807 | Cleveland Cliffs Inc |  | 10849 | Silver Bay Power | MN | Vertical | Lake | GEN2 | Conventional Steam Coal | ST |  | S | X | X |  |  | 81.6 | 0.85 | 69 | 69 | 10 | N |  |  | OS | X | 1 | 1962 | Pre-2000 |  |  | Y | Industrial CHP | Customer Sited | Other | 7 | T | SUB | Non-Renewable | 0 | 81.6 | 0 | 1 | NG
Operable | 61457 | Cleveland Thermal, LLC |  | 61838 | Cleveland Thermal | OH | Restructured | Cuyahoga | ST1 | Natural Gas Steam Turbine | ST |  | S | X | X |  |  | 0.5 | 0.88 | 0.5 | 0.5 | 0.1 | N |  |  | OP | X | 2 | 2017 | 2017 |  |  | Y | Commercial CHP | Customer Sited | Other | 5 | T | NG | Non-Renewable | 0 | 0.5 | 0 | 1
Operable | 61457 | Cleveland Thermal, LLC |  | 61838 | Cleveland Thermal | OH | Restructured | Cuyahoga | ST2 | Natural Gas Steam Turbine | ST |  | S | X | X |  |  | 0.5 | 0.88 | 0.5 | 0.5 | 0.1 | N |  |  | OP | X | 2 | 2017 | 2017 |  |  | Y | Commercial CHP | Customer Sited | Other | 5 | T | NG | Non-Renewable | 0 | 0.5 | 0 | 1
Operable | 56147 | Cleveland-Cliffs Burns Harbor LLC |  | 10245 | ArcelorMittal Burns Harbor | IN | Vertical | Porter | GEN5 | Other Gases | ST |  | W | X | X |  |  | 62 | 0.95 | 60.5 | 60.5 | 2 | N |  |  | OP | X | 1 | 1970 | Pre-2000 |  |  | Y | Industrial CHP | Customer Sited | Other | 7 | T | BFG | Non-Renewable | 0 | 62 | 0 | 1 | OG
Operable | 56147 | Cleveland-Cliffs Burns Harbor LLC |  | 10245 | ArcelorMittal Burns Harbor | IN | Vertical | Porter | GEN6 | Other Gases | ST |  | W | X | X |  |  | 51 | 0.95 | 51 | 51 | 10 | N |  |  | OP | X | 1 | 1969 | Pre-2000 |  |  | Y | Industrial CHP | Customer Sited | Other | 7 | T | BFG | Non-Renewable | 0 | 51 | 0 | 1 | OG
Operable | 56147 | Cleveland-Cliffs Burns Harbor LLC |  | 10245 | ArcelorMittal Burns Harbor | IN | Vertical | Porter | GEN7 | Other Gases | ST |  | W | X | X |  |  | 63.2 | 0.95 | 63.2 | 63.2 | 10 | N |  |  | OP | X | 1 | 1969 | Pre-2000 |  |  | Y | Industrial CHP | Customer Sited | Other | 7 | T | BFG | Non-Renewable | 0 | 63.2 | 0 | 1 | OG
Operable | 56616 | Clevelandcliffs Warren |  | 54207 | Clevelandcliffs Warren | OH | Restructured | Trumbull | GEN1 | Other Gases | ST |  | S | X | X |  |  | 3 | 0.8 | 2.8 | 2.8 | 1 | N |  |  | OP | X | 10 | 1934 | Pre-2000 |  |  | Y | Industrial CHP | Customer Sited | Other | 7 | T | OG | Non-Renewable | 0 | 3 | 0 | 1 | NG | WC |  | BIT
Operable | 56616 | Clevelandcliffs Warren |  | 54207 | Clevelandcliffs Warren | OH | Restructured | Trumbull | GEN3 | Other Gases | ST |  | S | X | X |  |  | 10 | 0.8 | 9.3 | 9.4 | 1 | N |  |  | OP | X | 12 | 1981 | Pre-2000 |  |  | Y | Industrial CHP | Customer Sited | Other | 7 | T | OG | Non-Renewable | 0 | 10 | 0 | 1 | NG | WC
Operable | 61695 | Clif Bar Bakery of Twin Falls, LLC |  | 62151 | Clif Bar Bakery of Twin Falls | ID | Vertical | Twin Falls | PV1 | Solar Photovoltaic | PV |  | S | X | X |  |  | 2 | 1 | 2 | 2 |  | N |  |  | OP | X | 6 | 2019 | 2019 |  |  | N | Industrial Non-CHP | Customer Sited | Other | 6 | X | SUN | Renewable | 2 | 0 | 1 | 0
Operable | 60990 | Cline Solar, LLC |  | 59929 | Cline Solar Farm, LLC | NC | Vertical | Burke | NB007 | Solar Photovoltaic | PV |  | S | X | X |  |  | 5 |  | 4.9 | 4.9 |  | N |  |  | OP | X | 9 | 2017 | 2017 |  |  | N | IPP Non-CHP | IPP | IPP | 2 | X | SUN | Renewable | 5 | 0 | 1 | 0
Operable | 60094 | Clinton Battery Utility, LLC |  | 60297 | Clinton Battery | OH | Restructured | Clinton | 1 | Batteries | BA |  | S | X | X | CLINTONC138 KV CLNTONBS | CLINTONC138 KV CLNTONBS | 10 |  | 5 | 5 | 0 | N |  |  | OP | X | 10 | 2016 | 2016 | 10 | 2026 | N | IPP Non-CHP | IPP | IPP | 2 | X | MWH | Other | 0 | 0 | 0 | 0
Operable | 63596 | Clinton Solar 4 LLC |  | 63945 | Clinton Solar 4 LLC CSG | IL | Restructured | Clinton | CLIN | Solar Photovoltaic | PV |  | S | X | X |  |  | 2 |  | 2 | 2 |  | N |  |  | OP | X | 10 | 2020 | 2020 |  |  | N | IPP Non-CHP | IPP | IPP | 2 | X | SUN | Renewable | 2 | 0 | 1 | 0
Operable | 55990 | Cloud County Windfarm, LLC |  | 56784 | Cloud County Wind Farm | KS | Vertical | Cloud | 1 | Onshore Wind Turbine | WT |  | S | X | X |  |  | 105 |  | 105 | 105 | 10 | N |  |  | OP | X | 12 | 2008 | 2008 |  |  | N | IPP Non-CHP | IPP | IPP | 2 | X | WND | Renewable | 105 | 0 | 1 | 0
Operable | 55990 | Cloud County Windfarm, LLC |  | 56784 | Cloud County Wind Farm | KS | Vertical | Cloud | 2 | Onshore Wind Turbine | WT |  | S | X | X |  |  | 96 |  | 96 | 96 | 10 | N |  |  | OP | X | 12 | 2008 | 2008 |  |  | N | IPP Non-CHP | IPP | IPP | 2 | X | WND | Renewable | 96 | 0 | 1 | 0
Operable | 65725 | Clovelly Solar, LLC |  | 66711 | Clovelly Solar | NC | Vertical | Harnett | CLOVY | Solar Photovoltaic | PV |  | S | X | X |  |  | 5 |  | 5 | 5 |  | N |  |  | OP | X | 4 | 2021 | 2021 |  |  | N | IPP Non-CHP | IPP | IPP | 2 | X | SUN | Renewable | 5 | 0 | 1 | 0
Operable | 3828 | Cloverland Electric Co-op |  | 1750 | Manistique | MI | Vertical | Schoolcraft | 1 | Petroleum Liquids | IC |  | S | X | X | MIUP.MANSTQN1 |  | 2 | 0.9 | 2 | 2 | 2 | N |  |  | OP | X | 7 | 1960 | Pre-2000 |  |  | N | Electric Utility | Utility | Cooperative | 1 | X | DFO | Non-Renewable | 0 | 2 | 0 | 1
Operable | 3828 | Cloverland Electric Co-op |  | 1750 | Manistique | MI | Vertical | Schoolcraft | 2 | Petroleum Liquids | IC |  | S | X | X | MIUP.MANSTQN1 |  | 2.8 | 0.9 | 2.8 | 2.8 | 2.8 | N |  |  | OP | X | 12 | 1972 | Pre-2000 |  |  | N | Electric Utility | Utility | Cooperative | 1 | X | DFO | Non-Renewable | 0 | 2.8 | 0 | 1
Operable | 3828 | Cloverland Electric Co-op |  | 1751 | Edison Sault | MI | Vertical | Chippewa | 10 | Conventional Hydroelectric | HY |  | S | X | X | MIUP.CLVHDRTN1 |  | 0.6 | 0.9 | 0.4 | 0.3 | 0.4 | N |  |  | OP | X | 7 | 1963 | Pre-2000 |  |  | N | Electric Utility | Utility | Cooperative | 1 | X | WAT | Renewable | 0.6 | 0 | 1 | 0
Operable | 3828 | Cloverland Electric Co-op |  | 1751 | Edison Sault | MI | Vertical | Chippewa | 11 | Conventional Hydroelectric | HY |  | S | X | X | MIUP.CLVHDRTN1 |  | 0.6 | 0.9 | 0.4 | 0.3 | 0.4 | N |  |  | OP | X | 7 | 1963 | Pre-2000 |  |  | N | Electric Utility | Utility | Cooperative | 1 | X | WAT | Renewable | 0.6 | 0 | 1 | 0
Operable | 3828 | Cloverland Electric Co-op |  | 1751 | Edison Sault | MI | Vertical | Chippewa | 12 | Conventional Hydroelectric | HY |  | S | X | X | MIUP.CLVHDRTN1 |  | 0.6 | 0.9 | 0.4 | 0.3 | 0.4 | N |  |  | OP | X | 7 | 1963 | Pre-2000 |  |  | N | Electric Utility | Utility | Cooperative | 1 | X | WAT | Renewable | 0.6 | 0 | 1 | 0
Operable | 3828 | Cloverland Electric Co-op |  | 1751 | Edison Sault | MI | Vertical | Chippewa | 13 | Conventional Hydroelectric | HY |  | S | X | X | MIUP.CLVHDRTN1 |  | 0.6 | 0.9 | 0.4 | 0.3 | 0.4 | N |  |  | OP | X | 7 | 1963 | Pre-2000 |  |  | N | Electric Utility | Utility | Cooperative | 1 | X | WAT | Renewable | 0.6 | 0 | 1 | 0
Operable | 3828 | Cloverland Electric Co-op |  | 1751 | Edison Sault | MI | Vertical | Chippewa | 14 | Conventional Hydroelectric | HY |  | S | X | X | MIUP.CLVHDRTN1 |  | 0.6 | 0.9 | 0.4 | 0.3 | 0.4 | N |  |  | OP | X | 7 | 1963 | Pre-2000 |  |  | N | Electric Utility | Utility | Cooperative | 1 | X | WAT | Renewable | 0.6 | 0 | 1 | 0
Operable | 3828 | Cloverland Electric Co-op |  | 1751 | Edison Sault | MI | Vertical | Chippewa | 15 | Conventional Hydroelectric | HY |  | S | X | X | MIUP.CLVHDRTN1 |  | 0.6 | 0.9 | 0.4 | 0.3 | 0.4 | N |  |  | OP | X | 7 | 1963 | Pre-2000 |  |  | N | Electric Utility | Utility | Cooperative | 1 | X | WAT | Renewable | 0.6 | 0 | 1 | 0
Operable | 3828 | Cloverland Electric Co-op |  | 1751 | Edison Sault | MI | Vertical | Chippewa | 16 | Conventional Hydroelectric | HY |  | S | X | X | MIUP.CLVHDRTN1 |  | 0.6 | 0.9 | 0.4 | 0.3 | 0.4 | N |  |  | OP | X | 7 | 1963 | Pre-2000 |  |  | N | Electric Utility | Utility | Cooperative | 1 | X | WAT | Renewable | 0.6 | 0 | 1 | 0
Operable | 3828 | Cloverland Electric Co-op |  | 1751 | Edison Sault | MI | Vertical | Chippewa | 17 | Conventional Hydroelectric | HY |  | S | X | X | MIUP.CLVHDRTN1 |  | 0.6 | 0.9 | 0.4 | 0.3 | 0.4 | N |  |  | OP | X | 7 | 1963 | Pre-2000 |  |  | N | Electric Utility | Utility | Cooperative | 1 | X | WAT | Renewable | 0.6 | 0 | 1 | 0
Operable | 3828 | Cloverland Electric Co-op |  | 1751 | Edison Sault | MI | Vertical | Chippewa | 18 | Conventional Hydroelectric | HY |  | S | X | X | MIUP.CLVHDRTN1 |  | 0.6 | 0.9 | 0.4 | 0.3 | 0.4 | N |  |  | OP | X | 7 | 1963 | Pre-2000 |  |  | N | Electric Utility | Utility | Cooperative | 1 | X | WAT | Renewable | 0.6 | 0 | 1 | 0
Operable | 3828 | Cloverland Electric Co-op |  | 1751 | Edison Sault | MI | Vertical | Chippewa | 19 | Conventional Hydroelectric | HY |  | S | X | X | MIUP.CLVHDRTN1 |  | 0.6 | 0.9 | 0.4 | 0.3 | 0.4 | N |  |  | OP | X | 7 | 1963 | Pre-2000 |  |  | N | Electric Utility | Utility | Cooperative | 1 | X | WAT | Renewable | 0.6 | 0 | 1 | 0
Operable | 3828 | Cloverland Electric Co-op |  | 1751 | Edison Sault | MI | Vertical | Chippewa | 20 | Conventional Hydroelectric | HY |  | S | X | X | MIUP.CLVHDRTN1 |  | 0.6 | 0.9 | 0.4 | 0.3 | 0.4 | N |  |  | OP | X | 7 | 1963 | Pre-2000 |  |  | N | Electric Utility | Utility | Cooperative | 1 | X | WAT | Renewable | 0.6 | 0 | 1 | 0
Operable | 3828 | Cloverland Electric Co-op |  | 1751 | Edison Sault | MI | Vertical | Chippewa | 21 | Conventional Hydroelectric | HY |  | S | X | X | MIUP.CLVHDRTN1 |  | 0.6 | 0.9 | 0.4 | 0.3 | 0.4 | N |  |  | OP | X | 7 | 1963 | Pre-2000 |  |  | N | Electric Utility | Utility | Cooperative | 1 | X | WAT | Renewable | 0.6 | 0 | 1 | 0
Operable | 3828 | Cloverland Electric Co-op |  | 1751 | Edison Sault | MI | Vertical | Chippewa | 22 | Conventional Hydroelectric | HY |  | S | X | X | MIUP.CLVHDRTN1 |  | 0.6 | 0.9 | 0.4 | 0.3 | 0.4 | N |  |  | OP | X | 7 | 1963 | Pre-2000 |  |  | N | Electric Utility | Utility | Cooperative | 1 | X | WAT | Renewable | 0.6 | 0 | 1 | 0
Operable | 3828 | Cloverland Electric Co-op |  | 1751 | Edison Sault | MI | Vertical | Chippewa | 23 | Conventional Hydroelectric | HY |  | S | X | X | MIUP.CLVHDRTN1 |  | 0.6 | 0.9 | 0.4 | 0.3 | 0.4 | N |  |  | OP | X | 7 | 1963 | Pre-2000 |  |  | N | Electric Utility | Utility | Cooperative | 1 | X | WAT | Renewable | 0.6 | 0 | 1 | 0
Operable | 3828 | Cloverland Electric Co-op |  | 1751 | Edison Sault | MI | Vertical | Chippewa | 24 | Conventional Hydroelectric | HY |  | S | X | X | MIUP.CLVHDRTN1 |  | 0.6 | 0.9 | 0.4 | 0.3 | 0.4 | N |  |  | OP | X | 7 | 1963 | Pre-2000 |  |  | N | Electric Utility | Utility | Cooperative | 1 | X | WAT | Renewable | 0.6 | 0 | 1 | 0
Operable | 3828 | Cloverland Electric Co-op |  | 1751 | Edison Sault | MI | Vertical | Chippewa | 25 | Conventional Hydroelectric | HY |  | S | X | X | MIUP.CLVHDRTN1 |  | 0.6 | 0.9 | 0.4 | 0.3 | 0.4 | N |  |  | OP | X | 7 | 1963 | Pre-2000 |  |  | N | Electric Utility | Utility | Cooperative | 1 | X | WAT | Renewable | 0.6 | 0 | 1 | 0
Operable | 3828 | Cloverland Electric Co-op |  | 1751 | Edison Sault | MI | Vertical | Chippewa | 26 | Conventional Hydroelectric | HY |  | S | X | X | MIUP.CLVHDRTN1 |  | 0.6 | 0.9 | 0.4 | 0.3 | 0.4 | N |  |  | OP | X | 7 | 1963 | Pre-2000 |  |  | N | Electric Utility | Utility | Cooperative | 1 | X | WAT | Renewable | 0.6 | 0 | 1 | 0
Operable | 3828 | Cloverland Electric Co-op |  | 1751 | Edison Sault | MI | Vertical | Chippewa | 27 | Conventional Hydroelectric | HY |  | S | X | X | MIUP.CLVHDRTN1 |  | 0.6 | 0.9 | 0.4 | 0.3 | 0.4 | N |  |  | OP | X | 7 | 1963 | Pre-2000 |  |  | N | Electric Utility | Utility | Cooperative | 1 | X | WAT | Renewable | 0.6 | 0 | 1 | 0
Operable | 3828 | Cloverland Electric Co-op |  | 1751 | Edison Sault | MI | Vertical | Chippewa | 28 | Conventional Hydroelectric | HY |  | S | X | X | MIUP.CLVHDRTN1 |  | 0.6 | 0.9 | 0.4 | 0.3 | 0.4 | N |  |  | OP | X | 7 | 1963 | Pre-2000 |  |  | N | Electric Utility | Utility | Cooperative | 1 | X | WAT | Renewable | 0.6 | 0 | 1 | 0
Operable | 3828 | Cloverland Electric Co-op |  | 1751 | Edison Sault | MI | Vertical | Chippewa | 29 | Conventional Hydroelectric | HY |  | S | X | X | MIUP.CLVHDRTN1 |  | 0.6 | 0.9 | 0.4 | 0.3 | 0.4 | N |  |  | OP | X | 7 | 1963 | Pre-2000 |  |  | N | Electric Utility | Utility | Cooperative | 1 | X | WAT | Renewable | 0.6 | 0 | 1 | 0
Operable | 3828 | Cloverland Electric Co-op |  | 1751 | Edison Sault | MI | Vertical | Chippewa | 30 | Conventional Hydroelectric | HY |  | S | X | X | MIUP.CLVHDRTN1 |  | 0.6 | 0.9 | 0.4 | 0.3 | 0.4 | N |  |  | OP | X | 7 | 1963 | Pre-2000 |  |  | N | Electric Utility | Utility | Cooperative | 1 | X | WAT | Renewable | 0.6 | 0 | 1 | 0
Operable | 3828 | Cloverland Electric Co-op |  | 1751 | Edison Sault | MI | Vertical | Chippewa | 31 | Conventional Hydroelectric | HY |  | S | X | X | MIUP.CLVHDRTN1 |  | 0.6 | 0.9 | 0.4 | 0.3 | 0.4 | N |  |  | OP | X | 7 | 1963 | Pre-2000 |  |  | N | Electric Utility | Utility | Cooperative | 1 | X | WAT | Renewable | 0.6 | 0 | 1 | 0
Operable | 3828 | Cloverland Electric Co-op |  | 1751 | Edison Sault | MI | Vertical | Chippewa | 32 | Conventional Hydroelectric | HY |  | S | X | X | MIUP.CLVHDRTN1 |  | 0.6 | 0.9 | 0.4 | 0.3 | 0.4 | N |  |  | OP | X | 7 | 1963 | Pre-2000 |  |  | N | Electric Utility | Utility | Cooperative | 1 | X | WAT | Renewable | 0.6 | 0 | 1 | 0
Operable | 3828 | Cloverland Electric Co-op |  | 1751 | Edison Sault | MI | Vertical | Chippewa | 33 | Conventional Hydroelectric | HY |  | S | X | X | MIUP.CLVHDRTN1 |  | 0.6 | 0.9 | 0.4 | 0.3 | 0.4 | N |  |  | OP | X | 7 | 1963 | Pre-2000 |  |  | N | Electric Utility | Utility | Cooperative | 1 | X | WAT | Renewable | 0.6 | 0 | 1 | 0
Operable | 3828 | Cloverland Electric Co-op |  | 1751 | Edison Sault | MI | Vertical | Chippewa | 34 | Conventional Hydroelectric | HY |  | S | X | X | MIUP.CLVHDRTN1 |  | 0.6 | 0.9 | 0.4 | 0.3 | 0.4 | N |  |  | OP | X | 7 | 1963 | Pre-2000 |  |  | N | Electric Utility | Utility | Cooperative | 1 | X | WAT | Renewable | 0.6 | 0 | 1 | 0
Operable | 3828 | Cloverland Electric Co-op |  | 1751 | Edison Sault | MI | Vertical | Chippewa | 35 | Conventional Hydroelectric | HY |  | S | X | X | MIUP.CLVHDRTN1 |  | 0.6 | 0.9 | 0.4 | 0.3 | 0.4 | N |  |  | OP | X | 7 | 1963 | Pre-2000 |  |  | N | Electric Utility | Utility | Cooperative | 1 | X | WAT | Renewable | 0.6 | 0 | 1 | 0
Operable | 3828 | Cloverland Electric Co-op |  | 1751 | Edison Sault | MI | Vertical | Chippewa | 36 | Conventional Hydroelectric | HY |  | S | X | X | MIUP.CLVHDRTN1 |  | 0.6 | 0.9 | 0.4 | 0.3 | 0.4 | N |  |  | OP | X | 7 | 1963 | Pre-2000 |  |  | N | Electric Utility | Utility | Cooperative | 1 | X | WAT | Renewable | 0.6 | 0 | 1 | 0
Operable | 3828 | Cloverland Electric Co-op |  | 1751 | Edison Sault | MI | Vertical | Chippewa | 37 | Conventional Hydroelectric | HY |  | S | X | X | MIUP.CLVHDRTN1 |  | 0.6 | 0.9 | 0.4 | 0.3 | 0.4 | N |  |  | OP | X | 7 | 1963 | Pre-2000 |  |  | N | Electric Utility | Utility | Cooperative | 1 | X | WAT | Renewable | 0.6 | 0 | 1 | 0
Operable | 3828 | Cloverland Electric Co-op |  | 1751 | Edison Sault | MI | Vertical | Chippewa | 38 | Conventional Hydroelectric | HY |  | S | X | X | MIUP.CLVHDRTN1 |  | 0.6 | 0.9 | 0.4 | 0.3 | 0.4 | N |  |  | OP | X | 7 | 1963 | Pre-2000 |  |  | N | Electric Utility | Utility | Cooperative | 1 | X | WAT | Renewable | 0.6 | 0 | 1 | 0
Operable | 3828 | Cloverland Electric Co-op |  | 1751 | Edison Sault | MI | Vertical | Chippewa | 39 | Conventional Hydroelectric | HY |  | S | X | X | MIUP.CLVHDRTN1 |  | 0.6 | 0.9 | 0.4 | 0.3 | 0.4 | N |  |  | OP | X | 7 | 1963 | Pre-2000 |  |  | N | Electric Utility | Utility | Cooperative | 1 | X | WAT | Renewable | 0.6 | 0 | 1 | 0
Operable | 3828 | Cloverland Electric Co-op |  | 1751 | Edison Sault | MI | Vertical | Chippewa | 40 | Conventional Hydroelectric | HY |  | S | X | X | MIUP.CLVHDRTN1 |  | 0.6 | 0.9 | 0.4 | 0.3 | 0.4 | N |  |  | OP | X | 7 | 1963 | Pre-2000 |  |  | N | Electric Utility | Utility | Cooperative | 1 | X | WAT | Renewable | 0.6 | 0 | 1 | 0
Operable | 3828 | Cloverland Electric Co-op |  | 1751 | Edison Sault | MI | Vertical | Chippewa | 41 | Conventional Hydroelectric | HY |  | S | X | X | MIUP.CLVHDRTN1 |  | 0.6 | 0.9 | 0.4 | 0.3 | 0.4 | N |  |  | OP | X | 7 | 1901 | Pre-2000 |  |  | N | Electric Utility | Utility | Cooperative | 1 | X | WAT | Renewable | 0.6 | 0 | 1 | 0
Operable | 3828 | Cloverland Electric Co-op |  | 1751 | Edison Sault | MI | Vertical | Chippewa | 42 | Conventional Hydroelectric | HY |  | S | X | X | MIUP.CLVHDRTN1 |  | 0.5 | 0.9 | 0.4 | 0.3 | 0.4 | N |  |  | OP | X | 7 | 1901 | Pre-2000 |  |  | N | Electric Utility | Utility | Cooperative | 1 | X | WAT | Renewable | 0.5 | 0 | 1 | 0
Operable | 3828 | Cloverland Electric Co-op |  | 1751 | Edison Sault | MI | Vertical | Chippewa | 45 | Conventional Hydroelectric | HY |  | S | X | X | MIUP.CLVHDRTN1 |  | 0.6 | 0.9 | 0.4 | 0.3 | 0.4 | N |  |  | OP | X | 7 | 1916 | Pre-2000 |  |  | N | Electric Utility | Utility | Cooperative | 1 | X | WAT | Renewable | 0.6 | 0 | 1 | 0
Operable | 3828 | Cloverland Electric Co-op |  | 1751 | Edison Sault | MI | Vertical | Chippewa | 46 | Conventional Hydroelectric | HY |  | S | X | X | MIUP.CLVHDRTN1 |  | 0.6 | 0.9 | 0.4 | 0.4 | 0.4 | N |  |  | OP | X | 7 | 1963 | Pre-2000 |  |  | N | Electric Utility | Utility | Cooperative | 1 | X | WAT | Renewable | 0.6 | 0 | 1 | 0
Operable | 3828 | Cloverland Electric Co-op |  | 1751 | Edison Sault | MI | Vertical | Chippewa | 47 | Conventional Hydroelectric | HY |  | S | X | X | MIUP.CLVHDRTN1 |  | 0.6 | 0.9 | 0.4 | 0.4 | 0.4 | N |  |  | OP | X | 7 | 1963 | Pre-2000 |  |  | N | Electric Utility | Utility | Cooperative | 1 | X | WAT | Renewable | 0.6 | 0 | 1 | 0
Operable | 3828 | Cloverland Electric Co-op |  | 1751 | Edison Sault | MI | Vertical | Chippewa | 48 | Conventional Hydroelectric | HY |  | S | X | X | MIUP.CLVHDRTN1 |  | 0.6 | 0.9 | 0.4 | 0.4 | 0.4 | N |  |  | OP | X | 7 | 1963 | Pre-2000 |  |  | N | Electric Utility | Utility | Cooperative | 1 | X | WAT | Renewable | 0.6 | 0 | 1 | 0
Operable | 3828 | Cloverland Electric Co-op |  | 1751 | Edison Sault | MI | Vertical | Chippewa | 49 | Conventional Hydroelectric | HY |  | S | X | X | MIUP.CLVHDRTN1 |  | 0.6 | 0.9 | 0.4 | 0.4 | 0.4 | N |  |  | OP | X | 7 | 1963 | Pre-2000 |  |  | N | Electric Utility | Utility | Cooperative | 1 | X | WAT | Renewable | 0.6 | 0 | 1 | 0
Operable | 3828 | Cloverland Electric Co-op |  | 1751 | Edison Sault | MI | Vertical | Chippewa | 50 | Conventional Hydroelectric | HY |  | S | X | X | MIUP.CLVHDRTN1 |  | 0.6 | 0.9 | 0.4 | 0.4 | 0.4 | N |  |  | OP | X | 7 | 1963 | Pre-2000 |  |  | N | Electric Utility | Utility | Cooperative | 1 | X | WAT | Renewable | 0.6 | 0 | 1 | 0
Operable | 3828 | Cloverland Electric Co-op |  | 1751 | Edison Sault | MI | Vertical | Chippewa | 51 | Conventional Hydroelectric | HY |  | S | X | X | MIUP.CLVHDRTN1 |  | 0.6 | 0.9 | 0.4 | 0.4 | 0.4 | N |  |  | OP | X | 7 | 1963 | Pre-2000 |  |  | N | Electric Utility | Utility | Cooperative | 1 | X | WAT | Renewable | 0.6 | 0 | 1 | 0
Operable | 3828 | Cloverland Electric Co-op |  | 1751 | Edison Sault | MI | Vertical | Chippewa | 52 | Conventional Hydroelectric | HY |  | S | X | X | MIUP.CLVHDRTN1 |  | 0.6 | 0.9 | 0.4 | 0.3 | 0.4 | N |  |  | OP | X | 7 | 1963 | Pre-2000 |  |  | N | Electric Utility | Utility | Cooperative | 1 | X | WAT | Renewable | 0.6 | 0 | 1 | 0
Operable | 3828 | Cloverland Electric Co-op |  | 1751 | Edison Sault | MI | Vertical | Chippewa | 53 | Conventional Hydroelectric | HY |  | S | X | X | MIUP.CLVHDRTN1 |  | 0.6 | 0.9 | 0.4 | 0.3 | 0.4 | N |  |  | OP | X | 7 | 1963 | Pre-2000 |  |  | N | Electric Utility | Utility | Cooperative | 1 | X | WAT | Renewable | 0.6 | 0 | 1 | 0
Operable | 3828 | Cloverland Electric Co-op |  | 1751 | Edison Sault | MI | Vertical | Chippewa | 54 | Conventional Hydroelectric | HY |  | S | X | X | MIUP.CLVHDRTN1 |  | 0.6 | 0.9 | 0.4 | 0.3 | 0.4 | N |  |  | OP | X | 7 | 1963 | Pre-2000 |  |  | N | Electric Utility | Utility | Cooperative | 1 | X | WAT | Renewable | 0.6 | 0 | 1 | 0
Operable | 3828 | Cloverland Electric Co-op |  | 1751 | Edison Sault | MI | Vertical | Chippewa | 55 | Conventional Hydroelectric | HY |  | S | X | X | MIUP.CLVHDRTN1 |  | 0.6 | 0.9 | 0.4 | 0.3 | 0.4 | N |  |  | OP | X | 7 | 1963 | Pre-2000 |  |  | N | Electric Utility | Utility | Cooperative | 1 | X | WAT | Renewable | 0.6 | 0 | 1 | 0
Operable | 3828 | Cloverland Electric Co-op |  | 1751 | Edison Sault | MI | Vertical | Chippewa | 56 | Conventional Hydroelectric | HY |  | S | X | X | MIUP.CLVHDRTN1 |  | 0.6 | 0.9 | 0.4 | 0.3 | 0.4 | N |  |  | OP | X | 7 | 1963 | Pre-2000 |  |  | N | Electric Utility | Utility | Cooperative | 1 | X | WAT | Renewable | 0.6 | 0 | 1 | 0
Operable | 3828 | Cloverland Electric Co-op |  | 1751 | Edison Sault | MI | Vertical | Chippewa | 57 | Conventional Hydroelectric | HY |  | S | X | X | MIUP.CLVHDRTN1 |  | 0.6 | 0.9 | 0.4 | 0.3 | 0.4 | N |  |  | OP | X | 7 | 1963 | Pre-2000 |  |  | N | Electric Utility | Utility | Cooperative | 1 | X | WAT | Renewable | 0.6 | 0 | 1 | 0
Operable | 3828 | Cloverland Electric Co-op |  | 1751 | Edison Sault | MI | Vertical | Chippewa | 58 | Conventional Hydroelectric | HY |  | S | X | X | MIUP.CLVHDRTN1 |  | 0.6 | 0.9 | 0.4 | 0.3 | 0.4 | N |  |  | OP | X | 7 | 1963 | Pre-2000 |  |  | N | Electric Utility | Utility | Cooperative | 1 | X | WAT | Renewable | 0.6 | 0 | 1 | 0
Operable | 3828 | Cloverland Electric Co-op |  | 1751 | Edison Sault | MI | Vertical | Chippewa | 59 | Conventional Hydroelectric | HY |  | S | X | X | MIUP.CLVHDRTN1 |  | 0.6 | 0.9 | 0.4 | 0.3 | 0.4 | N |  |  | OP | X | 7 | 1963 | Pre-2000 |  |  | N | Electric Utility | Utility | Cooperative | 1 | X | WAT | Renewable | 0.6 | 0 | 1 | 0
Operable | 3828 | Cloverland Electric Co-op |  | 1751 | Edison Sault | MI | Vertical | Chippewa | 6 | Conventional Hydroelectric | HY |  | S | X | X | MIUP.CLVHDRTN1 |  | 0.6 | 0.9 | 0.4 | 0.3 | 0.4 | N |  |  | OP | X | 7 | 1963 | Pre-2000 |  |  | N | Electric Utility | Utility | Cooperative | 1 | X | WAT | Renewable | 0.6 | 0 | 1 | 0
Operable | 3828 | Cloverland Electric Co-op |  | 1751 | Edison Sault | MI | Vertical | Chippewa | 60 | Conventional Hydroelectric | HY |  | S | X | X | MIUP.CLVHDRTN1 |  | 0.6 | 0.9 | 0.4 | 0.3 | 0.4 | N |  |  | OP | X | 7 | 1963 | Pre-2000 |  |  | N | Electric Utility | Utility | Cooperative | 1 | X | WAT | Renewable | 0.6 | 0 | 1 | 0
Operable | 3828 | Cloverland Electric Co-op |  | 1751 | Edison Sault | MI | Vertical | Chippewa | 61 | Conventional Hydroelectric | HY |  | S | X | X | MIUP.CLVHDRTN1 |  | 0.6 | 0.9 | 0.4 | 0.3 | 0.4 | N |  |  | OP | X | 7 | 1963 | Pre-2000 |  |  | N | Electric Utility | Utility | Cooperative | 1 | X | WAT | Renewable | 0.6 | 0 | 1 | 0
Operable | 3828 | Cloverland Electric Co-op |  | 1751 | Edison Sault | MI | Vertical | Chippewa | 62 | Conventional Hydroelectric | HY |  | S | X | X | MIUP.CLVHDRTN1 |  | 0.5 | 0.9 | 0.4 | 0.3 | 0.4 | N |  |  | OP | X | 7 | 1916 | Pre-2000 |  |  | N | Electric Utility | Utility | Cooperative | 1 | X | WAT | Renewable | 0.5 | 0 | 1 | 0
Operable | 3828 | Cloverland Electric Co-op |  | 1751 | Edison Sault | MI | Vertical | Chippewa | 63 | Conventional Hydroelectric | HY |  | S | X | X | MIUP.CLVHDRTN1 |  | 0.5 | 0.9 | 0.4 | 0.3 | 0.4 | N |  |  | OP | X | 7 | 1916 | Pre-2000 |  |  | N | Electric Utility | Utility | Cooperative | 1 | X | WAT | Renewable | 0.5 | 0 | 1 | 0
Operable | 3828 | Cloverland Electric Co-op |  | 1751 | Edison Sault | MI | Vertical | Chippewa | 64 | Conventional Hydroelectric | HY |  | S | X | X | MIUP.CLVHDRTN1 |  | 0.5 | 0.9 | 0.4 | 0.3 | 0.4 | N |  |  | OP | X | 7 | 1916 | Pre-2000 |  |  | N | Electric Utility | Utility | Cooperative | 1 | X | WAT | Renewable | 0.5 | 0 | 1 | 0
Operable | 3828 | Cloverland Electric Co-op |  | 1751 | Edison Sault | MI | Vertical | Chippewa | 65 | Conventional Hydroelectric | HY |  | S | X | X | MIUP.CLVHDRTN1 |  | 0.5 | 0.9 | 0.4 | 0.3 | 0.4 | N |  |  | OP | X | 7 | 1916 | Pre-2000 |  |  | N | Electric Utility | Utility | Cooperative | 1 | X | WAT | Renewable | 0.5 | 0 | 1 | 0
Operable | 3828 | Cloverland Electric Co-op |  | 1751 | Edison Sault | MI | Vertical | Chippewa | 66 | Conventional Hydroelectric | HY |  | S | X | X | MIUP.CLVHDRTN1 |  | 0.5 | 0.9 | 0.4 | 0.3 | 0.4 | N |  |  | OP | X | 7 | 1916 | Pre-2000 |  |  | N | Electric Utility | Utility | Cooperative | 1 | X | WAT | Renewable | 0.5 | 0 | 1 | 0
Operable | 3828 | Cloverland Electric Co-op |  | 1751 | Edison Sault | MI | Vertical | Chippewa | 67 | Conventional Hydroelectric | HY |  | S | X | X | MIUP.CLVHDRTN1 |  | 0.5 | 0.9 | 0.4 | 0.3 | 0.4 | N |  |  | OP | X | 7 | 1916 | Pre-2000 |  |  | N | Electric Utility | Utility | Cooperative | 1 | X | WAT | Renewable | 0.5 | 0 | 1 | 0
Operable | 3828 | Cloverland Electric Co-op |  | 1751 | Edison Sault | MI | Vertical | Chippewa | 68 | Conventional Hydroelectric | HY |  | S | X | X | MIUP.CLVHDRTN1 |  | 0.5 | 0.9 | 0.4 | 0.3 | 0.4 | N |  |  | OP | X | 7 | 1916 | Pre-2000 |  |  | N | Electric Utility | Utility | Cooperative | 1 | X | WAT | Renewable | 0.5 | 0 | 1 | 0
Operable | 3828 | Cloverland Electric Co-op |  | 1751 | Edison Sault | MI | Vertical | Chippewa | 69 | Conventional Hydroelectric | HY |  | S | X | X | MIUP.CLVHDRTN1 |  | 0.5 | 0.9 | 0.4 | 0.3 | 0.4 | N |  |  | OP | X | 7 | 1916 | Pre-2000 |  |  | N | Electric Utility | Utility | Cooperative | 1 | X | WAT | Renewable | 0.5 | 0 | 1 | 0
Operable | 3828 | Cloverland Electric Co-op |  | 1751 | Edison Sault | MI | Vertical | Chippewa | 7 | Conventional Hydroelectric | HY |  | S | X | X | MIUP.CLVHDRTN1 |  | 0.6 | 0.9 | 0.4 | 0.3 | 0.4 | N |  |  | OP | X | 7 | 1963 | Pre-2000 |  |  | N | Electric Utility | Utility | Cooperative | 1 | X | WAT | Renewable | 0.6 | 0 | 1 | 0
Operable | 3828 | Cloverland Electric Co-op |  | 1751 | Edison Sault | MI | Vertical | Chippewa | 70 | Conventional Hydroelectric | HY |  | S | X | X | MIUP.CLVHDRTN1 |  | 0.5 | 0.9 | 0.4 | 0.3 | 0.4 | N |  |  | OP | X | 7 | 1916 | Pre-2000 |  |  | N | Electric Utility | Utility | Cooperative | 1 | X | WAT | Renewable | 0.5 | 0 | 1 | 0
Operable | 3828 | Cloverland Electric Co-op |  | 1751 | Edison Sault | MI | Vertical | Chippewa | 71 | Conventional Hydroelectric | HY |  | S | X | X | MIUP.CLVHDRTN1 |  | 0.5 | 0.9 | 0.4 | 0.3 | 0.4 | N |  |  | OP | X | 7 | 1916 | Pre-2000 |  |  | N | Electric Utility | Utility | Cooperative | 1 | X | WAT | Renewable | 0.5 | 0 | 1 | 0
Operable | 3828 | Cloverland Electric Co-op |  | 1751 | Edison Sault | MI | Vertical | Chippewa | 72 | Conventional Hydroelectric | HY |  | S | X | X | MIUP.CLVHDRTN1 |  | 0.5 | 0.9 | 0.4 | 0.3 | 0.4 | N |  |  | OP | X | 7 | 1916 | Pre-2000 |  |  | N | Electric Utility | Utility | Cooperative | 1 | X | WAT | Renewable | 0.5 | 0 | 1 | 0
Operable | 3828 | Cloverland Electric Co-op |  | 1751 | Edison Sault | MI | Vertical | Chippewa | 73 | Conventional Hydroelectric | HY |  | S | X | X | MIUP.CLVHDRTN1 |  | 0.5 | 0.9 | 0.4 | 0.3 | 0.4 | N |  |  | OP | X | 7 | 1916 | Pre-2000 |  |  | N | Electric Utility | Utility | Cooperative | 1 | X | WAT | Renewable | 0.5 | 0 | 1 | 0
Operable | 3828 | Cloverland Electric Co-op |  | 1751 | Edison Sault | MI | Vertical | Chippewa | 74 | Conventional Hydroelectric | HY |  | S | X | X | MIUP.CLVHDRTN1 |  | 0.5 | 0.9 | 0.4 | 0.3 | 0.4 | N |  |  | OP | X | 7 | 1916 | Pre-2000 |  |  | N | Electric Utility | Utility | Cooperative | 1 | X | WAT | Renewable | 0.5 | 0 | 1 | 0
Operable | 3828 | Cloverland Electric Co-op |  | 1751 | Edison Sault | MI | Vertical | Chippewa | 75 | Conventional Hydroelectric | HY |  | S | X | X | MIUP.CLVHDRTN1 |  | 0.5 | 0.9 | 0.4 | 0.3 | 0.4 | N |  |  | OP | X | 7 | 1916 | Pre-2000 |  |  | N | Electric Utility | Utility | Cooperative | 1 | X | WAT | Renewable | 0.5 | 0 | 1 | 0
Operable | 3828 | Cloverland Electric Co-op |  | 1751 | Edison Sault | MI | Vertical | Chippewa | 76 | Conventional Hydroelectric | HY |  | S | X | X | MIUP.CLVHDRTN1 |  | 0.5 | 0.9 | 0.4 | 0.3 | 0.4 | N |  |  | OP | X | 7 | 1916 | Pre-2000 |  |  | N | Electric Utility | Utility | Cooperative | 1 | X | WAT | Renewable | 0.5 | 0 | 1 | 0
Operable | 3828 | Cloverland Electric Co-op |  | 1751 | Edison Sault | MI | Vertical | Chippewa | 77 | Conventional Hydroelectric | HY |  | S | X | X | MIUP.CLVHDRTN1 |  | 0.5 | 0.9 | 0.4 | 0.3 | 0.4 | N |  |  | OP | X | 7 | 1916 | Pre-2000 |  |  | N | Electric Utility | Utility | Cooperative | 1 | X | WAT | Renewable | 0.5 | 0 | 1 | 0
Operable | 3828 | Cloverland Electric Co-op |  | 1751 | Edison Sault | MI | Vertical | Chippewa | 78 | Conventional Hydroelectric | HY |  | S | X | X | MIUP.CLVHDRTN1 |  | 0.5 | 0.9 | 0.4 | 0.3 | 0.4 | N |  |  | OP | X | 7 | 1916 | Pre-2000 |  |  | N | Electric Utility | Utility | Cooperative | 1 | X | WAT | Renewable | 0.5 | 0 | 1 | 0
Operable | 3828 | Cloverland Electric Co-op |  | 1751 | Edison Sault | MI | Vertical | Chippewa | 79 | Conventional Hydroelectric | HY |  | S | X | X | MIUP.CLVHDRTN1 |  | 0.5 | 0.9 | 0.4 | 0.3 | 0.4 | N |  |  | OP | X | 7 | 1916 | Pre-2000 |  |  | N | Electric Utility | Utility | Cooperative | 1 | X | WAT | Renewable | 0.5 | 0 | 1 | 0
Operable | 3828 | Cloverland Electric Co-op |  | 1751 | Edison Sault | MI | Vertical | Chippewa | 8 | Conventional Hydroelectric | HY |  | S | X | X | MIUP.CLVHDRTN1 |  | 0.6 | 0.9 | 0.4 | 0.3 | 0.4 | N |  |  | OP | X | 7 | 1963 | Pre-2000 |  |  | N | Electric Utility | Utility | Cooperative | 1 | X | WAT | Renewable | 0.6 | 0 | 1 | 0
Operable | 3828 | Cloverland Electric Co-op |  | 1751 | Edison Sault | MI | Vertical | Chippewa | 80 | Conventional Hydroelectric | HY |  | S | X | X | MIUP.CLVHDRTN1 |  | 0.5 | 0.9 | 0.4 | 0.3 | 0.4 | N |  |  | OP | X | 7 | 1916 | Pre-2000 |  |  | N | Electric Utility | Utility | Cooperative | 1 | X | WAT | Renewable | 0.5 | 0 | 1 | 0
Operable | 3828 | Cloverland Electric Co-op |  | 1751 | Edison Sault | MI | Vertical | Chippewa | 9 | Conventional Hydroelectric | HY |  | S | X | X | MIUP.CLVHDRTN1 |  | 0.6 | 0.9 | 0.4 | 0.3 | 0.4 | N |  |  | OP | X | 7 | 1963 | Pre-2000 |  |  | N | Electric Utility | Utility | Cooperative | 1 | X | WAT | Renewable | 0.6 | 0 | 1 | 0
Operable | 3828 | Cloverland Electric Co-op |  | 1868 | Dafter | MI | Vertical | Chippewa | 1C | Petroleum Liquids | IC |  | S | X | X | MIUP.DFTR13N1 |  | 2 | 0.9 | 1.8 | 1.8 | 1.8 | N |  |  | OP | X | 12 | 2021 | 2021 |  |  | N | Electric Utility | Utility | Cooperative | 1 | X | DFO | Non-Renewable | 0 | 2 | 0 | 1
Operable | 3828 | Cloverland Electric Co-op |  | 1868 | Dafter | MI | Vertical | Chippewa | 2C | Petroleum Liquids | IC |  | S | X | X | MIUP.DFTR13N1 |  | 2 | 0.9 | 1.8 | 1.8 | 1.8 | N |  |  | OP | X | 12 | 2021 | 2021 |  |  | N | Electric Utility | Utility | Cooperative | 1 | X | DFO | Non-Renewable | 0 | 2 | 0 | 1
Operable | 3828 | Cloverland Electric Co-op |  | 1868 | Dafter | MI | Vertical | Chippewa | 3C | Petroleum Liquids | IC |  | S | X | X | MIUP.DFTR13N1 |  | 2 | 0.9 | 1.8 | 1.8 | 1.8 | N |  |  | OP | X | 12 | 2021 | 2021 |  |  | N | Electric Utility | Utility | Cooperative | 1 | X | DFO | Non-Renewable | 0 | 2 | 0 | 1
Operable | 3828 | Cloverland Electric Co-op |  | 1868 | Dafter | MI | Vertical | Chippewa | 4 | Petroleum Liquids | IC |  | S | X | X | MIUP.DFTR13N1 |  | 3 | 0.9 | 2.5 | 2.5 | 2.5 | N |  |  | OP | X | 6 | 1960 | Pre-2000 |  |  | N | Electric Utility | Utility | Cooperative | 1 | X | DFO | Non-Renewable | 0 | 3 | 0 | 1
Operable | 3828 | Cloverland Electric Co-op |  | 1868 | Dafter | MI | Vertical | Chippewa | 4C | Petroleum Liquids | IC |  | S | X | X | MIUP.DFTR13N1 |  | 2 | 0.9 | 1.8 | 1.8 | 1.8 | N |  |  | OP | X | 12 | 2021 | 2021 |  |  | N | Electric Utility | Utility | Cooperative | 1 | X | DFO | Non-Renewable | 0 | 2 | 0 | 1
Operable | 3828 | Cloverland Electric Co-op |  | 6369 | Detour | MI | Vertical | Chippewa | 6 | Petroleum Liquids | IC |  | S | X | X | MIUP.DETRDBN1 |  | 3 | 0.9 | 2.5 | 2.5 | 2.5 | N |  |  | OP | X | 10 | 1973 | Pre-2000 |  |  | N | Electric Utility | Utility | Cooperative | 1 | X | DFO | Non-Renewable | 0 | 3 | 0 | 1
Operable | 3828 | Cloverland Electric Co-op |  | 6369 | Detour | MI | Vertical | Chippewa | 7 | Petroleum Liquids | IC |  | S | X | X | MIUP.DETRDBN1 |  | 3 | 0.9 | 2.5 | 2.5 | 2.5 | N |  |  | OP | X | 8 | 1976 | Pre-2000 |  |  | N | Electric Utility | Utility | Cooperative | 1 | X | DFO | Non-Renewable | 0 | 3 | 0 | 1
Operable | 62003 | CMR Solar, LLC |  | 62486 | CMR Solar LLC | NY | Restructured | Orange | CMRSL | Solar Photovoltaic | PV |  | S | X | X |  |  | 2 |  | 2 | 2 |  | N |  |  | OP | X | 5 | 2019 | 2019 |  |  | N | IPP Non-CHP | IPP | IPP | 2 | X | SUN | Renewable | 2 | 0 | 1 | 0
Operable | 3838 | CMS Generation MI Power LLC |  | 55101 | Kalamazoo River Generating Station | MI | Vertical | Kalamazoo | 1 | Natural Gas Fired Combustion Turbine | GT |  | S | X | X | CONS.KAL_RGEN_ | CONS.KAL_RGEN_ | 77.4 | 0.9 | 72 | 76 | 55 | N |  |  | OP | X | 6 | 1999 | Pre-2000 |  |  | N | IPP Non-CHP | IPP | IPP | 2 | X | NG | Non-Renewable | 0 | 77.4 | 0 | 1
Operable | 3838 | CMS Generation MI Power LLC |  | 55102 | Livingston Generating Station | MI | Vertical | Otsego | 1 | Natural Gas Fired Combustion Turbine | GT |  | S | X | X | CONS.LIVINGEN1 | CONS.LIVINGEN1 | 42.9 | 0.85 | 33 | 40 | 25.2 | N |  |  | OP | X | 6 | 1999 | Pre-2000 |  |  | N | IPP Non-CHP | IPP | IPP | 2 | X | NG | Non-Renewable | 0 | 42.9 | 0 | 1
Operable | 3838 | CMS Generation MI Power LLC |  | 55102 | Livingston Generating Station | MI | Vertical | Otsego | 2 | Natural Gas Fired Combustion Turbine | GT |  | S | X | X | CONS.LIVINGEN2 | CONS.LIVINGEN2 | 42.4 | 0.85 | 33 | 40 | 26.8 | N |  |  | OP | X | 6 | 1999 | Pre-2000 |  |  | N | IPP Non-CHP | IPP | IPP | 2 | X | NG | Non-Renewable | 0 | 42.4 | 0 | 1
Operable | 3838 | CMS Generation MI Power LLC |  | 55102 | Livingston Generating Station | MI | Vertical | Otsego | 3 | Natural Gas Fired Combustion Turbine | GT |  | S | X | X | CONS.LIVINGEN3 | CONS.LIVINGEN3 | 42.4 | 0.85 | 33 | 40 | 24.4 | N |  |  | OP | X | 6 | 1999 | Pre-2000 |  |  | N | IPP Non-CHP | IPP | IPP | 2 | X | NG | Non-Renewable | 0 | 42.4 | 0 | 1
Operable | 3838 | CMS Generation MI Power LLC |  | 55102 | Livingston Generating Station | MI | Vertical | Otsego | 4 | Natural Gas Fired Combustion Turbine | GT |  | S | X | X | CONS.LIVINGEN4 | CONS.LIVINGEN4 | 42.4 | 0.85 | 33 | 40 | 28.4 | N |  |  | OP | X | 6 | 1999 | Pre-2000 |  |  | N | IPP Non-CHP | IPP | IPP | 2 | X | NG | Non-Renewable | 0 | 42.4 | 0 | 1
Operable | 3837 | CMS Generation Operating Co II |  | 10525 | Craven County Wood Energy LP | NC | Vertical | Craven | 1UNI | Wood/Wood Waste Biomass | ST |  | J | X | X |  |  | 50 | 0.85 | 47 | 47 | 25 | N |  |  | OP | X | 11 | 1990 | Pre-2000 |  |  | N | IPP Non-CHP | IPP | IPP | 2 | X | WDS | Renewable | 50 | 0 | 1 | 0 | OBS | WO
Operable | 3930 | Co-Gen II |  | 50993 | Co-Gen II LLC | OR | Vertical | Douglas | GEN1 | Wood/Wood Waste Biomass | ST |  | S | X | X |  |  | 7.5 | 0.9 | 7.8 | 7.3 | 4 | N |  |  | SB | Y | 10 | 1987 | Pre-2000 |  |  | Y | IPP CHP | IPP | IPP | 3 | T | WDS | Renewable | 7.5 | 0 | 1 | 0 | NG
Operable | 3770 | Co-Generation Co |  | 50921 | Co-Gen LLC | OR | Vertical | Grant | GEN1 | Wood/Wood Waste Biomass | ST |  | S | X | X |  |  | 7.5 | 0.9 | 7.5 | 7.5 | 4 | N |  |  | SB | Y | 5 | 1986 | Pre-2000 |  |  | Y | IPP CHP | IPP | IPP | 3 | T | WDS | Renewable | 7.5 | 0 | 1 | 0
Operable | 3852 | Coalinga Cogeneration Co |  | 50131 | Coalinga Cogeneration | CA | Vertical | Fresno | K100 | Natural Gas Fired Combustion Turbine | GT |  | S | X | X |  |  | 38.4 | 1 | 36 | 38 | 36 | N |  |  | OS | X | 10 | 1991 | Pre-2000 |  |  | Y | IPP CHP | IPP | IPP | 3 | T | NG | Non-Renewable | 0 | 38.4 | 0 | 1
Operable | 57066 | Coastal Community Action Program |  | 57756 | Coastal Energy Project | WA | Vertical | Grays Harbor | 1 | Onshore Wind Turbine | WT |  | S | X | X |  |  | 6 |  | 6 | 6 | 0.1 | N |  |  | OP | X | 6 | 2010 | 2010 |  |  | N | IPP Non-CHP | IPP | IPP | 2 | X | WND | Renewable | 6 | 0 | 1 | 0
Operable | 63260 | Cobb Electric Membership Corporation |  | 63535 | Solar BESS Hybrid | GA | Vertical | Cobb | NG | Natural Gas Fired Combustion Turbine | GT |  | S | X | X |  |  | 1 | 0.8 | 1 | 1 | 0.3 | N |  |  | OP | X | 9 | 2022 | 2022 |  |  | N | IPP Non-CHP | IPP | IPP | 2 | X | NG | Non-Renewable | 0 | 1 | 0 | 1
Operable | 63260 | Cobb Electric Membership Corporation |  | 63535 | Solar BESS Hybrid | GA | Vertical | Cobb | SOLAR | Solar Photovoltaic | PV |  | W | X | X |  |  | 1.5 |  | 1.4 | 1 | 0 | N |  |  | OP | X | 10 | 2020 | 2020 |  |  | N | IPP Non-CHP | IPP | IPP | 2 | X | SUN | Renewable | 1.5 | 0 | 1 | 0
Operable | 63260 | Cobb Electric Membership Corporation |  | 63535 | Solar BESS Hybrid | GA | Vertical | Cobb | TEST | Batteries | BA |  | W | X | X |  |  | 1 |  | 1 | 1 | 0.1 | N |  |  | OP | X | 10 | 2020 | 2020 |  |  | N | IPP Non-CHP | IPP | IPP | 2 | X | MWH | Other | 0 | 0 | 0 | 0
Operable | 62860 | COE Bridgewater LLC c/o Thor Equities, LLC |  | 10122 | CIP II/AR Bridgewater Holdings - NJCOE | NJ | Restructured | Somerset | 2 | Natural Gas Fired Combustion Turbine | GT |  | S | X | X | N/A | N/A | 5 | 0.9 | 4.1 | 4.2 | 2 | N |  |  | OP | X | 11 | 2002 | 2002 |  |  | Y | Commercial CHP | Customer Sited | Other | 5 | T | NG | Non-Renewable | 0 | 5 | 0 | 1 | DFO
Operable | 65337 | Coggon Municipal Light Plant |  | 1132 | Coggon | IA | Vertical | Linn | IC5 | Petroleum Liquids | IC |  | S | X | X |  |  | 2 | 0.8 | 1.8 | 1.8 | 0.6 | N |  |  | OP | X | 6 | 2003 | 2003 |  |  | N | Electric Utility | Utility | Municipal | 1 | X | DFO | Non-Renewable | 0 | 2 | 0 | 1
Operable | 64148 | Cokato Holdco LLC |  | 64506 | Cokato CSG | MN | Vertical | Wright | COK | Solar Photovoltaic | PV |  | S | X | X |  |  | 4 |  | 4 | 4 |  | N |  |  | OP | X | 8 | 2021 | 2021 |  |  | N | IPP Non-CHP | IPP | IPP | 2 | X | SUN | Renewable | 4 | 0 | 1 | 0
Operable | 4174 | Cokenergy Inc |  | 55066 | Heat Recovery Coke Facility | IN | Vertical | Lake | TG18 | All Other | ST |  | W | X | X |  |  | 94.6 | 1 | 88 | 88 | 10 | N |  |  | OP | X | 4 | 1998 | Pre-2000 |  |  | N | Industrial Non-CHP | Customer Sited | Other | 6 | X | WH | Other | 0 | 0 | 0 | 0
Operable | 3915 | Coldwater Board of Public Util |  | 59467 | Coldwater Peaking Plant | MI | Vertical | Branch | GEN1 | Natural Gas Internal Combustion Engine | IC |  | S | X | X | CONS.MSCP | CONS.MSCP | 4.3 | 1 | 4.3 | 4.3 | 4.3 | N |  |  | OP | X | 7 | 2015 | 2015 |  |  | N | Electric Utility | Utility | Municipal | 1 | X | NG | Non-Renewable | 0 | 4.3 | 0 | 1
Operable | 3915 | Coldwater Board of Public Util |  | 59467 | Coldwater Peaking Plant | MI | Vertical | Branch | GEN2 | Natural Gas Internal Combustion Engine | IC |  | S | X | X | CONS.MSCP | CONS.MSCP | 4.3 | 1 | 4.3 | 4.3 | 4.3 | N |  |  | OP | X | 7 | 2015 | 2015 |  |  | N | Electric Utility | Utility | Municipal | 1 | X | NG | Non-Renewable | 0 | 4.3 | 0 | 1
Operable | 3915 | Coldwater Board of Public Util |  | 59467 | Coldwater Peaking Plant | MI | Vertical | Branch | GEN3 | Natural Gas Internal Combustion Engine | IC |  | S | X | X | CONS.MSCP | CONS.MSCP | 4.3 | 1 | 4.3 | 4.3 | 4.3 | N |  |  | OP | X | 7 | 2015 | 2015 |  |  | N | Electric Utility | Utility | Municipal | 1 | X | NG | Non-Renewable | 0 | 4.3 | 0 | 1
Operable | 64105 | Coldwater Solar, LLC |  | 64458 | Coldwater Solar, LLC | MI | Vertical | Genesee | FAACW | Solar Photovoltaic | PV |  | S | X | X | Cons.Cetr |  | 2 |  | 2 | 2 |  | N |  |  | OP | X | 12 | 2020 | 2020 |  |  | N | IPP Non-CHP | IPP | IPP | 2 | X | SUN | Renewable | 2 | 0 | 1 | 0
Operable | 56570 | Coleto Creek Power LP |  | 6178 | Coleto Creek | TX | Restructured | Goliad | 1 | Conventional Steam Coal | ST |  | W | X | X |  |  | 622.4 | 0.9 | 655 | 655 | 175 | N |  |  | OP | X | 6 | 1980 | Pre-2000 | 12 | 2027 | N | IPP Non-CHP | IPP | IPP | 2 | X | SUB | Non-Renewable | 0 | 622.4 | 0 | 1
Operable | 66055 | Colice Hall Solar LLC |  | 67172 | Colice Hall Solar | NC | Vertical | Hertford | COLIC | Solar Photovoltaic | PV |  | S | X | X |  |  | 17 |  | 17 | 17 |  | N |  |  | OP | X | 7 | 2023 | 2023 |  |  | N | IPP Non-CHP | IPP | IPP | 2 | X | SUN | Renewable | 17 | 0 | 1 | 0
Operable | 3953 | Collins Pine Co |  | 10661 | Collins Pine Project | CA | Vertical | Plumas | GEN5 | Wood/Wood Waste Biomass | ST |  | S | X | X |  |  | 5 | 0.8 | 5 | 5 | 1 | N |  |  | OP | X | 9 | 2021 | 2021 |  |  | Y | Industrial CHP | Customer Sited | Other | 7 | T | WDS | Renewable | 5 | 0 | 1 | 0
Operable | 58435 | Collinwood BioEnergy |  | 58439 | Collinwood BioEnergy Facility | OH | Restructured | Cuyahoga | CBE01 | Other Waste Biomass | IC |  | S | X | X |  |  | 1 | 1 | 1 | 1 | 0.2 | N |  |  | OP | X | 5 | 2011 | 2011 |  |  | N | Industrial Non-CHP | Customer Sited | Other | 6 | X | OBG | Renewable | 1 | 0 | 1 | 0
Operable | 19068 | Colorado Energy Nations Company, LLC |  | 10180 | Metro Wastewater Reclamation District | CO | Vertical | Denver | 1 | Other Waste Biomass | IC |  | W | X | X |  |  | 2 | 0.85 | 1.2 | 1.2 | 0.6 | N |  |  | OS | X | 4 | 1985 | Pre-2000 |  |  | Y | IPP CHP | IPP | IPP | 3 | T | OBG | Renewable | 2 | 0 | 1 | 0
Operable | 19068 | Colorado Energy Nations Company, LLC |  | 10180 | Metro Wastewater Reclamation District | CO | Vertical | Denver | 2 | Other Waste Biomass | IC |  | W | X | X |  |  | 2 | 0.85 | 1.2 | 1.2 | 0.6 | N |  |  | OS | X | 4 | 1985 | Pre-2000 |  |  | Y | IPP CHP | IPP | IPP | 3 | T | OBG | Renewable | 2 | 0 | 1 | 0
Operable | 19068 | Colorado Energy Nations Company, LLC |  | 10180 | Metro Wastewater Reclamation District | CO | Vertical | Denver | 3 | Other Waste Biomass | IC |  | W | X | X |  |  | 2 | 0.85 | 1.2 | 1.2 | 0.6 | N |  |  | SB | Y | 4 | 1985 | Pre-2000 |  |  | Y | IPP CHP | IPP | IPP | 3 | T | OBG | Renewable | 2 | 0 | 1 | 0
Operable | 19068 | Colorado Energy Nations Company, LLC |  | 10180 | Metro Wastewater Reclamation District | CO | Vertical | Denver | 4 | Other Waste Biomass | IC |  | W | X | X |  |  | 2 | 0.85 | 1.2 | 1.2 | 0.6 | N |  |  | SB | Y | 4 | 1985 | Pre-2000 |  |  | Y | IPP CHP | IPP | IPP | 3 | T | OBG | Renewable | 2 | 0 | 1 | 0
Operable | 19068 | Colorado Energy Nations Company, LLC |  | 10180 | Metro Wastewater Reclamation District | CO | Vertical | Denver | 5 | Other Waste Biomass | GT |  | W | X | X |  |  | 3.5 | 0.95 | 2.5 | 3.1 | 0.6 | N |  |  | OP | X | 8 | 2000 | 2000 |  |  | Y | IPP CHP | IPP | IPP | 3 | T | OBG | Renewable | 3.5 | 0 | 1 | 0 | PG
Operable | 19068 | Colorado Energy Nations Company, LLC |  | 10180 | Metro Wastewater Reclamation District | CO | Vertical | Denver | 6 | Other Waste Biomass | GT |  | W | X | X |  |  | 3.5 | 0.95 | 2.5 | 3.1 | 0.6 | N |  |  | OP | X | 9 | 2000 | 2000 |  |  | Y | IPP CHP | IPP | IPP | 3 | T | OBG | Renewable | 3.5 | 0 | 1 | 0 | PG
Operable | 56523 | Colorado Highlands Wind LLC |  | 57174 | Colorado Highlands Wind | CO | Vertical | Logan | CHW1 | Onshore Wind Turbine | WT |  | S | X | X |  |  | 71 |  | 71 | 71 | 0 | N |  |  | OP | X | 12 | 2012 | 2012 |  |  | N | IPP Non-CHP | IPP | IPP | 2 | X | WND | Renewable | 71 | 0 | 1 | 0
Operable | 56523 | Colorado Highlands Wind LLC |  | 57174 | Colorado Highlands Wind | CO | Vertical | Logan | CHW2 | Onshore Wind Turbine | WT |  | S | X | X |  |  | 25.1 |  | 25.1 | 25.1 | 0 | N |  |  | OP | X | 9 | 2013 | 2013 |  |  | N | IPP Non-CHP | IPP | IPP | 2 | X | WND | Renewable | 25.1 | 0 | 1 | 0
Operable | 3990 | Colorado River Indian Irr Proj |  | 7179 | Headgate Rock | AZ | Vertical | La Paz | 1 | Conventional Hydroelectric | HY |  | S | X | X |  |  | 6.5 | 0.9 | 6.5 | 6.5 | 1 | N |  |  | OP | X | 3 | 1993 | Pre-2000 |  |  | N | Electric Utility | Utility | Other | 1 | X | WAT | Renewable | 6.5 | 0 | 1 | 0
Operable | 3990 | Colorado River Indian Irr Proj |  | 7179 | Headgate Rock | AZ | Vertical | La Paz | 2 | Conventional Hydroelectric | HY |  | S | X | X |  |  | 6.5 | 0.9 | 6.5 | 6.5 | 1 | N |  |  | OP | X | 8 | 1993 | Pre-2000 |  |  | N | Electric Utility | Utility | Other | 1 | X | WAT | Renewable | 6.5 | 0 | 1 | 0
Operable | 3990 | Colorado River Indian Irr Proj |  | 7179 | Headgate Rock | AZ | Vertical | La Paz | 3 | Conventional Hydroelectric | HY |  | S | X | X |  |  | 6.5 | 0.9 | 6.5 | 6.5 | 1 | N |  |  | OP | X | 7 | 1993 | Pre-2000 |  |  | N | Electric Utility | Utility | Other | 1 | X | WAT | Renewable | 6.5 | 0 | 1 | 0
Operable | 4217 | Colstrip Energy LP |  | 10784 | Colstrip Energy LP | MT | Vertical | Rosebud | GEN1 | Conventional Steam Coal | ST |  | S | X | X |  |  | 46.1 | 0.9 | 38 | 40.5 | 23 | N |  |  | OP | X | 2 | 1990 | Pre-2000 |  |  | N | IPP Non-CHP | IPP | IPP | 2 | X | WC | Non-Renewable | 0 | 46.1 | 0 | 1
Operable | 4382 | Colton Power LP |  | 55934 | Century Generating Facility | CA | Vertical | San Bernardino | C1 | Natural Gas Fired Combustion Turbine | GT |  | S | X | X | CENTRY_6_PL1X4 | SLIC SP15 | 11.2 | 1 | 9.5 | 11 | 6 | N |  |  | OP | X | 9 | 2001 | 2001 |  |  | N | IPP Non-CHP | IPP | IPP | 2 | X | NG | Non-Renewable | 0 | 11.2 | 0 | 1
Operable | 4382 | Colton Power LP |  | 55934 | Century Generating Facility | CA | Vertical | San Bernardino | C2 | Natural Gas Fired Combustion Turbine | GT |  | S | X | X | CENTRY_6_PL1X4 | SLIC SP15 | 11.2 | 1 | 9.5 | 11 | 6 | N |  |  | OP | X | 9 | 2001 | 2001 |  |  | N | IPP Non-CHP | IPP | IPP | 2 | X | NG | Non-Renewable | 0 | 11.2 | 0 | 1
Operable | 4382 | Colton Power LP |  | 55934 | Century Generating Facility | CA | Vertical | San Bernardino | C3 | Natural Gas Fired Combustion Turbine | GT |  | S | X | X | CENTRY_6_PL1X4 | SLIC SP15 | 11.2 | 1 | 9.5 | 11 | 6 | N |  |  | OP | X | 9 | 2001 | 2001 |  |  | N | IPP Non-CHP | IPP | IPP | 2 | X | NG | Non-Renewable | 0 | 11.2 | 0 | 1
Operable | 4382 | Colton Power LP |  | 55934 | Century Generating Facility | CA | Vertical | San Bernardino | C4 | Natural Gas Fired Combustion Turbine | GT |  | S | X | X | CENTRY_6_PL1X4 | SLIC SP15 | 11.2 | 1 | 9.5 | 11 | 6 | N |  |  | OP | X | 9 | 2001 | 2001 |  |  | N | IPP Non-CHP | IPP | IPP | 2 | X | NG | Non-Renewable | 0 | 11.2 | 0 | 1
Operable | 4382 | Colton Power LP |  | 55935 | Drews Generating Facility | CA | Vertical | San Bernardino | D1 | Natural Gas Fired Combustion Turbine | GT |  | S | X | X | DREWS_6_PL1X4 | SLIC SP15 | 11.2 | 1 | 9.5 | 11 | 6 | N |  |  | OP | X | 8 | 2001 | 2001 |  |  | N | IPP Non-CHP | IPP | IPP | 2 | X | NG | Non-Renewable | 0 | 11.2 | 0 | 1
Operable | 4382 | Colton Power LP |  | 55935 | Drews Generating Facility | CA | Vertical | San Bernardino | D2 | Natural Gas Fired Combustion Turbine | GT |  | S | X | X | DREWS_6_PL1X4 | SLIC SP15 | 11.2 | 1 | 9.5 | 11 | 6 | N |  |  | OP | X | 8 | 2001 | 2001 |  |  | N | IPP Non-CHP | IPP | IPP | 2 | X | NG | Non-Renewable | 0 | 11.2 | 0 | 1
Operable | 4382 | Colton Power LP |  | 55935 | Drews Generating Facility | CA | Vertical | San Bernardino | D3 | Natural Gas Fired Combustion Turbine | GT |  | S | X | X | DREWS_6_PL1X4 | SLIC SP15 | 11.2 | 1 | 9.5 | 11 | 6 | N |  |  | OP | X | 8 | 2001 | 2001 |  |  | N | IPP Non-CHP | IPP | IPP | 2 | X | NG | Non-Renewable | 0 | 11.2 | 0 | 1
Operable | 4382 | Colton Power LP |  | 55935 | Drews Generating Facility | CA | Vertical | San Bernardino | D4 | Natural Gas Fired Combustion Turbine | GT |  | S | X | X | DREWS_6_PL1X4 | SLIC SP15 | 11.2 | 1 | 9.5 | 11 | 6 | N |  |  | OP | X | 8 | 2001 | 2001 |  |  | N | IPP Non-CHP | IPP | IPP | 2 | X | NG | Non-Renewable | 0 | 11.2 | 0 | 1
Operable | 59345 | Colton Solar One, LLC |  | 59597 | Colton Solar One, LLC | CA | Vertical | San Bernardino | CS001 | Solar Photovoltaic | PV |  | S | X | X |  |  | 2.5 |  | 2.5 | 2.5 |  | N |  |  | OP | X | 6 | 2015 | 2015 |  |  | N | IPP Non-CHP | IPP | IPP | 2 | X | SUN | Renewable | 2.5 | 0 | 1 | 0
Operable | 59346 | Colton Solar Two, LLC |  | 59598 | Colton Solar Two, LLC | CA | Vertical | San Bernardino | CS002 | Solar Photovoltaic | PV |  | S | X | X |  |  | 1 |  | 1 | 1 |  | N |  |  | OP | X | 4 | 2015 | 2015 |  |  | N | IPP Non-CHP | IPP | IPP | 2 | X | SUN | Renewable | 1 | 0 | 1 | 0
Operable | 55939 | Columbia Basin Hydropower |  | 56694 | Russell D Smith | WA | Vertical | Adams | 1 | Conventional Hydroelectric | HY |  | J | X | X |  |  | 6.1 | 0.9 | 6.1 |  | 0.2 | N |  |  | OP | X | 9 | 1982 | Pre-2000 |  |  | N | Electric Utility | Utility | Municipal | 1 | X | WAT | Renewable | 6.1 | 0 | 1 | 0
Operable | 55939 | Columbia Basin Hydropower |  | 56695 | Summer Falls Power Plant | WA | Vertical | Grant | 1 | Conventional Hydroelectric | HY |  | J | X | X |  |  | 46 | 0.95 | 46 |  | 14 | N |  |  | OP | X | 1 | 1985 | Pre-2000 |  |  | N | Electric Utility | Utility | Municipal | 1 | X | WAT | Renewable | 46 | 0 | 1 | 0
Operable | 55939 | Columbia Basin Hydropower |  | 56695 | Summer Falls Power Plant | WA | Vertical | Grant | 2 | Conventional Hydroelectric | HY |  | J | X | X |  |  | 46 | 0.95 | 46 |  | 14 | N |  |  | OP | X | 1 | 1985 | Pre-2000 |  |  | N | Electric Utility | Utility | Municipal | 1 | X | WAT | Renewable | 46 | 0 | 1 | 0
Operable | 55939 | Columbia Basin Hydropower |  | 56696 | Eltopia Branch Canal 4.6 | WA | Vertical | Franklin | 1 | Conventional Hydroelectric | HY |  | J | X | X |  |  | 2.2 | 0.9 | 2.2 |  | 0.1 | N |  |  | OP | X | 5 | 1983 | Pre-2000 |  |  | N | Electric Utility | Utility | Municipal | 1 | X | WAT | Renewable | 2.2 | 0 | 1 | 0
Operable | 55939 | Columbia Basin Hydropower |  | 56697 | Potholes East Canal 66.0 | WA | Vertical | Franklin | 1 | Conventional Hydroelectric | HY |  | J | X | X |  |  | 2.3 | 0.9 | 2.3 |  | 0.1 | N |  |  | OP | X | 3 | 1985 | Pre-2000 |  |  | N | Electric Utility | Utility | Municipal | 1 | X | WAT | Renewable | 2.3 | 0 | 1 | 0
Operable | 55939 | Columbia Basin Hydropower |  | 56698 | Main Canal Headworks | WA | Vertical | Grant | 1 | Conventional Hydroelectric | HY |  | J | X | X |  |  | 26.8 | 0.95 | 26.8 |  | 3 | N |  |  | OP | X | 1 | 1987 | Pre-2000 |  |  | N | Electric Utility | Utility | Municipal | 1 | X | WAT | Renewable | 26.8 | 0 | 1 | 0
Operable | 59736 | Columbia Solar Energy LLC |  | 59979 | Columbia Solar Energy, LLC | CA | Vertical | Contra Costa | GEN1 | Solar Photovoltaic | PV |  | S | X | X |  |  | 19.2 |  | 19.2 | 19.2 |  | N |  |  | OP | X | 10 | 2015 | 2015 |  |  | N | IPP Non-CHP | IPP | IPP | 2 | X | SUN | Renewable | 19.2 | 0 | 1 | 0
Operable | 4194 | Commonwealth Chesapeake Co LLC |  | 55381 | Commonwealth Chesapeake | VA | Vertical | Accomack | UNT1 | Petroleum Liquids | GT |  | W | X | X | 93150 | 93150 | 57.5 | 0.85 | 45.1 | 49 | 35 | N |  |  | SB | Y | 8 | 2000 | 2000 |  |  | N | IPP Non-CHP | IPP | IPP | 2 | X | DFO | Non-Renewable | 0 | 57.5 | 0 | 1
Operable | 4194 | Commonwealth Chesapeake Co LLC |  | 55381 | Commonwealth Chesapeake | VA | Vertical | Accomack | UNT2 | Petroleum Liquids | GT |  | W | X | X | 93151 | 93151 | 57.5 | 0.85 | 43.7 | 47.8 | 35 | N |  |  | SB | Y | 9 | 2000 | 2000 |  |  | N | IPP Non-CHP | IPP | IPP | 2 | X | DFO | Non-Renewable | 0 | 57.5 | 0 | 1
Operable | 4194 | Commonwealth Chesapeake Co LLC |  | 55381 | Commonwealth Chesapeake | VA | Vertical | Accomack | UNT3 | Petroleum Liquids | GT |  | W | X | X | 93152 | 93152 | 57.5 | 0.85 | 45.4 | 46.3 | 35 | N |  |  | SB | Y | 9 | 2000 | 2000 |  |  | N | IPP Non-CHP | IPP | IPP | 2 | X | DFO | Non-Renewable | 0 | 57.5 | 0 | 1
Operable | 4194 | Commonwealth Chesapeake Co LLC |  | 55381 | Commonwealth Chesapeake | VA | Vertical | Accomack | UNT4 | Petroleum Liquids | GT |  | W | X | X | 1048078 | 1048078 | 57.5 | 0.85 | 44 | 45.6 | 35 | N |  |  | SB | Y | 6 | 2001 | 2001 |  |  | N | IPP Non-CHP | IPP | IPP | 2 | X | DFO | Non-Renewable | 0 | 57.5 | 0 | 1
Operable | 4194 | Commonwealth Chesapeake Co LLC |  | 55381 | Commonwealth Chesapeake | VA | Vertical | Accomack | UNT5 | Petroleum Liquids | GT |  | W | X | X | 1048079 | 1048079 | 57.5 | 0.85 | 45.4 | 47.2 | 35 | N |  |  | SB | Y | 6 | 2001 | 2001 |  |  | N | IPP Non-CHP | IPP | IPP | 2 | X | DFO | Non-Renewable | 0 | 57.5 | 0 | 1
Operable | 4194 | Commonwealth Chesapeake Co LLC |  | 55381 | Commonwealth Chesapeake | VA | Vertical | Accomack | UNT6 | Petroleum Liquids | GT |  | W | X | X | 104080 | 104080 | 57.5 | 0.85 | 45.1 | 46 | 35 | N |  |  | SB | Y | 6 | 2001 | 2001 |  |  | N | IPP Non-CHP | IPP | IPP | 2 | X | DFO | Non-Renewable | 0 | 57.5 | 0 | 1
Operable | 4194 | Commonwealth Chesapeake Co LLC |  | 55381 | Commonwealth Chesapeake | VA | Vertical | Accomack | UNT7 | Petroleum Liquids | GT |  | W | X | X | 104081 | 104081 | 57.5 | 0.85 | 45.2 | 45.5 | 35 | N |  |  | SB | Y | 8 | 2001 | 2001 |  |  | N | IPP Non-CHP | IPP | IPP | 2 | X | DFO | Non-Renewable | 0 | 57.5 | 0 | 1
Operable | 61335 | CommonWealth New Bedford Energy LLC |  | 61702 | Greater New Bedford LFG Utiliz. Facility | MA | Restructured | Bristol | 11052 | Landfill Gas | IC |  | S | X | X |  |  | 3.3 | 0.8 | 3.2 | 3.2 | 1.6 | N |  |  | OP | X | 10 | 2005 | 2005 |  |  | N | IPP Non-CHP | IPP | IPP | 2 | X | LFG | Renewable | 3.3 | 0 | 1 | 0 | OBG
Operable | 60462 | Community Foodbank of NJ |  | 60776 | Community Foodbank of NJ | NJ | Restructured | Union | FDBNK | Solar Photovoltaic | PV |  | S | X | X | 1067168057 | 1067168057 | 1 |  | 1 | 1 |  | N |  |  | OP | X | 8 | 2012 | 2012 |  |  | N | Electric Utility | Utility | Municipal | 1 | X | SUN | Renewable | 1 | 0 | 1 | 0
Operable | 60580 | Community Renewables, LLC |  | 56002 | Minwind | MN | Vertical | Rock | 1 | Onshore Wind Turbine | WT |  | S | X | X |  |  | 3.8 |  | 3.8 | 3.8 | 3.8 | N |  |  | OP | X | 10 | 2002 | 2002 |  |  | N | IPP Non-CHP | IPP | IPP | 2 | X | WND | Renewable | 3.8 | 0 | 1 | 0
Operable | 64635 | Community Solar I |  | 58545 | Community Solar 1 | CA | Vertical | Imperial | 1 | Solar Photovoltaic | PV |  | S | X | X |  |  | 5.7 |  | 5.7 | 5.7 |  | N |  |  | OP | X | 6 | 2014 | 2014 |  |  | N | IPP Non-CHP | IPP | IPP | 2 | X | SUN | Renewable | 5.7 | 0 | 1 | 0
Operable | 62705 | Concho Bluff LLC |  | 62804 | Greasewood Solar | TX | Restructured | Pecos | GREA1 | Solar Photovoltaic | PV |  | S | X | X |  |  | 255 |  | 255 | 255 |  | N |  |  | OP | X | 2 | 2021 | 2021 |  |  | N | IPP Non-CHP | IPP | IPP | 2 | X | SUN | Renewable | 255 | 0 | 1 | 0
Operable | 65055 | Concho Valley Solar, LLC |  | 65793 | Concho Valley Solar, LLC | TX | Restructured | Tom Green | CVS | Solar Photovoltaic | PV |  | W | X | X |  |  | 172.8 |  | 159.8 | 159.8 |  | N |  |  | OP | X | 5 | 2023 | 2023 |  |  | N | IPP Non-CHP | IPP | IPP | 2 | X | SUN | Renewable | 172.8 | 0 | 1 | 0
Operable | 57258 | Concord Energy LLC |  | 57896 | Concord Energy | NC | Vertical | Cabarrus | UNT1 | Landfill Gas | GT |  | S | X | X |  |  | 4.8 | 0.98 | 3.9 | 3.9 | 3.8 | N |  |  | OP | X | 2 | 2012 | 2012 |  |  | N | IPP Non-CHP | IPP | IPP | 2 | X | LFG | Renewable | 4.8 | 0 | 1 | 0 | DFO
Operable | 57258 | Concord Energy LLC |  | 57896 | Concord Energy | NC | Vertical | Cabarrus | UNT2 | Landfill Gas | GT |  | S | X | X |  |  | 4.8 | 0.98 | 3.9 | 3.9 | 3.8 | N |  |  | OP | X | 2 | 2012 | 2012 |  |  | N | IPP Non-CHP | IPP | IPP | 2 | X | LFG | Renewable | 4.8 | 0 | 1 | 0 | DFO
Operable | 59209 | Concord New Energy |  | 59432 | Duke Building 87 | IN | Vertical | Marion | DUK87 | Solar Photovoltaic | PV |  | S | X | X |  |  | 2.7 |  | 2.7 | 2.7 |  | N |  |  | OP | X | 12 | 2014 | 2014 |  |  | N | IPP Non-CHP | IPP | IPP | 2 | X | SUN | Renewable | 2.7 | 0 | 1 | 0
Operable | 59209 | Concord New Energy |  | 59433 | Duke Building 98 | IN | Vertical | Marion | DUK98 | Solar Photovoltaic | PV |  | S | X | X |  |  | 2.7 |  | 2.7 | 2.7 |  | N |  |  | OP | X | 12 | 2014 | 2014 |  |  | N | IPP Non-CHP | IPP | IPP | 2 | X | SUN | Renewable | 2.7 | 0 | 1 | 0
Operable | 59209 | Concord New Energy |  | 59434 | Duke Building 129 | IN | Vertical | Marion | DU129 | Solar Photovoltaic | PV |  | S | X | X |  |  | 3.4 |  | 3.4 | 3.4 |  | N |  |  | OP | X | 12 | 2014 | 2014 |  |  | N | IPP Non-CHP | IPP | IPP | 2 | X | SUN | Renewable | 3.4 | 0 | 1 | 0
Operable | 59209 | Concord New Energy |  | 59771 | Jefferson Solar Park | WI | Vertical | Jefferson | JSP01 | Solar Photovoltaic | PV |  | S | X | X |  |  | 1 |  | 1 | 1 |  | N |  |  | OP | X | 12 | 2013 | 2013 |  |  | N | IPP Non-CHP | IPP | IPP | 2 | X | SUN | Renewable | 1 | 0 | 1 | 0
Operable | 59209 | Concord New Energy |  | 59858 | Johnston Solar | RI | Restructured | Providence | JSI01 | Solar Photovoltaic | PV |  | S | X | X |  |  | 1.4 |  | 1.4 | 1.4 |  | N |  |  | OP | X | 7 | 2015 | 2015 |  |  | N | IPP Non-CHP | IPP | IPP | 2 | X | SUN | Renewable | 1.4 | 0 | 1 | 0
Operable | 63466 | Conductive Power |  | 63786 | Ben Moreell Solar Farm | NJ | Restructured | Monmouth | BMSF | Solar Photovoltaic | PV |  | S | X | X |  |  | 20 | 1 | 20 | 20 |  | N |  |  | OP | X | 1 | 2020 | 2020 |  |  | N | IPP Non-CHP | IPP | IPP | 2 | X | SUN | Renewable | 20 | 0 | 1 | 0
Operable | 63466 | Conductive Power |  | 65620 | 100 Lower | NY | Restructured | Orange | 100LR | Solar Photovoltaic | PV |  | S | X | X |  |  | 2 | 1 | 2 | 2 |  | N |  |  | OP | X | 5 | 2020 | 2020 |  |  | N | IPP Non-CHP | IPP | IPP | 2 | X | SUN | Renewable | 2 | 0 | 1 | 0
Operable | 63466 | Conductive Power |  | 65621 | 456 Lower | NY | Restructured | Orange | 456LR | Solar Photovoltaic | PV |  | S | X | X |  |  | 1.4 | 1 | 1.4 | 1.4 |  | N |  |  | OP | X | 10 | 2020 | 2020 |  |  | N | IPP Non-CHP | IPP | IPP | 2 | X | SUN | Renewable | 1.4 | 0 | 1 | 0
Operable | 63466 | Conductive Power |  | 65622 | Absegami | NJ | Restructured | Atlantic | ABSGI | Solar Photovoltaic | PV |  | S | X | X |  |  | 2.1 | 1 | 2.1 | 2.1 |  | N |  |  | OP | X | 5 | 2021 | 2021 |  |  | N | IPP Non-CHP | IPP | IPP | 2 | X | SUN | Renewable | 2.1 | 0 | 1 | 0
Operable | 63466 | Conductive Power |  | 65623 | Cedar Creek | NJ | Restructured | Atlantic | CDRCK | Solar Photovoltaic | PV |  | S | X | X |  |  | 1.6 | 1 | 1.6 | 1.6 |  | N |  |  | OP | X | 5 | 2021 | 2021 |  |  | N | IPP Non-CHP | IPP | IPP | 2 | X | SUN | Renewable | 1.6 | 0 | 1 | 0
Operable | 63466 | Conductive Power |  | 65643 | Castleton | NY | Restructured | Rensselaer | CASTN | Solar Photovoltaic | PV |  | S | X | X |  |  | 5 | 1 | 5 | 5 |  | N |  |  | OP | X | 6 | 2021 | 2021 |  |  | N | IPP Non-CHP | IPP | IPP | 2 | X | SUN | Renewable | 5 | 0 | 1 | 0
Operable | 63466 | Conductive Power |  | 65752 | East Fishkill CSG | NY | Restructured | Dutchess | EFK | Solar Photovoltaic | PV |  | S | X | X |  |  | 2 | 1 | 2 | 2 |  | N |  |  | OP | X | 12 | 2019 | 2019 |  |  | N | IPP Non-CHP | IPP | IPP | 2 | X | SUN | Renewable | 2 | 0 | 1 | 0
Operable | 63466 | Conductive Power |  | 65753 | ELP Greenport CSG | NY | Restructured | Columbia | GRPRT | Solar Photovoltaic | PV |  | S | X | X |  |  | 5 | 1 | 5 | 5 |  | N |  |  | OP | X | 6 | 2020 | 2020 |  |  | N | IPP Non-CHP | IPP | IPP | 2 | X | SUN | Renewable | 5 | 0 | 1 | 0
Operable | 63466 | Conductive Power |  | 65754 | ELP Kinderhook CSG | NY | Restructured | Columbia | KDRHK | Solar Photovoltaic | PV |  | S | X | X |  |  | 5 | 1 | 5 | 5 |  | N |  |  | OP | X | 11 | 2020 | 2020 |  |  | N | IPP Non-CHP | IPP | IPP | 2 | X | SUN | Renewable | 5 | 0 | 1 | 0
Operable | 63466 | Conductive Power |  | 65755 | ELP Myer CSG | NY | Restructured | Ulster | MYER | Solar Photovoltaic | PV |  | S | X | X |  |  | 1.9 | 1 | 1.9 | 1.9 |  | N |  |  | OP | X | 6 | 2021 | 2021 |  |  | N | IPP Non-CHP | IPP | IPP | 2 | X | SUN | Renewable | 1.9 | 0 | 1 | 0
Operable | 63466 | Conductive Power |  | 65756 | Rockdale | MD | Restructured | Washington | RKDAL | Solar Photovoltaic | PV |  | S | X | X |  |  | 2 | 1 | 2 | 2 |  | N |  |  | OP | X | 10 | 2019 | 2019 |  |  | N | IPP Non-CHP | IPP | IPP | 2 | X | SUN | Renewable | 2 | 0 | 1 | 0
Operable | 63466 | Conductive Power |  | 65757 | ELP Saugerties CSG | NY | Restructured | Ulster | SGRTS | Solar Photovoltaic | PV |  | S | X | X |  |  | 1.9 | 1 | 1.9 | 1.9 |  | N |  |  | OP | X | 2 | 2020 | 2020 |  |  | N | IPP Non-CHP | IPP | IPP | 2 | X | SUN | Renewable | 1.9 | 0 | 1 | 0
Operable | 63466 | Conductive Power |  | 65820 | Ocotillo Wells | CA | Vertical | San Diego | OWS | Solar Photovoltaic | PV |  | S | X | X |  |  | 50 |  | 50 | 50 |  | N |  |  | OP | X | 9 | 2023 | 2023 |  |  | N | IPP Non-CHP | IPP | IPP | 2 | X | SUN | Renewable | 50 | 0 | 1 | 0
Operable | 63466 | Conductive Power |  | 66203 | Ripley | MD | Restructured | Charles | RIPLY | Solar Photovoltaic | PV |  | S | X | X |  |  | 27.5 | 0.95 | 27.5 | 27.5 |  | N |  |  | OP | X | 4 | 2023 | 2023 |  |  | N | IPP Non-CHP | IPP | IPP | 2 | X | SUN | Renewable | 27.5 | 0 | 1 | 0
Operable | 59951 | Conetoe Solar, LLC |  | 60188 | Conetoe Solar | NC | Vertical | Edgecombe | CON15 | Solar Photovoltaic | PV |  | S | X | X |  |  | 5 |  | 5 | 5 |  | N |  |  | OP | X | 12 | 2015 | 2015 |  |  | N | IPP Non-CHP | IPP | IPP | 2 | X | SUN | Renewable | 5 | 0 | 1 | 0
Operable | 22379 | Connecticut Jet Power LLC |  | 540 | Branford | CT | Restructured | New Haven | UN10 | Petroleum Liquids | GT |  | S | X | X |  |  | 21.8 | 0.85 | 17.4 | 22.5 | 17.4 | N |  |  | OP | X | 11 | 1967 | Pre-2000 |  |  | N | IPP Non-CHP | IPP | IPP | 2 | X | KER | Non-Renewable | 0 | 21.8 | 0 | 1
Operable | 22379 | Connecticut Jet Power LLC |  | 542 | Cos Cob | CT | Restructured | Fairfield | UN10 | Petroleum Liquids | GT |  | S | X | X |  |  | 25 | 0.85 | 19.1 | 24 | 19.1 | N |  |  | OP | X | 9 | 1969 | Pre-2000 |  |  | N | IPP Non-CHP | IPP | IPP | 2 | X | KER | Non-Renewable | 0 | 25 | 0 | 1
Operable | 22379 | Connecticut Jet Power LLC |  | 542 | Cos Cob | CT | Restructured | Fairfield | UN11 | Petroleum Liquids | GT |  | S | X | X |  |  | 25 | 0.85 | 18.7 | 23.6 | 18.7 | N |  |  | OP | X | 9 | 1969 | Pre-2000 |  |  | N | IPP Non-CHP | IPP | IPP | 2 | X | KER | Non-Renewable | 0 | 25 | 0 | 1
Operable | 22379 | Connecticut Jet Power LLC |  | 542 | Cos Cob | CT | Restructured | Fairfield | UN12 | Petroleum Liquids | GT |  | S | X | X |  |  | 25 | 0.85 | 19.1 | 24 | 19.1 | N |  |  | OP | X | 10 | 1969 | Pre-2000 |  |  | N | IPP Non-CHP | IPP | IPP | 2 | X | KER | Non-Renewable | 0 | 25 | 0 | 1
Operable | 22379 | Connecticut Jet Power LLC |  | 542 | Cos Cob | CT | Restructured | Fairfield | UN13 | Petroleum Liquids | GT |  | S | X | X |  |  | 20 | 0.85 | 19.1 | 24 | 19.1 | N |  |  | OP | X | 6 | 2008 | 2008 |  |  | N | IPP Non-CHP | IPP | IPP | 2 | X | KER | Non-Renewable | 0 | 20 | 0 | 1
Operable | 22379 | Connecticut Jet Power LLC |  | 542 | Cos Cob | CT | Restructured | Fairfield | un14 | Petroleum Liquids | GT |  | S | X | X |  |  | 20 | 0.85 | 19.6 | 23.5 | 19.6 | N |  |  | OP | X | 6 | 2008 | 2008 |  |  | N | IPP Non-CHP | IPP | IPP | 2 | X | KER | Non-Renewable | 0 | 20 | 0 | 1
Operable | 22379 | Connecticut Jet Power LLC |  | 561 | Franklin Drive | CT | Restructured | Litchfield | UN19 | Petroleum Liquids | GT |  | S | X | X |  |  | 21.8 | 0.85 | 16.1 | 21.2 | 16.1 | N |  |  | OP | X | 11 | 1968 | Pre-2000 |  |  | N | IPP Non-CHP | IPP | IPP | 2 | X | KER | Non-Renewable | 0 | 21.8 | 0 | 1
Operable | 22379 | Connecticut Jet Power LLC |  | 565 | Torrington Terminal | CT | Restructured | Litchfield | UN10 | Petroleum Liquids | GT |  | S | X | X |  |  | 21.8 | 0.85 | 17.4 | 22.5 | 17.4 | N |  |  | OP | X | 11 | 1967 | Pre-2000 |  |  | N | IPP Non-CHP | IPP | IPP | 2 | X | KER | Non-Renewable | 0 | 21.8 | 0 | 1
Operable | 4180 | Connecticut Mun Elec Engy Coop |  | 6635 | A L Pierce | CT | Restructured | New Haven | 4 | Natural Gas Fired Combustion Turbine | GT |  | S | X | X |  |  | 84 | 0.95 | 74.1 | 94.6 | 40 | N |  |  | OP | X | 10 | 2007 | 2007 |  |  | N | Electric Utility | Utility | Cooperative | 1 | X | NG | Non-Renewable | 0 | 84 | 0 | 1 | DFO | LFG
Operable | 4180 | Connecticut Mun Elec Engy Coop |  | 57598 | Bridge Street 1 & 2 | CT | Restructured | New London | BS1 | Petroleum Liquids | IC |  | S | X | X |  |  | 2.6 | 0.8 | 2.5 | 2.5 | 1.5 | N |  |  | OP | X | 8 | 2010 | 2010 |  |  | N | Electric Utility | Utility | Cooperative | 1 | X | DFO | Non-Renewable | 0 | 2.6 | 0 | 1
Operable | 4180 | Connecticut Mun Elec Engy Coop |  | 57598 | Bridge Street 1 & 2 | CT | Restructured | New London | BS2 | Petroleum Liquids | IC |  | S | X | X |  |  | 2.6 | 0.8 | 2.5 | 2.5 | 1.5 | N |  |  | OP | X | 7 | 2010 | 2010 |  |  | N | Electric Utility | Utility | Cooperative | 1 | X | DFO | Non-Renewable | 0 | 2.6 | 0 | 1
Operable | 4180 | Connecticut Mun Elec Engy Coop |  | 57599 | Fort Hill 1, 2, 3 & 4 | CT | Restructured | New London | FH1 | Petroleum Liquids | IC |  | S | X | X |  |  | 2.6 | 0.8 | 2.5 | 2.5 | 1.5 | N |  |  | OP | X | 8 | 2010 | 2010 |  |  | N | Electric Utility | Utility | Cooperative | 1 | X | DFO | Non-Renewable | 0 | 2.6 | 0 | 1
Operable | 4180 | Connecticut Mun Elec Engy Coop |  | 57599 | Fort Hill 1, 2, 3 & 4 | CT | Restructured | New London | FH2 | Petroleum Liquids | IC |  | S | X | X |  |  | 2.6 | 0.8 | 2.5 | 2.5 | 1.5 | N |  |  | OP | X | 8 | 2010 | 2010 |  |  | N | Electric Utility | Utility | Cooperative | 1 | X | DFO | Non-Renewable | 0 | 2.6 | 0 | 1
Operable | 4180 | Connecticut Mun Elec Engy Coop |  | 57599 | Fort Hill 1, 2, 3 & 4 | CT | Restructured | New London | FH3 | Petroleum Liquids | IC |  | S | X | X |  |  | 2.6 | 0.8 | 2.5 | 2.5 | 1.5 | N |  |  | OP | X | 8 | 2010 | 2010 |  |  | N | Electric Utility | Utility | Cooperative | 1 | X | DFO | Non-Renewable | 0 | 2.6 | 0 | 1
Operable | 4180 | Connecticut Mun Elec Engy Coop |  | 57599 | Fort Hill 1, 2, 3 & 4 | CT | Restructured | New London | FH4 | Petroleum Liquids | IC |  | S | X | X |  |  | 2.6 | 0.8 | 2.5 | 2.5 | 1.5 | N |  |  | OP | X | 8 | 2010 | 2010 |  |  | N | Electric Utility | Utility | Cooperative | 1 | X | DFO | Non-Renewable | 0 | 2.6 | 0 | 1
Operable | 4180 | Connecticut Mun Elec Engy Coop |  | 57600 | Fishers Island 1 | NY | Restructured | Suffolk | FI1 | Petroleum Liquids | IC |  | S | X | X |  |  | 2.6 | 0.8 | 2.5 | 2.5 | 1.5 | N |  |  | OP | X | 12 | 2010 | 2010 |  |  | N | Electric Utility | Utility | Cooperative | 1 | X | DFO | Non-Renewable | 0 | 2.6 | 0 | 1
Operable | 4180 | Connecticut Mun Elec Engy Coop |  | 57601 | Gary Court 1 & 2 | CT | Restructured | New London | GC1 | Petroleum Liquids | IC |  | S | X | X |  |  | 2.6 | 0.8 | 2.5 | 2.5 | 1.5 | N |  |  | OP | X | 7 | 2010 | 2010 |  |  | N | Electric Utility | Utility | Cooperative | 1 | X | DFO | Non-Renewable | 0 | 2.6 | 0 | 1
Operable | 4180 | Connecticut Mun Elec Engy Coop |  | 57601 | Gary Court 1 & 2 | CT | Restructured | New London | GC2 | Petroleum Liquids | IC |  | S | X | X |  |  | 2.6 | 0.8 | 2.5 | 2.5 | 1.5 | N |  |  | OP | X | 7 | 2010 | 2010 |  |  | N | Electric Utility | Utility | Cooperative | 1 | X | DFO | Non-Renewable | 0 | 2.6 | 0 | 1
Operable | 4180 | Connecticut Mun Elec Engy Coop |  | 57602 | Jewett City 1 | CT | Restructured | New London | JC1 | Petroleum Liquids | IC |  | S | X | X |  |  | 2.6 | 0.8 | 2.5 | 2.5 | 1.5 | N |  |  | OP | X | 2 | 2010 | 2010 |  |  | N | Electric Utility | Utility | Cooperative | 1 | X | DFO | Non-Renewable | 0 | 2.6 | 0 | 1
Operable | 4180 | Connecticut Mun Elec Engy Coop |  | 57603 | LNG 1 & 2 | CT | Restructured | New London | LNG1 | Petroleum Liquids | IC |  | S | X | X |  |  | 2.6 | 0.8 | 2.5 | 2.5 | 1.5 | N |  |  | OP | X | 4 | 2010 | 2010 |  |  | N | Electric Utility | Utility | Cooperative | 1 | X | DFO | Non-Renewable | 0 | 2.6 | 0 | 1
Operable | 4180 | Connecticut Mun Elec Engy Coop |  | 57603 | LNG 1 & 2 | CT | Restructured | New London | LNG2 | Petroleum Liquids | IC |  | S | X | X |  |  | 2.6 | 0.8 | 2.5 | 2.5 | 1.5 | N |  |  | OP | X | 4 | 2010 | 2010 |  |  | N | Electric Utility | Utility | Cooperative | 1 | X | DFO | Non-Renewable | 0 | 2.6 | 0 | 1
Operable | 4180 | Connecticut Mun Elec Engy Coop |  | 57604 | Lebanon Pines 1 & 2 | CT | Restructured | New London | LP1 | Petroleum Liquids | IC |  | S | X | X |  |  | 2.6 | 0.8 | 2.5 | 2.5 | 1.5 | N |  |  | OP | X | 4 | 2010 | 2010 |  |  | N | Electric Utility | Utility | Cooperative | 1 | X | DFO | Non-Renewable | 0 | 2.6 | 0 | 1
Operable | 4180 | Connecticut Mun Elec Engy Coop |  | 57604 | Lebanon Pines 1 & 2 | CT | Restructured | New London | LP2 | Petroleum Liquids | IC |  | S | X | X |  |  | 2.6 | 0.8 | 2.5 | 2.5 | 1.5 | N |  |  | OP | X | 4 | 2010 | 2010 |  |  | N | Electric Utility | Utility | Cooperative | 1 | X | DFO | Non-Renewable | 0 | 2.6 | 0 | 1
Operable | 4180 | Connecticut Mun Elec Engy Coop |  | 57605 | Water Treatment 1 & 2 | CT | Restructured | New London | WT1 | Petroleum Liquids | IC |  | S | X | X |  |  | 2.6 | 0.8 | 2.5 | 2.5 | 1.5 | N |  |  | OP | X | 10 | 2010 | 2010 |  |  | N | Electric Utility | Utility | Cooperative | 1 | X | DFO | Non-Renewable | 0 | 2.6 | 0 | 1
Operable | 4180 | Connecticut Mun Elec Engy Coop |  | 57605 | Water Treatment 1 & 2 | CT | Restructured | New London | WT2 | Petroleum Liquids | IC |  | S | X | X |  |  | 2.6 | 0.8 | 2.5 | 2.5 | 1.5 | N |  |  | OP | X | 10 | 2010 | 2010 |  |  | N | Electric Utility | Utility | Cooperative | 1 | X | DFO | Non-Renewable | 0 | 2.6 | 0 | 1
Operable | 4180 | Connecticut Mun Elec Engy Coop |  | 59415 | Backus Microgrid Project | CT | Restructured | New London | BMP1 | Petroleum Liquids | IC |  | S | X | X |  |  | 2.6 | 0.8 | 2.5 | 2.5 | 1.5 | N |  |  | OP | X | 8 | 2014 | 2014 |  |  | N | Electric Utility | Utility | Cooperative | 1 | X | DFO | Non-Renewable | 0 | 2.6 | 0 | 1
Operable | 4180 | Connecticut Mun Elec Engy Coop |  | 59415 | Backus Microgrid Project | CT | Restructured | New London | BMP2 | Petroleum Liquids | IC |  | S | X | X |  |  | 2.6 | 0.8 | 2.5 | 2.5 | 1.5 | N |  |  | OP | X | 8 | 2014 | 2014 |  |  | N | Electric Utility | Utility | Cooperative | 1 | X | DFO | Non-Renewable | 0 | 2.6 | 0 | 1
Operable | 4180 | Connecticut Mun Elec Engy Coop |  | 59415 | Backus Microgrid Project | CT | Restructured | New London | BMP3 | Petroleum Liquids | IC |  | S | X | X |  |  | 2.6 | 0.8 | 2.5 | 2.5 | 1.5 | N |  |  | OP | X | 8 | 2014 | 2014 |  |  | N | Electric Utility | Utility | Cooperative | 1 | X | DFO | Non-Renewable | 0 | 2.6 | 0 | 1
Operable | 4180 | Connecticut Mun Elec Engy Coop |  | 59415 | Backus Microgrid Project | CT | Restructured | New London | BMP4 | Petroleum Liquids | IC |  | S | X | X |  |  | 2.6 | 0.8 | 2.5 | 2.5 | 1.5 | N |  |  | OP | X | 8 | 2014 | 2014 |  |  | N | Electric Utility | Utility | Cooperative | 1 | X | DFO | Non-Renewable | 0 | 2.6 | 0 | 1
Operable | 4180 | Connecticut Mun Elec Engy Coop |  | 59701 | Subase Microgrid Project | CT | Restructured | New London | SFC1 | Other Natural Gas | FC |  | W | X | X |  |  | 3.7 | 0.95 | 3.7 | 3.7 | 0.5 | N |  |  | OP | X | 12 | 2022 | 2022 |  |  | N | Electric Utility | Utility | Cooperative | 1 | X | NG | Non-Renewable | 0 | 3.7 | 0 | 1
Operable | 4180 | Connecticut Mun Elec Engy Coop |  | 59701 | Subase Microgrid Project | CT | Restructured | New London | SFC2 | Other Natural Gas | FC |  | W | X | X |  |  | 3.7 | 0.95 | 3.7 | 3.7 | 0.5 | N |  |  | OP | X | 12 | 2022 | 2022 |  |  | N | Electric Utility | Utility | Cooperative | 1 | X | NG | Non-Renewable | 0 | 3.7 | 0 | 1
Operable | 62095 | Connell East LLC. |  | 62598 | Connell East LLC | NJ | Restructured | Union | LOREA | Solar Photovoltaic | PV |  | S | X | X |  |  | 1.4 | 0.95 | 1.4 | 1.4 |  | N |  |  | OP | X | 1 | 2013 | 2013 |  |  | N | Commercial Non-CHP | Customer Sited | Other | 4 | X | SUN | Renewable | 1.4 | 0 | 1 | 0
Operable | 4226 | Consolidated Edison Co-NY Inc |  | 2493 | East River | NY | Restructured | New York | 1 | Natural Gas Fired Combustion Turbine | GT |  | S | X | X |  |  | 180 | 0.85 | 151.5 | 197.8 | 110 | N |  |  | OP | X | 4 | 2005 | 2005 |  |  | N | Electric Utility | Utility | Investor Owned Utility | 1 | X | NG | Non-Renewable | 0 | 180 | 0 | 1 | KER
Operable | 4226 | Consolidated Edison Co-NY Inc |  | 2493 | East River | NY | Restructured | New York | 2 | Natural Gas Fired Combustion Turbine | GT |  | S | X | X |  |  | 180 | 0.85 | 155 | 199.1 | 110 | N |  |  | OP | X | 4 | 2005 | 2005 |  |  | N | Electric Utility | Utility | Investor Owned Utility | 1 | X | NG | Non-Renewable | 0 | 180 | 0 | 1 | KER
Operable | 4226 | Consolidated Edison Co-NY Inc |  | 2493 | East River | NY | Restructured | New York | 6 | Natural Gas Steam Turbine | ST |  | S | X | X |  |  | 156.2 | 0.8 | 141.4 | 140.5 | 45 | N |  |  | OP | X | 11 | 1951 | Pre-2000 |  |  | Y | Electric Utility | Utility | Investor Owned Utility | 1 | T | NG | Non-Renewable | 0 | 156.2 | 0 | 1 | DFO | RFO
Operable | 4226 | Consolidated Edison Co-NY Inc |  | 2493 | East River | NY | Restructured | New York | 7 | Natural Gas Steam Turbine | ST |  | S | X | X |  |  | 200 | 0.8 | 182.4 | 186.7 | 65 | N |  |  | OP | X | 6 | 1955 | Pre-2000 |  |  | N | Electric Utility | Utility | Investor Owned Utility | 1 | X | NG | Non-Renewable | 0 | 200 | 0 | 1 | DFO | RFO
Operable | 4226 | Consolidated Edison Co-NY Inc |  | 2503 | 59th Street | NY | Restructured | New York | GT1 | Natural Gas Fired Combustion Turbine | GT |  | S | X | X |  |  | 17.1 | 0.91 | 13.9 | 17.4 | 3 | N |  |  | OP | X | 6 | 1969 | Pre-2000 |  |  | N | Electric Utility | Utility | Investor Owned Utility | 1 | X | NG | Non-Renewable | 0 | 17.1 | 0 | 1 | KER
Operable | 4226 | Consolidated Edison Co-NY Inc |  | 2504 | 74th Street | NY | Restructured | New York | GT1 | Petroleum Liquids | GT |  | S | X | X |  |  | 18.5 | 0.85 | 18.5 | 21.7 | 8 | N |  |  | OP | X | 10 | 1968 | Pre-2000 |  |  | N | Electric Utility | Utility | Investor Owned Utility | 1 | X | KER | Non-Renewable | 0 | 18.5 | 0 | 1
Operable | 4226 | Consolidated Edison Co-NY Inc |  | 2504 | 74th Street | NY | Restructured | New York | GT2 | Petroleum Liquids | GT |  | S | X | X |  |  | 18.5 | 0.85 | 19.3 | 21.9 | 8 | N |  |  | OP | X | 10 | 1968 | Pre-2000 |  |  | N | Electric Utility | Utility | Investor Owned Utility | 1 | X | KER | Non-Renewable | 0 | 18.5 | 0 | 1
Operable | 4226 | Consolidated Edison Co-NY Inc |  | 62839 | 98th Street Battery Storage Station | NY | Restructured | Queens | ESS98 | Batteries | BA |  | S | X | X |  |  | 2 |  | 1.8 | 1.8 | 1 | N |  |  | OP | X | 6 | 2021 | 2021 |  |  | N | Electric Utility | Utility | Investor Owned Utility | 1 | X | MWH | Other | 0 | 0 | 0 | 0
Operable | 4226 | Consolidated Edison Co-NY Inc |  | 65035 | Fox Hills Battery Station | NY | Restructured | Richmond | ESSFH | Batteries | BA |  | S | X | X |  |  | 7.5 |  | 7.5 | 7.5 | 7.5 | N |  |  | OP | X | 9 | 2023 | 2023 |  |  | N | Electric Utility | Utility | Investor Owned Utility | 1 | X | MWH | Other | 0 | 0 | 0 | 0
Operable | 56769 | Consolidated Edison Development Inc. |  | 55342 | Woodstock Windfarm | MN | Vertical | Pipestone | WIND | Onshore Wind Turbine | WT |  | S | X | X |  |  | 9.2 |  | 9.2 | 9.2 | 0 | N |  |  | OP | X | 5 | 1999 | Pre-2000 |  |  | N | IPP Non-CHP | IPP | IPP | 2 | X | WND | Renewable | 9.2 | 0 | 1 | 0
Operable | 56769 | Consolidated Edison Development Inc. |  | 56307 | Adams Wind Farm | MN | Vertical | Mower | 1 | Onshore Wind Turbine | WT |  | S | X | X |  |  | 13.5 |  | 13.5 | 13.5 | 0.1 | N |  |  | OP | X | 9 | 2003 | 2003 |  |  | N | IPP Non-CHP | IPP | IPP | 2 | X | WND | Renewable | 13.5 | 0 | 1 | 0
Operable | 56769 | Consolidated Edison Development Inc. |  | 56307 | Adams Wind Farm | MN | Vertical | Mower | 2 | Onshore Wind Turbine | WT |  | S | X | X |  |  | 9.8 |  | 9.8 | 9.8 | 0.1 | N |  |  | OP | X | 7 | 2004 | 2004 |  |  | N | IPP Non-CHP | IPP | IPP | 2 | X | WND | Renewable | 9.8 | 0 | 1 | 0
Operable | 56769 | Consolidated Edison Development Inc. |  | 56944 | CM10 | NV | Vertical | Clark | PV01 | Solar Photovoltaic | PV |  | S | X | X |  |  | 10 |  | 10 | 10 |  | N |  |  | OP | X | 12 | 2008 | 2008 |  |  | N | IPP Non-CHP | IPP | IPP | 2 | X | SUN | Renewable | 10 | 0 | 1 | 0
Operable | 56769 | Consolidated Edison Development Inc. |  | 57205 | CM48 | NV | Vertical | Clark | PV02 | Solar Photovoltaic | PV |  | S | X | X |  |  | 8 |  | 8 | 8 |  | N |  |  | OP | X | 6 | 2010 | 2010 |  |  | N | IPP Non-CHP | IPP | IPP | 2 | X | SUN | Renewable | 8 | 0 | 1 | 0
Operable | 56769 | Consolidated Edison Development Inc. |  | 57205 | CM48 | NV | Vertical | Clark | PV03 | Solar Photovoltaic | PV |  | S | X | X |  |  | 10 |  | 10 | 10 |  | N |  |  | OP | X | 9 | 2010 | 2010 |  |  | N | IPP Non-CHP | IPP | IPP | 2 | X | SUN | Renewable | 10 | 0 | 1 | 0
Operable | 56769 | Consolidated Edison Development Inc. |  | 57205 | CM48 | NV | Vertical | Clark | PV04 | Solar Photovoltaic | PV |  | S | X | X |  |  | 10 |  | 10 | 10 |  | N |  |  | OP | X | 10 | 2010 | 2010 |  |  | N | IPP Non-CHP | IPP | IPP | 2 | X | SUN | Renewable | 10 | 0 | 1 | 0
Operable | 56769 | Consolidated Edison Development Inc. |  | 57205 | CM48 | NV | Vertical | Clark | PV05 | Solar Photovoltaic | PV |  | S | X | X |  |  | 10 |  | 10 | 10 |  | N |  |  | OP | X | 11 | 2010 | 2010 |  |  | N | IPP Non-CHP | IPP | IPP | 2 | X | SUN | Renewable | 10 | 0 | 1 | 0
Operable | 56769 | Consolidated Edison Development Inc. |  | 57205 | CM48 | NV | Vertical | Clark | PV06 | Solar Photovoltaic | PV |  | S | X | X |  |  | 10 |  | 10 | 10 |  | N |  |  | OP | X | 12 | 2010 | 2010 |  |  | N | IPP Non-CHP | IPP | IPP | 2 | X | SUN | Renewable | 10 | 0 | 1 | 0
Operable | 56769 | Consolidated Edison Development Inc. |  | 57256 | PA Solar Park | PA | Restructured | Carbon | 1 | Solar Photovoltaic | PV |  | S | X | X |  |  | 10.1 | 0.95 | 10 | 10 |  | N |  |  | OP | X | 10 | 2012 | 2012 |  |  | N | IPP Non-CHP | IPP | IPP | 2 | X | SUN | Renewable | 10.1 | 0 | 1 | 0
Operable | 56769 | Consolidated Edison Development Inc. |  | 57340 | Panoche Valley Solar Farm | CA | Vertical | San Benito | 1 | Solar Photovoltaic | PV |  | S | X | X |  |  | 140 |  | 140 | 140 |  | N |  |  | OP | X | 1 | 2018 | 2018 |  |  | N | IPP Non-CHP | IPP | IPP | 2 | X | SUN | Renewable | 140 | 0 | 1 | 0
Operable | 56769 | Consolidated Edison Development Inc. |  | 57434 | Valley View Transmission LLC | MN | Vertical | Murray | VVT | Onshore Wind Turbine | WT |  | J | X | X |  |  | 10 |  | 10 | 10 | 0 | N |  |  | OP | X | 7 | 2011 | 2011 |  |  | N | IPP Non-CHP | IPP | IPP | 2 | X | WND | Renewable | 10 | 0 | 1 | 0
Operable | 56769 | Consolidated Edison Development Inc. |  | 57448 | Pilesgrove | NJ | Restructured | Salem | PILE | Solar Photovoltaic | PV |  | S | X | X |  |  | 18 | 0.95 | 17.7 | 17.7 |  | N |  |  | OP | X | 8 | 2011 | 2011 |  |  | N | IPP Non-CHP | IPP | IPP | 2 | X | SUN | Renewable | 18 | 0 | 1 | 0
Operable | 56769 | Consolidated Edison Development Inc. |  | 57471 | Murray Hill Solar | NJ | Restructured | Union | MHNJ | Solar Photovoltaic | PV |  | S | X | X |  |  | 1 |  | 1 | 1 |  | N |  |  | OP | X | 5 | 2011 | 2011 |  |  | N | IPP Non-CHP | IPP | IPP | 2 | X | SUN | Renewable | 1 | 0 | 1 | 0
Operable | 56769 | Consolidated Edison Development Inc. |  | 57473 | Dartmouth Solar | MA | Restructured | Bristol | DSMA | Solar Photovoltaic | PV |  | S | X | X |  |  | 1.6 |  | 1.6 | 1.6 |  | N |  |  | OP | X | 3 | 2011 | 2011 |  |  | N | IPP Non-CHP | IPP | IPP | 2 | X | SUN | Renewable | 1.6 | 0 | 1 | 0
Operable | 56769 | Consolidated Edison Development Inc. |  | 57485 | Flemington Solar | NJ | Restructured | Hunterdon | FSNJ | Solar Photovoltaic | PV |  | S | X | X |  |  | 8 |  | 7.9 | 7.9 |  | N |  |  | OP | X | 12 | 2011 | 2011 |  |  | N | IPP Non-CHP | IPP | IPP | 2 | X | SUN | Renewable | 8 | 0 | 1 | 0
Operable | 56769 | Consolidated Edison Development Inc. |  | 57486 | Frenchtown I Solar | NJ | Restructured | Hunterdon | F1NJ | Solar Photovoltaic | PV |  | S | X | X |  |  | 3 |  | 3 | 3 |  | N |  |  | OP | X | 1 | 2012 | 2012 |  |  | N | IPP Non-CHP | IPP | IPP | 2 | X | SUN | Renewable | 3 | 0 | 1 | 0
Operable | 56769 | Consolidated Edison Development Inc. |  | 57487 | Frenchtown II Solar | NJ | Restructured | Hunterdon | F2NJ | Solar Photovoltaic | PV |  | S | X | X |  |  | 3 |  | 3 | 3 |  | N |  |  | OP | X | 12 | 2011 | 2011 |  |  | N | IPP Non-CHP | IPP | IPP | 2 | X | SUN | Renewable | 3 | 0 | 1 | 0
Operable | 56769 | Consolidated Edison Development Inc. |  | 57488 | Lebanon Solar | NJ | Restructured | Hunterdon | LSNJ | Solar Photovoltaic | PV |  | S | X | X |  |  | 2 |  | 2 | 2 |  | N |  |  | OP | X | 12 | 2011 | 2011 |  |  | N | IPP Non-CHP | IPP | IPP | 2 | X | SUN | Renewable | 2 | 0 | 1 | 0
Operable | 56769 | Consolidated Edison Development Inc. |  | 57707 | Mesquite Solar 1 | AZ | Vertical | Maricopa | 1 | Solar Photovoltaic | PV |  | S | X | X |  |  | 16 |  | 16 | 16 |  | N |  |  | OP | X | 11 | 2011 | 2011 |  |  | N | IPP Non-CHP | IPP | IPP | 2 | X | SUN | Renewable | 16 | 0 | 1 | 0
Operable | 56769 | Consolidated Edison Development Inc. |  | 57707 | Mesquite Solar 1 | AZ | Vertical | Maricopa | 10 | Solar Photovoltaic | PV |  | S | X | X |  |  | 12 |  | 12 | 12 |  | N |  |  | OP | X | 10 | 2012 | 2012 |  |  | N | IPP Non-CHP | IPP | IPP | 2 | X | SUN | Renewable | 12 | 0 | 1 | 0
Operable | 56769 | Consolidated Edison Development Inc. |  | 57707 | Mesquite Solar 1 | AZ | Vertical | Maricopa | 11 | Solar Photovoltaic | PV |  | S | X | X |  |  | 16 |  | 16 | 16 |  | N |  |  | OP | X | 10 | 2012 | 2012 |  |  | N | IPP Non-CHP | IPP | IPP | 2 | X | SUN | Renewable | 16 | 0 | 1 | 0
Operable | 56769 | Consolidated Edison Development Inc. |  | 57707 | Mesquite Solar 1 | AZ | Vertical | Maricopa | 12 | Solar Photovoltaic | PV |  | S | X | X |  |  | 16 |  | 16 | 16 |  | N |  |  | OP | X | 12 | 2012 | 2012 |  |  | N | IPP Non-CHP | IPP | IPP | 2 | X | SUN | Renewable | 16 | 0 | 1 | 0
Operable | 56769 | Consolidated Edison Development Inc. |  | 57707 | Mesquite Solar 1 | AZ | Vertical | Maricopa | 2 | Solar Photovoltaic | PV |  | S | X | X |  |  | 16 |  | 16 | 16 |  | N |  |  | OP | X | 1 | 2012 | 2012 |  |  | N | IPP Non-CHP | IPP | IPP | 2 | X | SUN | Renewable | 16 | 0 | 1 | 0
Operable | 56769 | Consolidated Edison Development Inc. |  | 57707 | Mesquite Solar 1 | AZ | Vertical | Maricopa | 3 | Solar Photovoltaic | PV |  | S | X | X |  |  | 10 |  | 10 | 10 |  | N |  |  | OP | X | 12 | 2011 | 2011 |  |  | N | IPP Non-CHP | IPP | IPP | 2 | X | SUN | Renewable | 10 | 0 | 1 | 0
Operable | 56769 | Consolidated Edison Development Inc. |  | 57707 | Mesquite Solar 1 | AZ | Vertical | Maricopa | 4 | Solar Photovoltaic | PV |  | S | X | X |  |  | 16 |  | 16 | 16 |  | N |  |  | OP | X | 5 | 2012 | 2012 |  |  | N | IPP Non-CHP | IPP | IPP | 2 | X | SUN | Renewable | 16 | 0 | 1 | 0
Operable | 56769 | Consolidated Edison Development Inc. |  | 57707 | Mesquite Solar 1 | AZ | Vertical | Maricopa | 5 | Solar Photovoltaic | PV |  | S | X | X |  |  | 16 |  | 16 | 16 |  | N |  |  | OP | X | 6 | 2012 | 2012 |  |  | N | IPP Non-CHP | IPP | IPP | 2 | X | SUN | Renewable | 16 | 0 | 1 | 0
Operable | 56769 | Consolidated Edison Development Inc. |  | 57707 | Mesquite Solar 1 | AZ | Vertical | Maricopa | 6 | Solar Photovoltaic | PV |  | S | X | X |  |  | 8 |  | 8 | 8 |  | N |  |  | OP | X | 8 | 2012 | 2012 |  |  | N | IPP Non-CHP | IPP | IPP | 2 | X | SUN | Renewable | 8 | 0 | 1 | 0
Operable | 56769 | Consolidated Edison Development Inc. |  | 57707 | Mesquite Solar 1 | AZ | Vertical | Maricopa | 7 | Solar Photovoltaic | PV |  | S | X | X |  |  | 16 |  | 16 | 16 |  | N |  |  | OP | X | 9 | 2012 | 2012 |  |  | N | IPP Non-CHP | IPP | IPP | 2 | X | SUN | Renewable | 16 | 0 | 1 | 0
Operable | 56769 | Consolidated Edison Development Inc. |  | 57707 | Mesquite Solar 1 | AZ | Vertical | Maricopa | 8 | Solar Photovoltaic | PV |  | S | X | X |  |  | 12 |  | 12 | 12 |  | N |  |  | OP | X | 10 | 2012 | 2012 |  |  | N | IPP Non-CHP | IPP | IPP | 2 | X | SUN | Renewable | 12 | 0 | 1 | 0
Operable | 56769 | Consolidated Edison Development Inc. |  | 57707 | Mesquite Solar 1 | AZ | Vertical | Maricopa | 9 | Solar Photovoltaic | PV |  | S | X | X |  |  | 16 |  | 16 | 16 |  | N |  |  | OP | X | 10 | 2012 | 2012 |  |  | N | IPP Non-CHP | IPP | IPP | 2 | X | SUN | Renewable | 16 | 0 | 1 | 0
Operable | 56769 | Consolidated Edison Development Inc. |  | 57838 | Dartmouth II Solar | MA | Restructured | Bristol | D2MA | Solar Photovoltaic | PV |  | S | X | X |  |  | 2 |  | 2 | 2 |  | N |  |  | OP | X | 6 | 2012 | 2012 |  |  | N | IPP Non-CHP | IPP | IPP | 2 | X | SUN | Renewable | 2 | 0 | 1 | 0
Operable | 56769 | Consolidated Edison Development Inc. |  | 57934 | Douglas Solar | MA | Restructured | Worcester | DOMA | Solar Photovoltaic | PV |  | S | X | X |  |  | 2 |  | 2 | 2 |  | N |  |  | OP | X | 12 | 2012 | 2012 |  |  | N | IPP Non-CHP | IPP | IPP | 2 | X | SUN | Renewable | 2 | 0 | 1 | 0
Operable | 56769 | Consolidated Edison Development Inc. |  | 57989 | Groveland Solar | MA | Restructured | Essex | GSMA | Solar Photovoltaic | PV |  | S | X | X |  |  | 3.2 |  | 3.2 | 3.2 |  | N |  |  | OP | X | 12 | 2012 | 2012 |  |  | N | IPP Non-CHP | IPP | IPP | 2 | X | SUN | Renewable | 3.2 | 0 | 1 | 0
Operable | 56769 | Consolidated Edison Development Inc. |  | 57990 | Shrewsbury Solar | MA | Restructured | Worcester | SSMA | Solar Photovoltaic | PV |  | S | X | X |  |  | 2.5 |  | 2.5 | 2.5 |  | N |  |  | OP | X | 10 | 2012 | 2012 |  |  | N | IPP Non-CHP | IPP | IPP | 2 | X | SUN | Renewable | 2.5 | 0 | 1 | 0
Operable | 56769 | Consolidated Edison Development Inc. |  | 58002 | Alpaugh North | CA | Vertical | Tulare | SPS | Solar Photovoltaic | PV |  | S | X | X |  |  | 20 |  | 20 | 20 | 1 | N |  |  | OP | X | 12 | 2012 | 2012 |  |  | N | IPP Non-CHP | IPP | IPP | 2 | X | SUN | Renewable | 20 | 0 | 1 | 0
Operable | 56769 | Consolidated Edison Development Inc. |  | 58003 | Alpaugh 50 | CA | Vertical | Tulare | SPS50 | Solar Photovoltaic | PV |  | S | X | X |  |  | 50 |  | 50 | 50 |  | N |  |  | OP | X | 12 | 2012 | 2012 |  |  | N | IPP Non-CHP | IPP | IPP | 2 | X | SUN | Renewable | 50 | 0 | 1 | 0
Operable | 56769 | Consolidated Edison Development Inc. |  | 58017 | Copper Mountain Solar 2 | NV | Vertical | Clark | PV01 | Solar Photovoltaic | PV |  | S | X | X |  |  | 30 |  | 30 | 30 |  | N |  |  | OP | X | 10 | 2012 | 2012 |  |  | N | IPP Non-CHP | IPP | IPP | 2 | X | SUN | Renewable | 30 | 0 | 1 | 0
Operable | 56769 | Consolidated Edison Development Inc. |  | 58017 | Copper Mountain Solar 2 | NV | Vertical | Clark | PV02 | Solar Photovoltaic | PV |  | S | X | X |  |  | 30 |  | 30 | 30 |  | N |  |  | OP | X | 8 | 2012 | 2012 |  |  | N | IPP Non-CHP | IPP | IPP | 2 | X | SUN | Renewable | 30 | 0 | 1 | 0
Operable | 56769 | Consolidated Edison Development Inc. |  | 58017 | Copper Mountain Solar 2 | NV | Vertical | Clark | PV03 | Solar Photovoltaic | PV |  | S | X | X |  |  | 34 |  | 34 | 34 |  | N |  |  | OP | X | 7 | 2012 | 2012 |  |  | N | IPP Non-CHP | IPP | IPP | 2 | X | SUN | Renewable | 34 | 0 | 1 | 0
Operable | 56769 | Consolidated Edison Development Inc. |  | 58017 | Copper Mountain Solar 2 | NV | Vertical | Clark | PV04 | Solar Photovoltaic | PV |  | S | X | X |  |  | 30 |  | 30 | 30 |  | N |  |  | OP | X | 1 | 2015 | 2015 |  |  | N | IPP Non-CHP | IPP | IPP | 2 | X | SUN | Renewable | 30 | 0 | 1 | 0
Operable | 56769 | Consolidated Edison Development Inc. |  | 58017 | Copper Mountain Solar 2 | NV | Vertical | Clark | PV05 | Solar Photovoltaic | PV |  | S | X | X |  |  | 30 |  | 30 | 30 |  | N |  |  | OP | X | 2 | 2015 | 2015 |  |  | N | IPP Non-CHP | IPP | IPP | 2 | X | SUN | Renewable | 30 | 0 | 1 | 0
Operable | 56769 | Consolidated Edison Development Inc. |  | 58071 | Windwalkers LLC | IA | Vertical | Worth | 1 | Onshore Wind Turbine | WT |  | S | X | X |  |  | 1.6 |  | 1.6 | 1.6 | 0.5 | N |  |  | OP | X | 9 | 2011 | 2011 |  |  | N | IPP Non-CHP | IPP | IPP | 2 | X | WND | Renewable | 1.6 | 0 | 1 | 0
Operable | 56769 | Consolidated Edison Development Inc. |  | 58089 | Roeder Family Wind Farm LLC | IA | Vertical | Worth | 1 | Onshore Wind Turbine | WT |  | S | X | X |  |  | 1.6 |  | 1.6 | 1.6 | 0.5 | N |  |  | OP | X | 9 | 2011 | 2011 |  |  | N | IPP Non-CHP | IPP | IPP | 2 | X | WND | Renewable | 1.6 | 0 | 1 | 0
Operable | 56769 | Consolidated Edison Development Inc. |  | 58214 | West Greenwich Solar | RI | Restructured | Kent | WGRI | Solar Photovoltaic | PV |  | S | X | X |  |  | 1.9 |  | 1.9 | 1.9 |  | N |  |  | OP | X | 5 | 2013 | 2013 |  |  | N | IPP Non-CHP | IPP | IPP | 2 | X | SUN | Renewable | 1.9 | 0 | 1 | 0
Operable | 56769 | Consolidated Edison Development Inc. |  | 58373 | White River Solar | CA | Vertical | Tulare | WRCA | Solar Photovoltaic | PV |  | S | X | X |  |  | 20 |  | 20 | 20 |  | N |  |  | OP | X | 7 | 2013 | 2013 |  |  | N | IPP Non-CHP | IPP | IPP | 2 | X | SUN | Renewable | 20 | 0 | 1 | 0
Operable | 56769 | Consolidated Edison Development Inc. |  | 58374 | Corcoran Solar | CA | Vertical | Kings | CSCA | Solar Photovoltaic | PV |  | S | X | X |  |  | 20 |  | 20 | 20 |  | N |  |  | OP | X | 8 | 2013 | 2013 |  |  | N | IPP Non-CHP | IPP | IPP | 2 | X | SUN | Renewable | 20 | 0 | 1 | 0
Operable | 56769 | Consolidated Edison Development Inc. |  | 58385 | Northbridge Solar | MA | Restructured | Worcester | NSMA | Solar Photovoltaic | PV |  | S | X | X |  |  | 1.9 |  | 1.9 | 1.9 |  | N |  |  | OP | X | 8 | 2013 | 2013 |  |  | N | IPP Non-CHP | IPP | IPP | 2 | X | SUN | Renewable | 1.9 | 0 | 1 | 0
Operable | 56769 | Consolidated Edison Development Inc. |  | 58561 | Merrimac Solar | MA | Restructured | Essex | MSMA | Solar Photovoltaic | PV |  | S | X | X |  |  | 1.5 |  | 1.5 | 1.5 |  | N |  |  | OP | X | 12 | 2013 | 2013 |  |  | N | IPP Non-CHP | IPP | IPP | 2 | X | SUN | Renewable | 1.5 | 0 | 1 | 0
Operable | 56769 | Consolidated Edison Development Inc. |  | 58564 | Frenchtown III Solar | NJ | Restructured | Hunterdon | F3NJ | Solar Photovoltaic | PV |  | S | X | X |  |  | 7.9 |  | 7.9 | 7.9 |  | N |  |  | OP | X | 12 | 2013 | 2013 |  |  | N | IPP Non-CHP | IPP | IPP | 2 | X | SUN | Renewable | 7.9 | 0 | 1 | 0
Operable | 56769 | Consolidated Edison Development Inc. |  | 58717 | OCI Alamo 4, LLC | TX | Restructured | Kinney | 1 | Solar Photovoltaic | PV |  | S | X | X |  |  | 39.6 |  | 39.6 | 39.6 |  | N |  |  | OP | X | 8 | 2014 | 2014 |  |  | N | IPP Non-CHP | IPP | IPP | 2 | X | SUN | Renewable | 39.6 | 0 | 1 | 0
Operable | 56769 | Consolidated Edison Development Inc. |  | 58915 | Copper Mountain Solar 3 | NV | Vertical | Clark | 1 | Solar Photovoltaic | PV |  | S | X | X |  |  | 26 |  | 26 | 26 |  | N |  |  | OP | X | 5 | 2014 | 2014 |  |  | N | IPP Non-CHP | IPP | IPP | 2 | X | SUN | Renewable | 26 | 0 | 1 | 0
Operable | 56769 | Consolidated Edison Development Inc. |  | 58915 | Copper Mountain Solar 3 | NV | Vertical | Clark | 10 | Solar Photovoltaic | PV |  | S | X | X |  |  | 21 |  | 21 | 21 |  | N |  |  | OP | X | 1 | 2015 | 2015 |  |  | N | IPP Non-CHP | IPP | IPP | 2 | X | SUN | Renewable | 21 | 0 | 1 | 0
Operable | 56769 | Consolidated Edison Development Inc. |  | 58915 | Copper Mountain Solar 3 | NV | Vertical | Clark | 2 | Solar Photovoltaic | PV |  | S | X | X |  |  | 27 |  | 27 | 27 |  | N |  |  | OP | X | 6 | 2014 | 2014 |  |  | N | IPP Non-CHP | IPP | IPP | 2 | X | SUN | Renewable | 27 | 0 | 1 | 0
Operable | 56769 | Consolidated Edison Development Inc. |  | 58915 | Copper Mountain Solar 3 | NV | Vertical | Clark | 3 | Solar Photovoltaic | PV |  | S | X | X |  |  | 26 |  | 26 | 26 |  | N |  |  | OP | X | 7 | 2014 | 2014 |  |  | N | IPP Non-CHP | IPP | IPP | 2 | X | SUN | Renewable | 26 | 0 | 1 | 0
Operable | 56769 | Consolidated Edison Development Inc. |  | 58915 | Copper Mountain Solar 3 | NV | Vertical | Clark | 4 | Solar Photovoltaic | PV |  | S | X | X |  |  | 28 |  | 28 | 28 |  | N |  |  | OP | X | 8 | 2014 | 2014 |  |  | N | IPP Non-CHP | IPP | IPP | 2 | X | SUN | Renewable | 28 | 0 | 1 | 0
Operable | 56769 | Consolidated Edison Development Inc. |  | 58915 | Copper Mountain Solar 3 | NV | Vertical | Clark | 5 | Solar Photovoltaic | PV |  | S | X | X |  |  | 25 |  | 25 | 25 |  | N |  |  | OP | X | 9 | 2014 | 2014 |  |  | N | IPP Non-CHP | IPP | IPP | 2 | X | SUN | Renewable | 25 | 0 | 1 | 0
Operable | 56769 | Consolidated Edison Development Inc. |  | 58915 | Copper Mountain Solar 3 | NV | Vertical | Clark | 6 | Solar Photovoltaic | PV |  | S | X | X |  |  | 26 |  | 26 | 26 |  | N |  |  | OP | X | 10 | 2014 | 2014 |  |  | N | IPP Non-CHP | IPP | IPP | 2 | X | SUN | Renewable | 26 | 0 | 1 | 0
Operable | 56769 | Consolidated Edison Development Inc. |  | 58915 | Copper Mountain Solar 3 | NV | Vertical | Clark | 7 | Solar Photovoltaic | PV |  | S | X | X |  |  | 26 |  | 26 | 26 |  | N |  |  | OP | X | 10 | 2014 | 2014 |  |  | N | IPP Non-CHP | IPP | IPP | 2 | X | SUN | Renewable | 26 | 0 | 1 | 0
Operable | 56769 | Consolidated Edison Development Inc. |  | 58915 | Copper Mountain Solar 3 | NV | Vertical | Clark | 8 | Solar Photovoltaic | PV |  | S | X | X |  |  | 26 |  | 26 | 26 |  | N |  |  | OP | X | 12 | 2014 | 2014 |  |  | N | IPP Non-CHP | IPP | IPP | 2 | X | SUN | Renewable | 26 | 0 | 1 | 0
Operable | 56769 | Consolidated Edison Development Inc. |  | 58915 | Copper Mountain Solar 3 | NV | Vertical | Clark | 9 | Solar Photovoltaic | PV |  | S | X | X |  |  | 24 |  | 24 | 24 |  | N |  |  | OP | X | 1 | 2015 | 2015 |  |  | N | IPP Non-CHP | IPP | IPP | 2 | X | SUN | Renewable | 24 | 0 | 1 | 0
Operable | 56769 | Consolidated Edison Development Inc. |  | 58964 | Technology Drive Solar | VT | Vertical | Windham | PV1 | Solar Photovoltaic | PV |  | S | X | X |  |  | 2 |  | 2 | 2 |  | N |  |  | OP | X | 9 | 2014 | 2014 |  |  | N | IPP Non-CHP | IPP | IPP | 2 | X | SUN | Renewable | 2 | 0 | 1 | 0
Operable | 56769 | Consolidated Edison Development Inc. |  | 58973 | White River Solar 2 | CA | Vertical | Tulare | W2CA | Solar Photovoltaic | PV |  | S | X | X |  |  | 19.8 |  | 19.8 | 19.8 |  | N |  |  | OP | X | 9 | 2014 | 2014 |  |  | N | IPP Non-CHP | IPP | IPP | 2 | X | SUN | Renewable | 19.8 | 0 | 1 | 0
Operable | 56769 | Consolidated Edison Development Inc. |  | 58981 | Broken Bow Wind II, LLC | NE | Vertical | Custer | BBII | Onshore Wind Turbine | WT |  | S | X | X |  |  | 73.1 |  | 73.1 | 73.1 | 0 | N |  |  | OP | X | 10 | 2014 | 2014 |  |  | N | IPP Non-CHP | IPP | IPP | 2 | X | WND | Renewable | 73.1 | 0 | 1 | 0
Operable | 56769 | Consolidated Edison Development Inc. |  | 59204 | OCI Alamo 3 LLC | TX | Restructured | Bexar | OCIA3 | Solar Photovoltaic | PV |  | S | X | X |  |  | 5.5 |  | 5.5 | 5.5 |  | N |  |  | OP | X | 1 | 2015 | 2015 |  |  | N | IPP Non-CHP | IPP | IPP | 2 | X | SUN | Renewable | 5.5 | 0 | 1 | 0
Operable | 56769 | Consolidated Edison Development Inc. |  | 59205 | OCI Alamo 5 LLC | TX | Restructured | Uvalde | OCIA5 | Solar Photovoltaic | PV |  | S | X | X |  |  | 100 |  | 100 | 100 |  | N |  |  | OP | X | 12 | 2015 | 2015 |  |  | N | IPP Non-CHP | IPP | IPP | 2 | X | SUN | Renewable | 100 | 0 | 1 | 0
Operable | 56769 | Consolidated Edison Development Inc. |  | 59207 | OCI Alamo 7 LLC | TX | Restructured | Haskell | OCIA7 | Solar Photovoltaic | PV |  | S | X | X |  |  | 100 |  | 100 | 100 |  | N |  |  | OP | X | 8 | 2016 | 2016 |  |  | N | IPP Non-CHP | IPP | IPP | 2 | X | SUN | Renewable | 100 | 0 | 1 | 0
Operable | 56769 | Consolidated Edison Development Inc. |  | 59413 | Corcoran Solar 2 | CA | Vertical | Kings | C2CA | Solar Photovoltaic | PV |  | S | X | X |  |  | 19.8 |  | 19.8 | 19.8 |  | N |  |  | OP | X | 5 | 2015 | 2015 |  |  | N | IPP Non-CHP | IPP | IPP | 2 | X | SUN | Renewable | 19.8 | 0 | 1 | 0
Operable | 56769 | Consolidated Edison Development Inc. |  | 59414 | Atwell Island West Solar | CA | Vertical | Tulare | AWCA | Solar Photovoltaic | PV |  | S | X | X |  |  | 20 |  | 20 | 20 |  | N |  |  | OP | X | 5 | 2015 | 2015 |  |  | N | IPP Non-CHP | IPP | IPP | 2 | X | SUN | Renewable | 20 | 0 | 1 | 0
Operable | 56769 | Consolidated Edison Development Inc. |  | 59435 | Oak Tree Energy | SD | Vertical | Clark | OTE14 | Onshore Wind Turbine | WT |  | S | X | X |  |  | 19.5 |  | 19.5 | 19.5 | 0 | N |  |  | OP | X | 12 | 2014 | 2014 |  |  | N | IPP Non-CHP | IPP | IPP | 2 | X | WND | Renewable | 19.5 | 0 | 1 | 0
Operable | 56769 | Consolidated Edison Development Inc. |  | 59524 | Blackwell Solar Park | CA | Vertical | Kern | FRBSP | Solar Photovoltaic | PV |  | S | X | X |  |  | 20 |  | 20 | 20 |  | N |  |  | OP | X | 1 | 2019 | 2019 |  |  | N | IPP Non-CHP | IPP | IPP | 2 | X | SUN | Renewable | 20 | 0 | 1 | 0
Operable | 56769 | Consolidated Edison Development Inc. |  | 59655 | Campbell County Wind Farm | SD | Vertical | Campbell | CCWF1 | Onshore Wind Turbine | WT |  | S | X | X |  |  | 97.8 |  | 97.8 | 97.8 | 0 | N |  |  | OP | X | 12 | 2015 | 2015 |  |  | N | IPP Non-CHP | IPP | IPP | 2 | X | WND | Renewable | 97.8 | 0 | 1 | 0
Operable | 56769 | Consolidated Edison Development Inc. |  | 59814 | Copper Mountain Solar 4, LLC | NV | Vertical | Clark | PV01 | Solar Photovoltaic | PV |  | S | X | X |  |  | 51.8 |  | 51.8 | 51.8 |  | N |  |  | OP | X | 10 | 2016 | 2016 |  |  | N | IPP Non-CHP | IPP | IPP | 2 | X | SUN | Renewable | 51.8 | 0 | 1 | 0
Operable | 56769 | Consolidated Edison Development Inc. |  | 59814 | Copper Mountain Solar 4, LLC | NV | Vertical | Clark | PV02 | Solar Photovoltaic | PV |  | S | X | X |  |  | 41.8 |  | 41.8 | 41.8 |  | N |  |  | OP | X | 9 | 2016 | 2016 |  |  | N | IPP Non-CHP | IPP | IPP | 2 | X | SUN | Renewable | 41.8 | 0 | 1 | 0
Operable | 56769 | Consolidated Edison Development Inc. |  | 59900 | Corcoran Solar 3 | CA | Vertical | Kings | C3CA | Solar Photovoltaic | PV |  | S | X | X |  |  | 20 |  | 20 | 20 |  | N |  |  | OP | X | 2 | 2016 | 2016 |  |  | N | IPP Non-CHP | IPP | IPP | 2 | X | SUN | Renewable | 20 | 0 | 1 | 0
Operable | 56769 | Consolidated Edison Development Inc. |  | 59915 | Oro Loma | CA | Vertical | Fresno | ORCA | Solar Photovoltaic | PV |  | S | X | X |  |  | 20 |  | 20 | 20 |  | N |  |  | OP | X | 1 | 2017 | 2017 |  |  | N | IPP Non-CHP | IPP | IPP | 2 | X | SUN | Renewable | 20 | 0 | 1 | 0
Operable | 56769 | Consolidated Edison Development Inc. |  | 59940 | Great Valley Solar Portfolio Holdings, LLC | CA | Vertical | Fresno | GVS2 | Solar Photovoltaic | PV |  | S | X | X |  |  | 60 |  | 60 | 60 |  | N |  |  | OP | X | 12 | 2017 | 2017 |  |  | N | IPP Non-CHP | IPP | IPP | 2 | X | SUN | Renewable | 60 | 0 | 1 | 0
Operable | 56769 | Consolidated Edison Development Inc. |  | 59940 | Great Valley Solar Portfolio Holdings, LLC | CA | Vertical | Fresno | GVS3 | Solar Photovoltaic | PV |  | S | X | X |  |  | 20 |  | 20 | 20 |  | N |  |  | OP | X | 12 | 2017 | 2017 |  |  | N | IPP Non-CHP | IPP | IPP | 2 | X | SUN | Renewable | 20 | 0 | 1 | 0
Operable | 56769 | Consolidated Edison Development Inc. |  | 59940 | Great Valley Solar Portfolio Holdings, LLC | CA | Vertical | Fresno | GVS4 | Solar Photovoltaic | PV |  | S | X | X |  |  | 20 |  | 20 | 20 |  | N |  |  | OP | X | 12 | 2017 | 2017 |  |  | N | IPP Non-CHP | IPP | IPP | 2 | X | SUN | Renewable | 20 | 0 | 1 | 0
Operable | 56769 | Consolidated Edison Development Inc. |  | 59940 | Great Valley Solar Portfolio Holdings, LLC | CA | Vertical | Fresno | TQ8 | Solar Photovoltaic | PV |  | S | X | X |  |  | 102.5 |  | 102.5 | 102.5 |  | N |  |  | OP | X | 4 | 2018 | 2018 |  |  | N | IPP Non-CHP | IPP | IPP | 2 | X | SUN | Renewable | 102.5 | 0 | 1 | 0
Operable | 56769 | Consolidated Edison Development Inc. |  | 60077 | CED Avenal | CA | Vertical | Kings | AVCA | Solar Photovoltaic | PV |  | S | X | X |  |  | 15.8 |  | 15.8 | 15.8 |  | N |  |  | OP | X | 1 | 2017 | 2017 |  |  | N | IPP Non-CHP | IPP | IPP | 2 | X | SUN | Renewable | 15.8 | 0 | 1 | 0
Operable | 56769 | Consolidated Edison Development Inc. |  | 60078 | CED Ducor 1 | CA | Vertical | Tulare | DU1CA | Solar Photovoltaic | PV |  | S | X | X |  |  | 20 |  | 20 | 20 |  | N |  |  | OP | X | 12 | 2016 | 2016 |  |  | N | IPP Non-CHP | IPP | IPP | 2 | X | SUN | Renewable | 20 | 0 | 1 | 0
Operable | 56769 | Consolidated Edison Development Inc. |  | 60079 | CED Ducor 2 | CA | Vertical | Tulare | DU2CA | Solar Photovoltaic | PV |  | S | X | X |  |  | 20 |  | 20 | 20 |  | N |  |  | OP | X | 12 | 2016 | 2016 |  |  | N | IPP Non-CHP | IPP | IPP | 2 | X | SUN | Renewable | 20 | 0 | 1 | 0
Operable | 56769 | Consolidated Edison Development Inc. |  | 60080 | CED Ducor 3 | CA | Vertical | Tulare | DU3CA | Solar Photovoltaic | PV |  | S | X | X |  |  | 15 |  | 15 | 15 |  | N |  |  | OP | X | 12 | 2016 | 2016 |  |  | N | IPP Non-CHP | IPP | IPP | 2 | X | SUN | Renewable | 15 | 0 | 1 | 0
Operable | 56769 | Consolidated Edison Development Inc. |  | 60081 | CED Ducor 4 | CA | Vertical | Tulare | DU4CA | Solar Photovoltaic | PV |  | S | X | X |  |  | 20 |  | 20 | 20 |  | N |  |  | OP | X | 12 | 2016 | 2016 |  |  | N | IPP Non-CHP | IPP | IPP | 2 | X | SUN | Renewable | 20 | 0 | 1 | 0
Operable | 56769 | Consolidated Edison Development Inc. |  | 60274 | CED Westfield Solar, LLC | MA | Restructured | Hampden | WFMA | Solar Photovoltaic | PV |  | S | X | X |  |  | 2 |  | 2 | 2 |  | N |  |  | OP | X | 8 | 2016 | 2016 |  |  | N | IPP Non-CHP | IPP | IPP | 2 | X | SUN | Renewable | 2 | 0 | 1 | 0
Operable | 56769 | Consolidated Edison Development Inc. |  | 60307 | Mesquite Solar 2, LLC | AZ | Vertical | Maricopa | 1 | Solar Photovoltaic | PV |  | S | X | X |  |  | 100 |  | 100 | 100 |  | N |  |  | OP | X | 12 | 2016 | 2016 |  |  | N | IPP Non-CHP | IPP | IPP | 2 | X | SUN | Renewable | 100 | 0 | 1 | 0
Operable | 56769 | Consolidated Edison Development Inc. |  | 60308 | Mesquite Solar 3, LLC | AZ | Vertical | Maricopa | 1 | Solar Photovoltaic | PV |  | S | X | X |  |  | 150 |  | 150 | 150 |  | N |  |  | OP | X | 12 | 2016 | 2016 |  |  | N | IPP Non-CHP | IPP | IPP | 2 | X | SUN | Renewable | 150 | 0 | 1 | 0
Operable | 56769 | Consolidated Edison Development Inc. |  | 60581 | Upton County Solar | TX | Restructured | Upton | UCTX | Solar Photovoltaic | PV |  | S | X | X |  |  | 150 |  | 150 | 150 |  | N |  |  | OP | X | 12 | 2017 | 2017 |  |  | N | IPP Non-CHP | IPP | IPP | 2 | X | SUN | Renewable | 150 | 0 | 1 | 0
Operable | 56769 | Consolidated Edison Development Inc. |  | 61098 | Battle Mountain Solar Project | NV | Vertical | Humboldt | BMBS | Batteries | BA |  | S | X | X |  |  | 25 |  | 25 | 25 | 0 | N |  |  | OP | X | 6 | 2021 | 2021 |  |  | N | IPP Non-CHP | IPP | IPP | 2 | X | MWH | Other | 0 | 0 | 0 | 0
Operable | 56769 | Consolidated Edison Development Inc. |  | 61098 | Battle Mountain Solar Project | NV | Vertical | Humboldt | BMSP | Solar Photovoltaic | PV |  | S | X | X |  |  | 101 |  | 101 | 101 |  | N |  |  | OP | X | 5 | 2021 | 2021 |  |  | N | IPP Non-CHP | IPP | IPP | 2 | X | SUN | Renewable | 101 | 0 | 1 | 0
Operable | 56769 | Consolidated Edison Development Inc. |  | 61155 | Big Timber Wind Farm | MT | Vertical | Sweet Grass | BT-MT | Onshore Wind Turbine | WT |  | S | X | X |  |  | 25 |  | 25 | 25 | 0.1 | N |  |  | OP | X | 2 | 2018 | 2018 |  |  | N | IPP Non-CHP | IPP | IPP | 2 | X | WND | Renewable | 25 | 0 | 1 | 0
Operable | 56769 | Consolidated Edison Development Inc. |  | 61499 | CED Foster | RI | Restructured | Providence | FORI | Solar Photovoltaic | PV |  | S | X | X |  |  | 2 |  | 2 | 2 |  | N |  |  | OP | X | 12 | 2017 | 2017 |  |  | N | IPP Non-CHP | IPP | IPP | 2 | X | SUN | Renewable | 2 | 0 | 1 | 0
Operable | 56769 | Consolidated Edison Development Inc. |  | 61602 | CED Chicopee Solar | MA | Restructured | Hampden | CSMA | Solar Photovoltaic | PV |  | S | X | X |  |  | 3 |  | 3 | 3 |  | N |  |  | OP | X | 7 | 2017 | 2017 |  |  | N | IPP Non-CHP | IPP | IPP | 2 | X | SUN | Renewable | 3 | 0 | 1 | 0
Operable | 56769 | Consolidated Edison Development Inc. |  | 61603 | UMASS | MA | Restructured | Hampshire | UMASS | Solar Photovoltaic | PV |  | S | X | X |  |  | 4 |  | 4 | 4 |  | N |  |  | OP | X | 10 | 2016 | 2016 |  |  | N | IPP Non-CHP | IPP | IPP | 2 | X | SUN | Renewable | 4 | 0 | 1 | 0
Operable | 56769 | Consolidated Edison Development Inc. |  | 61745 | Aurora County Wind | SD | Vertical | Aurora | ACSD | Onshore Wind Turbine | WT |  | S | X | X |  |  | 20 |  | 20 | 20 | 0.1 | N |  |  | OP | X | 10 | 2018 | 2018 |  |  | N | IPP Non-CHP | IPP | IPP | 2 | X | WND | Renewable | 20 | 0 | 1 | 0
Operable | 56769 | Consolidated Edison Development Inc. |  | 61746 | Brule County Wind | SD | Vertical | Brule | BCSD | Onshore Wind Turbine | WT |  | S | X | X |  |  | 20 |  | 20 | 20 | 0.1 | N |  |  | OP | X | 10 | 2018 | 2018 |  |  | N | IPP Non-CHP | IPP | IPP | 2 | X | WND | Renewable | 20 | 0 | 1 | 0
Operable | 56769 | Consolidated Edison Development Inc. |  | 61750 | Wistaria Ranch Solar | CA | Vertical | Imperial | WICA | Solar Photovoltaic | PV |  | S | X | X |  |  | 106.7 |  | 100 | 100 |  | N |  |  | OP | X | 12 | 2018 | 2018 |  |  | N | IPP Non-CHP | IPP | IPP | 2 | X | SUN | Renewable | 106.7 | 0 | 1 | 0
Operable | 56769 | Consolidated Edison Development Inc. |  | 62681 | CED Champaign Solar LLC | IL | Restructured | Champaign | CSIL | Solar Photovoltaic | PV |  | S | X | X |  |  | 1.6 | 1 | 1.6 | 1.6 |  | N |  |  | OP | X | 7 | 2020 | 2020 |  |  | N | IPP Non-CHP | IPP | IPP | 2 | X | SUN | Renewable | 1.6 | 0 | 1 | 0
Operable | 56769 | Consolidated Edison Development Inc. |  | 62695 | CED Northampton Solar LLC Hybrid | MA | Restructured | Hampshire | NSES | Batteries | BA |  | S | X | X |  |  | 2.3 |  | 2.3 | 2.3 | 2.3 | N |  |  | OP | X | 12 | 2020 | 2020 |  |  | N | IPP Non-CHP | IPP | IPP | 2 | X | MWH | Other | 0 | 0 | 0 | 0
Operable | 56769 | Consolidated Edison Development Inc. |  | 62695 | CED Northampton Solar LLC Hybrid | MA | Restructured | Hampshire | NSMA | Solar Photovoltaic | PV |  | S | X | X |  |  | 4.3 | 1 | 4.3 | 4.3 |  | N |  |  | OP | X | 12 | 2019 | 2019 |  |  | N | IPP Non-CHP | IPP | IPP | 2 | X | SUN | Renewable | 4.3 | 0 | 1 | 0
Operable | 56769 | Consolidated Edison Development Inc. |  | 63503 | Lakehurst Solar | NJ | Restructured | Ocean | LAKHS | Solar Photovoltaic | PV |  | S | X | X |  |  | 9.6 |  | 9.6 | 9.6 |  | N |  |  | OP | X | 3 | 2020 | 2020 |  |  | N | IPP Non-CHP | IPP | IPP | 2 | X | SUN | Renewable | 9.6 | 0 | 1 | 0
Operable | 56769 | Consolidated Edison Development Inc. |  | 63504 | Copper Mountain Solar 5, LLC | NV | Vertical | Clark | CM5-1 | Solar Photovoltaic | PV |  | S | X | X |  |  | 252 | 0.95 | 250 | 250 |  | N |  |  | OP | X | 3 | 2021 | 2021 |  |  | N | IPP Non-CHP | IPP | IPP | 2 | X | SUN | Renewable | 252 | 0 | 1 | 0
Operable | 56769 | Consolidated Edison Development Inc. |  | 63520 | PA Solar Park II | PA | Restructured | Carbon | PASP2 | Solar Photovoltaic | PV |  | S | X | X |  |  | 10 | 1 | 10 | 10 |  | N |  |  | OP | X | 1 | 2020 | 2020 |  |  | N | IPP Non-CHP | IPP | IPP | 2 | X | SUN | Renewable | 10 | 0 | 1 | 0
Operable | 56769 | Consolidated Edison Development Inc. |  | 63521 | CED Mason City Wind | IA | Vertical | Cerro Gordo | MCW1 | Onshore Wind Turbine | WT |  | S | X | X |  |  | 7.5 |  | 7.9 | 7.9 | 0 | N |  |  | OP | X | 5 | 2020 | 2020 |  |  | N | IPP Non-CHP | IPP | IPP | 2 | X | WND | Renewable | 7.5 | 0 | 1 | 0
Operable | 56769 | Consolidated Edison Development Inc. |  | 63549 | Water Strider Solar | VA | Vertical | Halifax | WSS | Solar Photovoltaic | PV |  | S | X | X |  |  | 80 |  | 80 | 80 |  | N |  |  | OP | X | 3 | 2021 | 2021 |  |  | N | IPP Non-CHP | IPP | IPP | 2 | X | SUN | Renewable | 80 | 0 | 1 | 0
Operable | 56769 | Consolidated Edison Development Inc. |  | 63689 | Red Lake Falls Community Hybrid | MN | Vertical | Red Lake | RLFS | Solar Photovoltaic | PV |  | S | X | X |  |  | 1 |  | 1 | 1 | 0 | N |  |  | OP | X | 12 | 2020 | 2020 |  |  | N | IPP Non-CHP | IPP | IPP | 2 | X | SUN | Renewable | 1 | 0 | 1 | 0
Operable | 56769 | Consolidated Edison Development Inc. |  | 63689 | Red Lake Falls Community Hybrid | MN | Vertical | Red Lake | RLFW | Onshore Wind Turbine | WT |  | S | X | X |  |  | 4.6 |  | 4.6 | 4.6 | 0 | N |  |  | OP | X | 12 | 2020 | 2020 |  |  | N | IPP Non-CHP | IPP | IPP | 2 | X | WND | Renewable | 4.6 | 0 | 1 | 0
Operable | 56769 | Consolidated Edison Development Inc. |  | 64177 | CED Manchester Wind | IA | Vertical | Delaware | MANW | Onshore Wind Turbine | WT |  | S | X | X |  |  | 7.9 |  | 7.9 | 7.9 | 0 | N |  |  | OP | X | 4 | 2022 | 2022 |  |  | N | IPP Non-CHP | IPP | IPP | 2 | X | WND | Renewable | 7.9 | 0 | 1 | 0
Operable | 56769 | Consolidated Edison Development Inc. |  | 64178 | CED Centerville Wind | IA | Vertical | Appanoose | CENTW | Onshore Wind Turbine | WT |  | S | X | X |  |  | 7.9 |  | 7.9 | 7.9 | 0 | N |  |  | OP | X | 12 | 2021 | 2021 |  |  | N | IPP Non-CHP | IPP | IPP | 2 | X | WND | Renewable | 7.9 | 0 | 1 | 0
Operable | 56769 | Consolidated Edison Development Inc. |  | 64705 | Fairhaven MA 2 | MA | Restructured | Bristol | FHAF | Solar Photovoltaic | PV |  | S | X | X |  |  | 2.9 |  | 2.9 | 2.9 |  | N |  |  | OP | X | 9 | 2021 | 2021 |  |  | N | IPP Non-CHP | IPP | IPP | 2 | X | SUN | Renewable | 2.9 | 0 | 1 | 0
Operable | 56769 | Consolidated Edison Development Inc. |  | 65153 | UMass PV Lot 49 | MA | Restructured | Hampshire | U49PV | Solar Photovoltaic | PV |  | S | X | X |  |  | 0.8 |  | 0.9 | 0.5 |  | N |  |  | OP | X | 6 | 2022 | 2022 |  |  | N | IPP Non-CHP | IPP | IPP | 2 | X | SUN | Renewable | 0.8 | 0 | 1 | 0
Operable | 56769 | Consolidated Edison Development Inc. |  | 65154 | UMass PV Lot 22 | MA | Restructured | Hampshire | U22ES | Batteries | BA |  | S | X | X |  |  | 2 |  | 2 | 1.2 | 2 | N |  |  | OP | X | 9 | 2022 | 2022 |  |  | N | IPP Non-CHP | IPP | IPP | 2 | X | MWH | Other | 0 | 0 | 0 | 0
Operable | 56769 | Consolidated Edison Development Inc. |  | 65154 | UMass PV Lot 22 | MA | Restructured | Hampshire | U22PV | Solar Photovoltaic | PV |  | S | X | X |  |  | 2.1 |  | 2.1 | 1.2 |  | N |  |  | OP | X | 9 | 2022 | 2022 |  |  | N | IPP Non-CHP | IPP | IPP | 2 | X | SUN | Renewable | 2.1 | 0 | 1 | 0
Operable | 56769 | Consolidated Edison Development Inc. |  | 65220 | Pleasant Hill Solar | VA | Vertical | Suffolk City | PHSPV | Solar Photovoltaic | PV |  | S | X | X |  |  | 20 |  | 20 | 20 |  | N |  |  | OP | X | 6 | 2023 | 2023 |  |  | N | IPP Non-CHP | IPP | IPP | 2 | X | SUN | Renewable | 20 | 0 | 1 | 0
Operable | 56769 | Consolidated Edison Development Inc. |  | 65221 | Watlington Solar | VA | Vertical | Halifax | WSPV | Solar Photovoltaic | PV |  | S | X | X |  |  | 20 |  | 20 | 20 |  | N |  |  | OP | X | 3 | 2023 | 2023 |  |  | N | IPP Non-CHP | IPP | IPP | 2 | X | SUN | Renewable | 20 | 0 | 1 | 0
Operable | 56769 | Consolidated Edison Development Inc. |  | 65963 | Mesquite Solar 5, LLC | AZ | Vertical | Maricopa | MS5 | Solar Photovoltaic | PV |  | S | X | X |  |  | 60 | 1 | 60 | 60 |  | N |  |  | OP | X | 7 | 2023 | 2023 |  |  | N | IPP Non-CHP | IPP | IPP | 2 | X | SUN | Renewable | 60 | 0 | 1 | 0
Operable | 56769 | Consolidated Edison Development Inc. |  | 65963 | Mesquite Solar 5, LLC | AZ | Vertical | Maricopa | MS5B | Batteries | BA |  | S | X | X |  |  | 60 |  | 60 | 60 |  | N |  |  | OP | X | 7 | 2023 | 2023 |  |  | N | IPP Non-CHP | IPP | IPP | 2 | X | MWH | Other | 0 | 0 | 0 | 0
Operable | 56769 | Consolidated Edison Development Inc. |  | 65980 | CED West Side Canal Battery Storage | CA | Vertical | Imperial | WCBS | Batteries | BA |  | S | X | X |  |  | 131 |  | 131 | 131 |  | N |  |  | OP | X | 6 | 2023 | 2023 |  |  | N | IPP Non-CHP | IPP | IPP | 2 | X | MWH | Other | 0 | 0 | 0 | 0
Operable | 61536 | Consolidated Edison Energy, Inc. |  | 50799 | Parlin Power Plant | NJ | Restructured | Middlesex | GEN1 | Natural Gas Fired Combined Cycle | CT | PEC | W | X | N | Parlin 230 KV Dupont NUG JCPL GEN 61482275 | Parlin 230 KV Dupont NUG JCPL GEN 61482275 | 45.9 | 0.85 | 35.9 | 42.2 | 30 | N |  |  | OP | X | 6 | 1991 | Pre-2000 |  |  | N | IPP Non-CHP | IPP | IPP | 2 | X | NG | Non-Renewable | 0 | 45.9 | 0 | 1 | DFO
Operable | 61536 | Consolidated Edison Energy, Inc. |  | 50799 | Parlin Power Plant | NJ | Restructured | Middlesex | GEN2 | Natural Gas Fired Combined Cycle | CT | PEC | W | X | N | Parlin 230 KV Dupont NUG JCPL GEN 61482275 | Parlin 230 KV Dupont NUG JCPL GEN 61482275 | 45.9 | 0.85 | 37.5 | 43.7 | 30 | N |  |  | OP | X | 6 | 1991 | Pre-2000 |  |  | N | IPP Non-CHP | IPP | IPP | 2 | X | NG | Non-Renewable | 0 | 45.9 | 0 | 1 | DFO
Operable | 61536 | Consolidated Edison Energy, Inc. |  | 50799 | Parlin Power Plant | NJ | Restructured | Middlesex | GEN3 | Natural Gas Fired Combined Cycle | CA | PEC | W | Y | X |  |  | 21.6 | 0.85 | 20.6 | 20.6 | 5 | N |  |  | OP | X | 6 | 1991 | Pre-2000 |  |  | N | IPP Non-CHP | IPP | IPP | 2 | X | NG | Non-Renewable | 0 | 21.6 | 0 | 1
Operable | 61536 | Consolidated Edison Energy, Inc. |  | 50799 | Parlin Power Plant | NJ | Restructured | Middlesex | GEN4 | Natural Gas Fired Combined Cycle | CA | PEC | W | Y | X |  |  | 21.6 | 0.9 | 20.6 | 20.6 | 5 | N |  |  | OP | X | 6 | 1991 | Pre-2000 |  |  | N | IPP Non-CHP | IPP | IPP | 2 | X | NG | Non-Renewable | 0 | 21.6 | 0 | 1
Operable | 57365 | Consolidated Edison Solutions Inc. |  | 57992 | Boston Scientific Solar | MA | Restructured | Norfolk | BSMA | Solar Photovoltaic | PV |  | S | X | X |  |  | 1.1 |  | 1.1 | 1.1 |  | N |  |  | OP | X | 12 | 2012 | 2012 |  |  | N | IPP Non-CHP | IPP | IPP | 2 | X | SUN | Renewable | 1.1 | 0 | 1 | 0
Operable | 57365 | Consolidated Edison Solutions Inc. |  | 58032 | Padelford Solar | MA | Restructured | Bristol | PSMA | Solar Photovoltaic | PV |  | S | X | X |  |  | 2.2 |  | 2.2 | 2.2 |  | N |  |  | OP | X | 12 | 2012 | 2012 |  |  | N | IPP Non-CHP | IPP | IPP | 2 | X | SUN | Renewable | 2.2 | 0 | 1 | 0
Operable | 57365 | Consolidated Edison Solutions Inc. |  | 58174 | Wilson Solar | MA | Restructured | Worcester | WSMA | Solar Photovoltaic | PV |  | S | X | X |  |  | 2 |  | 2 | 2 |  | N |  |  | OP | X | 6 | 2013 | 2013 |  |  | N | IPP Non-CHP | IPP | IPP | 2 | X | SUN | Renewable | 2 | 0 | 1 | 0
Operable | 57365 | Consolidated Edison Solutions Inc. |  | 58362 | Quittacas Pond Solar | MA | Restructured | Plymouth | QPMA | Solar Photovoltaic | PV |  | S | X | X |  |  | 3.5 |  | 3.5 | 3.5 |  | N |  |  | OP | X | 12 | 2013 | 2013 |  |  | N | IPP Non-CHP | IPP | IPP | 2 | X | SUN | Renewable | 3.5 | 0 | 1 | 0
Operable | 57365 | Consolidated Edison Solutions Inc. |  | 58514 | Desert Hot Springs Solar | CA | Vertical | Riverside | DHCA | Solar Photovoltaic | PV |  | S | X | X |  |  | 2.3 |  | 2.2 | 2.2 |  | N |  |  | OP | X | 12 | 2013 | 2013 |  |  | N | IPP Non-CHP | IPP | IPP | 2 | X | SUN | Renewable | 2.3 | 0 | 1 | 0
Operable | 57365 | Consolidated Edison Solutions Inc. |  | 58630 | RP Wind | OH | Restructured | Logan | RPOH | Onshore Wind Turbine | WT |  | S | X | X |  |  | 3.4 |  | 3.4 | 3.4 | 0 | N |  |  | OP | X | 12 | 2013 | 2013 |  |  | N | IPP Non-CHP | IPP | IPP | 2 | X | WND | Renewable | 3.4 | 0 | 1 | 0
Operable | 57365 | Consolidated Edison Solutions Inc. |  | 58647 | Port Richmond WWT Solar | NY | Restructured | Richmond | 1 | Solar Photovoltaic | PV |  | S | X | X |  |  | 1 |  | 1 | 1 |  | N |  |  | OP | X | 7 | 2015 | 2015 |  |  | N | IPP Non-CHP | IPP | IPP | 2 | X | SUN | Renewable | 1 | 0 | 1 | 0
Operable | 57365 | Consolidated Edison Solutions Inc. |  | 58749 | Tihonet Solar | MA | Restructured | Plymouth | TSMA | Solar Photovoltaic | PV |  | S | X | X |  |  | 1 |  | 1 | 1 |  | N |  |  | OP | X | 5 | 2014 | 2014 |  |  | N | IPP Non-CHP | IPP | IPP | 2 | X | SUN | Renewable | 1 | 0 | 1 | 0
Operable | 57365 | Consolidated Edison Solutions Inc. |  | 59622 | Future Generation Wind | MA | Restructured | Plymouth | FGMA | Onshore Wind Turbine | WT |  | S | X | X |  |  | 8 |  | 7.9 | 7.9 | 0 | N |  |  | OP | X | 8 | 2016 | 2016 |  |  | N | IPP Non-CHP | IPP | IPP | 2 | X | WND | Renewable | 8 | 0 | 1 | 0
Operable | 57365 | Consolidated Edison Solutions Inc. |  | 60029 | CES VMT Solar | MD | Restructured | Washington | VMMD | Solar Photovoltaic | PV |  | S | X | X |  |  | 1.1 |  | 1.1 | 1.1 |  | N |  |  | OP | X | 7 | 2015 | 2015 |  |  | N | IPP Non-CHP | IPP | IPP | 2 | X | SUN | Renewable | 1.1 | 0 | 1 | 0
Operable | 57365 | Consolidated Edison Solutions Inc. |  | 60201 | CES Cherry Hill Solar | NJ | Restructured | Camden | CHNJ | Solar Photovoltaic | PV |  | S | X | X |  |  | 1.2 |  | 1.2 | 1.2 |  | N |  |  | OP | X | 2 | 2016 | 2016 |  |  | N | IPP Non-CHP | IPP | IPP | 2 | X | SUN | Renewable | 1.2 | 0 | 1 | 0
Operable | 57365 | Consolidated Edison Solutions Inc. |  | 63729 | CES Marbletown Solar | NY | Restructured | Ulster | MT1 | Solar Photovoltaic | PV |  | S | X | X |  |  | 3 |  | 3 | 3 |  | N |  |  | OP | X | 3 | 2021 | 2021 |  |  | N | IPP Non-CHP | IPP | IPP | 2 | X | SUN | Renewable | 3 | 0 | 1 | 0
Operable | 57365 | Consolidated Edison Solutions Inc. |  | 64442 | Mt Pleasant Community Center | NY | Restructured | Westchester | MPES | Batteries | BA |  | S | X | X |  |  | 0.7 |  | 0.7 | 0.7 | 0.7 | N |  |  | OP | X | 11 | 2022 | 2022 |  |  | N | IPP Non-CHP | IPP | IPP | 2 | X | MWH | Other | 0 | 0 | 0 | 0
Operable | 57365 | Consolidated Edison Solutions Inc. |  | 64442 | Mt Pleasant Community Center | NY | Restructured | Westchester | MPPV | Solar Photovoltaic | PV |  | S | X | X |  |  | 0.5 |  | 0.5 | 0.5 |  | N |  |  | OP | X | 11 | 2022 | 2022 |  |  | N | IPP Non-CHP | IPP | IPP | 2 | X | SUN | Renewable | 0.5 | 0 | 1 | 0
Operable | 4247 | Consolidated Water Power Co |  | 3971 | Biron | WI | Vertical | Wood | 1 | Conventional Hydroelectric | HY |  | S | X | X |  |  | 1.4 | 0.9 | 1.3 | 1.3 | 1.3 | N |  |  | OP | X | 1 | 1921 | Pre-2000 |  |  | N | Electric Utility | Utility | Investor Owned Utility | 1 | X | WAT | Renewable | 1.4 | 0 | 1 | 0
Operable | 4247 | Consolidated Water Power Co |  | 3971 | Biron | WI | Vertical | Wood | 2 | Conventional Hydroelectric | HY |  | S | X | X |  |  | 1.4 | 0.9 | 1.3 | 1.3 | 1.3 | N |  |  | OP | X | 1 | 1921 | Pre-2000 |  |  | N | Electric Utility | Utility | Investor Owned Utility | 1 | X | WAT | Renewable | 1.4 | 0 | 1 | 0
Operable | 4247 | Consolidated Water Power Co |  | 3971 | Biron | WI | Vertical | Wood | 3 | Conventional Hydroelectric | HY |  | S | X | X |  |  | 0.4 | 0.8 | 0.4 | 0.4 | 0.4 | N |  |  | OS | X | 1 | 1916 | Pre-2000 |  |  | N | Electric Utility | Utility | Investor Owned Utility | 1 | X | WAT | Renewable | 0.4 | 0 | 1 | 0
Operable | 4247 | Consolidated Water Power Co |  | 3971 | Biron | WI | Vertical | Wood | 4 | Conventional Hydroelectric | HY |  | S | X | X |  |  | 0.5 | 0.8 | 0.5 | 0.5 | 0.4 | N |  |  | OS | X | 1 | 1896 | Pre-2000 |  |  | N | Electric Utility | Utility | Investor Owned Utility | 1 | X | WAT | Renewable | 0.5 | 0 | 1 | 0
Operable | 4247 | Consolidated Water Power Co |  | 3971 | Biron | WI | Vertical | Wood | 5 | Conventional Hydroelectric | HY |  | S | X | X |  |  | 0.5 | 0.8 | 0.5 | 0.5 | 0.4 | N |  |  | OS | X | 1 | 1896 | Pre-2000 |  |  | N | Electric Utility | Utility | Investor Owned Utility | 1 | X | WAT | Renewable | 0.5 | 0 | 1 | 0
Operable | 4247 | Consolidated Water Power Co |  | 3971 | Biron | WI | Vertical | Wood | 6 | Conventional Hydroelectric | HY |  | S | X | X |  |  | 0.5 | 0.8 | 0.5 | 0.5 | 0.4 | N |  |  | OP | X | 1 | 1896 | Pre-2000 |  |  | N | Electric Utility | Utility | Investor Owned Utility | 1 | X | WAT | Renewable | 0.5 | 0 | 1 | 0
Operable | 4247 | Consolidated Water Power Co |  | 3971 | Biron | WI | Vertical | Wood | 7 | Conventional Hydroelectric | HY |  | S | X | X |  |  | 0.5 | 0.8 | 0.5 | 0.5 | 0.4 | N |  |  | OS | X | 1 | 1896 | Pre-2000 |  |  | N | Electric Utility | Utility | Investor Owned Utility | 1 | X | WAT | Renewable | 0.5 | 0 | 1 | 0
Operable | 4247 | Consolidated Water Power Co |  | 3971 | Biron | WI | Vertical | Wood | 9 | Conventional Hydroelectric | HY |  | S | X | X |  |  | 0.6 | 1 | 0.6 | 0.6 | 0.4 | N |  |  | OP | X | 1 | 1896 | Pre-2000 |  |  | N | Electric Utility | Utility | Investor Owned Utility | 1 | X | WAT | Renewable | 0.6 | 0 | 1 | 0
Operable | 4247 | Consolidated Water Power Co |  | 3972 | Du Bay | WI | Vertical | Portage | 1 | Conventional Hydroelectric | HY |  | S | X | X |  |  | 1.2 | 0.9 | 1.2 | 1.2 | 1.2 | N |  |  | OP | X | 1 | 1942 | Pre-2000 |  |  | N | Electric Utility | Utility | Investor Owned Utility | 1 | X | WAT | Renewable | 1.2 | 0 | 1 | 0
Operable | 4247 | Consolidated Water Power Co |  | 3972 | Du Bay | WI | Vertical | Portage | 2 | Conventional Hydroelectric | HY |  | S | X | X |  |  | 2 | 0.8 | 2 | 2 | 2 | N |  |  | OP | X | 1 | 1942 | Pre-2000 |  |  | N | Electric Utility | Utility | Investor Owned Utility | 1 | X | WAT | Renewable | 2 | 0 | 1 | 0
Operable | 4247 | Consolidated Water Power Co |  | 3972 | Du Bay | WI | Vertical | Portage | 3 | Conventional Hydroelectric | HY |  | S | X | X |  |  | 2 | 0.8 | 2 | 2 | 2 | N |  |  | OP | X | 1 | 1942 | Pre-2000 |  |  | N | Electric Utility | Utility | Investor Owned Utility | 1 | X | WAT | Renewable | 2 | 0 | 1 | 0
Operable | 4247 | Consolidated Water Power Co |  | 3972 | Du Bay | WI | Vertical | Portage | 4 | Conventional Hydroelectric | HY |  | S | X | X |  |  | 2 | 0.8 | 2 | 2 | 2 | N |  |  | OP | X | 1 | 1942 | Pre-2000 |  |  | N | Electric Utility | Utility | Investor Owned Utility | 1 | X | WAT | Renewable | 2 | 0 | 1 | 0
Operable | 4247 | Consolidated Water Power Co |  | 3973 | Stevens Point | WI | Vertical | Portage | 1 | Conventional Hydroelectric | HY |  | S | X | X |  |  | 0.8 | 0.8 | 0.8 | 0.8 | 0.8 | N |  |  | OP | X | 1 | 1918 | Pre-2000 |  |  | N | Electric Utility | Utility | Investor Owned Utility | 1 | X | WAT | Renewable | 0.8 | 0 | 1 | 0
Operable | 4247 | Consolidated Water Power Co |  | 3973 | Stevens Point | WI | Vertical | Portage | 2 | Conventional Hydroelectric | HY |  | S | X | X |  |  | 0.8 | 0.8 | 0.8 | 0.8 | 0.8 | N |  |  | OP | X | 1 | 1918 | Pre-2000 |  |  | N | Electric Utility | Utility | Investor Owned Utility | 1 | X | WAT | Renewable | 0.8 | 0 | 1 | 0
Operable | 4247 | Consolidated Water Power Co |  | 3973 | Stevens Point | WI | Vertical | Portage | 3 | Conventional Hydroelectric | HY |  | S | X | X |  |  | 0.8 | 0.8 | 0.8 | 0.8 | 0.8 | N |  |  | OP | X | 1 | 1918 | Pre-2000 |  |  | N | Electric Utility | Utility | Investor Owned Utility | 1 | X | WAT | Renewable | 0.8 | 0 | 1 | 0
Operable | 4247 | Consolidated Water Power Co |  | 3973 | Stevens Point | WI | Vertical | Portage | 4 | Conventional Hydroelectric | HY |  | S | X | X |  |  | 0.8 | 0.8 | 0.8 | 0.8 | 0.8 | N |  |  | OP | X | 1 | 1918 | Pre-2000 |  |  | N | Electric Utility | Utility | Investor Owned Utility | 1 | X | WAT | Renewable | 0.8 | 0 | 1 | 0
Operable | 4247 | Consolidated Water Power Co |  | 3973 | Stevens Point | WI | Vertical | Portage | 5 | Conventional Hydroelectric | HY |  | S | X | X |  |  | 0.8 | 0.8 | 0.8 | 0.8 | 0.8 | N |  |  | OP | X | 1 | 1918 | Pre-2000 |  |  | N | Electric Utility | Utility | Investor Owned Utility | 1 | X | WAT | Renewable | 0.8 | 0 | 1 | 0
Operable | 4247 | Consolidated Water Power Co |  | 3973 | Stevens Point | WI | Vertical | Portage | 6 | Conventional Hydroelectric | HY |  | S | X | X |  |  | 0.8 | 0.8 | 0.8 | 0.8 | 0.8 | N |  |  | OS | X | 1 | 1918 | Pre-2000 |  |  | N | Electric Utility | Utility | Investor Owned Utility | 1 | X | WAT | Renewable | 0.8 | 0 | 1 | 0
Operable | 4247 | Consolidated Water Power Co |  | 3974 | Wisconsin Rapids | WI | Vertical | Wood | 1 | Conventional Hydroelectric | HY |  | S | X | X |  |  | 1.8 | 1 | 1.8 | 1.8 | 1.5 | N |  |  | OP | X | 1 | 1920 | Pre-2000 |  |  | N | Electric Utility | Utility | Investor Owned Utility | 1 | X | WAT | Renewable | 1.8 | 0 | 1 | 0
Operable | 4247 | Consolidated Water Power Co |  | 3974 | Wisconsin Rapids | WI | Vertical | Wood | 10 | Conventional Hydroelectric | HY |  | S | X | X |  |  | 0.3 | 0.8 | 0.3 | 0.3 | 0.3 | N |  |  | OP | X | 1 | 1903 | Pre-2000 |  |  | N | Electric Utility | Utility | Investor Owned Utility | 1 | X | WAT | Renewable | 0.3 | 0 | 1 | 0
Operable | 4247 | Consolidated Water Power Co |  | 3974 | Wisconsin Rapids | WI | Vertical | Wood | 2 | Conventional Hydroelectric | HY |  | S | X | X |  |  | 1.8 | 1 | 1.8 | 1.8 | 1.5 | N |  |  | OP | X | 1 | 1920 | Pre-2000 |  |  | N | Electric Utility | Utility | Investor Owned Utility | 1 | X | WAT | Renewable | 1.8 | 0 | 1 | 0
Operable | 4247 | Consolidated Water Power Co |  | 3974 | Wisconsin Rapids | WI | Vertical | Wood | 3 | Conventional Hydroelectric | HY |  | S | X | X |  |  | 0.6 | 0.8 | 0.6 | 0.6 | 0.6 | N |  |  | OP | X | 1 | 1903 | Pre-2000 |  |  | N | Electric Utility | Utility | Investor Owned Utility | 1 | X | WAT | Renewable | 0.6 | 0 | 1 | 0
Operable | 4247 | Consolidated Water Power Co |  | 3974 | Wisconsin Rapids | WI | Vertical | Wood | 4 | Conventional Hydroelectric | HY |  | S | X | X |  |  | 0.6 | 0.8 | 0.6 | 0.6 | 0.6 | N |  |  | OP | X | 1 | 1903 | Pre-2000 |  |  | N | Electric Utility | Utility | Investor Owned Utility | 1 | X | WAT | Renewable | 0.6 | 0 | 1 | 0
Operable | 4247 | Consolidated Water Power Co |  | 3974 | Wisconsin Rapids | WI | Vertical | Wood | 5 | Conventional Hydroelectric | HY |  | S | X | X |  |  | 0.6 | 0.8 | 0.6 | 0.6 | 0.6 | N |  |  | OP | X | 1 | 1903 | Pre-2000 |  |  | N | Electric Utility | Utility | Investor Owned Utility | 1 | X | WAT | Renewable | 0.6 | 0 | 1 | 0
Operable | 4247 | Consolidated Water Power Co |  | 3974 | Wisconsin Rapids | WI | Vertical | Wood | 6 | Conventional Hydroelectric | HY |  | S | X | X |  |  | 0.3 | 1 | 0.3 | 0.3 | 0.3 | N |  |  | OP | X | 1 | 1903 | Pre-2000 |  |  | N | Electric Utility | Utility | Investor Owned Utility | 1 | X | WAT | Renewable | 0.3 | 0 | 1 | 0
Operable | 4247 | Consolidated Water Power Co |  | 3974 | Wisconsin Rapids | WI | Vertical | Wood | 7 | Conventional Hydroelectric | HY |  | S | X | X |  |  | 0.6 | 0.8 | 0.6 | 0.6 | 0.6 | N |  |  | OP | X | 1 | 1903 | Pre-2000 |  |  | N | Electric Utility | Utility | Investor Owned Utility | 1 | X | WAT | Renewable | 0.6 | 0 | 1 | 0
Operable | 4247 | Consolidated Water Power Co |  | 3974 | Wisconsin Rapids | WI | Vertical | Wood | 8 | Conventional Hydroelectric | HY |  | S | X | X |  |  | 0.6 | 0.8 | 0.6 | 0.6 | 0.6 | N |  |  | OP | X | 1 | 1903 | Pre-2000 |  |  | N | Electric Utility | Utility | Investor Owned Utility | 1 | X | WAT | Renewable | 0.6 | 0 | 1 | 0
Operable | 4247 | Consolidated Water Power Co |  | 3974 | Wisconsin Rapids | WI | Vertical | Wood | 9 | Conventional Hydroelectric | HY |  | S | X | X |  |  | 0.9 | 0.8 | 0.9 | 0.9 | 0.6 | N |  |  | OP | X | 1 | 1903 | Pre-2000 |  |  | N | Electric Utility | Utility | Investor Owned Utility | 1 | X | WAT | Renewable | 0.9 | 0 | 1 | 0
Operable | 4247 | Consolidated Water Power Co |  | 3975 | Whiting | WI | Vertical | Portage | 1 | Conventional Hydroelectric | HY |  | S | X | X |  |  | 1.2 | 1 | 1.2 | 1.2 | 1 | N |  |  | OS | X | 7 | 1963 | Pre-2000 |  |  | N | Electric Utility | Utility | Investor Owned Utility | 1 | X | WAT | Renewable | 1.2 | 0 | 1 | 0
Operable | 4247 | Consolidated Water Power Co |  | 3975 | Whiting | WI | Vertical | Portage | 10 | Conventional Hydroelectric | HY |  | S | X | X |  |  | 0.3 | 0.8 | 0.3 | 0.3 | 0.3 | N |  |  | OP | X | 1 | 1891 | Pre-2000 |  |  | N | Electric Utility | Utility | Investor Owned Utility | 1 | X | WAT | Renewable | 0.3 | 0 | 1 | 0
Operable | 4247 | Consolidated Water Power Co |  | 3975 | Whiting | WI | Vertical | Portage | 2 | Conventional Hydroelectric | HY |  | S | X | X |  |  | 0.5 | 1 | 0.5 | 0.5 | 0.5 | N |  |  | OP | X | 1 | 1891 | Pre-2000 |  |  | N | Electric Utility | Utility | Investor Owned Utility | 1 | X | WAT | Renewable | 0.5 | 0 | 1 | 0
Operable | 4247 | Consolidated Water Power Co |  | 3975 | Whiting | WI | Vertical | Portage | 3 | Conventional Hydroelectric | HY |  | S | X | X |  |  | 0.5 | 0.8 | 1.8 | 1.8 | 0.5 | N |  |  | OS | X | 1 | 1891 | Pre-2000 |  |  | N | Electric Utility | Utility | Investor Owned Utility | 1 | X | WAT | Renewable | 0.5 | 0 | 1 | 0
Operable | 4247 | Consolidated Water Power Co |  | 3975 | Whiting | WI | Vertical | Portage | 4 | Conventional Hydroelectric | HY |  | S | X | X |  |  | 0.5 | 0.8 | 1.8 | 1.8 | 0.5 | N |  |  | OP | X | 1 | 1891 | Pre-2000 |  |  | N | Electric Utility | Utility | Investor Owned Utility | 1 | X | WAT | Renewable | 0.5 | 0 | 1 | 0
Operable | 4247 | Consolidated Water Power Co |  | 3975 | Whiting | WI | Vertical | Portage | 5 | Conventional Hydroelectric | HY |  | S | X | X |  |  | 0.5 | 0.8 | 1.8 | 1.8 | 0.5 | N |  |  | OP | X | 1 | 1891 | Pre-2000 |  |  | N | Electric Utility | Utility | Investor Owned Utility | 1 | X | WAT | Renewable | 0.5 | 0 | 1 | 0
Operable | 4247 | Consolidated Water Power Co |  | 3975 | Whiting | WI | Vertical | Portage | 6 | Conventional Hydroelectric | HY |  | S | X | X |  |  | 0.5 | 0.8 | 0.5 | 0.5 | 0.5 | N |  |  | OP | X | 1 | 1891 | Pre-2000 |  |  | N | Electric Utility | Utility | Investor Owned Utility | 1 | X | WAT | Renewable | 0.5 | 0 | 1 | 0
Operable | 4247 | Consolidated Water Power Co |  | 3975 | Whiting | WI | Vertical | Portage | 7 | Conventional Hydroelectric | HY |  | S | X | X |  |  | 0.5 | 0.8 | 0.5 | 0.5 | 0.5 | N |  |  | OP | X | 1 | 1891 | Pre-2000 |  |  | N | Electric Utility | Utility | Investor Owned Utility | 1 | X | WAT | Renewable | 0.5 | 0 | 1 | 0
Operable | 4247 | Consolidated Water Power Co |  | 3975 | Whiting | WI | Vertical | Portage | 8 | Conventional Hydroelectric | HY |  | S | X | X |  |  | 0.3 | 0.8 | 0.3 | 0.3 | 0.3 | N |  |  | OP | X | 1 | 1891 | Pre-2000 |  |  | N | Electric Utility | Utility | Investor Owned Utility | 1 | X | WAT | Renewable | 0.3 | 0 | 1 | 0
Operable | 4247 | Consolidated Water Power Co |  | 3975 | Whiting | WI | Vertical | Portage | 9 | Conventional Hydroelectric | HY |  | S | X | X |  |  | 0.3 | 0.8 | 0.3 | 0.3 | 0.3 | N |  |  | OP | X | 1 | 1891 | Pre-2000 |  |  | N | Electric Utility | Utility | Investor Owned Utility | 1 | X | WAT | Renewable | 0.3 | 0 | 1 | 0
Operable | 49965 | Constellation Mystic Power LLC |  | 1588 | Mystic Generating Station | MA | Restructured | Middlesex | GT81 | Natural Gas Fired Combined Cycle | CT | G941 | S | X | N | UN MYSTIC 18 1MYS8 | UN MYSTIC 18 1MYS8 | 278.6 | 0.85 | 228.8 | 268.1 | 140 | N |  |  | OP | X | 4 | 2003 | 2003 | 6 | 2024 | N | IPP Non-CHP | IPP | IPP | 2 | X | NG | Non-Renewable | 0 | 278.6 | 0 | 1
Operable | 49965 | Constellation Mystic Power LLC |  | 1588 | Mystic Generating Station | MA | Restructured | Middlesex | GT82 | Natural Gas Fired Combined Cycle | CT | G941 | S | X | N | UN MYSTIC 18 1NYS8 | UN MYSTIC 18 1MYS8 | 278.6 | 0.85 | 230 | 270.6 | 140 | N |  |  | OP | X | 4 | 2003 | 2003 | 6 | 2024 | N | IPP Non-CHP | IPP | IPP | 2 | X | NG | Non-Renewable | 0 | 278.6 | 0 | 1
Operable | 49965 | Constellation Mystic Power LLC |  | 1588 | Mystic Generating Station | MA | Restructured | Middlesex | GT93 | Natural Gas Fired Combined Cycle | CT | G942 | S | X | N | UN MYSTIC 18 1MYS9 | UN MYSTIC 18 1MYS9 | 278.6 | 0.85 | 231.1 | 278.7 | 140 | N |  |  | OP | X | 6 | 2003 | 2003 | 6 | 2024 | N | IPP Non-CHP | IPP | IPP | 2 | X | NG | Non-Renewable | 0 | 278.6 | 0 | 1
Operable | 49965 | Constellation Mystic Power LLC |  | 1588 | Mystic Generating Station | MA | Restructured | Middlesex | GT94 | Natural Gas Fired Combined Cycle | CT | G942 | S | X | N | UN MYSTIC 18 1MYS9 | UN MYSTIC 18 1MYS9 | 278.6 | 0.85 | 232.2 | 280.3 | 140 | N |  |  | OP | X | 6 | 2003 | 2003 | 6 | 2024 | N | IPP Non-CHP | IPP | IPP | 2 | X | NG | Non-Renewable | 0 | 278.6 | 0 | 1
Operable | 49965 | Constellation Mystic Power LLC |  | 1588 | Mystic Generating Station | MA | Restructured | Middlesex | ST85 | Natural Gas Fired Combined Cycle | CA | G941 | S | Y | X | UN MYSTIC 18 1MYS8 | UN MYSTIC 18 1MYS8 | 315 | 0.85 | 244.6 | 300.8 | 75 | N |  |  | OP | X | 4 | 2003 | 2003 | 6 | 2024 | N | IPP Non-CHP | IPP | IPP | 2 | X | NG | Non-Renewable | 0 | 315 | 0 | 1
Operable | 49965 | Constellation Mystic Power LLC |  | 1588 | Mystic Generating Station | MA | Restructured | Middlesex | ST96 | Natural Gas Fired Combined Cycle | CA | G942 | S | Y | X | UN MYSTIC 18 1MYS9 | UN MYSTIC 18 1MYS9 | 315 | 0.85 | 246.7 | 288 | 75 | N |  |  | OP | X | 6 | 2003 | 2003 | 6 | 2024 | N | IPP Non-CHP | IPP | IPP | 2 | X | NG | Non-Renewable | 0 | 315 | 0 | 1
Operable | 60396 | Constellation New Energy Inc. |  | 60960 | Hyperion Treatment Plant CHP Plant | CA | Vertical | Los Angeles | CTG1 | Other Waste Biomass | GT |  | W | X | X |  |  | 11 | 0.9 | 10 | 10 | 8.8 | N |  |  | OP | X | 4 | 2017 | 2017 |  |  | N | IPP Non-CHP | IPP | IPP | 2 | X | OBG | Renewable | 11 | 0 | 1 | 0 | NG
Operable | 60396 | Constellation New Energy Inc. |  | 60960 | Hyperion Treatment Plant CHP Plant | CA | Vertical | Los Angeles | CTG2 | Other Waste Biomass | GT |  | W | X | X |  |  | 11 | 0.9 | 10 | 10 | 8.8 | N |  |  | OP | X | 4 | 2017 | 2017 |  |  | N | IPP Non-CHP | IPP | IPP | 2 | X | OBG | Renewable | 11 | 0 | 1 | 0 | NG
Operable | 60396 | Constellation New Energy Inc. |  | 60960 | Hyperion Treatment Plant CHP Plant | CA | Vertical | Los Angeles | STG1 | Other Waste Biomass | GT |  | W | X | X |  |  | 11 | 0.9 | 2 | 2 | 1 | N |  |  | OP | X | 4 | 2017 | 2017 |  |  | N | IPP Non-CHP | IPP | IPP | 2 | X | OBG | Renewable | 11 | 0 | 1 | 0 | NG
Operable | 60396 | Constellation New Energy Inc. |  | 62208 | NIST Solar | MD | Restructured | Montgomery | PV1 | Solar Photovoltaic | PV |  | S | X | X |  |  | 4 |  | 4 | 4 |  | N |  |  | OP | X | 12 | 2018 | 2018 |  |  | N | IPP Non-CHP | IPP | IPP | 2 | X | SUN | Renewable | 4 | 0 | 1 | 0
Operable | 55951 | Constellation Nuclear |  | 204 | Clinton Power Station | IL | Restructured | DeWitt | 1 | Nuclear | ST |  | S | X | X | 20589649 | 20589649 | 1138.3 | 0.9 | 1050.2 | 1060.5 | 340 | N |  |  | OP | X | 11 | 1987 | Pre-2000 |  |  | N | IPP Non-CHP | IPP | IPP | 2 | X | NUC | Other | 0 | 0 | 0 | 0
Operable | 55951 | Constellation Nuclear |  | 869 | Dresden Generating Station | IL | Restructured | Grundy | 2 | Nuclear | ST |  | S | X | X | 86101102 | 86101102 | 1009.3 | 0.945 | 902 | 943.8 | 150 | N |  |  | OP | X | 8 | 1970 | Pre-2000 |  |  | N | IPP Non-CHP | IPP | IPP | 2 | X | NUC | Other | 0 | 0 | 0 | 0
Operable | 55951 | Constellation Nuclear |  | 869 | Dresden Generating Station | IL | Restructured | Grundy | 3 | Nuclear | ST |  | S | X | X | 86101103 | 86101103 | 1009.3 | 0.945 | 895 | 935.3 | 150 | N |  |  | OP | X | 10 | 1971 | Pre-2000 |  |  | N | IPP Non-CHP | IPP | IPP | 2 | X | NUC | Other | 0 | 0 | 0 | 0
Operable | 55951 | Constellation Nuclear |  | 880 | Quad Cities Generating Station | IL | Restructured | Rock Island | 1 | Nuclear | ST |  | J | X | X | 86251101 | 86251101 | 1009.3 | 0.945 | 908 | 941.9 | 150 | N |  |  | OP | X | 12 | 1972 | Pre-2000 |  |  | N | IPP Non-CHP | IPP | IPP | 2 | X | NUC | Other | 0 | 0 | 0 | 0
Operable | 55951 | Constellation Nuclear |  | 880 | Quad Cities Generating Station | IL | Restructured | Rock Island | 2 | Nuclear | ST |  | J | X | X | 86251102 | 86251102 | 1009.3 | 0.945 | 911 | 932.1 | 150 | N |  |  | OP | X | 12 | 1972 | Pre-2000 |  |  | N | IPP Non-CHP | IPP | IPP | 2 | X | NUC | Other | 0 | 0 | 0 | 0
Operable | 55951 | Constellation Nuclear |  | 2589 | Nine Mile Point Nuclear Station | NY | Restructured | Oswego | 1 | Nuclear | ST |  | S | X | X |  |  | 641.8 | 0.85 | 620.9 | 626.5 | 105 | N |  |  | OP | X | 12 | 1969 | Pre-2000 |  |  | N | IPP Non-CHP | IPP | IPP | 2 | X | NUC | Other | 0 | 0 | 0 | 0
Operable | 55951 | Constellation Nuclear |  | 2589 | Nine Mile Point Nuclear Station | NY | Restructured | Oswego | 2 | Nuclear | ST |  | J | X | X |  |  | 1259.3 | 0.9 | 1272.1 | 1293.9 | 75 | N |  |  | OP | X | 7 | 1987 | Pre-2000 |  |  | N | IPP Non-CHP | IPP | IPP | 2 | X | NUC | Other | 0 | 0 | 0 | 0
Operable | 55951 | Constellation Nuclear |  | 3166 | Peach Bottom | PA | Restructured | York | 2 | Nuclear | ST |  | J | X | X | 20141102 | 20141102 | 1499.4 | 0.98 | 1264.7 | 1339.4 | 150 | N |  |  | OP | X | 7 | 1974 | Pre-2000 |  |  | N | IPP Non-CHP | IPP | IPP | 2 | X | NUC | Other | 0 | 0 | 0 | 0
Operable | 55951 | Constellation Nuclear |  | 3166 | Peach Bottom | PA | Restructured | York | 3 | Nuclear | ST |  | J | X | X | 20141103 | 20141103 | 1377 | 0.9 | 1284.7 | 1345.2 | 150 | N |  |  | OP | X | 12 | 1974 | Pre-2000 |  |  | N | IPP Non-CHP | IPP | IPP | 2 | X | NUC | Other | 0 | 0 | 0 | 0
Operable | 55951 | Constellation Nuclear |  | 6011 | Calvert Cliffs Nuclear Power Plant | MD | Restructured | Calvert | 1 | Nuclear | ST |  | S | X | X |  |  | 918 | 0.9 | 884.2 | 914.9 | 50 | N |  |  | OP | X | 5 | 1975 | Pre-2000 |  |  | N | IPP Non-CHP | IPP | IPP | 2 | X | NUC | Other | 0 | 0 | 0 | 0
Operable | 55951 | Constellation Nuclear |  | 6011 | Calvert Cliffs Nuclear Power Plant | MD | Restructured | Calvert | 2 | Nuclear | ST |  | S | X | X |  |  | 932.4 | 0.9 | 861 | 894.6 | 50 | N |  |  | OP | X | 4 | 1977 | Pre-2000 |  |  | N | IPP Non-CHP | IPP | IPP | 2 | X | NUC | Other | 0 | 0 | 0 | 0
Operable | 55951 | Constellation Nuclear |  | 6022 | Braidwood Generation Station | IL | Restructured | Will | 1 | Nuclear | ST |  | S | X | X | 86031201 | 86031201 | 1224.9 | 0.9 | 1183 | 1221.1 | 700 | N |  |  | OP | X | 7 | 1988 | Pre-2000 |  |  | N | IPP Non-CHP | IPP | IPP | 2 | X | NUC | Other | 0 | 0 | 0 | 0
Operable | 55951 | Constellation Nuclear |  | 6022 | Braidwood Generation Station | IL | Restructured | Will | 2 | Nuclear | ST |  | S | X | X | 86031202 | 86031202 | 1224.9 | 0.9 | 1154 | 1180.1 | 700 | N |  |  | OP | X | 10 | 1988 | Pre-2000 |  |  | N | IPP Non-CHP | IPP | IPP | 2 | X | NUC | Other | 0 | 0 | 0 | 0
Operable | 55951 | Constellation Nuclear |  | 6023 | Byron Generating Station | IL | Restructured | Ogle | 1 | Nuclear | ST |  | S | X | X | 86041201 | 86041201 | 1224.9 | 0.9 | 1164 | 1203.7 | 700 | N |  |  | OP | X | 9 | 1985 | Pre-2000 |  |  | N | IPP Non-CHP | IPP | IPP | 2 | X | NUC | Other | 0 | 0 | 0 | 0
Operable | 55951 | Constellation Nuclear |  | 6023 | Byron Generating Station | IL | Restructured | Ogle | 2 | Nuclear | ST |  | S | X | X | 86041202 | 86041202 | 1224.9 | 0.9 | 1136 | 1175.2 | 700 | N |  |  | OP | X | 8 | 1987 | Pre-2000 |  |  | N | IPP Non-CHP | IPP | IPP | 2 | X | NUC | Other | 0 | 0 | 0 | 0
Operable | 55951 | Constellation Nuclear |  | 6026 | LaSalle Generating Station | IL | Restructured | LaSalle | 1 | Nuclear | ST |  | S | X | X | 86191101 | 86191101 | 1170 | 0.9 | 1130.5 | 1175.8 | 150 | N |  |  | OP | X | 1 | 1984 | Pre-2000 |  |  | N | IPP Non-CHP | IPP | IPP | 2 | X | NUC | Other | 0 | 0 | 0 | 0
Operable | 55951 | Constellation Nuclear |  | 6026 | LaSalle Generating Station | IL | Restructured | LaSalle | 2 | Nuclear | ST |  | S | X | X | 86191102 | 86191102 | 1170 | 0.9 | 1133.9 | 1170.5 | 150 | N |  |  | OP | X | 10 | 1984 | Pre-2000 |  |  | N | IPP Non-CHP | IPP | IPP | 2 | X | NUC | Other | 0 | 0 | 0 | 0
Operable | 55951 | Constellation Nuclear |  | 6105 | Limerick | PA | Restructured | Montgomery | 1 | Nuclear | ST |  | S | X | X | 20021101 | 20021101 | 1138.5 | 0.9 | 1119.7 | 1177.9 | 55 | N |  |  | OP | X | 2 | 1986 | Pre-2000 |  |  | N | IPP Non-CHP | IPP | IPP | 2 | X | NUC | Other | 0 | 0 | 0 | 0
Operable | 55951 | Constellation Nuclear |  | 6105 | Limerick | PA | Restructured | Montgomery | 2 | Nuclear | ST |  | S | X | X | 20021102 | 20021102 | 1138.5 | 0.9 | 1122.1 | 1170.3 | 55 | N |  |  | OP | X | 1 | 1990 | Pre-2000 |  |  | N | IPP Non-CHP | IPP | IPP | 2 | X | NUC | Other | 0 | 0 | 0 | 0
Operable | 55951 | Constellation Nuclear |  | 6110 | James A Fitzpatrick | NY | Restructured | Oswego | 1 | Nuclear | ST |  | S | X | X | 23598 | 23598 | 883.3 | 0.9 | 831.3 | 853.4 | 125 | N |  |  | OP | X | 8 | 1976 | Pre-2000 |  |  | N | IPP Non-CHP | IPP | IPP | 2 | X | NUC | Other | 0 | 0 | 0 | 0
Operable | 55951 | Constellation Nuclear |  | 6122 | R E Ginna Nuclear Power Plant | NY | Restructured | Wayne | 1 | Nuclear | ST |  | S | X | X |  |  | 614 | 0.92 | 580.3 | 582 | 121 | N |  |  | OP | X | 7 | 1970 | Pre-2000 |  |  | N | IPP Non-CHP | IPP | IPP | 2 | X | NUC | Other | 0 | 0 | 0 | 0
Operable | 4161 | Constellation Power Source Generation, LLC |  | 1556 | Perryman | MD | Restructured | Harford | GT1 | Petroleum Liquids | GT |  | S | X | X | PERRYMAN13 KVCT 1 | PERRYMAN13 KVCT 1 | 53.1 | 0.85 | 52 | 64.8 | 5 | N |  |  | OP | X | 1 | 1972 | Pre-2000 |  |  | N | IPP Non-CHP | IPP | IPP | 2 | X | DFO | Non-Renewable | 0 | 53.1 | 0 | 1
Operable | 4161 | Constellation Power Source Generation, LLC |  | 1556 | Perryman | MD | Restructured | Harford | GT3 | Petroleum Liquids | GT |  | S | X | X | PERRYMAN13 KVCT 3 | PERRYMAN13 KVCT 3 | 53.1 | 0.85 | 51 | 63.6 | 5 | N |  |  | OP | X | 4 | 1972 | Pre-2000 |  |  | N | IPP Non-CHP | IPP | IPP | 2 | X | DFO | Non-Renewable | 0 | 53.1 | 0 | 1
Operable | 4161 | Constellation Power Source Generation, LLC |  | 1556 | Perryman | MD | Restructured | Harford | GT4 | Petroleum Liquids | GT |  | S | X | X | PERRYMAN13 KVCT 4 | PERRYMAN13 KVCT 4 | 53.1 | 0.85 | 52 | 64.8 | 5 | N |  |  | OP | X | 4 | 1972 | Pre-2000 |  |  | N | IPP Non-CHP | IPP | IPP | 2 | X | DFO | Non-Renewable | 0 | 53.1 | 0 | 1
Operable | 4161 | Constellation Power Source Generation, LLC |  | 1556 | Perryman | MD | Restructured | Harford | GT5 | Natural Gas Fired Combustion Turbine | GT |  | S | X | X | PERRYMAN33 KVCT 51 | PERRYMAN33 KVCT 51 | 192 | 0.9 | 139 | 172.9 | 110 | N |  |  | OP | X | 6 | 1995 | Pre-2000 |  |  | N | IPP Non-CHP | IPP | IPP | 2 | X | NG | Non-Renewable | 0 | 192 | 0 | 1 | DFO
Operable | 4161 | Constellation Power Source Generation, LLC |  | 1556 | Perryman | MD | Restructured | Harford | GT6 | Natural Gas Fired Combustion Turbine | GT |  | S | X | X | PERRYMN613.8 KV PERYMAN6 | PERRYMN613.8 KV PERYMAN6 | 141 | 0.85 | 109.8 | 128.7 | 60 | N |  |  | OP | X | 6 | 2015 | 2015 |  |  | N | IPP Non-CHP | IPP | IPP | 2 | X | NG | Non-Renewable | 0 | 141 | 0 | 1 | DFO
Operable | 4161 | Constellation Power Source Generation, LLC |  | 1557 | Philadelphia | MD | Restructured | Baltimore City | GT1 | Petroleum Liquids | GT |  | S | X | X | PHILADRD4 KVCT 1 | PHILADRD4 KVCT 1 | 20.7 | 0.85 | 15.3 | 16.4 | 3 | N |  |  | OP | X | 8 | 1970 | Pre-2000 |  |  | N | IPP Non-CHP | IPP | IPP | 2 | X | DFO | Non-Renewable | 0 | 20.7 | 0 | 1
Operable | 4161 | Constellation Power Source Generation, LLC |  | 1557 | Philadelphia | MD | Restructured | Baltimore City | GT2 | Petroleum Liquids | GT |  | S | X | X | PHILADRD4 KVCT 2 | PHILADRD4 KVCT 2 | 20.7 | 0.85 | 14.8 | 16 | 3 | N |  |  | OP | X | 8 | 1970 | Pre-2000 |  |  | N | IPP Non-CHP | IPP | IPP | 2 | X | DFO | Non-Renewable | 0 | 20.7 | 0 | 1
Operable | 4161 | Constellation Power Source Generation, LLC |  | 1557 | Philadelphia | MD | Restructured | Baltimore City | GT3 | Petroleum Liquids | GT |  | S | X | X | PHILADRD4 KVCT 3 | PHILADRD4 KVCT 3 | 20.7 | 0.85 | 14.8 | 16 | 3 | N |  |  | OP | X | 9 | 1970 | Pre-2000 |  |  | N | IPP Non-CHP | IPP | IPP | 2 | X | DFO | Non-Renewable | 0 | 20.7 | 0 | 1
Operable | 4161 | Constellation Power Source Generation, LLC |  | 1557 | Philadelphia | MD | Restructured | Baltimore City | GT4 | Petroleum Liquids | GT |  | S | X | X | PHILADRD4 KVCT 4 | PHILADRD4 KVCT 4 | 20.7 | 0.85 | 14.8 | 16 | 3 | N |  |  | OP | X | 9 | 1970 | Pre-2000 |  |  | N | IPP Non-CHP | IPP | IPP | 2 | X | DFO | Non-Renewable | 0 | 20.7 | 0 | 1
Operable | 6035 | Constellation Power, Inc |  | 1574 | Conowingo | MD | Restructured | Harford | 1 | Conventional Hydroelectric | HY |  | S | X | X | CONOWING13 KV GEN1 | CONOWING13 KV GEN1 | 45 | 0.9 | 41 | 48 | 5 | N |  |  | OP | X | 3 | 1928 | Pre-2000 |  |  | N | IPP Non-CHP | IPP | IPP | 2 | X | WAT | Renewable | 45 | 0 | 1 | 0
Operable | 6035 | Constellation Power, Inc |  | 1574 | Conowingo | MD | Restructured | Harford | 10 | Conventional Hydroelectric | HY |  | S | X | X | CONOWING13 KV G10 | CONOWING13 KV G10 | 55.6 | 0.9 | 56.1 | 65 | 30 | N |  |  | OP | X | 5 | 1964 | Pre-2000 |  |  | N | IPP Non-CHP | IPP | IPP | 2 | X | WAT | Renewable | 55.6 | 0 | 1 | 0
Operable | 6035 | Constellation Power, Inc |  | 1574 | Conowingo | MD | Restructured | Harford | 11 | Conventional Hydroelectric | HY |  | S | X | X | CONOWING13 KV G11 | CONOWING13 KV G11 | 55.6 | 0.9 | 52 | 65 | 30 | N |  |  | OP | X | 5 | 1964 | Pre-2000 |  |  | N | IPP Non-CHP | IPP | IPP | 2 | X | WAT | Renewable | 55.6 | 0 | 1 | 0
Operable | 6035 | Constellation Power, Inc |  | 1574 | Conowingo | MD | Restructured | Harford | 2 | Conventional Hydroelectric | HY |  | S | X | X | CONOWING13 KV GEN2 | CONOWING13 KV GEN2 | 36 | 0.9 | 32.7 | 36 | 5 | N |  |  | OP | X | 3 | 1928 | Pre-2000 |  |  | N | IPP Non-CHP | IPP | IPP | 2 | X | WAT | Renewable | 36 | 0 | 1 | 0
Operable | 6035 | Constellation Power, Inc |  | 1574 | Conowingo | MD | Restructured | Harford | 3 | Conventional Hydroelectric | HY |  | S | X | X | CONOWING13 KV GEN3 | CONOWING13 KV GEN3 | 48 | 0.9 | 41.9 | 48 | 5 | N |  |  | OP | X | 3 | 1928 | Pre-2000 |  |  | N | IPP Non-CHP | IPP | IPP | 2 | X | WAT | Renewable | 48 | 0 | 1 | 0
Operable | 6035 | Constellation Power, Inc |  | 1574 | Conowingo | MD | Restructured | Harford | 4 | Conventional Hydroelectric | HY |  | S | X | X | CONOWING13 KV GEN4 | CONOWING13 KV GEN4 | 47.7 | 0.9 | 41.9 | 48 | 5 | N |  |  | OP | X | 4 | 1928 | Pre-2000 |  |  | N | IPP Non-CHP | IPP | IPP | 2 | X | WAT | Renewable | 47.7 | 0 | 1 | 0
Operable | 6035 | Constellation Power, Inc |  | 1574 | Conowingo | MD | Restructured | Harford | 5 | Conventional Hydroelectric | HY |  | S | X | X | CONOWING13 KV GEN5 | CONOWING13 KV GEN5 | 36 | 0.9 | 32.7 | 36 | 5 | N |  |  | OP | X | 6 | 1928 | Pre-2000 |  |  | N | IPP Non-CHP | IPP | IPP | 2 | X | WAT | Renewable | 36 | 0 | 1 | 0
Operable | 6035 | Constellation Power, Inc |  | 1574 | Conowingo | MD | Restructured | Harford | 6 | Conventional Hydroelectric | HY |  | S | X | X | CONOWING13 KV GEN6 | CONOWING13 KV GEN6 | 47.7 | 0.9 | 42.3 | 48 | 5 | N |  |  | OP | X | 7 | 1928 | Pre-2000 |  |  | N | IPP Non-CHP | IPP | IPP | 2 | X | WAT | Renewable | 47.7 | 0 | 1 | 0
Operable | 6035 | Constellation Power, Inc |  | 1574 | Conowingo | MD | Restructured | Harford | 7 | Conventional Hydroelectric | HY |  | S | X | X | CONOWING13 KV UNIT07 | CONOWING13 KV UNIT07 | 48 | 0.9 | 42.3 | 48 | 5 | N |  |  | OP | X | 6 | 1928 | Pre-2000 |  |  | N | IPP Non-CHP | IPP | IPP | 2 | X | WAT | Renewable | 48 | 0 | 1 | 0
Operable | 6035 | Constellation Power, Inc |  | 1574 | Conowingo | MD | Restructured | Harford | 8 | Conventional Hydroelectric | HY |  | S | X | X | CONOWING13 KV GEN8 | CONOWING13 KV GEN8 | 55.6 | 0.9 | 56.7 | 65 | 30 | N |  |  | OP | X | 3 | 1964 | Pre-2000 |  |  | N | IPP Non-CHP | IPP | IPP | 2 | X | WAT | Renewable | 55.6 | 0 | 1 | 0
Operable | 6035 | Constellation Power, Inc |  | 1574 | Conowingo | MD | Restructured | Harford | 9 | Conventional Hydroelectric | HY |  | S | X | X | CONOWING13 KV GEN9 | CONOWING13 KV GEN9 | 55.6 | 0.9 | 57.3 | 65 | 30 | N |  |  | OP | X | 3 | 1964 | Pre-2000 |  |  | N | IPP Non-CHP | IPP | IPP | 2 | X | WAT | Renewable | 55.6 | 0 | 1 | 0
Operable | 6035 | Constellation Power, Inc |  | 1586 | Exelon Framingham LLC | MA | Restructured | Norfolk | GT1 | Petroleum Liquids | GT |  | S | X | X | UN.FRAMNGHM13.8FMJ1 | UN.FRAMNGHM13.8FMJ1 | 14.2 | 0.85 | 10.1 | 14.2 | 5 | N |  |  | OP | X | 3 | 1970 | Pre-2000 |  |  | N | IPP Non-CHP | IPP | IPP | 2 | X | DFO | Non-Renewable | 0 | 14.2 | 0 | 1
Operable | 6035 | Constellation Power, Inc |  | 1586 | Exelon Framingham LLC | MA | Restructured | Norfolk | GT2 | Petroleum Liquids | GT |  | S | X | X | UN.FRAMNGHM13.8FMJ2 | UN.FRAMNGHM13.8FMJ2 | 14.2 | 0.85 | 9.8 | 14.7 | 5 | N |  |  | OP | X | 9 | 1969 | Pre-2000 |  |  | N | IPP Non-CHP | IPP | IPP | 2 | X | DFO | Non-Renewable | 0 | 14.2 | 0 | 1
Operable | 6035 | Constellation Power, Inc |  | 1586 | Exelon Framingham LLC | MA | Restructured | Norfolk | GT3 | Petroleum Liquids | GT |  | S | X | X | UN.FRAMNGHM13.8FMJ3 | UN.FRAMNGHM13.8FMJ3 | 14.2 | 0.85 | 11.3 | 15.3 | 5 | N |  |  | OP | X | 9 | 1969 | Pre-2000 |  |  | N | IPP Non-CHP | IPP | IPP | 2 | X | DFO | Non-Renewable | 0 | 14.2 | 0 | 1
Operable | 6035 | Constellation Power, Inc |  | 1592 | Exelon Medway LLC | MA | Restructured | Norfolk | GT1 | Petroleum Liquids | GT |  | S | X | X | UN.W_MEDWAY13.8WMJ1 | UN.W_MEDWAY13.8WMJ1 | 45 | 0.85 | 41.3 | 58.8 | 20 | N |  |  | OP | X | 7 | 1970 | Pre-2000 |  |  | N | IPP Non-CHP | IPP | IPP | 2 | X | DFO | Non-Renewable | 0 | 45 | 0 | 1
Operable | 6035 | Constellation Power, Inc |  | 1592 | Exelon Medway LLC | MA | Restructured | Norfolk | GT2 | Petroleum Liquids | GT |  | S | X | X | UN.W_MEDWAY13.8WMJ2 | UN.W_MEDWAY13.8WMJ2 | 45 | 0.85 | 39.8 | 61.6 | 20 | N |  |  | OP | X | 3 | 1971 | Pre-2000 |  |  | N | IPP Non-CHP | IPP | IPP | 2 | X | DFO | Non-Renewable | 0 | 45 | 0 | 1
Operable | 6035 | Constellation Power, Inc |  | 1592 | Exelon Medway LLC | MA | Restructured | Norfolk | GT3 | Petroleum Liquids | GT |  | S | X | X | UN.MEDWAYJ313.8WMJ3 | UN.MEDWAYJ313.8WMJ3 | 45 | 0.85 | 42 | 62.4 | 20 | N |  |  | OP | X | 7 | 1970 | Pre-2000 |  |  | N | IPP Non-CHP | IPP | IPP | 2 | X | DFO | Non-Renewable | 0 | 45 | 0 | 1
Operable | 6035 | Constellation Power, Inc |  | 3157 | Chester Generating Station | PA | Restructured | Chester | 7 | Petroleum Liquids | GT |  | S | X | X | CHESTER 13 KV UNIT 7 | CHESTER 13 KV UNIT 7 | 18.6 | 0.85 | 13 | 19.1 | 5 | N |  |  | OP | X | 2 | 1969 | Pre-2000 |  |  | N | IPP Non-CHP | IPP | IPP | 2 | X | DFO | Non-Renewable | 0 | 18.6 | 0 | 1
Operable | 6035 | Constellation Power, Inc |  | 3157 | Chester Generating Station | PA | Restructured | Chester | 8 | Petroleum Liquids | GT |  | S | X | X | CHESTER 13 KV UNIT 8 | CHESTER 13 KV UNIT 8 | 18.6 | 0.85 | 13 | 18.5 | 5 | N |  |  | OP | X | 5 | 1969 | Pre-2000 |  |  | N | IPP Non-CHP | IPP | IPP | 2 | X | DFO | Non-Renewable | 0 | 18.6 | 0 | 1
Operable | 6035 | Constellation Power, Inc |  | 3157 | Chester Generating Station | PA | Restructured | Chester | 9 | Petroleum Liquids | GT |  | S | X | X | CHESTER 13 KV UNIT 9 | CHESTER 13 KV UNIT 9 | 18.6 | 0.85 | 13 | 18.6 | 5 | N |  |  | OP | X | 3 | 1969 | Pre-2000 |  |  | N | IPP Non-CHP | IPP | IPP | 2 | X | DFO | Non-Renewable | 0 | 18.6 | 0 | 1
Operable | 6035 | Constellation Power, Inc |  | 3160 | Delaware Generating Station | PA | Restructured | Philadelphia | 10 | Petroleum Liquids | GT |  | S | X | X | DELA PE 13 KV UNIT10 | DELA PE 13 KV UNIT10 | 18.6 | 0.85 | 13 | 19.1 | 5 | N |  |  | OP | X | 5 | 1969 | Pre-2000 |  |  | N | IPP Non-CHP | IPP | IPP | 2 | X | DFO | Non-Renewable | 0 | 18.6 | 0 | 1
Operable | 6035 | Constellation Power, Inc |  | 3160 | Delaware Generating Station | PA | Restructured | Philadelphia | 11 | Petroleum Liquids | GT |  | S | X | X | DELA PE 13 KV UNIT11 | DELA PE 13 KV UNIT11 | 18.6 | 0.85 | 13 | 19.6 | 5 | N |  |  | OP | X | 4 | 1969 | Pre-2000 |  |  | N | IPP Non-CHP | IPP | IPP | 2 | X | DFO | Non-Renewable | 0 | 18.6 | 0 | 1
Operable | 6035 | Constellation Power, Inc |  | 3160 | Delaware Generating Station | PA | Restructured | Philadelphia | 12 | Petroleum Liquids | GT |  | S | X | X | DELA PE 13 KV UNIT12 | DELA PE 13 KV UNIT12 | 18.6 | 0.85 | 13 | 18.7 | 5 | N |  |  | OP | X | 5 | 1969 | Pre-2000 |  |  | N | IPP Non-CHP | IPP | IPP | 2 | X | DFO | Non-Renewable | 0 | 18.6 | 0 | 1
Operable | 6035 | Constellation Power, Inc |  | 3160 | Delaware Generating Station | PA | Restructured | Philadelphia | 9 | Petroleum Liquids | GT |  | S | X | X | DELA PE 13 KV UNIT09 | DELA PE 13 KV UNIT09 | 21.2 | 0.85 | 17 | 20.6 | 5 | N |  |  | OP | X | 7 | 1970 | Pre-2000 |  |  | N | IPP Non-CHP | IPP | IPP | 2 | X | DFO | Non-Renewable | 0 | 21.2 | 0 | 1
Operable | 6035 | Constellation Power, Inc |  | 3161 | Eddystone Generating Station | PA | Restructured | Delaware | 10 | Petroleum Liquids | GT |  | S | X | X | EDDYSTON13 KV UNIT10 | EDDYSTON13 KV UNIT10 | 18.6 | 0.85 | 13 | 18.7 | 5 | N |  |  | OP | X | 5 | 1967 | Pre-2000 |  |  | N | IPP Non-CHP | IPP | IPP | 2 | X | DFO | Non-Renewable | 0 | 18.6 | 0 | 1
Operable | 6035 | Constellation Power, Inc |  | 3161 | Eddystone Generating Station | PA | Restructured | Delaware | 20 | Petroleum Liquids | GT |  | S | X | X | EDDYSTON13 KV UNIT20 | EDDYSTON13 KV UNIT20 | 18.6 | 0.85 | 13 | 18.9 | 5 | N |  |  | OP | X | 10 | 1967 | Pre-2000 |  |  | N | IPP Non-CHP | IPP | IPP | 2 | X | DFO | Non-Renewable | 0 | 18.6 | 0 | 1
Operable | 6035 | Constellation Power, Inc |  | 3161 | Eddystone Generating Station | PA | Restructured | Delaware | 3 | Natural Gas Steam Turbine | ST |  | S | X | X | EDDYSTON20 KV UNIT03 | EDDYSTON20 KV UNIT03 | 391 | 0.85 | 380 | 380 | 50 | N |  |  | OP | X | 9 | 1974 | Pre-2000 | 6 | 2025 | N | IPP Non-CHP | IPP | IPP | 2 | X | NG | Non-Renewable | 0 | 391 | 0 | 1 | DFO
Operable | 6035 | Constellation Power, Inc |  | 3161 | Eddystone Generating Station | PA | Restructured | Delaware | 30 | Petroleum Liquids | GT |  | S | X | X | EDDYSTON13 KV UNIT30 | EDDYSTON13 KV UNIT30 | 21.2 | 0.85 | 17 | 20.5 | 5 | N |  |  | OP | X | 3 | 1970 | Pre-2000 |  |  | N | IPP Non-CHP | IPP | IPP | 2 | X | DFO | Non-Renewable | 0 | 21.2 | 0 | 1
Operable | 6035 | Constellation Power, Inc |  | 3161 | Eddystone Generating Station | PA | Restructured | Delaware | 4 | Natural Gas Steam Turbine | ST |  | S | X | X | EDDYSTON20 KV UNIT04 | EDDYSTON20 KV UNIT04 | 391 | 0.85 | 380 | 380 | 50 | N |  |  | OP | X | 6 | 1976 | Pre-2000 | 6 | 2025 | N | IPP Non-CHP | IPP | IPP | 2 | X | NG | Non-Renewable | 0 | 391 | 0 | 1 | DFO
Operable | 6035 | Constellation Power, Inc |  | 3161 | Eddystone Generating Station | PA | Restructured | Delaware | 40 | Petroleum Liquids | GT |  | S | X | X | EDDYSTON13 KV UNIT40 | EDDYSTON13 KV UNIT40 | 21.2 | 0.85 | 17 | 20.1 | 5 | N |  |  | OP | X | 6 | 1970 | Pre-2000 |  |  | N | IPP Non-CHP | IPP | IPP | 2 | X | DFO | Non-Renewable | 0 | 21.2 | 0 | 1
Operable | 6035 | Constellation Power, Inc |  | 3162 | Falls | PA | Restructured | Bucks | 1 | Petroleum Liquids | GT |  | S | X | X | FALLS 13 KV UNIT01 | FALLS 13 KV UNIT01 | 21.2 | 0.85 | 17 | 20.4 | 5 | N |  |  | OP | X | 5 | 1970 | Pre-2000 |  |  | N | IPP Non-CHP | IPP | IPP | 2 | X | DFO | Non-Renewable | 0 | 21.2 | 0 | 1
Operable | 6035 | Constellation Power, Inc |  | 3162 | Falls | PA | Restructured | Bucks | 2 | Petroleum Liquids | GT |  | S | X | X | FALLS 13 KV UNIT02 | FALLS 13 KV UNIT02 | 21.2 | 0.85 | 17 | 20.8 | 5 | N |  |  | OP | X | 5 | 1970 | Pre-2000 |  |  | N | IPP Non-CHP | IPP | IPP | 2 | X | DFO | Non-Renewable | 0 | 21.2 | 0 | 1
Operable | 6035 | Constellation Power, Inc |  | 3162 | Falls | PA | Restructured | Bucks | 3 | Petroleum Liquids | GT |  | S | X | X | FALLS 13 KV UNIT03 | FALLS 13 KV UNIT03 | 21.2 | 0.85 | 17 | 20.9 | 5 | N |  |  | OP | X | 6 | 1970 | Pre-2000 |  |  | N | IPP Non-CHP | IPP | IPP | 2 | X | DFO | Non-Renewable | 0 | 21.2 | 0 | 1
Operable | 6035 | Constellation Power, Inc |  | 3163 | Moser Generating Station | PA | Restructured | Montgomery | 1 | Petroleum Liquids | GT |  | S | X | X | MOSER 13 KV UNIT1 | MOSER 13 KV UNIT1 | 21.2 | 0.85 | 17 | 20.5 | 5 | N |  |  | OP | X | 6 | 1970 | Pre-2000 |  |  | N | IPP Non-CHP | IPP | IPP | 2 | X | DFO | Non-Renewable | 0 | 21.2 | 0 | 1
Operable | 6035 | Constellation Power, Inc |  | 3163 | Moser Generating Station | PA | Restructured | Montgomery | 2 | Petroleum Liquids | GT |  | S | X | X | MOSER 13 KV UNIT2 | MOSER 13 KV UNIT2 | 21.2 | 0.85 | 17 | 20.4 | 5 | N |  |  | OP | X | 5 | 1970 | Pre-2000 |  |  | N | IPP Non-CHP | IPP | IPP | 2 | X | DFO | Non-Renewable | 0 | 21.2 | 0 | 1
Operable | 6035 | Constellation Power, Inc |  | 3163 | Moser Generating Station | PA | Restructured | Montgomery | 3 | Petroleum Liquids | GT |  | S | X | X | MOSER 13 KV UNIT3 | MOSER 13 KV UNIT3 | 21.2 | 0.85 | 17 | 20.4 | 5 | N |  |  | OP | X | 6 | 1970 | Pre-2000 |  |  | N | IPP Non-CHP | IPP | IPP | 2 | X | DFO | Non-Renewable | 0 | 21.2 | 0 | 1
Operable | 6035 | Constellation Power, Inc |  | 3164 | Muddy Run | PA | Restructured | Lancaster | 1 | Hydroelectric Pumped Storage | PS |  | S | X | X | MUDDYRN 13 KV UNIT1 | MUDDYRN 13 KV UNIT1 | 134 | 0.9 | 134 | 134 | 50 | N |  |  | OP | X | 4 | 1967 | Pre-2000 |  |  | N | IPP Non-CHP | IPP | IPP | 2 | X | WAT | Renewable | 134 | 0 | 1 | 0
Operable | 6035 | Constellation Power, Inc |  | 3164 | Muddy Run | PA | Restructured | Lancaster | 2 | Hydroelectric Pumped Storage | PS |  | S | X | X | MUDDYRN 13 KV UNIT2 | MUDDYRN 13 KV UNIT2 | 134 | 0.9 | 131.7 | 133 | 50 | N |  |  | OP | X | 4 | 1967 | Pre-2000 |  |  | N | IPP Non-CHP | IPP | IPP | 2 | X | WAT | Renewable | 134 | 0 | 1 | 0
Operable | 6035 | Constellation Power, Inc |  | 3164 | Muddy Run | PA | Restructured | Lancaster | 3 | Hydroelectric Pumped Storage | PS |  | S | X | X | MUDDYRN 13 KV UNIT3 | MUDDYRN 13 KV UNIT3 | 134 | 0.9 | 134 | 134 | 50 | N |  |  | OP | X | 4 | 1967 | Pre-2000 |  |  | N | IPP Non-CHP | IPP | IPP | 2 | X | WAT | Renewable | 134 | 0 | 1 | 0
Operable | 6035 | Constellation Power, Inc |  | 3164 | Muddy Run | PA | Restructured | Lancaster | 4 | Hydroelectric Pumped Storage | PS |  | S | X | X | MUDDYRN 13 KV UNIT4 | MUDDYRN 13 KV UNIT4 | 134 | 0.9 | 134 | 134 | 50 | N |  |  | OP | X | 6 | 1967 | Pre-2000 |  |  | N | IPP Non-CHP | IPP | IPP | 2 | X | WAT | Renewable | 134 | 0 | 1 | 0
Operable | 6035 | Constellation Power, Inc |  | 3164 | Muddy Run | PA | Restructured | Lancaster | 5 | Hydroelectric Pumped Storage | PS |  | S | X | X | MUDDYRN 13 KV UNIT5 | MUDDYRN 13 KV UNIT5 | 134 | 0.9 | 128.6 | 134 | 50 | N |  |  | OP | X | 10 | 1967 | Pre-2000 |  |  | N | IPP Non-CHP | IPP | IPP | 2 | X | WAT | Renewable | 134 | 0 | 1 | 0
Operable | 6035 | Constellation Power, Inc |  | 3164 | Muddy Run | PA | Restructured | Lancaster | 6 | Hydroelectric Pumped Storage | PS |  | S | X | X | MUDDYRN 13 KV UNIT6 | MUDDYRN 13 KV UNIT6 | 134 | 0.9 | 127.7 | 133 | 50 | N |  |  | OP | X | 10 | 1967 | Pre-2000 |  |  | N | IPP Non-CHP | IPP | IPP | 2 | X | WAT | Renewable | 134 | 0 | 1 | 0
Operable | 6035 | Constellation Power, Inc |  | 3164 | Muddy Run | PA | Restructured | Lancaster | 7 | Hydroelectric Pumped Storage | PS |  | S | X | X | MUDDYRN 13 KV UNIT7 | MUDDYRN 13 KV UNIT7 | 134 | 0.9 | 134 | 134 | 50 | N |  |  | OP | X | 2 | 1968 | Pre-2000 |  |  | N | IPP Non-CHP | IPP | IPP | 2 | X | WAT | Renewable | 134 | 0 | 1 | 0
Operable | 6035 | Constellation Power, Inc |  | 3164 | Muddy Run | PA | Restructured | Lancaster | 8 | Hydroelectric Pumped Storage | PS |  | S | X | X | MUDDYRN 13 KV UNIT8 | MUDDYRN 13 KV UNIT8 | 134 | 0.9 | 134 | 134 | 50 | N |  |  | OP | X | 2 | 1968 | Pre-2000 |  |  | N | IPP Non-CHP | IPP | IPP | 2 | X | WAT | Renewable | 134 | 0 | 1 | 0
Operable | 6035 | Constellation Power, Inc |  | 3168 | Richmond Generating Station | PA | Restructured | Philadelphia | 91 | Petroleum Liquids | GT |  | S | X | X | RICH PE 13 KV UNIT91 | RICH PE 13 KV UNIT91 | 65.8 | 0.9 | 49 | 66.4 | 20 | N |  |  | OP | X | 6 | 1973 | Pre-2000 |  |  | N | IPP Non-CHP | IPP | IPP | 2 | X | DFO | Non-Renewable | 0 | 65.8 | 0 | 1
Operable | 6035 | Constellation Power, Inc |  | 3168 | Richmond Generating Station | PA | Restructured | Philadelphia | 92 | Petroleum Liquids | GT |  | S | X | X | RICH PE 13 KV UNIT92 | RICH PE 13 KV UNIT92 | 65.8 | 0.9 | 49 | 66.9 | 20 | N |  |  | OP | X | 6 | 1973 | Pre-2000 |  |  | N | IPP Non-CHP | IPP | IPP | 2 | X | DFO | Non-Renewable | 0 | 65.8 | 0 | 1
Operable | 6035 | Constellation Power, Inc |  | 3169 | Schuylkill Generating Station | PA | Restructured | Philadelphia | 10 | Petroleum Liquids | GT |  | S | X | X | SCHUYLKI13 KV UNIT10 | SCHUYLKI13 KV UNIT10 | 18.6 | 0.85 | 13 | 19.3 | 5 | N |  |  | OP | X | 5 | 1969 | Pre-2000 |  |  | N | IPP Non-CHP | IPP | IPP | 2 | X | DFO | Non-Renewable | 0 | 18.6 | 0 | 1
Operable | 6035 | Constellation Power, Inc |  | 3169 | Schuylkill Generating Station | PA | Restructured | Philadelphia | 11 | Petroleum Liquids | GT |  | S | X | X | SCHUYLKI13 KV UNIT11 | SCHUYLKI13 KV UNIT11 | 21.2 | 0.85 | 17 | 21 | 5 | N |  |  | OP | X | 6 | 1971 | Pre-2000 |  |  | N | IPP Non-CHP | IPP | IPP | 2 | X | DFO | Non-Renewable | 0 | 21.2 | 0 | 1
Operable | 6035 | Constellation Power, Inc |  | 3170 | Southwark | PA | Restructured | Philadelphia | 3 | Petroleum Liquids | GT |  | S | X | X | SWARK 13 KV UNIT3 | SWARK 13 KV UNIT3 | 18.6 | 0.85 | 13 | 18.2 | 5 | N |  |  | OP | X | 6 | 1967 | Pre-2000 |  |  | N | IPP Non-CHP | IPP | IPP | 2 | X | DFO | Non-Renewable | 0 | 18.6 | 0 | 1
Operable | 6035 | Constellation Power, Inc |  | 3170 | Southwark | PA | Restructured | Philadelphia | 4 | Petroleum Liquids | GT |  | S | X | X | SWARK 13 KV UNIT4 | SWARK 13 KV UNIT4 | 18.6 | 0.85 | 13 | 18.2 | 5 | N |  |  | OP | X | 10 | 1967 | Pre-2000 |  |  | N | IPP Non-CHP | IPP | IPP | 2 | X | DFO | Non-Renewable | 0 | 18.6 | 0 | 1
Operable | 6035 | Constellation Power, Inc |  | 3170 | Southwark | PA | Restructured | Philadelphia | 5 | Petroleum Liquids | GT |  | S | X | X | SWARK 13 KV UNIT5 | SWARK 13 KV UNIT5 | 18.6 | 0.85 | 13 | 18.7 | 5 | N |  |  | OP | X | 7 | 1967 | Pre-2000 |  |  | N | IPP Non-CHP | IPP | IPP | 2 | X | DFO | Non-Renewable | 0 | 18.6 | 0 | 1
Operable | 6035 | Constellation Power, Inc |  | 3170 | Southwark | PA | Restructured | Philadelphia | 6 | Petroleum Liquids | GT |  | S | X | X | SWARK 13 KV UNIT6 | SWARK 13 KV UNIT6 | 18.6 | 0.85 | 13 | 18.9 | 5 | N |  |  | OP | X | 11 | 1968 | Pre-2000 |  |  | N | IPP Non-CHP | IPP | IPP | 2 | X | DFO | Non-Renewable | 0 | 18.6 | 0 | 1
Operable | 6035 | Constellation Power, Inc |  | 3491 | Handley | TX | Restructured | Tarrant | 3 | Natural Gas Steam Turbine | ST |  | S | X | X | HLSES_UNIT3 | HLSES_UNIT3 | 404.8 | 0.8 | 375 | 375 | 50 | N |  |  | OP | X | 7 | 1963 | Pre-2000 |  |  | N | IPP Non-CHP | IPP | IPP | 2 | X | NG | Non-Renewable | 0 | 404.8 | 0 | 1
Operable | 6035 | Constellation Power, Inc |  | 3491 | Handley | TX | Restructured | Tarrant | 4 | Natural Gas Steam Turbine | ST |  | S | X | X | HLSES_UNIT4 | HLSES_UNIT4 | 455 | 0.91 | 435 | 435 | 120 | N |  |  | OP | X | 10 | 1976 | Pre-2000 |  |  | N | IPP Non-CHP | IPP | IPP | 2 | X | NG | Non-Renewable | 0 | 455 | 0 | 1
Operable | 6035 | Constellation Power, Inc |  | 3491 | Handley | TX | Restructured | Tarrant | 5 | Natural Gas Steam Turbine | ST |  | S | X | X | HLSES_UNIT5 | HLSES_UNIT5 | 455 | 0.91 | 435 | 435 | 120 | N |  |  | OP | X | 10 | 1977 | Pre-2000 |  |  | N | IPP Non-CHP | IPP | IPP | 2 | X | NG | Non-Renewable | 0 | 455 | 0 | 1
Operable | 6035 | Constellation Power, Inc |  | 8012 | Croydon CT Generating Station | PA | Restructured | Bucks | 11 | Petroleum Liquids | GT |  | S | X | X | CROYDON 13 KV UNIT11 | CROYDON 13 KV UNIT11 | 68.3 | 0.9 | 49 | 65.7 | 10 | N |  |  | OP | X | 6 | 1974 | Pre-2000 |  |  | N | IPP Non-CHP | IPP | IPP | 2 | X | DFO | Non-Renewable | 0 | 68.3 | 0 | 1
Operable | 6035 | Constellation Power, Inc |  | 8012 | Croydon CT Generating Station | PA | Restructured | Bucks | 12 | Petroleum Liquids | GT |  | S | X | X | CROYDON 13 KV UNIT12 | CROYDON 13 KV UNIT12 | 68.3 | 0.9 | 49 | 65.4 | 10 | N |  |  | OP | X | 6 | 1974 | Pre-2000 |  |  | N | IPP Non-CHP | IPP | IPP | 2 | X | DFO | Non-Renewable | 0 | 68.3 | 0 | 1
Operable | 6035 | Constellation Power, Inc |  | 8012 | Croydon CT Generating Station | PA | Restructured | Bucks | 21 | Petroleum Liquids | GT |  | S | X | X | CROYDON 13 KV UNIT21 | CROYDON 13 KV UNIT21 | 68.3 | 0.9 | 49 | 67 | 10 | N |  |  | OP | X | 6 | 1974 | Pre-2000 |  |  | N | IPP Non-CHP | IPP | IPP | 2 | X | DFO | Non-Renewable | 0 | 68.3 | 0 | 1
Operable | 6035 | Constellation Power, Inc |  | 8012 | Croydon CT Generating Station | PA | Restructured | Bucks | 22 | Petroleum Liquids | GT |  | S | X | X | CROYDON 13 KV UNIT22 | CROYDON 13 KV UNIT22 | 68.3 | 0.9 | 49 | 65.9 | 10 | N |  |  | OP | X | 6 | 1974 | Pre-2000 |  |  | N | IPP Non-CHP | IPP | IPP | 2 | X | DFO | Non-Renewable | 0 | 68.3 | 0 | 1
Operable | 6035 | Constellation Power, Inc |  | 8012 | Croydon CT Generating Station | PA | Restructured | Bucks | 31 | Petroleum Liquids | GT |  | S | X | X | CROYDON 13 KV UNIT31 | CROYDON 13 KV UNIT31 | 68.3 | 0.9 | 49 | 65.5 | 10 | N |  |  | OP | X | 8 | 1974 | Pre-2000 |  |  | N | IPP Non-CHP | IPP | IPP | 2 | X | DFO | Non-Renewable | 0 | 68.3 | 0 | 1
Operable | 6035 | Constellation Power, Inc |  | 8012 | Croydon CT Generating Station | PA | Restructured | Bucks | 32 | Petroleum Liquids | GT |  | S | X | X | CROYDON 13 KV UNIT32 | CROYDON 13 KV UNIT32 | 68.3 | 0.9 | 48 | 64.2 | 10 | N |  |  | OP | X | 8 | 1974 | Pre-2000 |  |  | N | IPP Non-CHP | IPP | IPP | 2 | X | DFO | Non-Renewable | 0 | 68.3 | 0 | 1
Operable | 6035 | Constellation Power, Inc |  | 8012 | Croydon CT Generating Station | PA | Restructured | Bucks | 41 | Petroleum Liquids | GT |  | S | X | X | CROYDON 13 KV UNIT41 | CROYDON 13 KV UNIT41 | 68.3 | 0.9 | 49 | 64.2 | 10 | N |  |  | OP | X | 7 | 1974 | Pre-2000 |  |  | N | IPP Non-CHP | IPP | IPP | 2 | X | DFO | Non-Renewable | 0 | 68.3 | 0 | 1
Operable | 6035 | Constellation Power, Inc |  | 8012 | Croydon CT Generating Station | PA | Restructured | Bucks | 42 | Petroleum Liquids | GT |  | S | X | X | CROYDON 13 KV UNIT42 | CROYDON 13 KV UNIT42 | 68.3 | 0.9 | 49 | 65.6 | 10 | N |  |  | OP | X | 7 | 1974 | Pre-2000 |  |  | N | IPP Non-CHP | IPP | IPP | 2 | X | DFO | Non-Renewable | 0 | 68.3 | 0 | 1
Operable | 6035 | Constellation Power, Inc |  | 55281 | Southeast Chicago Energy Project | IL | Restructured | Cook | GT05 | Natural Gas Fired Combustion Turbine | GT |  | S | X | X | 944 SE C13.5 KV SE-5 | 944 SE C13.5 KV SE-5 | 50.9 | 0.85 | 37 | 40 | 25 | N |  |  | OS | X | 6 | 2002 | 2002 | 3 | 2024 | N | IPP Non-CHP | IPP | IPP | 2 | X | NG | Non-Renewable | 0 | 50.9 | 0 | 1
Operable | 6035 | Constellation Power, Inc |  | 55281 | Southeast Chicago Energy Project | IL | Restructured | Cook | GT06 | Natural Gas Fired Combustion Turbine | GT |  | S | X | X | 944 SE C13.5 KV SE-6 | 944 SE C13.5 KV SE-6 | 50.9 | 0.85 | 37 | 40 | 25 | N |  |  | OS | X | 6 | 2002 | 2002 | 3 | 2024 | N | IPP Non-CHP | IPP | IPP | 2 | X | NG | Non-Renewable | 0 | 50.9 | 0 | 1
Operable | 6035 | Constellation Power, Inc |  | 55281 | Southeast Chicago Energy Project | IL | Restructured | Cook | GT07 | Natural Gas Fired Combustion Turbine | GT |  | S | X | X | 944 SE C13.5 KV SE-7 | 944 SE C13.5 KV SE-7 | 50.9 | 0.85 | 37 | 40 | 25 | N |  |  | OS | X | 6 | 2002 | 2002 | 3 | 2024 | N | IPP Non-CHP | IPP | IPP | 2 | X | NG | Non-Renewable | 0 | 50.9 | 0 | 1
Operable | 6035 | Constellation Power, Inc |  | 55281 | Southeast Chicago Energy Project | IL | Restructured | Cook | GT08 | Natural Gas Fired Combustion Turbine | GT |  | S | X | X | 944 SE C13.5 KV SE-8 | 944 SE C13.5 KV SE-8 | 50.9 | 0.85 | 37 | 40 | 25 | N |  |  | OS | X | 6 | 2002 | 2002 | 3 | 2024 | N | IPP Non-CHP | IPP | IPP | 2 | X | NG | Non-Renewable | 0 | 50.9 | 0 | 1
Operable | 6035 | Constellation Power, Inc |  | 55281 | Southeast Chicago Energy Project | IL | Restructured | Cook | GT09 | Natural Gas Fired Combustion Turbine | GT |  | S | X | X | 944 SE C13.5 KV SE-9 | 944 SE C13.5 KV SE-9 | 50.9 | 0.85 | 37 | 40 | 25 | N |  |  | OS | X | 6 | 2002 | 2002 | 3 | 2024 | N | IPP Non-CHP | IPP | IPP | 2 | X | NG | Non-Renewable | 0 | 50.9 | 0 | 1
Operable | 6035 | Constellation Power, Inc |  | 55281 | Southeast Chicago Energy Project | IL | Restructured | Cook | GT10 | Natural Gas Fired Combustion Turbine | GT |  | S | X | X | 944 SE C13.5 KV SE10 | 944 SE C13.5 KV SE10 | 50.9 | 0.85 | 37 | 40 | 25 | N |  |  | OS | X | 6 | 2002 | 2002 | 3 | 2024 | N | IPP Non-CHP | IPP | IPP | 2 | X | NG | Non-Renewable | 0 | 50.9 | 0 | 1
Operable | 6035 | Constellation Power, Inc |  | 55281 | Southeast Chicago Energy Project | IL | Restructured | Cook | GT11 | Natural Gas Fired Combustion Turbine | GT |  | S | X | X | 944 SE C13.5 KV SE11 | 944 SE C13.5 KV SE11 | 50.9 | 0.85 | 37 | 40 | 25 | N |  |  | OS | X | 6 | 2002 | 2002 | 3 | 2024 | N | IPP Non-CHP | IPP | IPP | 2 | X | NG | Non-Renewable | 0 | 50.9 | 0 | 1
Operable | 6035 | Constellation Power, Inc |  | 55281 | Southeast Chicago Energy Project | IL | Restructured | Cook | GT12 | Natural Gas Fired Combustion Turbine | GT |  | S | X | X | 944 SE C13.5 KV SE12 | 944 SE C13.5 KV SE12 | 50.9 | 0.85 | 37 | 40 | 25 | N |  |  | OS | X | 6 | 2002 | 2002 | 3 | 2024 | N | IPP Non-CHP | IPP | IPP | 2 | X | NG | Non-Renewable | 0 | 50.9 | 0 | 1
Operable | 6035 | Constellation Power, Inc |  | 59812 | Wolf Hollow II | TX | Restructured | Hood | CGT4 | Natural Gas Fired Combined Cycle | CT | BLK2 | S | X | Y | WHCCS2_4 | WHCCS2_4 | 360 | 0.9 | 327.8 | 353.3 | 113 | N |  |  | OP | X | 6 | 2017 | 2017 |  |  | N | IPP Non-CHP | IPP | IPP | 2 | X | NG | Non-Renewable | 0 | 360 | 0 | 1
Operable | 6035 | Constellation Power, Inc |  | 59812 | Wolf Hollow II | TX | Restructured | Hood | CGT5 | Natural Gas Fired Combined Cycle | CT | BLK2 | S | X | Y | WHCCS2_5_6 | WHCCS2_5_6 | 360 | 0.9 | 329.3 | 354.6 | 113 | N |  |  | OP | X | 6 | 2017 | 2017 |  |  | N | IPP Non-CHP | IPP | IPP | 2 | X | NG | Non-Renewable | 0 | 360 | 0 | 1
Operable | 6035 | Constellation Power, Inc |  | 59812 | Wolf Hollow II | TX | Restructured | Hood | STG6 | Natural Gas Fired Combined Cycle | CA | BLK2 | S | Y | X | WHCCS2_5_6 | WHCCS2_5_6 | 511.2 | 0.9 | 446.3 | 473.1 | 60 | N |  |  | OP | X | 6 | 2017 | 2017 |  |  | N | IPP Non-CHP | IPP | IPP | 2 | X | NG | Non-Renewable | 0 | 511.2 | 0 | 1
Operable | 6035 | Constellation Power, Inc |  | 59882 | Exelon West Medway II LLC | MA | Restructured | Norfolk | 4 | Natural Gas Fired Combustion Turbine | GT |  | S | X | X | UN.MEDWAY 13.8WMJ4 | UN.MEDWAY 13.8WMJ4 | 131.8 | 0.85 | 82.8 | 103.5 | 25 | N |  |  | OP | X | 3 | 2019 | 2019 |  |  | N | IPP Non-CHP | IPP | IPP | 2 | X | NG | Non-Renewable | 0 | 131.8 | 0 | 1 | KER
Operable | 6035 | Constellation Power, Inc |  | 59882 | Exelon West Medway II LLC | MA | Restructured | Norfolk | 5 | Natural Gas Fired Combustion Turbine | GT |  | S | X | X | UN.MEDWAY 13.8WMJ5 | UN.MEDWAY 13.8WMJ5 | 131.8 | 0.85 | 98 | 103.5 | 25 | N |  |  | OP | X | 5 | 2019 | 2019 |  |  | N | IPP Non-CHP | IPP | IPP | 2 | X | NG | Non-Renewable | 0 | 131.8 | 0 | 1 | KER
Operable | 6035 | Constellation Power, Inc |  | 60122 | Colorado Bend II | TX | Restructured | Wharton | CT7 | Natural Gas Fired Combined Cycle | CT | BLK3 | S | X | Y | CBECII_1 | CBECII_1 | 360.9 | 0.9 | 329.3 | 360.2 | 113 | N |  |  | OP | X | 6 | 2017 | 2017 |  |  | N | IPP Non-CHP | IPP | IPP | 2 | X | NG | Non-Renewable | 0 | 360.9 | 0 | 1
Operable | 6035 | Constellation Power, Inc |  | 60122 | Colorado Bend II | TX | Restructured | Wharton | CT8 | Natural Gas Fired Combined Cycle | CT | BLK3 | S | X | Y | CBECII_2 | CBECII_2 | 360.9 | 0.9 | 335 | 359.6 | 113 | N |  |  | OP | X | 6 | 2017 | 2017 |  |  | N | IPP Non-CHP | IPP | IPP | 2 | X | NG | Non-Renewable | 0 | 360.9 | 0 | 1
Operable | 6035 | Constellation Power, Inc |  | 60122 | Colorado Bend II | TX | Restructured | Wharton | STG9 | Natural Gas Fired Combined Cycle | CA | BLK3 | S | Y | X |  |  | 508.5 | 0.9 | 478.4 | 490.5 | 70 | N |  |  | OP | X | 6 | 2017 | 2017 |  |  | N | IPP Non-CHP | IPP | IPP | 2 | X | NG | Non-Renewable | 0 | 508.5 | 0 | 1
Operable | 57065 | Constellation Solar Horizons LLC |  | 57758 | Mount Saint Mary's | MD | Restructured | Frederick | PV1 | Solar Photovoltaic | PV |  | S | X | X |  |  | 13.7 |  | 13.7 | 13.7 |  | N |  |  | OP | X | 7 | 2012 | 2012 |  |  | N | IPP Non-CHP | IPP | IPP | 2 | X | SUN | Renewable | 13.7 | 0 | 1 | 0
Operable | 4254 | Consumers Energy Co - (MI) |  | 1693 | Alcona | MI | Vertical | Alcona | 1 | Conventional Hydroelectric | HY |  | S | X | X |  |  | 4 | 0.9 | 1.4 | 1.5 | 0 | N |  |  | OP | X | 1 | 1924 | Pre-2000 |  |  | N | Electric Utility | Utility | Investor Owned Utility | 1 | X | WAT | Renewable | 4 | 0 | 1 | 0
Operable | 4254 | Consumers Energy Co - (MI) |  | 1693 | Alcona | MI | Vertical | Alcona | 2 | Conventional Hydroelectric | HY |  | S | X | X |  |  | 4 | 0.9 | 1.4 | 1.5 | 0 | N |  |  | OP | X | 1 | 1924 | Pre-2000 |  |  | N | Electric Utility | Utility | Investor Owned Utility | 1 | X | WAT | Renewable | 4 | 0 | 1 | 0
Operable | 4254 | Consumers Energy Co - (MI) |  | 1694 | Allegan Dam | MI | Vertical | Allegan | 1 | Conventional Hydroelectric | HY |  | S | X | X |  |  | 0.5 | 0.8 | 0.2 | 0.3 | 0 | N |  |  | OP | X | 1 | 1935 | Pre-2000 |  |  | N | Electric Utility | Utility | Investor Owned Utility | 1 | X | WAT | Renewable | 0.5 | 0 | 1 | 0
Operable | 4254 | Consumers Energy Co - (MI) |  | 1694 | Allegan Dam | MI | Vertical | Allegan | 2 | Conventional Hydroelectric | HY |  | S | X | X |  |  | 0.9 | 0.8 | 0.4 | 0.6 | 0 | N |  |  | OP | X | 1 | 1935 | Pre-2000 |  |  | N | Electric Utility | Utility | Investor Owned Utility | 1 | X | WAT | Renewable | 0.9 | 0 | 1 | 0
Operable | 4254 | Consumers Energy Co - (MI) |  | 1694 | Allegan Dam | MI | Vertical | Allegan | 3 | Conventional Hydroelectric | HY |  | S | X | X |  |  | 1.2 | 0.8 | 0.6 | 0.7 | 0 | N |  |  | OP | X | 1 | 1945 | Pre-2000 |  |  | N | Electric Utility | Utility | Investor Owned Utility | 1 | X | WAT | Renewable | 1.2 | 0 | 1 | 0
Operable | 4254 | Consumers Energy Co - (MI) |  | 1698 | C W Tippy | MI | Vertical | Manistee | 1 | Conventional Hydroelectric | HY |  | S | X | X |  |  | 6.7 | 0.95 | 2.1 | 2.2 | 0 | N |  |  | OP | X | 1 | 1918 | Pre-2000 |  |  | N | Electric Utility | Utility | Investor Owned Utility | 1 | X | WAT | Renewable | 6.7 | 0 | 1 | 0
Operable | 4254 | Consumers Energy Co - (MI) |  | 1698 | C W Tippy | MI | Vertical | Manistee | 2 | Conventional Hydroelectric | HY |  | S | X | X |  |  | 6.7 | 0.95 | 2.1 | 2.2 | 0 | N |  |  | OP | X | 1 | 1918 | Pre-2000 |  |  | N | Electric Utility | Utility | Investor Owned Utility | 1 | X | WAT | Renewable | 6.7 | 0 | 1 | 0
Operable | 4254 | Consumers Energy Co - (MI) |  | 1698 | C W Tippy | MI | Vertical | Manistee | 3 | Conventional Hydroelectric | HY |  | S | X | X |  |  | 6.7 | 0.95 | 2.1 | 2.2 | 0 | N |  |  | OP | X | 1 | 1918 | Pre-2000 |  |  | N | Electric Utility | Utility | Investor Owned Utility | 1 | X | WAT | Renewable | 6.7 | 0 | 1 | 0
Operable | 4254 | Consumers Energy Co - (MI) |  | 1700 | Cooke | MI | Vertical | Iosco | 1 | Conventional Hydroelectric | HY |  | S | X | X |  |  | 3 | 0.9 | 1.5 | 1.5 | 0 | N |  |  | OP | X | 1 | 1911 | Pre-2000 |  |  | N | Electric Utility | Utility | Investor Owned Utility | 1 | X | WAT | Renewable | 3 | 0 | 1 | 0
Operable | 4254 | Consumers Energy Co - (MI) |  | 1700 | Cooke | MI | Vertical | Iosco | 2 | Conventional Hydroelectric | HY |  | S | X | X |  |  | 3 | 0.9 | 2.9 | 2.9 | 0 | N |  |  | OP | X | 1 | 1911 | Pre-2000 |  |  | N | Electric Utility | Utility | Investor Owned Utility | 1 | X | WAT | Renewable | 3 | 0 | 1 | 0
Operable | 4254 | Consumers Energy Co - (MI) |  | 1700 | Cooke | MI | Vertical | Iosco | 3 | Conventional Hydroelectric | HY |  | S | X | X |  |  | 3 | 0.9 | 2.7 | 2.7 | 0 | N |  |  | OP | X | 1 | 1911 | Pre-2000 |  |  | N | Electric Utility | Utility | Investor Owned Utility | 1 | X | WAT | Renewable | 3 | 0 | 1 | 0
Operable | 4254 | Consumers Energy Co - (MI) |  | 1701 | Croton | MI | Vertical | Newaygo | 1 | Conventional Hydroelectric | HY |  | S | X | X |  |  | 3 | 0.8 | 1.1 | 1.5 | 0 | N |  |  | OP | X | 1 | 1907 | Pre-2000 |  |  | N | Electric Utility | Utility | Investor Owned Utility | 1 | X | WAT | Renewable | 3 | 0 | 1 | 0
Operable | 4254 | Consumers Energy Co - (MI) |  | 1701 | Croton | MI | Vertical | Newaygo | 2 | Conventional Hydroelectric | HY |  | S | X | X |  |  | 3 | 0.8 | 1.1 | 1.5 | 0 | N |  |  | OP | X | 1 | 1907 | Pre-2000 |  |  | N | Electric Utility | Utility | Investor Owned Utility | 1 | X | WAT | Renewable | 3 | 0 | 1 | 0
Operable | 4254 | Consumers Energy Co - (MI) |  | 1701 | Croton | MI | Vertical | Newaygo | 3 | Conventional Hydroelectric | HY |  | S | X | X |  |  | 1.4 | 1 | 0.5 | 0.7 | 0 | N |  |  | OP | X | 1 | 1915 | Pre-2000 |  |  | N | Electric Utility | Utility | Investor Owned Utility | 1 | X | WAT | Renewable | 1.4 | 0 | 1 | 0
Operable | 4254 | Consumers Energy Co - (MI) |  | 1701 | Croton | MI | Vertical | Newaygo | 4 | Conventional Hydroelectric | HY |  | S | X | X |  |  | 1.5 | 0.8 | 0.6 | 0.8 | 0 | N |  |  | OP | X | 1 | 1912 | Pre-2000 |  |  | N | Electric Utility | Utility | Investor Owned Utility | 1 | X | WAT | Renewable | 1.5 | 0 | 1 | 0
Operable | 4254 | Consumers Energy Co - (MI) |  | 1702 | Dan E Karn | MI | Vertical | Bay | 3 | Natural Gas Steam Turbine | ST |  | S | X | X |  |  | 692.5 | 0.85 | 593.5 | 613 | 60 | N |  |  | OP | X | 1 | 1975 | Pre-2000 |  |  | N | Electric Utility | Utility | Investor Owned Utility | 1 | X | NG | Non-Renewable | 0 | 692.5 | 0 | 1 | RFO | DFO
Operable | 4254 | Consumers Energy Co - (MI) |  | 1702 | Dan E Karn | MI | Vertical | Bay | 4 | Natural Gas Steam Turbine | ST |  | S | X | X |  |  | 709.8 | 0.85 | 606.3 | 627 | 60 | N |  |  | OP | X | 9 | 1977 | Pre-2000 |  |  | N | Electric Utility | Utility | Investor Owned Utility | 1 | X | NG | Non-Renewable | 0 | 709.8 | 0 | 1 | RFO | DFO
Operable | 4254 | Consumers Energy Co - (MI) |  | 1704 | Five Channels | MI | Vertical | Iosco | 1 | Conventional Hydroelectric | HY |  | S | X | X |  |  | 3 | 0.8 | 3.2 | 3.2 | 0 | N |  |  | OP | X | 1 | 1912 | Pre-2000 |  |  | N | Electric Utility | Utility | Investor Owned Utility | 1 | X | WAT | Renewable | 3 | 0 | 1 | 0
Operable | 4254 | Consumers Energy Co - (MI) |  | 1704 | Five Channels | MI | Vertical | Iosco | 2 | Conventional Hydroelectric | HY |  | S | X | X |  |  | 3 | 0.9 | 3.1 | 3.1 | 0 | N |  |  | OP | X | 1 | 1912 | Pre-2000 |  |  | N | Electric Utility | Utility | Investor Owned Utility | 1 | X | WAT | Renewable | 3 | 0 | 1 | 0
Operable | 4254 | Consumers Energy Co - (MI) |  | 1705 | Foote | MI | Vertical | Iosco | 1 | Conventional Hydroelectric | HY |  | S | X | X |  |  | 3 | 0.9 | 1 | 1.1 | 0 | N |  |  | OP | X | 1 | 1918 | Pre-2000 |  |  | N | Electric Utility | Utility | Investor Owned Utility | 1 | X | WAT | Renewable | 3 | 0 | 1 | 0
Operable | 4254 | Consumers Energy Co - (MI) |  | 1705 | Foote | MI | Vertical | Iosco | 2 | Conventional Hydroelectric | HY |  | S | X | X |  |  | 3 | 0.9 | 1 | 1.1 | 0 | N |  |  | OP | X | 1 | 1918 | Pre-2000 |  |  | N | Electric Utility | Utility | Investor Owned Utility | 1 | X | WAT | Renewable | 3 | 0 | 1 | 0
Operable | 4254 | Consumers Energy Co - (MI) |  | 1705 | Foote | MI | Vertical | Iosco | 3 | Conventional Hydroelectric | HY |  | S | X | X |  |  | 3 | 0.9 | 1 | 1.1 | 0 | N |  |  | OP | X | 1 | 1918 | Pre-2000 |  |  | N | Electric Utility | Utility | Investor Owned Utility | 1 | X | WAT | Renewable | 3 | 0 | 1 | 0
Operable | 4254 | Consumers Energy Co - (MI) |  | 1707 | Hardy | MI | Vertical | Newaygo | 1 | Conventional Hydroelectric | HY |  | S | X | X |  |  | 10 | 0.8 | 10.6 | 10.5 | 0 | N |  |  | OP | X | 6 | 1931 | Pre-2000 |  |  | N | Electric Utility | Utility | Investor Owned Utility | 1 | X | WAT | Renewable | 10 | 0 | 1 | 0
Operable | 4254 | Consumers Energy Co - (MI) |  | 1707 | Hardy | MI | Vertical | Newaygo | 2 | Conventional Hydroelectric | HY |  | S | X | X |  |  | 10 | 0.8 | 10.7 | 10.6 | 0 | N |  |  | OP | X | 6 | 1931 | Pre-2000 |  |  | N | Electric Utility | Utility | Investor Owned Utility | 1 | X | WAT | Renewable | 10 | 0 | 1 | 0
Operable | 4254 | Consumers Energy Co - (MI) |  | 1707 | Hardy | MI | Vertical | Newaygo | 3 | Conventional Hydroelectric | HY |  | S | X | X |  |  | 11.5 | 0.8 | 12.1 | 12.1 | 0 | N |  |  | OP | X | 6 | 1931 | Pre-2000 |  |  | N | Electric Utility | Utility | Investor Owned Utility | 1 | X | WAT | Renewable | 11.5 | 0 | 1 | 0
Operable | 4254 | Consumers Energy Co - (MI) |  | 1708 | Hodenpyl | MI | Vertical | Wexford | 1 | Conventional Hydroelectric | HY |  | S | X | X |  |  | 8.5 | 0.96 | 2.1 | 2.4 | 0 | N |  |  | OP | X | 7 | 1925 | Pre-2000 |  |  | N | Electric Utility | Utility | Investor Owned Utility | 1 | X | WAT | Renewable | 8.5 | 0 | 1 | 0
Operable | 4254 | Consumers Energy Co - (MI) |  | 1708 | Hodenpyl | MI | Vertical | Wexford | 2 | Conventional Hydroelectric | HY |  | S | X | X |  |  | 8.5 | 0.96 | 2.1 | 2.4 | 0 | N |  |  | OP | X | 8 | 1925 | Pre-2000 |  |  | N | Electric Utility | Utility | Investor Owned Utility | 1 | X | WAT | Renewable | 8.5 | 0 | 1 | 0
Operable | 4254 | Consumers Energy Co - (MI) |  | 1710 | J H Campbell | MI | Vertical | Ottawa | 1 | Conventional Steam Coal | ST |  | S | X | X |  |  | 265.2 | 0.85 | 260 | 260 | 100 | N |  |  | OP | X | 10 | 1962 | Pre-2000 | 5 | 2025 | N | Electric Utility | Utility | Investor Owned Utility | 1 | X | SUB | Non-Renewable | 0 | 265.2 | 0 | 1
Operable | 4254 | Consumers Energy Co - (MI) |  | 1710 | J H Campbell | MI | Vertical | Ottawa | 2 | Conventional Steam Coal | ST |  | S | X | X |  |  | 378.8 | 0.77 | 355.5 | 365.9 | 100 | N |  |  | OP | X | 7 | 1967 | Pre-2000 | 5 | 2025 | N | Electric Utility | Utility | Investor Owned Utility | 1 | X | SUB | Non-Renewable | 0 | 378.8 | 0 | 1 | DFO | BIT
Operable | 4254 | Consumers Energy Co - (MI) |  | 1710 | J H Campbell | MI | Vertical | Ottawa | 3 | Conventional Steam Coal | ST |  | J | X | X |  |  | 916.8 | 0.86 | 784.6 | 784.7 | 350 | N |  |  | OP | X | 9 | 1980 | Pre-2000 | 5 | 2025 | N | Electric Utility | Utility | Investor Owned Utility | 1 | X | SUB | Non-Renewable | 0 | 916.8 | 0 | 1
Operable | 4254 | Consumers Energy Co - (MI) |  | 1712 | Loud | MI | Vertical | Iosco | 1 | Conventional Hydroelectric | HY |  | S | X | X |  |  | 2 | 0.9 | 2.5 | 2.5 | 0 | N |  |  | OP | X | 1 | 1913 | Pre-2000 |  |  | N | Electric Utility | Utility | Investor Owned Utility | 1 | X | WAT | Renewable | 2 | 0 | 1 | 0
Operable | 4254 | Consumers Energy Co - (MI) |  | 1712 | Loud | MI | Vertical | Iosco | 2 | Conventional Hydroelectric | HY |  | S | X | X |  |  | 2 | 0.9 | 2.5 | 2.4 | 0 | N |  |  | OP | X | 1 | 1913 | Pre-2000 |  |  | N | Electric Utility | Utility | Investor Owned Utility | 1 | X | WAT | Renewable | 2 | 0 | 1 | 0
Operable | 4254 | Consumers Energy Co - (MI) |  | 1713 | Ludington | MI | Vertical | Mason | 1 | Hydroelectric Pumped Storage | PS |  | J | X | X |  |  | 329.8 | 0.85 | 362.9 | 365.8 | 240 | N |  |  | OP | X | 1 | 1973 | Pre-2000 |  |  | N | Electric Utility | Utility | Investor Owned Utility | 1 | X | WAT | Renewable | 329.8 | 0 | 1 | 0
Operable | 4254 | Consumers Energy Co - (MI) |  | 1713 | Ludington | MI | Vertical | Mason | 2 | Hydroelectric Pumped Storage | PS |  | J | X | X |  |  | 329.8 | 0.85 | 363.3 | 366.2 | 240 | N |  |  | OP | X | 3 | 1973 | Pre-2000 |  |  | N | Electric Utility | Utility | Investor Owned Utility | 1 | X | WAT | Renewable | 329.8 | 0 | 1 | 0
Operable | 4254 | Consumers Energy Co - (MI) |  | 1713 | Ludington | MI | Vertical | Mason | 3 | Hydroelectric Pumped Storage | PS |  | J | X | X |  |  | 329.8 | 0.85 | 363.7 | 366.6 | 240 | N |  |  | OP | X | 4 | 1973 | Pre-2000 |  |  | N | Electric Utility | Utility | Investor Owned Utility | 1 | X | WAT | Renewable | 329.8 | 0 | 1 | 0
Operable | 4254 | Consumers Energy Co - (MI) |  | 1713 | Ludington | MI | Vertical | Mason | 4 | Hydroelectric Pumped Storage | PS |  | J | X | X |  |  | 329.8 | 0.85 | 369.2 | 372.1 | 240 | N |  |  | OP | X | 6 | 1973 | Pre-2000 |  |  | N | Electric Utility | Utility | Investor Owned Utility | 1 | X | WAT | Renewable | 329.8 | 0 | 1 | 0
Operable | 4254 | Consumers Energy Co - (MI) |  | 1713 | Ludington | MI | Vertical | Mason | 5 | Hydroelectric Pumped Storage | PS |  | J | X | X |  |  | 329.8 | 0.85 | 363 | 365.9 | 240 | N |  |  | OP | X | 8 | 1973 | Pre-2000 |  |  | N | Electric Utility | Utility | Investor Owned Utility | 1 | X | WAT | Renewable | 329.8 | 0 | 1 | 0
Operable | 4254 | Consumers Energy Co - (MI) |  | 1713 | Ludington | MI | Vertical | Mason | 6 | Hydroelectric Pumped Storage | PS |  | J | X | X |  |  | 329.8 | 0.85 | 363.5 | 366.4 | 240 | N |  |  | OP | X | 10 | 1973 | Pre-2000 |  |  | N | Electric Utility | Utility | Investor Owned Utility | 1 | X | WAT | Renewable | 329.8 | 0 | 1 | 0
Operable | 4254 | Consumers Energy Co - (MI) |  | 1714 | Mio | MI | Vertical | Oscoda | 1 | Conventional Hydroelectric | HY |  | S | X | X |  |  | 2.5 | 0.9 | 0.7 | 0.8 | 0 | N |  |  | OP | X | 1 | 1916 | Pre-2000 |  |  | N | Electric Utility | Utility | Investor Owned Utility | 1 | X | WAT | Renewable | 2.5 | 0 | 1 | 0
Operable | 4254 | Consumers Energy Co - (MI) |  | 1714 | Mio | MI | Vertical | Oscoda | 2 | Conventional Hydroelectric | HY |  | S | X | X |  |  | 2.5 | 0.9 | 0.7 | 0.8 | 0 | N |  |  | OP | X | 1 | 1916 | Pre-2000 |  |  | N | Electric Utility | Utility | Investor Owned Utility | 1 | X | WAT | Renewable | 2.5 | 0 | 1 | 0
Operable | 4254 | Consumers Energy Co - (MI) |  | 1716 | Rogers | MI | Vertical | Mecosta | 1 | Conventional Hydroelectric | HY |  | S | X | X |  |  | 1.7 | 0.9 | 0.6 | 0.8 | 0 | N |  |  | OP | X | 1 | 1922 | Pre-2000 |  |  | N | Electric Utility | Utility | Investor Owned Utility | 1 | X | WAT | Renewable | 1.7 | 0 | 1 | 0
Operable | 4254 | Consumers Energy Co - (MI) |  | 1716 | Rogers | MI | Vertical | Mecosta | 2 | Conventional Hydroelectric | HY |  | S | X | X |  |  | 1.7 | 0.9 | 0.6 | 0.8 | 0 | N |  |  | OP | X | 1 | 1922 | Pre-2000 |  |  | N | Electric Utility | Utility | Investor Owned Utility | 1 | X | WAT | Renewable | 1.7 | 0 | 1 | 0
Operable | 4254 | Consumers Energy Co - (MI) |  | 1716 | Rogers | MI | Vertical | Mecosta | 3 | Conventional Hydroelectric | HY |  | S | X | X |  |  | 1.7 | 0.9 | 0.6 | 0.8 | 0 | N |  |  | OP | X | 1 | 1922 | Pre-2000 |  |  | N | Electric Utility | Utility | Investor Owned Utility | 1 | X | WAT | Renewable | 1.7 | 0 | 1 | 0
Operable | 4254 | Consumers Energy Co - (MI) |  | 1716 | Rogers | MI | Vertical | Mecosta | 4 | Conventional Hydroelectric | HY |  | S | X | X |  |  | 1.7 | 0.9 | 0.6 | 0.8 | 0 | N |  |  | OP | X | 1 | 1922 | Pre-2000 |  |  | N | Electric Utility | Utility | Investor Owned Utility | 1 | X | WAT | Renewable | 1.7 | 0 | 1 | 0
Operable | 4254 | Consumers Energy Co - (MI) |  | 1722 | Webber | MI | Vertical | Ionia | 1 | Conventional Hydroelectric | HY |  | S | X | X |  |  | 3.3 | 1 | 0.8 | 1.2 | 0 | N |  |  | OP | X | 1 | 1907 | Pre-2000 |  |  | N | Electric Utility | Utility | Investor Owned Utility | 1 | X | WAT | Renewable | 3.3 | 0 | 1 | 0
Operable | 4254 | Consumers Energy Co - (MI) |  | 1722 | Webber | MI | Vertical | Ionia | 2 | Conventional Hydroelectric | HY |  | S | X | X |  |  | 1 | 0.8 | 0.3 | 0.4 | 0 | N |  |  | OP | X | 1 | 1949 | Pre-2000 |  |  | N | Electric Utility | Utility | Investor Owned Utility | 1 | X | WAT | Renewable | 1 | 0 | 1 | 0
Operable | 4254 | Consumers Energy Co - (MI) |  | 55087 | Zeeland Generating Station | MI | Vertical | Ottawa | 1A | Natural Gas Fired Combustion Turbine | GT |  | S | X | X |  |  | 188.7 | 0.85 | 159.4 | 179.5 | 90 | N |  |  | OP | X | 6 | 2001 | 2001 |  |  | N | Electric Utility | Utility | Investor Owned Utility | 1 | X | NG | Non-Renewable | 0 | 188.7 | 0 | 1
Operable | 4254 | Consumers Energy Co - (MI) |  | 55087 | Zeeland Generating Station | MI | Vertical | Ottawa | 1B | Natural Gas Fired Combustion Turbine | GT |  | S | X | X |  |  | 188.7 | 0.85 | 158.8 | 178.8 | 90 | N |  |  | OP | X | 6 | 2001 | 2001 |  |  | N | Electric Utility | Utility | Investor Owned Utility | 1 | X | NG | Non-Renewable | 0 | 188.7 | 0 | 1
Operable | 4254 | Consumers Energy Co - (MI) |  | 55087 | Zeeland Generating Station | MI | Vertical | Ottawa | 2A | Natural Gas Fired Combined Cycle | CT | PHS2 | S | X | N |  |  | 188.7 | 0.85 | 155.5 | 175.3 | 115 | N |  |  | OP | X | 8 | 2002 | 2002 |  |  | N | Electric Utility | Utility | Investor Owned Utility | 1 | X | NG | Non-Renewable | 0 | 188.7 | 0 | 1
Operable | 4254 | Consumers Energy Co - (MI) |  | 55087 | Zeeland Generating Station | MI | Vertical | Ottawa | 2B | Natural Gas Fired Combined Cycle | CT | PHS2 | S | X | N |  |  | 188.7 | 0.85 | 154 | 173.5 | 115 | N |  |  | OP | X | 8 | 2002 | 2002 |  |  | N | Electric Utility | Utility | Investor Owned Utility | 1 | X | NG | Non-Renewable | 0 | 188.7 | 0 | 1
Operable | 4254 | Consumers Energy Co - (MI) |  | 55087 | Zeeland Generating Station | MI | Vertical | Ottawa | 2C | Natural Gas Fired Combined Cycle | CA | PHS2 | S | Y | X |  |  | 213.4 | 0.85 | 215 | 225.1 | 120 | N |  |  | OP | X | 8 | 2002 | 2002 |  |  | N | Electric Utility | Utility | Investor Owned Utility | 1 | X | NG | Non-Renewable | 0 | 213.4 | 0 | 1
Operable | 4254 | Consumers Energy Co - (MI) |  | 55270 | Jackson Generating Station | MI | Vertical | Jackson | 7EA | Natural Gas Fired Combined Cycle | CT | CC1 | S | X | N | CONS.CC.PLYM | CONS.CC.PLYM | 79 | 0.9 | 72.5 | 75.6 | 45 | N |  |  | OP | X | 7 | 2002 | 2002 |  |  | N | Electric Utility | Utility | Investor Owned Utility | 1 | X | NG | Non-Renewable | 0 | 79 | 0 | 1
Operable | 4254 | Consumers Energy Co - (MI) |  | 55270 | Jackson Generating Station | MI | Vertical | Jackson | LM1 | Natural Gas Fired Combined Cycle | CT | CC1 | S | X | N | CONS.CC.PLYM | CONS.CC.PLYM | 60 | 0.85 | 46.2 | 48.2 | 12 | N |  |  | OP | X | 7 | 2002 | 2002 |  |  | N | Electric Utility | Utility | Investor Owned Utility | 1 | X | NG | Non-Renewable | 0 | 60 | 0 | 1
Operable | 4254 | Consumers Energy Co - (MI) |  | 55270 | Jackson Generating Station | MI | Vertical | Jackson | LM2 | Natural Gas Fired Combined Cycle | CT | CC1 | S | X | N | CONS.CC.PLYM | CONS.CC.PLYM | 60 | 0.85 | 45 | 46.8 | 12 | N |  |  | OP | X | 7 | 2002 | 2002 |  |  | N | Electric Utility | Utility | Investor Owned Utility | 1 | X | NG | Non-Renewable | 0 | 60 | 0 | 1
Operable | 4254 | Consumers Energy Co - (MI) |  | 55270 | Jackson Generating Station | MI | Vertical | Jackson | LM3 | Natural Gas Fired Combined Cycle | CT | CC1 | S | X | N | CONS.CC.PLYM | CONS.CC.PLYM | 60 | 0.85 | 44.3 | 46.1 | 12 | N |  |  | OP | X | 7 | 2002 | 2002 |  |  | N | Electric Utility | Utility | Investor Owned Utility | 1 | X | NG | Non-Renewable | 0 | 60 | 0 | 1
Operable | 4254 | Consumers Energy Co - (MI) |  | 55270 | Jackson Generating Station | MI | Vertical | Jackson | LM4 | Natural Gas Fired Combined Cycle | CT | CC1 | S | X | N | CONS.CC.PLYM | CONS.CC.PLYM | 60 | 0.85 | 44.4 | 46.2 | 12 | N |  |  | OP | X | 7 | 2002 | 2002 |  |  | N | Electric Utility | Utility | Investor Owned Utility | 1 | X | NG | Non-Renewable | 0 | 60 | 0 | 1
Operable | 4254 | Consumers Energy Co - (MI) |  | 55270 | Jackson Generating Station | MI | Vertical | Jackson | LM5 | Natural Gas Fired Combined Cycle | CT | CC1 | S | X | N | CONS.CC.PLYM | CONS.CC.PLYM | 60 | 0.85 | 42.9 | 44.7 | 12 | N |  |  | OP | X | 7 | 2002 | 2002 |  |  | N | Electric Utility | Utility | Investor Owned Utility | 1 | X | NG | Non-Renewable | 0 | 60 | 0 | 1
Operable | 4254 | Consumers Energy Co - (MI) |  | 55270 | Jackson Generating Station | MI | Vertical | Jackson | LM6 | Natural Gas Fired Combined Cycle | CT | CC1 | S | X | N | CONS.CC.PLYM | CONS.CC.PLYM | 60 | 0.85 | 44.6 | 46.4 | 12 | N |  |  | OP | X | 7 | 2002 | 2002 |  |  | N | Electric Utility | Utility | Investor Owned Utility | 1 | X | NG | Non-Renewable | 0 | 60 | 0 | 1
Operable | 4254 | Consumers Energy Co - (MI) |  | 55270 | Jackson Generating Station | MI | Vertical | Jackson | ST1 | Natural Gas Fired Combined Cycle | CA | CC1 | S | Y | X | CONS.CC.PLYM | CONS.CC.PLYM | 105 | 0.85 | 100.6 | 104.8 | 12 | N |  |  | OP | X | 7 | 2002 | 2002 |  |  | N | Electric Utility | Utility | Investor Owned Utility | 1 | X | NG | Non-Renewable | 0 | 105 | 0 | 1
Operable | 4254 | Consumers Energy Co - (MI) |  | 55270 | Jackson Generating Station | MI | Vertical | Jackson | ST2 | Natural Gas Fired Combined Cycle | CA | CC1 | S | Y | X | CONS.CC.PLYM | CONS.CC.PLYM | 105 | 0.85 | 97.3 | 101.5 | 12 | N |  |  | OP | X | 7 | 2002 | 2002 |  |  | N | Electric Utility | Utility | Investor Owned Utility | 1 | X | NG | Non-Renewable | 0 | 105 | 0 | 1
Operable | 4254 | Consumers Energy Co - (MI) |  | 55297 | New Covert Generating Facility | MI | Vertical | Van Buren | 1 | Natural Gas Fired Combined Cycle | CT | CTG1 | S | X | N | CONS.CC.COVER1 | New Covert Generating Station | 245 | 0.85 | 366.6 | 400 | 140 | N |  |  | OP | X | 3 | 2004 | 2004 |  |  | N | Electric Utility | Utility | Investor Owned Utility | 1 | X | NG | Non-Renewable | 0 | 245 | 0 | 1
Operable | 4254 | Consumers Energy Co - (MI) |  | 55297 | New Covert Generating Facility | MI | Vertical | Van Buren | 1A | Natural Gas Fired Combined Cycle | CA | CTG1 | S | Y | X |  |  | 147 | 0.85 | 361 | 400 | 70 | N |  |  | OP | X | 3 | 2004 | 2004 |  |  | N | Electric Utility | Utility | Investor Owned Utility | 1 | X | NG | Non-Renewable | 0 | 147 | 0 | 1
Operable | 4254 | Consumers Energy Co - (MI) |  | 55297 | New Covert Generating Facility | MI | Vertical | Van Buren | 2 | Natural Gas Fired Combined Cycle | CT | CTG2 | S | X | N | CONS.CC.COVER1 | New Covert Generating Station | 245 | 0.85 | 360.9 | 400 | 140 | N |  |  | OP | X | 3 | 2004 | 2004 |  |  | N | Electric Utility | Utility | Investor Owned Utility | 1 | X | NG | Non-Renewable | 0 | 245 | 0 | 1
Operable | 4254 | Consumers Energy Co - (MI) |  | 55297 | New Covert Generating Facility | MI | Vertical | Van Buren | 2A | Natural Gas Fired Combined Cycle | CA | CTG2 | S | Y | X |  |  | 147 | 0.85 | 137 | 137 | 75 | N |  |  | OP | X | 3 | 2004 | 2004 |  |  | N | Electric Utility | Utility | Investor Owned Utility | 1 | X | NG | Non-Renewable | 0 | 147 | 0 | 1
Operable | 4254 | Consumers Energy Co - (MI) |  | 55297 | New Covert Generating Facility | MI | Vertical | Van Buren | 3 | Natural Gas Fired Combined Cycle | CT | CTG3 | S | X | N | CONS.CC.COVER1 | New Covert Generating Station | 245 | 0.85 | 224.8 | 261 | 140 | N |  |  | OP | X | 3 | 2004 | 2004 |  |  | N | Electric Utility | Utility | Investor Owned Utility | 1 | X | NG | Non-Renewable | 0 | 245 | 0 | 1
Operable | 4254 | Consumers Energy Co - (MI) |  | 55297 | New Covert Generating Facility | MI | Vertical | Van Buren | 3A | Natural Gas Fired Combined Cycle | CA | CTG3 | S | Y | X |  |  | 147 | 0.85 | 135.3 | 136.4 | 75 | N |  |  | OP | X | 3 | 2004 | 2004 |  |  | N | Electric Utility | Utility | Investor Owned Utility | 1 | X | NG | Non-Renewable | 0 | 147 | 0 | 1
Operable | 4254 | Consumers Energy Co - (MI) |  | 57984 | Lake Winds Energy Park | MI | Vertical | Mason | LWEP | Onshore Wind Turbine | WT |  | S | X | X |  |  | 100.8 |  | 100.8 | 100.8 | 0 | N |  |  | OP | X | 11 | 2012 | 2012 |  |  | N | Electric Utility | Utility | Investor Owned Utility | 1 | X | WND | Renewable | 100.8 | 0 | 1 | 0
Operable | 4254 | Consumers Energy Co - (MI) |  | 58830 | Cross Winds Energy Park | MI | Vertical | Tuscola | CWEP | Onshore Wind Turbine | WT |  | S | X | X |  |  | 111 |  | 111 | 111 | 0 | N |  |  | OP | X | 12 | 2014 | 2014 |  |  | N | Electric Utility | Utility | Investor Owned Utility | 1 | X | WND | Renewable | 111 | 0 | 1 | 0
Operable | 4254 | Consumers Energy Co - (MI) |  | 58830 | Cross Winds Energy Park | MI | Vertical | Tuscola | CWEP2 | Onshore Wind Turbine | WT |  | S | X | X |  |  | 44 |  | 44 | 44 | 0 | N |  |  | OP | X | 1 | 2018 | 2018 |  |  | N | Electric Utility | Utility | Investor Owned Utility | 1 | X | WND | Renewable | 44 | 0 | 1 | 0
Operable | 4254 | Consumers Energy Co - (MI) |  | 58830 | Cross Winds Energy Park | MI | Vertical | Tuscola | CWEP3 | Onshore Wind Turbine | WT |  | S | X | X |  |  | 75.9 |  | 75.9 | 75.9 | 0 | N |  |  | OP | X | 12 | 2019 | 2019 |  |  | N | Electric Utility | Utility | Investor Owned Utility | 1 | X | WND | Renewable | 75.9 | 0 | 1 | 0
Operable | 4254 | Consumers Energy Co - (MI) |  | 60117 | Western Michigan Solar Gardens | MI | Vertical | Kalamazoo | 1 | Solar Photovoltaic | PV |  | S | X | X | CONS.CTR | CONS.CTR | 1 |  | 1 | 1 |  | N |  |  | OP | X | 8 | 2016 | 2016 |  |  | N | Electric Utility | Utility | Investor Owned Utility | 1 | X | SUN | Renewable | 1 | 0 | 1 | 0
Operable | 4254 | Consumers Energy Co - (MI) |  | 60118 | Grand Valley Solar Gardens | MI | Vertical | Ottawa | 1 | Solar Photovoltaic | PV |  | S | X | X | CONS.CTR | CONS.CTR | 3 |  | 3 | 3 |  | N |  |  | OP | X | 4 | 2016 | 2016 |  |  | N | Electric Utility | Utility | Investor Owned Utility | 1 | X | SUN | Renewable | 3 | 0 | 1 | 0
Operable | 4254 | Consumers Energy Co - (MI) |  | 61909 | Parkview Battery | MI | Vertical | Kalamazoo | PKVWB | Batteries | BA |  | S | X | X |  |  | 1.1 |  | 1 | 1 | 0 | N |  |  | OP | X | 9 | 2018 | 2018 |  |  | N | Electric Utility | Utility | Investor Owned Utility | 1 | X | MWH | Other | 0 | 0 | 0 | 0
Operable | 4254 | Consumers Energy Co - (MI) |  | 63686 | Crescent Wind Park | MI | Vertical | Hillsdale | GFWP | Onshore Wind Turbine | WT |  | S | X | X |  |  | 150 |  | 151 | 151 | 0 | Y | 9 | 2023 | OP | X | 2 | 2021 | 2021 |  |  | N | Electric Utility | Utility | Investor Owned Utility | 1 | X | WND | Renewable | 150 | 0 | 1 | 0
Operable | 4254 | Consumers Energy Co - (MI) |  | 63687 | Gratiot Farms Wind Project | MI | Vertical | Montcalm | CWP | Onshore Wind Turbine | WT |  | S | X | X |  |  | 150 |  | 150 | 150 | 0 | N |  |  | OP | X | 12 | 2020 | 2020 |  |  | N | Electric Utility | Utility | Investor Owned Utility | 1 | X | WND | Renewable | 150 | 0 | 1 | 0
Operable | 4254 | Consumers Energy Co - (MI) |  | 65029 | Bissell Solar and Battery Generator | MI | Vertical | Kent | BISBP | Batteries | BA |  | S | X | X |  |  | 0.3 |  | 0.3 | 0.3 |  | N |  |  | OP | X | 10 | 2021 | 2021 |  |  | N | Electric Utility | Utility | Investor Owned Utility | 1 | X | MWH | Other | 0 | 0 | 0 | 0
Operable | 4254 | Consumers Energy Co - (MI) |  | 65029 | Bissell Solar and Battery Generator | MI | Vertical | Kent | BISSP | Solar Photovoltaic | PV |  | S | X | X |  |  | 0.8 |  | 0.8 | 0.8 |  | N |  |  | OP | X | 9 | 2021 | 2021 |  |  | N | Electric Utility | Utility | Investor Owned Utility | 1 | X | SUN | Renewable | 0.8 | 0 | 1 | 0
Operable | 64954 | Contango Oil and Gas |  | 52127 | Elk Basin Gasoline Plant | WY | Vertical | Park | GEN1 | Other Gases | ST |  | J | X | X |  |  | 1 | 0.7 | 0.8 | 0.8 | 0.2 | N |  |  | OA | X | 1 | 1948 | Pre-2000 |  |  | Y | Industrial CHP | Customer Sited | Other | 7 | T | OG | Non-Renewable | 0 | 1 | 0 | 1
Operable | 64954 | Contango Oil and Gas |  | 52127 | Elk Basin Gasoline Plant | WY | Vertical | Park | GEN2 | Other Gases | ST |  | J | X | X |  |  | 1 | 0.7 | 0.8 | 0.8 | 0.2 | N |  |  | OP | X | 1 | 1948 | Pre-2000 |  |  | Y | Industrial CHP | Customer Sited | Other | 7 | T | OG | Non-Renewable | 0 | 1 | 0 | 1
Operable | 61978 | Convergent Energy and Power LP |  | 57710 | Stephentown Spindle | NY | Restructured | Rensselaer | SRS1 | Flywheels | FW |  | W | X | X | BEACON__LESR | BEACON__LESR | 20 |  | 20 | 20 | 1 | N |  |  | OP | X | 1 | 2011 | 2011 |  |  | N | IPP Non-CHP | IPP | IPP | 2 | X | MWH | Other | 0 | 0 | 0 | 0
Operable | 61978 | Convergent Energy and Power LP |  | 57716 | Hazle Spindle | PA | Restructured | Luzerne | HRS1 | Flywheels | FW |  | W | X | X | HAZELPL 69 KV HAZELFW | HAZELPL 69 KV HAZELFW | 20 |  | 20 | 20 | 1 | N |  |  | OP | X | 9 | 2013 | 2013 |  |  | N | IPP Non-CHP | IPP | IPP | 2 | X | MWH | Other | 0 | 0 | 0 | 0
Operable | 61978 | Convergent Energy and Power LP |  | 60641 | Henrietta D Energy Storage LLC | CA | Vertical | Kings | HDES1 | Batteries | BA |  | W | X | X | HENRTA_6_HDEBT1 | HENRTA_6_HDEBT1 | 10 |  | 10 | 10 | 0.1 | N |  |  | OP | X | 11 | 2021 | 2021 |  |  | N | IPP Non-CHP | IPP | IPP | 2 | X | MWH | Other | 0 | 0 | 0 | 0
Operable | 61978 | Convergent Energy and Power LP |  | 62497 | Orange County Energy Storage 2 | CA | Vertical | Orange | OCES2 | Batteries | BA |  | W | X | X | JOHANNA_6_N06 | JOHANNA_6_N06 | 9 |  | 9 | 9 | 0.1 | N |  |  | OP | X | 11 | 2021 | 2021 |  |  | N | IPP Non-CHP | IPP | IPP | 2 | X | MWH | Other | 0 | 0 | 0 | 0
Operable | 61978 | Convergent Energy and Power LP |  | 62499 | Orange County Energy Storage 3 | CA | Vertical | Orange | OCES3 | Batteries | BA |  | W | X | X | JOHANNA_6_N07 | JOHANNA_6_N07 | 6 |  | 6 | 6 | 0.1 | N |  |  | OP | X | 11 | 2021 | 2021 |  |  | N | IPP Non-CHP | IPP | IPP | 2 | X | MWH | Other | 0 | 0 | 0 | 0
Operable | 61978 | Convergent Energy and Power LP |  | 66499 | Federalsburg Energy Storage 1 LLC | MD | Restructured | Caroline | FDBA1 | Batteries | BA |  | S | X | X |  |  | 1.2 |  | 1.2 | 1.2 |  | N |  |  | OP | X | 11 | 2021 | 2021 |  |  | N | IPP Non-CHP | IPP | IPP | 2 | X | MWH | Other | 0 | 0 | 0 | 0
Operable | 61978 | Convergent Energy and Power LP |  | 66499 | Federalsburg Energy Storage 1 LLC | MD | Restructured | Caroline | FDPV1 | Solar Photovoltaic | PV |  | S | X | X |  |  | 0.8 |  | 0.8 | 0.8 |  | N |  |  | OP | X | 11 | 2021 | 2021 |  |  | N | IPP Non-CHP | IPP | IPP | 2 | X | SUN | Renewable | 0.8 | 0 | 1 | 0
Operable | 61978 | Convergent Energy and Power LP |  | 66501 | Cicero Energy Storage 1 LLC | NY | Restructured | Onondaga | CCBA1 | Batteries | BA |  | S | X | X |  |  | 5 |  | 5 | 5 |  | N |  |  | OP | X | 3 | 2022 | 2022 |  |  | N | IPP Non-CHP | IPP | IPP | 2 | X | MWH | Other | 0 | 0 | 0 | 0
Operable | 61978 | Convergent Energy and Power LP |  | 66501 | Cicero Energy Storage 1 LLC | NY | Restructured | Onondaga | CCPV1 | Solar Photovoltaic | PV |  | S | X | X |  |  | 5 |  | 5 | 5 |  | N |  |  | OP | X | 3 | 2022 | 2022 |  |  | N | IPP Non-CHP | IPP | IPP | 2 | X | SUN | Renewable | 5 | 0 | 1 | 0
Operable | 61978 | Convergent Energy and Power LP |  | 66503 | Cicero Energy Storage 2 LLC | NY | Restructured | Onondaga | CCBA2 | Batteries | BA |  | S | X | X |  |  | 5 |  | 5 | 5 |  | N |  |  | OP | X | 3 | 2022 | 2022 |  |  | N | IPP Non-CHP | IPP | IPP | 2 | X | MWH | Other | 0 | 0 | 0 | 0
Operable | 61978 | Convergent Energy and Power LP |  | 66503 | Cicero Energy Storage 2 LLC | NY | Restructured | Onondaga | CCPV2 | Solar Photovoltaic | PV |  | S | X | X |  |  | 5 |  | 5 | 5 |  | N |  |  | OP | X | 3 | 2022 | 2022 |  |  | N | IPP Non-CHP | IPP | IPP | 2 | X | SUN | Renewable | 5 | 0 | 1 | 0
Operable | 4277 | Converse Energy Inc |  | 52049 | Clifton Dam 3 Power Station | SC | Vertical | Spartanburg | 1H | Conventional Hydroelectric | HY |  | S | X | X |  |  | 0.7 | 0.8 | 0.7 | 0.7 | 0.1 | N |  |  | OP | X | 4 | 1987 | Pre-2000 |  |  | N | IPP Non-CHP | IPP | IPP | 2 | X | WAT | Renewable | 0.7 | 0 | 1 | 0
Operable | 4277 | Converse Energy Inc |  | 52049 | Clifton Dam 3 Power Station | SC | Vertical | Spartanburg | 2V | Conventional Hydroelectric | HY |  | S | X | X |  |  | 0.5 | 0.8 | 0.5 | 0.5 | 0.1 | N |  |  | OP | X | 8 | 1985 | Pre-2000 |  |  | N | IPP Non-CHP | IPP | IPP | 2 | X | WAT | Renewable | 0.5 | 0 | 1 | 0
Operable | 65726 | Coogee Solar, LLC |  | 66712 | Coogee Solar | NC | Vertical | Pamlico | COOGE | Solar Photovoltaic | PV |  | S | X | X |  |  | 5 |  | 5 | 5 |  | N |  |  | OP | X | 12 | 2021 | 2021 |  |  | N | IPP Non-CHP | IPP | IPP | 2 | X | SUN | Renewable | 5 | 0 | 1 | 0
Operable | 63414 | Cool Springs Solar, LLC |  | 63721 | Cool Springs Solar (Hybrid) | GA | Vertical | Decatur | COOLS | Solar Photovoltaic | PV |  | S | X | X |  |  | 213 |  | 213 | 213 | 0.1 | N |  |  | OP | X | 12 | 2021 | 2021 |  |  | N | IPP Non-CHP | IPP | IPP | 2 | X | SUN | Renewable | 213 | 0 | 1 | 0
Operable | 63414 | Cool Springs Solar, LLC |  | 63721 | Cool Springs Solar (Hybrid) | GA | Vertical | Decatur | CSBAT | Batteries | BA |  | S | X | X |  |  | 40 |  | 40 | 40 | 0.1 | N |  |  | OP | X | 12 | 2021 | 2021 |  |  | N | IPP Non-CHP | IPP | IPP | 2 | X | MWH | Other | 0 | 0 | 0 | 0
Operable | 64487 | Coolangatta Solar LLC |  | 65084 | Pitkin County Solar | CO | Vertical | Pitkin | PTKN | Solar Photovoltaic | PV |  | W | X | X |  |  | 5 | 0.85 | 5 | 5 |  | N |  |  | OP | X | 10 | 2021 | 2021 |  |  | N | IPP Non-CHP | IPP | IPP | 2 | X | SUN | Renewable | 5 | 0 | 1 | 0
Operable | 61540 | Coolidge Solar I, LLC |  | 61959 | Coolidge Solar 1, LLC | VT | Vertical | Windsor | COLS | Solar Photovoltaic | PV |  | S | X | X |  |  | 19.6 |  | 19.6 | 19.6 |  | N |  |  | OP | X | 12 | 2018 | 2018 |  |  | N | IPP Non-CHP | IPP | IPP | 2 | X | SUN | Renewable | 19.6 | 0 | 1 | 0
Operable | 56912 | Cooper Hatchery Inc. |  | 57570 | Cooper Farms VW Project | OH | Restructured | Van Wert | WTG | Onshore Wind Turbine | WT |  | S | X | X |  |  | 4.5 |  | 4.5 | 4.5 | 4.5 | N |  |  | OP | X | 3 | 2012 | 2012 |  |  | N | Industrial Non-CHP | Customer Sited | Other | 6 | X | WND | Renewable | 4.5 | 0 | 1 | 0
Operable | 17568 | Cooperative Energy |  | 2068 | Benndale | MS | Vertical | George | BENU1 | Natural Gas Internal Combustion Engine | IC |  | S | X | X | SME.BENN_R_U1 |  | 14.2 | 0.8 | 11.3 | 11.3 | 1.2 | N |  |  | OP | X | 4 | 2020 | 2020 |  |  | N | Electric Utility | Utility | Cooperative | 1 | X | NG | Non-Renewable | 0 | 14.2 | 0 | 1
Operable | 17568 | Cooperative Energy |  | 2068 | Benndale | MS | Vertical | George | BENU2 | Natural Gas Internal Combustion Engine | IC |  | S | X | X | SME.BENN_R_U2 |  | 14.2 | 0.8 | 11.3 | 11.3 | 1.2 | N |  |  | OP | X | 4 | 2020 | 2020 |  |  | N | Electric Utility | Utility | Cooperative | 1 | X | NG | Non-Renewable | 0 | 14.2 | 0 | 1
Operable | 17568 | Cooperative Energy |  | 2070 | Moselle | MS | Vertical | Jones | 1 | Natural Gas Fired Combined Cycle | CA | CC1 | S | Y | X | SME.MOS_STG_1 |  | 59 | 0.85 | 59 | 59 | 36 | N |  |  | OP | X | 8 | 1970 | Pre-2000 |  |  | N | Electric Utility | Utility | Cooperative | 1 | X | NG | Non-Renewable | 0 | 59 | 0 | 1
Operable | 17568 | Cooperative Energy |  | 2070 | Moselle | MS | Vertical | Jones | 2 | Natural Gas Fired Combined Cycle | CA | CC2 | S | Y | X | SME.MOS_STG_2 |  | 59 | 0.85 | 59 | 59 | 36 | N |  |  | OP | X | 8 | 1970 | Pre-2000 |  |  | N | Electric Utility | Utility | Cooperative | 1 | X | NG | Non-Renewable | 0 | 59 | 0 | 1
Operable | 17568 | Cooperative Energy |  | 2070 | Moselle | MS | Vertical | Jones | 3 | Natural Gas Steam Turbine | ST |  | S | X | X | SME.MOS_3 |  | 59 | 0.85 | 59 | 59 | 36 | N |  |  | OP | X | 8 | 1970 | Pre-2000 | 1 | 2025 | N | Electric Utility | Utility | Cooperative | 1 | X | NG | Non-Renewable | 0 | 59 | 0 | 1 | RFO
Operable | 17568 | Cooperative Energy |  | 2070 | Moselle | MS | Vertical | Jones | 4 | Natural Gas Fired Combustion Turbine | GT |  | S | X | X | SME.MOS_4 |  | 83 | 0.85 | 75 | 83 | 53 | N |  |  | OP | X | 6 | 1997 | Pre-2000 |  |  | N | Electric Utility | Utility | Cooperative | 1 | X | NG | Non-Renewable | 0 | 83 | 0 | 1 | DFO
Operable | 17568 | Cooperative Energy |  | 2070 | Moselle | MS | Vertical | Jones | 5 | Natural Gas Fired Combustion Turbine | GT |  | S | X | X | SME.MOS_5 |  | 83.5 | 0.85 | 75 | 83.5 | 53 | N |  |  | OP | X | 6 | 2006 | 2006 |  |  | N | Electric Utility | Utility | Cooperative | 1 | X | NG | Non-Renewable | 0 | 83.5 | 0 | 1
Operable | 17568 | Cooperative Energy |  | 2070 | Moselle | MS | Vertical | Jones | GTG1 | Natural Gas Fired Combined Cycle | CT | CC1 | S | X | Y | SME.MOS_CTG_1 |  | 83.5 | 0.85 | 75 | 83.5 | 53 | N |  |  | OP | X | 5 | 2012 | 2012 |  |  | N | Electric Utility | Utility | Cooperative | 1 | X | NG | Non-Renewable | 0 | 83.5 | 0 | 1
Operable | 17568 | Cooperative Energy |  | 2070 | Moselle | MS | Vertical | Jones | GTG2 | Natural Gas Fired Combined Cycle | CT | CC2 | S | X | Y | SME.MOS_CTG_2 |  | 83.5 | 0.85 | 75 | 83.5 | 53 | N |  |  | OP | X | 11 | 2012 | 2012 |  |  | N | Electric Utility | Utility | Cooperative | 1 | X | NG | Non-Renewable | 0 | 83.5 | 0 | 1
Operable | 17568 | Cooperative Energy |  | 6061 | R D Morrow | MS | Vertical | Lamar | MOR1 | Natural Gas Fired Combined Cycle | CA | CC1 | S | N | X | SME.MOR_STG1 |  | 156 | 0.85 | 155 | 168.1 | 84.5 | N |  |  | OP | X | 3 | 2023 | 2023 |  |  | N | Electric Utility | Utility | Cooperative | 1 | X | NG | Non-Renewable | 0 | 156 | 0 | 1
Operable | 17568 | Cooperative Energy |  | 6061 | R D Morrow | MS | Vertical | Lamar | MOR2 | Natural Gas Fired Combined Cycle | CT | CC1 | S | X | Y | SME.MOR_CTG1 |  | 402 | 0.85 | 375.5 | 408.4 | 139 | N |  |  | OP | X | 3 | 2023 | 2023 |  |  | N | Electric Utility | Utility | Cooperative | 1 | X | NG | Non-Renewable | 0 | 402 | 0 | 1
Operable | 17568 | Cooperative Energy |  | 7988 | Silver Creek | MS | Vertical | Jefferson Davis | 1 | Natural Gas Fired Combustion Turbine | GT |  | S | X | X | SME.SLVRCRK_1 |  | 83.5 | 0.85 | 75 | 83.5 | 53 | N |  |  | OP | X | 6 | 2003 | 2003 |  |  | N | Electric Utility | Utility | Cooperative | 1 | X | NG | Non-Renewable | 0 | 83.5 | 0 | 1
Operable | 17568 | Cooperative Energy |  | 7988 | Silver Creek | MS | Vertical | Jefferson Davis | 2 | Natural Gas Fired Combustion Turbine | GT |  | S | X | X | SME.SLVRCRK_2 |  | 83.5 | 0.85 | 75 | 83.5 | 53 | N |  |  | OP | X | 6 | 2004 | 2004 |  |  | N | Electric Utility | Utility | Cooperative | 1 | X | NG | Non-Renewable | 0 | 83.5 | 0 | 1
Operable | 17568 | Cooperative Energy |  | 7988 | Silver Creek | MS | Vertical | Jefferson Davis | 3 | Natural Gas Fired Combustion Turbine | GT |  | S | X | X | SME.SLVRCRK_3 |  | 83.5 | 0.85 | 75 | 83.5 | 53 | N |  |  | OP | X | 6 | 2005 | 2005 |  |  | N | Electric Utility | Utility | Cooperative | 1 | X | NG | Non-Renewable | 0 | 83.5 | 0 | 1
Operable | 17568 | Cooperative Energy |  | 7989 | Sylvarena | MS | Vertical | Smith | 1 | Natural Gas Fired Combustion Turbine | GT |  | S | X | X | SME.SYLV_1 |  | 47 | 0.85 | 43 | 47 | 24 | N |  |  | OP | X | 7 | 2003 | 2003 |  |  | N | Electric Utility | Utility | Cooperative | 1 | X | NG | Non-Renewable | 0 | 47 | 0 | 1
Operable | 17568 | Cooperative Energy |  | 7989 | Sylvarena | MS | Vertical | Smith | 2 | Natural Gas Fired Combustion Turbine | GT |  | S | X | X | SME.SYLV_2 |  | 47 | 0.85 | 43 | 47 | 24 | N |  |  | OP | X | 7 | 2003 | 2003 |  |  | N | Electric Utility | Utility | Cooperative | 1 | X | NG | Non-Renewable | 0 | 47 | 0 | 1
Operable | 17568 | Cooperative Energy |  | 7989 | Sylvarena | MS | Vertical | Smith | 3 | Natural Gas Fired Combustion Turbine | GT |  | S | X | X | SME.SYLV_3 |  | 47 | 0.85 | 43 | 47 | 24 | N |  |  | OP | X | 7 | 2003 | 2003 |  |  | N | Electric Utility | Utility | Cooperative | 1 | X | NG | Non-Renewable | 0 | 47 | 0 | 1
Operable | 17568 | Cooperative Energy |  | 55063 | Batesville Generation Facility | MS | Vertical | Panola | CTG1 | Natural Gas Fired Combined Cycle | CT | CC1 | S | X | N | SME.BATESV_1 |  | 184.5 | 0.9 | 176 | 184.5 | 115 | N |  |  | OP | X | 8 | 2000 | 2000 |  |  | N | Electric Utility | Utility | Cooperative | 1 | X | NG | Non-Renewable | 0 | 184.5 | 0 | 1
Operable | 17568 | Cooperative Energy |  | 55063 | Batesville Generation Facility | MS | Vertical | Panola | CTG2 | Natural Gas Fired Combined Cycle | CT | CC2 | S | X | N | SME.BATESV_2 |  | 184.5 | 0.9 | 176 | 184.5 | 115 | N |  |  | OP | X | 8 | 2000 | 2000 |  |  | N | Electric Utility | Utility | Cooperative | 1 | X | NG | Non-Renewable | 0 | 184.5 | 0 | 1
Operable | 17568 | Cooperative Energy |  | 55063 | Batesville Generation Facility | MS | Vertical | Panola | CTG3 | Natural Gas Fired Combined Cycle | CT | CC3 | S | X | N | SME.BATESV_3 |  | 184.5 | 0.9 | 176 | 184.5 | 115 | N |  |  | OP | X | 8 | 2000 | 2000 |  |  | N | Electric Utility | Utility | Cooperative | 1 | X | NG | Non-Renewable | 0 | 184.5 | 0 | 1
Operable | 17568 | Cooperative Energy |  | 55063 | Batesville Generation Facility | MS | Vertical | Panola | STG1 | Natural Gas Fired Combined Cycle | CA | CC1 | S | Y | X | SME.BATESV_1 |  | 112.5 | 0.9 | 110 | 110 | 40 | N |  |  | OP | X | 8 | 2000 | 2000 |  |  | N | Electric Utility | Utility | Cooperative | 1 | X | NG | Non-Renewable | 0 | 112.5 | 0 | 1
Operable | 17568 | Cooperative Energy |  | 55063 | Batesville Generation Facility | MS | Vertical | Panola | STG2 | Natural Gas Fired Combined Cycle | CA | CC2 | S | Y | X | SME.BATESV_2 |  | 112.5 | 0.9 | 110 | 110 | 40 | N |  |  | OP | X | 8 | 2000 | 2000 |  |  | N | Electric Utility | Utility | Cooperative | 1 | X | NG | Non-Renewable | 0 | 112.5 | 0 | 1
Operable | 17568 | Cooperative Energy |  | 55063 | Batesville Generation Facility | MS | Vertical | Panola | STG3 | Natural Gas Fired Combined Cycle | CA | CC3 | S | Y | X | SME.BATESV_3 |  | 112.5 | 0.9 | 110 | 110 | 40 | N |  |  | OP | X | 8 | 2000 | 2000 |  |  | N | Electric Utility | Utility | Cooperative | 1 | X | NG | Non-Renewable | 0 | 112.5 | 0 | 1
Operable | 4329 | Copper Valley Elec Assn, Inc |  | 390 | Solomon Gulch | AK | Vertical | Valdez Cordova | 1 | Conventional Hydroelectric | HY |  | S | X | X |  |  | 6 | 0.8 | 6 | 6 | 0.5 | N |  |  | OP | X | 1 | 1982 | Pre-2000 |  |  | N | Electric Utility | Utility | Cooperative | 1 | X | WAT | Renewable | 6 | 0 | 1 | 0
Operable | 4329 | Copper Valley Elec Assn, Inc |  | 390 | Solomon Gulch | AK | Vertical | Valdez Cordova | 2 | Conventional Hydroelectric | HY |  | S | X | X |  |  | 6 | 0.8 | 6 | 6 | 0.5 | N |  |  | OP | X | 1 | 1982 | Pre-2000 |  |  | N | Electric Utility | Utility | Cooperative | 1 | X | WAT | Renewable | 6 | 0 | 1 | 0
Operable | 4329 | Copper Valley Elec Assn, Inc |  | 6305 | Glennallen | AK | Vertical | Valdez Cordova | 6 | Petroleum Liquids | IC |  | S | X | X |  |  | 2.6 | 0.8 | 2.5 | 2.5 | 0.5 | N |  |  | OP | X | 5 | 1976 | Pre-2000 |  |  | N | Electric Utility | Utility | Cooperative | 1 | X | DFO | Non-Renewable | 0 | 2.6 | 0 | 1
Operable | 4329 | Copper Valley Elec Assn, Inc |  | 6305 | Glennallen | AK | Vertical | Valdez Cordova | 7 | Petroleum Liquids | IC |  | S | X | X |  |  | 2.6 | 0.8 | 2.5 | 2.5 | 0.5 | N |  |  | OP | X | 5 | 1976 | Pre-2000 |  |  | N | Electric Utility | Utility | Cooperative | 1 | X | DFO | Non-Renewable | 0 | 2.6 | 0 | 1
Operable | 4329 | Copper Valley Elec Assn, Inc |  | 6305 | Glennallen | AK | Vertical | Valdez Cordova | 8 | Petroleum Liquids | IC |  | S | X | X |  |  | 1.2 | 0.8 | 1.2 | 1.2 | 0.2 | N |  |  | OP | X | 2 | 1999 | Pre-2000 |  |  | N | Electric Utility | Utility | Cooperative | 1 | X | DFO | Non-Renewable | 0 | 1.2 | 0 | 1
Operable | 4329 | Copper Valley Elec Assn, Inc |  | 6305 | Glennallen | AK | Vertical | Valdez Cordova | 9 | Petroleum Liquids | IC |  | S | X | X |  |  | 2.8 | 0.8 | 2.8 | 2.8 | 0.5 | N |  |  | OP | X | 5 | 2010 | 2010 |  |  | N | Electric Utility | Utility | Cooperative | 1 | X | DFO | Non-Renewable | 0 | 2.8 | 0 | 1
Operable | 4329 | Copper Valley Elec Assn, Inc |  | 6306 | Valdez | AK | Vertical | Valdez Cordova | 11 | Petroleum Liquids | IC |  | S | X | X |  |  | 1.6 | 0.8 | 1.6 | 1.6 | 0.1 | N |  |  | OP | X | 6 | 2017 | 2017 |  |  | N | Electric Utility | Utility | Cooperative | 1 | X | DFO | Non-Renewable | 0 | 1.6 | 0 | 1
Operable | 4329 | Copper Valley Elec Assn, Inc |  | 6306 | Valdez | AK | Vertical | Valdez Cordova | 12 | Petroleum Liquids | IC |  | S | X | X |  |  | 1.6 | 0.8 | 1.6 | 1.6 | 0.1 | N |  |  | OP | X | 6 | 2017 | 2017 |  |  | N | Electric Utility | Utility | Cooperative | 1 | X | DFO | Non-Renewable | 0 | 1.6 | 0 | 1
Operable | 4329 | Copper Valley Elec Assn, Inc |  | 6306 | Valdez | AK | Vertical | Valdez Cordova | 4 | Petroleum Liquids | IC |  | S | X | X |  |  | 1.9 | 0.8 | 1.5 | 1.5 | 0.2 | N |  |  | OP | X | 10 | 1972 | Pre-2000 |  |  | N | Electric Utility | Utility | Cooperative | 1 | X | DFO | Non-Renewable | 0 | 1.9 | 0 | 1
Operable | 4329 | Copper Valley Elec Assn, Inc |  | 6306 | Valdez | AK | Vertical | Valdez Cordova | 5 | Petroleum Liquids | IC |  | S | X | X |  |  | 2.6 | 0.8 | 2 | 2 | 0.5 | N |  |  | OP | X | 6 | 1975 | Pre-2000 |  |  | N | Electric Utility | Utility | Cooperative | 1 | X | DFO | Non-Renewable | 0 | 2.6 | 0 | 1
Operable | 4329 | Copper Valley Elec Assn, Inc |  | 6306 | Valdez | AK | Vertical | Valdez Cordova | 6 | Petroleum Liquids | IC |  | S | X | X |  |  | 0.9 | 0.8 | 0.8 | 0.8 | 0.1 | N |  |  | OP | X | 8 | 1974 | Pre-2000 |  |  | N | Electric Utility | Utility | Cooperative | 1 | X | DFO | Non-Renewable | 0 | 0.9 | 0 | 1
Operable | 4329 | Copper Valley Elec Assn, Inc |  | 7841 | Valdez Cogen | AK | Vertical | Valdez Cordova | 1 | Petroleum Liquids | GT |  | S | X | X |  |  | 5.3 | 0.8 | 5.1 | 5.3 | 1 | N |  |  | OP | X | 4 | 2000 | 2000 |  |  | Y | Electric Utility | Utility | Cooperative | 1 | T | WO | Non-Renewable | 0 | 5.3 | 0 | 1
Operable | 4329 | Copper Valley Elec Assn, Inc |  | 58982 | Allison Creek Hydro | AK | Vertical | Valdez Cordova | GEN1 | Conventional Hydroelectric | HY |  | S | X | X |  |  | 6.5 | 0.9 | 6.5 | 6.5 | 0.3 | N |  |  | OP | X | 10 | 2016 | 2016 |  |  | N | Electric Utility | Utility | Cooperative | 1 | X | WAT | Renewable | 6.5 | 0 | 1 | 0
Operable | 60081 | Coram California Development, L.P. |  | 57962 | Brookfield Tehachapi 1 | CA | Vertical | Kern | BT1 | Onshore Wind Turbine | WT |  | W | X | X |  |  | 102 |  | 102 | 102 | 1 | N |  |  | OP | X | 3 | 2012 | 2012 |  |  | N | IPP Non-CHP | IPP | IPP | 2 | X | WND | Renewable | 102 | 0 | 1 | 0
Operable | 64167 | Corazon Energy LLC |  | 64538 | Corazon Energy LLC | TX | Restructured | Webb | KOV4A | Solar Photovoltaic | PV |  | S | X | X |  |  | 200 | 1 | 200 | 200 |  | N |  |  | OP | X | 8 | 2021 | 2021 |  |  | N | IPP Non-CHP | IPP | IPP | 2 | X | SUN | Renewable | 200 | 0 | 1 | 0
Operable | 40215 | Cordova Electric Coop, Inc |  | 789 | Orca | AK | Vertical | Valdez Cordova | 3 | Petroleum Liquids | IC |  | S | X | X |  |  | 2.5 | 0.8 | 2.5 | 2.5 | 1.5 | N |  |  | OP | X | 10 | 1984 | Pre-2000 |  |  | N | Electric Utility | Utility | Cooperative | 1 | X | DFO | Non-Renewable | 0 | 2.5 | 0 | 1
Operable | 40215 | Cordova Electric Coop, Inc |  | 789 | Orca | AK | Vertical | Valdez Cordova | 4 | Petroleum Liquids | IC |  | S | X | X |  |  | 2.4 | 0.8 | 2.4 | 2.4 | 1.4 | N |  |  | OP | X | 10 | 1984 | Pre-2000 | 6 | 2024 | N | Electric Utility | Utility | Cooperative | 1 | X | DFO | Non-Renewable | 0 | 2.4 | 0 | 1
Operable | 40215 | Cordova Electric Coop, Inc |  | 789 | Orca | AK | Vertical | Valdez Cordova | 5 | Petroleum Liquids | IC |  | S | X | X |  |  | 1.1 | 0.8 | 1.1 | 1.1 | 0.7 | N |  |  | OA | X | 3 | 2000 | 2000 |  |  | N | Electric Utility | Utility | Cooperative | 1 | X | DFO | Non-Renewable | 0 | 1.1 | 0 | 1
Operable | 40215 | Cordova Electric Coop, Inc |  | 789 | Orca | AK | Vertical | Valdez Cordova | 6A | Petroleum Liquids | IC |  | S | X | X |  |  | 1.5 | 0.8 | 1.5 | 1.5 | 0.5 | N |  |  | OP | X | 6 | 2023 | 2023 |  |  | N | Electric Utility | Utility | Cooperative | 1 | X | DFO | Non-Renewable | 0 | 1.5 | 0 | 1
Operable | 40215 | Cordova Electric Coop, Inc |  | 789 | Orca | AK | Vertical | Valdez Cordova | 7 | Petroleum Liquids | IC |  | S | X | X |  |  | 3.6 | 0.8 | 3.6 | 3.6 | 2.2 | N |  |  | OP | X | 7 | 2009 | 2009 |  |  | N | Electric Utility | Utility | Cooperative | 1 | X | DFO | Non-Renewable | 0 | 3.6 | 0 | 1
Operable | 40215 | Cordova Electric Coop, Inc |  | 7042 | Humpback Creek | AK | Vertical | Valdez Cordova | 1 | Conventional Hydroelectric | HY |  | S | X | X |  |  | 0.5 | 0.8 | 0.4 | 0.4 | 0.2 | N |  |  | OP | X | 6 | 1991 | Pre-2000 |  |  | N | Electric Utility | Utility | Cooperative | 1 | X | WAT | Renewable | 0.5 | 0 | 1 | 0
Operable | 40215 | Cordova Electric Coop, Inc |  | 7042 | Humpback Creek | AK | Vertical | Valdez Cordova | 2 | Conventional Hydroelectric | HY |  | S | X | X |  |  | 0.5 | 0.8 | 0.4 | 0.4 | 0.2 | N |  |  | OP | X | 6 | 1991 | Pre-2000 |  |  | N | Electric Utility | Utility | Cooperative | 1 | X | WAT | Renewable | 0.5 | 0 | 1 | 0
Operable | 40215 | Cordova Electric Coop, Inc |  | 7042 | Humpback Creek | AK | Vertical | Valdez Cordova | 3 | Conventional Hydroelectric | HY |  | S | X | X |  |  | 0.2 | 0.8 | 0.2 | 0.2 | 0.1 | N |  |  | OP | X | 6 | 1991 | Pre-2000 |  |  | N | Electric Utility | Utility | Cooperative | 1 | X | WAT | Renewable | 0.2 | 0 | 1 | 0
Operable | 40215 | Cordova Electric Coop, Inc |  | 7862 | Power Creek | AK | Vertical | Valdez Cordova | 4 | Conventional Hydroelectric | HY |  | S | X | X |  |  | 3 | 0.8 | 2.8 | 2.7 | 0.1 | N |  |  | OP | X | 11 | 2001 | 2001 |  |  | N | Electric Utility | Utility | Cooperative | 1 | X | WAT | Renewable | 3 | 0 | 1 | 0
Operable | 40215 | Cordova Electric Coop, Inc |  | 7862 | Power Creek | AK | Vertical | Valdez Cordova | 5 | Conventional Hydroelectric | HY |  | S | X | X |  |  | 3 | 0.8 | 2.8 | 2.7 | 0.1 | N |  |  | OP | X | 11 | 2001 | 2001 |  |  | N | Electric Utility | Utility | Cooperative | 1 | X | WAT | Renewable | 3 | 0 | 1 | 0
Operable | 40215 | Cordova Electric Coop, Inc |  | 62714 | Eyak Service Center BESS | AK | Vertical | Valdez Cordova | BESS1 | Batteries | BA |  | S | X | X |  |  | 1 |  | 1 | 1 | 0 | N |  |  | OP | X | 8 | 2019 | 2019 |  |  | N | Electric Utility | Utility | Cooperative | 1 | X | MWH | Other | 0 | 0 | 0 | 0
Operable | 4210 | Cordova Energy Co LLC |  | 55188 | Cordova Energy | IL | Restructured | Rock Island | PT11 | Natural Gas Fired Combined Cycle | CT | CC1 | S | X | N | 32417721 | 32417721 | 210 | 0.85 | 165 | 205 | 147 | N |  |  | OP | X | 6 | 2001 | 2001 |  |  | N | IPP Non-CHP | IPP | IPP | 2 | X | NG | Non-Renewable | 0 | 210 | 0 | 1
Operable | 4210 | Cordova Energy Co LLC |  | 55188 | Cordova Energy | IL | Restructured | Rock Island | PT21 | Natural Gas Fired Combined Cycle | CT | CC1 | S | X | N | 32417723 | 32417723 | 210 | 0.85 | 165 | 205 | 147 | N |  |  | OP | X | 6 | 2001 | 2001 |  |  | N | IPP Non-CHP | IPP | IPP | 2 | X | NG | Non-Renewable | 0 | 210 | 0 | 1
Operable | 4210 | Cordova Energy Co LLC |  | 55188 | Cordova Energy | IL | Restructured | Rock Island | PT31 | Natural Gas Fired Combined Cycle | CA | CC1 | S | N | X | 32417725 | 32417725 | 191.2 | 0.85 | 191.2 | 191.2 | 134 | N |  |  | OP | X | 6 | 2001 | 2001 |  |  | N | IPP Non-CHP | IPP | IPP | 2 | X | NG | Non-Renewable | 0 | 191.2 | 0 | 1
Operable | 61089 | CoreSite Real Estate 1656 McCarthy, L.P. |  | 61475 | CoreSite Real Estate 1656 McCarthy, L.P. | CA | Vertical | Santa Clara | G-1 | Petroleum Liquids | IC |  | S | X | X |  |  | 1 | 1 | 1 | 1 | 0.5 | N |  |  | SB | N | 1 | 2000 | 2000 |  |  | N | Commercial Non-CHP | Customer Sited | Other | 4 | X | DFO | Non-Renewable | 0 | 1 | 0 | 1
Operable | 61089 | CoreSite Real Estate 1656 McCarthy, L.P. |  | 61475 | CoreSite Real Estate 1656 McCarthy, L.P. | CA | Vertical | Santa Clara | G-2 | Petroleum Liquids | IC |  | S | X | X |  |  | 1 | 1 | 1 | 1 | 0.5 | N |  |  | SB | N | 1 | 2000 | 2000 |  |  | N | Commercial Non-CHP | Customer Sited | Other | 4 | X | DFO | Non-Renewable | 0 | 1 | 0 | 1
Operable | 61089 | CoreSite Real Estate 1656 McCarthy, L.P. |  | 61475 | CoreSite Real Estate 1656 McCarthy, L.P. | CA | Vertical | Santa Clara | G-3 | Petroleum Liquids | IC |  | S | X | X |  |  | 1 | 1 | 1 | 1 | 0.5 | N |  |  | SB | N | 1 | 2000 | 2000 |  |  | N | Commercial Non-CHP | Customer Sited | Other | 4 | X | DFO | Non-Renewable | 0 | 1 | 0 | 1
Operable | 61089 | CoreSite Real Estate 1656 McCarthy, L.P. |  | 61475 | CoreSite Real Estate 1656 McCarthy, L.P. | CA | Vertical | Santa Clara | G-4 | Petroleum Liquids | IC |  | S | X | X |  |  | 1 | 1 | 1 | 1 | 0.5 | N |  |  | SB | N | 1 | 2000 | 2000 |  |  | N | Commercial Non-CHP | Customer Sited | Other | 4 | X | DFO | Non-Renewable | 0 | 1 | 0 | 1
Operable | 61089 | CoreSite Real Estate 1656 McCarthy, L.P. |  | 61475 | CoreSite Real Estate 1656 McCarthy, L.P. | CA | Vertical | Santa Clara | G-5 | Petroleum Liquids | IC |  | S | X | X |  |  | 1 | 1 | 1 | 1 | 0.5 | N |  |  | SB | N | 1 | 2000 | 2000 |  |  | N | Commercial Non-CHP | Customer Sited | Other | 4 | X | DFO | Non-Renewable | 0 | 1 | 0 | 1
Operable | 61086 | CoreSite Real Estate 2901 Coronado, L.P. |  | 61476 | CoreSite Real Estate 2901 Coronado, L.P. | CA | Vertical | Santa Clara | G-1 | Petroleum Liquids | IC |  | S | X | X |  |  | 2 | 1 | 2 | 2 | 0.5 | N |  |  | SB | N | 5 | 2010 | 2010 |  |  | N | Commercial Non-CHP | Customer Sited | Other | 4 | X | DFO | Non-Renewable | 0 | 2 | 0 | 1
Operable | 61086 | CoreSite Real Estate 2901 Coronado, L.P. |  | 61476 | CoreSite Real Estate 2901 Coronado, L.P. | CA | Vertical | Santa Clara | G-2 | Petroleum Liquids | IC |  | S | X | X |  |  | 2 | 1 | 2 | 2 | 0.5 | N |  |  | SB | N | 5 | 2010 | 2010 |  |  | N | Commercial Non-CHP | Customer Sited | Other | 4 | X | DFO | Non-Renewable | 0 | 2 | 0 | 1
Operable | 61086 | CoreSite Real Estate 2901 Coronado, L.P. |  | 61476 | CoreSite Real Estate 2901 Coronado, L.P. | CA | Vertical | Santa Clara | G-3 | Petroleum Liquids | IC |  | S | X | X |  |  | 2 | 1 | 2 | 2 | 0.5 | N |  |  | SB | N | 5 | 2010 | 2010 |  |  | N | Commercial Non-CHP | Customer Sited | Other | 4 | X | DFO | Non-Renewable | 0 | 2 | 0 | 1
Operable | 61086 | CoreSite Real Estate 2901 Coronado, L.P. |  | 61476 | CoreSite Real Estate 2901 Coronado, L.P. | CA | Vertical | Santa Clara | G-4 | Petroleum Liquids | IC |  | S | X | X |  |  | 2 | 1 | 2 | 2 | 0.5 | N |  |  | SB | N | 5 | 2010 | 2010 |  |  | N | Commercial Non-CHP | Customer Sited | Other | 4 | X | DFO | Non-Renewable | 0 | 2 | 0 | 1
Operable | 61086 | CoreSite Real Estate 2901 Coronado, L.P. |  | 61476 | CoreSite Real Estate 2901 Coronado, L.P. | CA | Vertical | Santa Clara | G-5 | Petroleum Liquids | IC |  | S | X | X |  |  | 2 | 1 | 2 | 2 | 0.5 | N |  |  | SB | N | 5 | 2010 | 2010 |  |  | N | Commercial Non-CHP | Customer Sited | Other | 4 | X | DFO | Non-Renewable | 0 | 2 | 0 | 1
Operable | 61078 | CoreSite Real Estate 2972 Stender, L.P. |  | 61464 | CoreSite Real Estate 2972 Stender, L.P. | CA | Vertical | Santa Clara | G-1 | Petroleum Liquids | IC |  | S | X | X |  |  | 2 | 1 | 2 | 2 | 0.5 | N |  |  | SB | N | 6 | 2011 | 2011 |  |  | N | Commercial Non-CHP | Customer Sited | Other | 4 | X | DFO | Non-Renewable | 0 | 2 | 0 | 1
Operable | 61078 | CoreSite Real Estate 2972 Stender, L.P. |  | 61464 | CoreSite Real Estate 2972 Stender, L.P. | CA | Vertical | Santa Clara | G-2 | Petroleum Liquids | IC |  | S | X | X |  |  | 2 | 1 | 2 | 2 | 0.5 | N |  |  | SB | N | 6 | 2011 | 2011 |  |  | N | Commercial Non-CHP | Customer Sited | Other | 4 | X | DFO | Non-Renewable | 0 | 2 | 0 | 1
Operable | 61078 | CoreSite Real Estate 2972 Stender, L.P. |  | 61464 | CoreSite Real Estate 2972 Stender, L.P. | CA | Vertical | Santa Clara | G-3 | Petroleum Liquids | IC |  | S | X | X |  |  | 2 | 1 | 2 | 2 | 0.5 | N |  |  | SB | N | 6 | 2011 | 2011 |  |  | N | Commercial Non-CHP | Customer Sited | Other | 4 | X | DFO | Non-Renewable | 0 | 2 | 0 | 1
Operable | 61078 | CoreSite Real Estate 2972 Stender, L.P. |  | 61464 | CoreSite Real Estate 2972 Stender, L.P. | CA | Vertical | Santa Clara | G-4 | Petroleum Liquids | IC |  | S | X | X |  |  | 2 | 1 | 2 | 2 | 0.5 | N |  |  | SB | N | 6 | 2011 | 2011 |  |  | N | Commercial Non-CHP | Customer Sited | Other | 4 | X | DFO | Non-Renewable | 0 | 2 | 0 | 1
Operable | 61078 | CoreSite Real Estate 2972 Stender, L.P. |  | 61464 | CoreSite Real Estate 2972 Stender, L.P. | CA | Vertical | Santa Clara | G-5 | Petroleum Liquids | IC |  | S | X | X |  |  | 2 | 1 | 2 | 2 | 0.5 | N |  |  | SB | N | 6 | 2011 | 2011 |  |  | N | Commercial Non-CHP | Customer Sited | Other | 4 | X | DFO | Non-Renewable | 0 | 2 | 0 | 1
Operable | 61078 | CoreSite Real Estate 2972 Stender, L.P. |  | 61464 | CoreSite Real Estate 2972 Stender, L.P. | CA | Vertical | Santa Clara | G-6 | Petroleum Liquids | IC |  | S | X | X |  |  | 2 | 1 | 2 | 2 | 0.5 | N |  |  | SB | N | 6 | 2011 | 2011 |  |  | N | Commercial Non-CHP | Customer Sited | Other | 4 | X | DFO | Non-Renewable | 0 | 2 | 0 | 1
Operable | 61087 | CoreSite Real Estate 3032 Coronado, L.P. |  | 61482 | CoreSite Real Estate 3032 Coronado, L.P. | CA | Vertical | Santa Clara | G-1 | Petroleum Liquids | IC |  | S | X | X |  |  | 3 | 1 | 3 | 3 | 0.5 | N |  |  | SB | N | 8 | 2015 | 2015 |  |  | N | Commercial Non-CHP | Customer Sited | Other | 4 | X | DFO | Non-Renewable | 0 | 3 | 0 | 1
Operable | 61087 | CoreSite Real Estate 3032 Coronado, L.P. |  | 61482 | CoreSite Real Estate 3032 Coronado, L.P. | CA | Vertical | Santa Clara | G-10 | Petroleum Liquids | IC |  | S | X | X |  |  | 3 | 1 | 3 | 3 | 0.5 | N |  |  | SB | N | 8 | 2015 | 2015 |  |  | N | Commercial Non-CHP | Customer Sited | Other | 4 | X | DFO | Non-Renewable | 0 | 3 | 0 | 1
Operable | 61087 | CoreSite Real Estate 3032 Coronado, L.P. |  | 61482 | CoreSite Real Estate 3032 Coronado, L.P. | CA | Vertical | Santa Clara | G-11 | Petroleum Liquids | IC |  | S | X | X |  |  | 3 | 1 | 3 | 3 | 0.5 | N |  |  | SB | N | 8 | 2015 | 2015 |  |  | N | Commercial Non-CHP | Customer Sited | Other | 4 | X | DFO | Non-Renewable | 0 | 3 | 0 | 1
Operable | 61087 | CoreSite Real Estate 3032 Coronado, L.P. |  | 61482 | CoreSite Real Estate 3032 Coronado, L.P. | CA | Vertical | Santa Clara | G-12 | Petroleum Liquids | IC |  | S | X | X |  |  | 3 | 1 | 3 | 3 | 0.5 | N |  |  | SB | N | 8 | 2015 | 2015 |  |  | N | Commercial Non-CHP | Customer Sited | Other | 4 | X | DFO | Non-Renewable | 0 | 3 | 0 | 1
Operable | 61087 | CoreSite Real Estate 3032 Coronado, L.P. |  | 61482 | CoreSite Real Estate 3032 Coronado, L.P. | CA | Vertical | Santa Clara | G-2 | Petroleum Liquids | IC |  | S | X | X |  |  | 3 | 1 | 3 | 3 | 0.5 | N |  |  | SB | N | 8 | 2015 | 2015 |  |  | N | Commercial Non-CHP | Customer Sited | Other | 4 | X | DFO | Non-Renewable | 0 | 3 | 0 | 1
Operable | 61087 | CoreSite Real Estate 3032 Coronado, L.P. |  | 61482 | CoreSite Real Estate 3032 Coronado, L.P. | CA | Vertical | Santa Clara | G-3 | Petroleum Liquids | IC |  | S | X | X |  |  | 3 | 1 | 3 | 3 | 0.5 | N |  |  | SB | N | 8 | 2015 | 2015 |  |  | N | Commercial Non-CHP | Customer Sited | Other | 4 | X | DFO | Non-Renewable | 0 | 3 | 0 | 1
Operable | 61087 | CoreSite Real Estate 3032 Coronado, L.P. |  | 61482 | CoreSite Real Estate 3032 Coronado, L.P. | CA | Vertical | Santa Clara | G-4 | Petroleum Liquids | IC |  | S | X | X |  |  | 3 | 1 | 3 | 3 | 0.5 | N |  |  | SB | N | 8 | 2015 | 2015 |  |  | N | Commercial Non-CHP | Customer Sited | Other | 4 | X | DFO | Non-Renewable | 0 | 3 | 0 | 1
Operable | 61087 | CoreSite Real Estate 3032 Coronado, L.P. |  | 61482 | CoreSite Real Estate 3032 Coronado, L.P. | CA | Vertical | Santa Clara | G-5 | Petroleum Liquids | IC |  | S | X | X |  |  | 3 | 1 | 3 | 3 | 0.5 | N |  |  | SB | N | 8 | 2015 | 2015 |  |  | N | Commercial Non-CHP | Customer Sited | Other | 4 | X | DFO | Non-Renewable | 0 | 3 | 0 | 1
Operable | 61087 | CoreSite Real Estate 3032 Coronado, L.P. |  | 61482 | CoreSite Real Estate 3032 Coronado, L.P. | CA | Vertical | Santa Clara | G-6 | Petroleum Liquids | IC |  | S | X | X |  |  | 3 | 1 | 3 | 3 | 0.5 | N |  |  | SB | N | 8 | 2015 | 2015 |  |  | N | Commercial Non-CHP | Customer Sited | Other | 4 | X | DFO | Non-Renewable | 0 | 3 | 0 | 1
Operable | 61087 | CoreSite Real Estate 3032 Coronado, L.P. |  | 61482 | CoreSite Real Estate 3032 Coronado, L.P. | CA | Vertical | Santa Clara | G-7 | Petroleum Liquids | IC |  | S | X | X |  |  | 3 | 1 | 3 | 3 | 0.5 | N |  |  | SB | N | 8 | 2015 | 2015 |  |  | N | Commercial Non-CHP | Customer Sited | Other | 4 | X | DFO | Non-Renewable | 0 | 3 | 0 | 1
Operable | 61087 | CoreSite Real Estate 3032 Coronado, L.P. |  | 61482 | CoreSite Real Estate 3032 Coronado, L.P. | CA | Vertical | Santa Clara | G-8 | Petroleum Liquids | IC |  | S | X | X |  |  | 3 | 1 | 3 | 3 | 0.5 | N |  |  | SB | N | 8 | 2015 | 2015 |  |  | N | Commercial Non-CHP | Customer Sited | Other | 4 | X | DFO | Non-Renewable | 0 | 3 | 0 | 1
Operable | 61087 | CoreSite Real Estate 3032 Coronado, L.P. |  | 61482 | CoreSite Real Estate 3032 Coronado, L.P. | CA | Vertical | Santa Clara | G-9 | Petroleum Liquids | IC |  | S | X | X |  |  | 3 | 1 | 3 | 3 | 0.5 | N |  |  | SB | N | 8 | 2015 | 2015 |  |  | N | Commercial Non-CHP | Customer Sited | Other | 4 | X | DFO | Non-Renewable | 0 | 3 | 0 | 1
Operable | 61087 | CoreSite Real Estate 3032 Coronado, L.P. |  | 61482 | CoreSite Real Estate 3032 Coronado, L.P. | CA | Vertical | Santa Clara | S-13 | Petroleum Liquids | IC |  | S | X | X |  |  | 3 | 1 | 3 | 3 | 0.5 | N |  |  | SB | N | 8 | 2015 | 2015 |  |  | N | Commercial Non-CHP | Customer Sited | Other | 4 | X | DFO | Non-Renewable | 0 | 3 | 0 | 1
Operable | 61088 | CoreSite Real Estate 55 S. Market Street, LLC |  | 61474 | CoreSite Real Estate 55 S. Market Street | CA | Vertical | Santa Clara | G-1 | Petroleum Liquids | IC |  | S | X | X |  |  | 2 | 1 | 2 | 2 | 0.5 | N |  |  | SB | N | 10 | 2007 | 2007 |  |  | N | Commercial Non-CHP | Customer Sited | Other | 4 | X | DFO | Non-Renewable | 0 | 2 | 0 | 1
Operable | 61088 | CoreSite Real Estate 55 S. Market Street, LLC |  | 61474 | CoreSite Real Estate 55 S. Market Street | CA | Vertical | Santa Clara | G-2 | Petroleum Liquids | IC |  | S | X | X |  |  | 2 | 1 | 2 | 2 | 0.5 | N |  |  | SB | N | 10 | 2007 | 2007 |  |  | N | Commercial Non-CHP | Customer Sited | Other | 4 | X | DFO | Non-Renewable | 0 | 2 | 0 | 1
Operable | 61088 | CoreSite Real Estate 55 S. Market Street, LLC |  | 61474 | CoreSite Real Estate 55 S. Market Street | CA | Vertical | Santa Clara | G-3 | Petroleum Liquids | IC |  | S | X | X |  |  | 2 | 1 | 2 | 2 | 0.5 | N |  |  | SB | N | 10 | 2007 | 2007 |  |  | N | Commercial Non-CHP | Customer Sited | Other | 4 | X | DFO | Non-Renewable | 0 | 2 | 0 | 1
Operable | 61088 | CoreSite Real Estate 55 S. Market Street, LLC |  | 61474 | CoreSite Real Estate 55 S. Market Street | CA | Vertical | Santa Clara | G-4 | Petroleum Liquids | IC |  | S | X | X |  |  | 2 | 1 | 2 | 2 | 0.5 | N |  |  | SB | N | 10 | 2007 | 2007 |  |  | N | Commercial Non-CHP | Customer Sited | Other | 4 | X | DFO | Non-Renewable | 0 | 2 | 0 | 1
Operable | 13945 | Corewell Health Dearborn Campus |  | 50260 | Corewell Health Dearborn Campus | MI | Vertical | Wayne | 1 2M | Petroleum Liquids | IC |  | S | X | X |  |  | 2 | 0.8 | 2 | 2 | 0 | N |  |  | SB | N | 1 | 2006 | 2006 |  |  | N | Commercial Non-CHP | Customer Sited | Other | 4 | X | DFO | Non-Renewable | 0 | 2 | 0 | 1
Operable | 13945 | Corewell Health Dearborn Campus |  | 50260 | Corewell Health Dearborn Campus | MI | Vertical | Wayne | 2 2M | Petroleum Liquids | IC |  | S | X | X |  |  | 2 | 0.8 | 2 | 2 | 0 | N |  |  | SB | N | 1 | 2006 | 2006 |  |  | N | Commercial Non-CHP | Customer Sited | Other | 4 | X | DFO | Non-Renewable | 0 | 2 | 0 | 1
Operable | 13945 | Corewell Health Dearborn Campus |  | 50260 | Corewell Health Dearborn Campus | MI | Vertical | Wayne | 500A | Petroleum Liquids | IC |  | S | X | X |  |  | 0.5 | 0.8 | 0.5 | 0.5 | 0 | N |  |  | SB | N | 2 | 2006 | 2006 |  |  | N | Commercial Non-CHP | Customer Sited | Other | 4 | X | DFO | Non-Renewable | 0 | 0.5 | 0 | 1
Operable | 60380 | Cork Oak Solar, LLC |  | 60637 | Cork Oak Solar | NC | Vertical | Halifax | NC160 | Solar Photovoltaic | PV |  | S | X | X |  |  | 20 |  | 20 | 20 |  | N |  |  | OP | X | 12 | 2017 | 2017 |  |  | N | IPP Non-CHP | IPP | IPP | 2 | X | SUN | Renewable | 20 | 0 | 1 | 0
Operable | 4363 | Corn Belt Power Coop |  | 1217 | Earl F Wisdom | IA | Vertical | Clay | 1 | Natural Gas Steam Turbine | ST |  | S | X | X | WAUEWISDOMCBUNWISDOM_1_UNIT_RA | WAUE.BEPM.WISDOM1 | 37.5 | 0.85 | 37.5 | 38 | 12 | N |  |  | OP | X | 4 | 1960 | Pre-2000 |  |  | N | Electric Utility | Utility | Cooperative | 1 | X | NG | Non-Renewable | 0 | 37.5 | 0 | 1 | DFO
Operable | 4363 | Corn Belt Power Coop |  | 1217 | Earl F Wisdom | IA | Vertical | Clay | 2 | Natural Gas Fired Combustion Turbine | GT |  | J | X | X | WAUEWISDOMCBUNWISDOM_2_BEPM_RA | WAUE.BEPM.WISDOM2 | 81.6 | 0.85 | 76 | 80 | 45 | N |  |  | OP | X | 4 | 2004 | 2004 |  |  | N | Electric Utility | Utility | Cooperative | 1 | X | NG | Non-Renewable | 0 | 81.6 | 0 | 1 | DFO
Operable | 4386 | Cornell Hydro |  | 10286 | Cornell Hydro | NY | Restructured | Tompkins | 1 | Conventional Hydroelectric | HY |  | S | X | X |  |  | 0.8 | 0.9 | 0.5 | 0.7 | 0.2 | N |  |  | OP | X | 12 | 1981 | Pre-2000 |  |  | N | Commercial Non-CHP | Customer Sited | Other | 4 | X | WAT | Renewable | 0.8 | 0 | 1 | 0
Operable | 4386 | Cornell Hydro |  | 10286 | Cornell Hydro | NY | Restructured | Tompkins | 2 | Conventional Hydroelectric | HY |  | S | X | X |  |  | 1.1 | 0.9 | 1.1 | 1.1 | 0.2 | N |  |  | OP | X | 12 | 1981 | Pre-2000 |  |  | N | Commercial Non-CHP | Customer Sited | Other | 4 | X | WAT | Renewable | 1.1 | 0 | 1 | 0
Operable | 21508 | Cornell University |  | 50368 | Cornell University Central Heat | NY | Restructured | Tompkins | CT1 | Natural Gas Fired Combined Cycle | CT | CT1 | S | X | N | Zone C | Zone C | 15 | 0.8 | 12.3 | 14.5 | 8 | N |  |  | OP | X | 12 | 2009 | 2009 |  |  | Y | Commercial CHP | Customer Sited | Other | 5 | T | NG | Non-Renewable | 0 | 15 | 0 | 1 | DFO
Operable | 21508 | Cornell University |  | 50368 | Cornell University Central Heat | NY | Restructured | Tompkins | CT2 | Natural Gas Fired Combined Cycle | CT | CT2 | S | X | N | Zone C | Zone C | 15 | 0.8 | 12.3 | 14.5 | 8 | N |  |  | OP | X | 12 | 2009 | 2009 |  |  | Y | Commercial CHP | Customer Sited | Other | 5 | T | NG | Non-Renewable | 0 | 15 | 0 | 1 | DFO
Operable | 21508 | Cornell University |  | 50368 | Cornell University Central Heat | NY | Restructured | Tompkins | EDG1 | Petroleum Liquids | IC |  | S | X | X | Zone C | Zone C | 1 | 0.8 | 0.9 | 1 | 0.3 | N |  |  | SB | Y | 12 | 2009 | 2009 |  |  | N | Commercial CHP | Customer Sited | Other | 5 | X | DFO | Non-Renewable | 0 | 1 | 0 | 1
Operable | 21508 | Cornell University |  | 50368 | Cornell University Central Heat | NY | Restructured | Tompkins | EDG2 | Petroleum Liquids | IC |  | S | X | X | Zone C | Zone C | 1 | 0.8 | 0.9 | 1 | 0.3 | N |  |  | SB | Y | 12 | 2009 | 2009 |  |  | N | Commercial CHP | Customer Sited | Other | 5 | X | DFO | Non-Renewable | 0 | 1 | 0 | 1
Operable | 21508 | Cornell University |  | 50368 | Cornell University Central Heat | NY | Restructured | Tompkins | TG1 | Natural Gas Fired Combined Cycle | CA | CT1 | S | Y | X | Zone C | Zone C | 1.8 | 0.8 | 1 | 1.8 | 0.2 | N |  |  | SB | Y | 7 | 1988 | Pre-2000 |  |  | Y | Commercial CHP | Customer Sited | Other | 5 | B | NG | Non-Renewable | 0 | 1.8 | 0 | 1 | DFO
Operable | 21508 | Cornell University |  | 50368 | Cornell University Central Heat | NY | Restructured | Tompkins | TG2 | Natural Gas Fired Combined Cycle | CA | CT2 | S | Y | X | Zone C | Zone C | 5.7 | 0.8 | 5.3 | 5.7 | 0.4 | N |  |  | OP | X | 10 | 1988 | Pre-2000 |  |  | Y | Commercial CHP | Customer Sited | Other | 5 | B | NG | Non-Renewable | 0 | 5.7 | 0 | 1 | DFO
Operable | 63569 | Cornillie 2 Community Solar LLC |  | 63899 | Cornillie 2 Community (CSG) | MN | Vertical | Chisago | CORN | Solar Photovoltaic | PV |  | S | X | X |  |  | 1.4 |  | 1.4 | 1.4 |  | N |  |  | OP | X | 1 | 2021 | 2021 |  |  | N | IPP Non-CHP | IPP | IPP | 2 | X | SUN | Renewable | 1.4 | 0 | 1 | 0
Operable | 63900 | Corning Riverview Project |  | 64310 | Corning Riverview (CSG) | NY | Restructured | Erie | CORN | Solar Photovoltaic | PV |  | S | X | X |  |  | 5 |  | 5 | 5 |  | N |  |  | OP | X | 12 | 2020 | 2020 |  |  | N | IPP Non-CHP | IPP | IPP | 2 | X | SUN | Renewable | 5 | 0 | 1 | 0
Operable | 4383 | Corpus Christi Cogeneration LLC |  | 55206 | Corpus Christi Energy Center | TX | Restructured | Nueces | CT1 | Natural Gas Fired Combined Cycle | CT | CCEC | S | X | N | CCEC | CCEC | 198.9 | 0.85 | 173 | 179 | 95 | N |  |  | OP | X | 10 | 2002 | 2002 |  |  | Y | IPP CHP | IPP | IPP | 3 | T | NG | Non-Renewable | 0 | 198.9 | 0 | 1
Operable | 4383 | Corpus Christi Cogeneration LLC |  | 55206 | Corpus Christi Energy Center | TX | Restructured | Nueces | CT2 | Natural Gas Fired Combined Cycle | CT | CCEC | S | X | N | CCEC | CCEC | 198.9 | 0.85 | 173 | 179 | 95 | N |  |  | OP | X | 10 | 2002 | 2002 |  |  | Y | IPP CHP | IPP | IPP | 3 | T | NG | Non-Renewable | 0 | 198.9 | 0 | 1
Operable | 4383 | Corpus Christi Cogeneration LLC |  | 55206 | Corpus Christi Energy Center | TX | Restructured | Nueces | ST1 | Natural Gas Fired Combined Cycle | CA | CCEC | S | Y | X | CCEC | CCEC | 195.5 | 0.85 | 160 | 160 | 15 | N |  |  | OP | X | 10 | 2002 | 2002 |  |  | Y | IPP CHP | IPP | IPP | 3 | T | NG | Non-Renewable | 0 | 195.5 | 0 | 1 | OG
Operable | 63613 | Cortland Solar 2 LLC |  | 63949 | Cortland | IL | Restructured | Dekalb | CORT2 | Solar Photovoltaic | PV |  | S | X | X |  |  | 2 |  | 2 | 2 |  | N |  |  | OP | X | 5 | 2021 | 2021 |  |  | N | IPP Non-CHP | IPP | IPP | 2 | X | SUN | Renewable | 2 | 0 | 1 | 0
Operable | 60825 | Corvus Community Solar |  | 61177 | Corvus Community Solar | MN | Vertical | Blue Earth | GCCS1 | Solar Photovoltaic | PV |  | S | X | X |  |  | 1 |  | 0.9 | 0.9 |  | N |  |  | OP | X | 10 | 2018 | 2018 |  |  | N | IPP Non-CHP | IPP | IPP | 2 | X | SUN | Renewable | 1 | 0 | 1 | 0
Operable | 60825 | Corvus Community Solar |  | 61177 | Corvus Community Solar | MN | Vertical | Blue Earth | GCCS2 | Solar Photovoltaic | PV |  | S | X | X |  |  | 1 |  | 0.9 | 0.9 |  | N |  |  | OP | X | 10 | 2018 | 2018 |  |  | N | IPP Non-CHP | IPP | IPP | 2 | X | SUN | Renewable | 1 | 0 | 1 | 0
Operable | 60825 | Corvus Community Solar |  | 61177 | Corvus Community Solar | MN | Vertical | Blue Earth | GCCS3 | Solar Photovoltaic | PV |  | S | X | X |  |  | 1 |  | 0.9 | 0.9 |  | N |  |  | OP | X | 10 | 2018 | 2018 |  |  | N | IPP Non-CHP | IPP | IPP | 2 | X | SUN | Renewable | 1 | 0 | 1 | 0
Operable | 60825 | Corvus Community Solar |  | 61177 | Corvus Community Solar | MN | Vertical | Blue Earth | GCCS4 | Solar Photovoltaic | PV |  | S | X | X |  |  | 1 |  | 0.9 | 0.9 |  | N |  |  | OP | X | 10 | 2018 | 2018 |  |  | N | IPP Non-CHP | IPP | IPP | 2 | X | SUN | Renewable | 1 | 0 | 1 | 0
Operable | 60825 | Corvus Community Solar |  | 61177 | Corvus Community Solar | MN | Vertical | Blue Earth | GCCS5 | Solar Photovoltaic | PV |  | S | X | X |  |  | 1 |  | 0.9 | 0.9 |  | N |  |  | OP | X | 10 | 2018 | 2018 |  |  | N | IPP Non-CHP | IPP | IPP | 2 | X | SUN | Renewable | 1 | 0 | 1 | 0
Operable | 60228 | CoServ Electric |  | 60427 | CoServ Community Solar Station | TX | Restructured | Denton | CSS1 | Solar Photovoltaic | PV |  | W | X | X |  |  | 2 |  | 2 | 2 |  | N |  |  | OP | X | 6 | 2015 | 2015 |  |  | N | IPP Non-CHP | IPP | IPP | 2 | X | SUN | Renewable | 2 | 0 | 1 | 0
Operable | 20547 | Cosmo Specialty Fibers |  | 50185 | Cosmo Specialty Fibers Plant | WA | Vertical | Grays Harbor | TG1 | Wood/Wood Waste Biomass | ST |  | S | X | X |  |  | 7.5 | 0.8 | 8.5 | 9 | 1 | N |  |  | OA | X | 1 | 1957 | Pre-2000 |  |  | Y | Industrial CHP | Customer Sited | Other | 7 | B | WDL | Renewable | 7.5 | 0 | 1 | 0 | WDS | RFO
Operable | 20547 | Cosmo Specialty Fibers |  | 50185 | Cosmo Specialty Fibers Plant | WA | Vertical | Grays Harbor | TG2 | Wood/Wood Waste Biomass | ST |  | S | X | X |  |  | 7.5 | 0.8 | 8.5 | 9 | 1 | N |  |  | OA | X | 1 | 1957 | Pre-2000 |  |  | Y | Industrial CHP | Customer Sited | Other | 7 | B | WDL | Renewable | 7.5 | 0 | 1 | 0 | WDS | RFO
Operable | 4397 | Coso Operating Co LLC |  | 10873 | Coso Finance Partners | CA | Vertical | Inyo | GEN1 | Geothermal | ST |  | S | X | X |  |  | 32.2 | 0.9 | 27.5 | 27.5 | 3 | N |  |  | OP | X | 7 | 1987 | Pre-2000 |  |  | N | IPP Non-CHP | IPP | IPP | 2 | X | GEO | Renewable | 32.2 | 0 | 1 | 0
Operable | 4397 | Coso Operating Co LLC |  | 10873 | Coso Finance Partners | CA | Vertical | Inyo | GEN2 | Geothermal | ST |  | S | X | X |  |  | 30 | 0.9 | 27 | 27 | 3 | N |  |  | OP | X | 11 | 1988 | Pre-2000 |  |  | N | IPP Non-CHP | IPP | IPP | 2 | X | GEO | Renewable | 30 | 0 | 1 | 0
Operable | 4397 | Coso Operating Co LLC |  | 10873 | Coso Finance Partners | CA | Vertical | Inyo | GEN3 | Geothermal | ST |  | S | X | X |  |  | 30 | 0.9 | 26.7 | 27.2 | 3 | N |  |  | OP | X | 11 | 1988 | Pre-2000 |  |  | N | IPP Non-CHP | IPP | IPP | 2 | X | GEO | Renewable | 30 | 0 | 1 | 0
Operable | 4397 | Coso Operating Co LLC |  | 10874 | Coso Power Developers | CA | Vertical | Inyo | GEN4 | Geothermal | ST |  | S | X | X |  |  | 30 | 0.9 | 30 | 30 | 3 | N |  |  | OP | X | 11 | 1989 | Pre-2000 |  |  | N | IPP Non-CHP | IPP | IPP | 2 | X | GEO | Renewable | 30 | 0 | 1 | 0
Operable | 4397 | Coso Operating Co LLC |  | 10874 | Coso Power Developers | CA | Vertical | Inyo | GEN5 | Geothermal | ST |  | S | X | X |  |  | 30 | 0.9 | 23.4 | 27 | 3 | N |  |  | OP | X | 12 | 1989 | Pre-2000 |  |  | N | IPP Non-CHP | IPP | IPP | 2 | X | GEO | Renewable | 30 | 0 | 1 | 0
Operable | 4397 | Coso Operating Co LLC |  | 10874 | Coso Power Developers | CA | Vertical | Inyo | GEN6 | Geothermal | ST |  | S | X | X |  |  | 30 | 0.9 | 26.9 | 29 | 3 | N |  |  | OP | X | 12 | 1989 | Pre-2000 |  |  | N | IPP Non-CHP | IPP | IPP | 2 | X | GEO | Renewable | 30 | 0 | 1 | 0
Operable | 4397 | Coso Operating Co LLC |  | 10875 | Coso Energy Developers | CA | Vertical | Inyo | GEN7 | Geothermal | ST |  | S | X | X |  |  | 30 | 0.9 | 21.8 | 26.1 | 3 | N |  |  | OP | X | 12 | 1988 | Pre-2000 |  |  | N | IPP Non-CHP | IPP | IPP | 2 | X | GEO | Renewable | 30 | 0 | 1 | 0
Operable | 4397 | Coso Operating Co LLC |  | 10875 | Coso Energy Developers | CA | Vertical | Inyo | GEN8 | Geothermal | ST |  | S | X | X |  |  | 30 | 0.9 | 22.5 | 28.5 | 3 | N |  |  | OP | X | 12 | 1988 | Pre-2000 |  |  | N | IPP Non-CHP | IPP | IPP | 2 | X | GEO | Renewable | 30 | 0 | 1 | 0
Operable | 4397 | Coso Operating Co LLC |  | 10875 | Coso Energy Developers | CA | Vertical | Inyo | GEN9 | Geothermal | ST |  | S | X | X |  |  | 30 | 0.9 | 23.5 | 28.7 | 3 | N |  |  | OP | X | 8 | 1989 | Pre-2000 |  |  | N | IPP Non-CHP | IPP | IPP | 2 | X | GEO | Renewable | 30 | 0 | 1 | 0
Operable | 65003 | Cosper Creek Solar, LLC |  | 65746 | Cosper Creek Solar (CSG) | OR | Vertical | Polk | CC22 | Solar Photovoltaic | PV |  | S | X | X |  |  | 2.5 |  | 2.5 | 2.5 |  | N |  |  | OP | X | 12 | 2022 | 2022 |  |  | N | IPP Non-CHP | IPP | IPP | 2 | X | SUN | Renewable | 2.5 | 0 | 1 | 0
Operable | 58622 | Costco Wholesale |  | 58698 | Mira Loma | CA | Vertical | Riverside | D960 | Solar Photovoltaic | PV |  | S | X | X | CAISO | CAISO | 1 |  | 1 | 1 |  | N |  |  | OP | X | 11 | 2011 | 2011 |  |  | N | Commercial Non-CHP | Customer Sited | Other | 4 | X | SUN | Renewable | 1 | 0 | 1 | 0
Operable | 58622 | Costco Wholesale |  | 58698 | Mira Loma | CA | Vertical | Riverside | D9611 | Solar Photovoltaic | PV |  | S | X | X | CAISO | CAISO | 1.5 |  | 1.5 | 1.5 |  | N |  |  | OP | X | 11 | 2011 | 2011 |  |  | N | Commercial Non-CHP | Customer Sited | Other | 4 | X | SUN | Renewable | 1.5 | 0 | 1 | 0
Operable | 58622 | Costco Wholesale |  | 58698 | Mira Loma | CA | Vertical | Riverside | D9612 | Solar Photovoltaic | PV |  | S | X | X | CAISO | CAISO | 0.5 |  | 0.5 | 0.5 |  | N |  |  | OP | X | 11 | 2011 | 2011 |  |  | N | Commercial Non-CHP | Customer Sited | Other | 4 | X | SUN | Renewable | 0.5 | 0 | 1 | 0
Operable | 58622 | Costco Wholesale |  | 63638 | Tracy 210 | CA | Vertical | San Joaquin | CTC13 | Other Natural Gas | FC |  | S | X | X |  |  | 2.6 |  | 2.6 | 2.6 | 0.1 | N |  |  | OP | X | 3 | 2019 | 2019 |  |  | N | Industrial Non-CHP | Customer Sited | Other | 6 | X | NG | Non-Renewable | 0 | 2.6 | 0 | 1
Operable | 58240 | COT/Division of Water Reclamation |  | 58263 | Bay View Cogeneration Facility | OH | Restructured | Lucas | GTG | Landfill Gas | GT |  | S | X | X |  |  | 5.5 | 0.85 | 4.4 | 5 | 0.5 | N |  |  | OS | X | 1 | 2010 | 2010 |  |  | Y | Electric Utility | Utility | Municipal | 1 | T | LFG | Renewable | 5.5 | 0 | 1 | 0 | OBG | NG
Operable | 58240 | COT/Division of Water Reclamation |  | 58263 | Bay View Cogeneration Facility | OH | Restructured | Lucas | STG | Landfill Gas | ST |  | S | X | X |  |  | 6.5 | 0.85 | 4 | 5 | 0.5 | N |  |  | OS | X | 2 | 2011 | 2011 |  |  | Y | Electric Utility | Utility | Municipal | 1 | T | LFG | Renewable | 6.5 | 0 | 1 | 0 | OBG | NG
Operable | 58240 | COT/Division of Water Reclamation |  | 58269 | Bay View Backup Power Facility | OH | Restructured | Lucas | G1 | Petroleum Liquids | IC |  | S | X | X |  |  | 2 | 0.8 | 2 | 2 | 0.8 | N |  |  | SB | Y | 1 | 2007 | 2007 |  |  | N | Electric Utility | Utility | Municipal | 1 | X | DFO | Non-Renewable | 0 | 2 | 0 | 1
Operable | 58240 | COT/Division of Water Reclamation |  | 58269 | Bay View Backup Power Facility | OH | Restructured | Lucas | G2 | Natural Gas Internal Combustion Engine | IC |  | S | X | X |  |  | 2 | 0.8 | 2 | 2 | 0.8 | N |  |  | SB | Y | 1 | 2007 | 2007 |  |  | N | Electric Utility | Utility | Municipal | 1 | X | NG | Non-Renewable | 0 | 2 | 0 | 1
Operable | 58240 | COT/Division of Water Reclamation |  | 58269 | Bay View Backup Power Facility | OH | Restructured | Lucas | G3 | Natural Gas Internal Combustion Engine | IC |  | S | X | X |  |  | 2 | 0.8 | 2 | 2 | 0.8 | N |  |  | SB | Y | 1 | 2007 | 2007 |  |  | N | Electric Utility | Utility | Municipal | 1 | X | NG | Non-Renewable | 0 | 2 | 0 | 1
Operable | 58240 | COT/Division of Water Reclamation |  | 58269 | Bay View Backup Power Facility | OH | Restructured | Lucas | G4 | Natural Gas Internal Combustion Engine | IC |  | S | X | X |  |  | 2 | 0.8 | 2 | 2 | 0.8 | N |  |  | SB | Y | 1 | 2007 | 2007 |  |  | N | Electric Utility | Utility | Municipal | 1 | X | NG | Non-Renewable | 0 | 2 | 0 | 1
Operable | 58240 | COT/Division of Water Reclamation |  | 58269 | Bay View Backup Power Facility | OH | Restructured | Lucas | G5 | Natural Gas Internal Combustion Engine | IC |  | S | X | X |  |  | 2 | 0.8 | 2 | 2 | 0.8 | N |  |  | SB | Y | 1 | 2007 | 2007 |  |  | N | Electric Utility | Utility | Municipal | 1 | X | NG | Non-Renewable | 0 | 2 | 0 | 1 | OBG
Operable | 58240 | COT/Division of Water Reclamation |  | 58269 | Bay View Backup Power Facility | OH | Restructured | Lucas | G6 | Natural Gas Internal Combustion Engine | IC |  | S | X | X |  |  | 2 | 0.8 | 2 | 2 | 0.8 | N |  |  | SB | Y | 1 | 2007 | 2007 |  |  | N | Electric Utility | Utility | Municipal | 1 | X | NG | Non-Renewable | 0 | 2 | 0 | 1 | OBG
Operable | 55912 | Cottage Grove Operating Services LLC |  | 55010 | LSP-Cottage Grove LP | MN | Vertical | Washington | CTG1 | Natural Gas Fired Combined Cycle | CT | CC1 | W | X | N | NSP.CHEMOLSPO | NSP.CHEMOLSPO | 177.3 | 0.9 | 154 | 168 | 60 | N |  |  | OP | X | 10 | 1997 | Pre-2000 |  |  | Y | IPP CHP | IPP | IPP | 3 | T | NG | Non-Renewable | 0 | 177.3 | 0 | 1 | DFO
Operable | 55912 | Cottage Grove Operating Services LLC |  | 55010 | LSP-Cottage Grove LP | MN | Vertical | Washington | STG1 | Natural Gas Fired Combined Cycle | CA | CC1 | W | Y | X | NSP.CHEMOLSPO | NSP.CHEMOLSPO | 106.2 | 0.9 | 97 | 98 | 45 | N |  |  | OP | X | 10 | 1997 | Pre-2000 |  |  | Y | IPP CHP | IPP | IPP | 3 | T | NG | Non-Renewable | 0 | 106.2 | 0 | 1
Operable | 59979 | Cotton Plains Wind I, LLC |  | 60210 | Cotton Plains Wind Farm | TX | Restructured | Floyd | CPWF | Onshore Wind Turbine | WT |  | S | X | X |  |  | 50.4 |  | 50.4 | 50.4 | 0 | N |  |  | OP | X | 3 | 2017 | 2017 |  |  | N | IPP Non-CHP | IPP | IPP | 2 | X | WND | Renewable | 50.4 | 0 | 1 | 0
Operable | 61042 | Cottonwood Wind Project |  | 61407 | Cottonwood Wind Energy Center | NE | Vertical | Webster | CTNWD | Onshore Wind Turbine | WT |  | S | X | X |  |  | 89.7 |  | 89.7 | 89.7 | 0.1 | N |  |  | OP | X | 11 | 2017 | 2017 |  |  | N | IPP Non-CHP | IPP | IPP | 2 | X | WND | Renewable | 89.7 | 0 | 1 | 0
Operable | 61269 | Cougar Solar, LLC |  | 61658 | Cougar Solar, LLC | NC | Vertical | Lee | COUGR | Solar Photovoltaic | PV |  | S | X | X |  |  | 1.9 |  | 1.9 | 1.9 |  | N |  |  | OP | X | 12 | 2017 | 2017 |  |  | N | IPP Non-CHP | IPP | IPP | 2 | X | SUN | Renewable | 1.9 | 0 | 1 | 0
Operable | 58549 | County of Alameda GSA |  | 58625 | Santa Rita Jail Hybrid | CA | Vertical | Alameda | SRFC2 | Other Natural Gas | FC |  | W | X | X |  |  | 1.4 |  | 1.4 | 1.4 | 1.4 | N |  |  | OP | X | 1 | 2017 | 2017 |  |  | Y | IPP CHP | IPP | IPP | 3 | T | NG | Non-Renewable | 0 | 1.4 | 0 | 1
Operable | 58549 | County of Alameda GSA |  | 58625 | Santa Rita Jail Hybrid | CA | Vertical | Alameda | SRPV2 | Solar Photovoltaic | PV |  | S | X | X |  |  | 1 |  | 1 | 0.1 |  | N |  |  | OP | X | 12 | 2016 | 2016 |  |  | N | IPP CHP | IPP | IPP | 3 | X | SUN | Renewable | 1 | 0 | 1 | 0
Operable | 58549 | County of Alameda GSA |  | 58625 | Santa Rita Jail Hybrid | CA | Vertical | Alameda | SRPV3 | Solar Photovoltaic | PV |  | S | X | X |  |  | 0.5 |  | 0.5 | 0.1 |  | N |  |  | OP | X | 1 | 2017 | 2017 |  |  | N | IPP CHP | IPP | IPP | 3 | X | SUN | Renewable | 0.5 | 0 | 1 | 0
Operable | 64731 | County of Kern |  | 65464 | Laredo Detention Facility - Solar 2, 3 | CA | Vertical | Kern | LDF2 | Solar Photovoltaic | PV |  | S | X | X |  |  | 3.1 |  | 3 | 2.3 |  | N |  |  | OP | X | 11 | 2021 | 2021 |  |  | N | Electric Utility | Utility | Municipal | 1 | X | SUN | Renewable | 3.1 | 0 | 1 | 0
Operable | 64731 | County of Kern |  | 65464 | Laredo Detention Facility - Solar 2, 3 | CA | Vertical | Kern | LDF3 | Solar Photovoltaic | PV |  | S | X | X |  |  | 2.1 |  | 2.1 | 1.7 |  | N |  |  | OP | X | 11 | 2021 | 2021 |  |  | N | Electric Utility | Utility | Municipal | 1 | X | SUN | Renewable | 2.1 | 0 | 1 | 0
Operable | 62628 | County of Santa Clara (CA) |  | 62688 | Malech Solar Farm | CA | Vertical | Santa Clara | MFARM | Solar Photovoltaic | PV |  | S | X | X |  |  | 3.1 |  | 3.1 | 2 |  | N |  |  | OP | X | 10 | 2017 | 2017 |  |  | N | IPP Non-CHP | IPP | IPP | 2 | X | SUN | Renewable | 3.1 | 0 | 1 | 0
Operable | 62628 | County of Santa Clara (CA) |  | 62689 | Hellyer Solar Farm | CA | Vertical | Santa Clara | HFARM | Solar Photovoltaic | PV |  | S | X | X |  |  | 2.2 |  | 2.2 | 1.5 |  | N |  |  | OP | X | 8 | 2017 | 2017 |  |  | N | IPP Non-CHP | IPP | IPP | 2 | X | SUN | Renewable | 2.2 | 0 | 1 | 0
Operable | 62628 | County of Santa Clara (CA) |  | 62690 | Guadalupe Solar Farm | CA | Vertical | Santa Clara | GFARM | Solar Photovoltaic | PV |  | S | X | X |  |  | 1.7 |  | 1.7 | 1.1 |  | N |  |  | OP | X | 9 | 2018 | 2018 |  |  | N | IPP Non-CHP | IPP | IPP | 2 | X | SUN | Renewable | 1.7 | 0 | 1 | 0
Operable | 17412 | County of Sonoma Dept of Trnsp |  | 55752 | Sonoma Central Landfill Phase I | CA | Vertical | Sonoma | P-11 | Landfill Gas | IC |  | S | X | X | SNMALF_6_UNITS |  | 0.8 | 0.8 | 0.7 | 0.7 | 0.4 | N |  |  | OP | X | 7 | 1993 | Pre-2000 |  |  | N | Commercial Non-CHP | Customer Sited | Other | 4 | X | LFG | Renewable | 0.8 | 0 | 1 | 0
Operable | 17412 | County of Sonoma Dept of Trnsp |  | 55752 | Sonoma Central Landfill Phase I | CA | Vertical | Sonoma | P-12 | Landfill Gas | IC |  | S | X | X | SNMALF_6_UNITS |  | 0.8 | 0.8 | 0.7 | 0.7 | 0.4 | N |  |  | OP | X | 7 | 1993 | Pre-2000 |  |  | N | Commercial Non-CHP | Customer Sited | Other | 4 | X | LFG | Renewable | 0.8 | 0 | 1 | 0
Operable | 17412 | County of Sonoma Dept of Trnsp |  | 55752 | Sonoma Central Landfill Phase I | CA | Vertical | Sonoma | P-13 | Landfill Gas | IC |  | S | X | X | SNMALF_6_UNITS |  | 0.8 | 0.8 | 0.7 | 0.7 | 0.4 | N |  |  | OP | X | 7 | 1993 | Pre-2000 |  |  | N | Commercial Non-CHP | Customer Sited | Other | 4 | X | LFG | Renewable | 0.8 | 0 | 1 | 0
Operable | 17412 | County of Sonoma Dept of Trnsp |  | 55752 | Sonoma Central Landfill Phase I | CA | Vertical | Sonoma | P-14 | Landfill Gas | IC |  | S | X | X |  |  | 0.8 | 0.8 | 0.7 | 0.7 | 0.4 | N |  |  | OP | X | 7 | 1993 | Pre-2000 |  |  | N | Commercial Non-CHP | Customer Sited | Other | 4 | X | LFG | Renewable | 0.8 | 0 | 1 | 0
Operable | 17412 | County of Sonoma Dept of Trnsp |  | 55753 | Sonoma Central Landfill Phase II | CA | Vertical | Sonoma | P-21 | Landfill Gas | IC |  | S | X | X |  |  | 0.8 | 0.8 | 0.7 | 0.7 | 0.4 | N |  |  | OP | X | 6 | 1996 | Pre-2000 |  |  | N | Commercial Non-CHP | Customer Sited | Other | 4 | X | LFG | Renewable | 0.8 | 0 | 1 | 0
Operable | 17412 | County of Sonoma Dept of Trnsp |  | 55753 | Sonoma Central Landfill Phase II | CA | Vertical | Sonoma | P-22 | Landfill Gas | IC |  | S | X | X |  |  | 0.8 | 0.8 | 0.7 | 0.7 | 0.4 | N |  |  | OP | X | 6 | 1996 | Pre-2000 |  |  | N | Commercial Non-CHP | Customer Sited | Other | 4 | X | LFG | Renewable | 0.8 | 0 | 1 | 0
Operable | 17412 | County of Sonoma Dept of Trnsp |  | 55753 | Sonoma Central Landfill Phase II | CA | Vertical | Sonoma | P-23 | Landfill Gas | IC |  | S | X | X |  |  | 0.8 | 0.8 | 0.7 | 0.7 | 0.4 | N |  |  | OP | X | 6 | 1996 | Pre-2000 |  |  | N | Commercial Non-CHP | Customer Sited | Other | 4 | X | LFG | Renewable | 0.8 | 0 | 1 | 0
Operable | 17412 | County of Sonoma Dept of Trnsp |  | 55753 | Sonoma Central Landfill Phase II | CA | Vertical | Sonoma | P-24 | Landfill Gas | IC |  | S | X | X |  |  | 0.8 | 0.8 | 0.7 | 0.7 | 0.4 | N |  |  | OP | X | 6 | 1996 | Pre-2000 |  |  | N | Commercial Non-CHP | Customer Sited | Other | 4 | X | LFG | Renewable | 0.8 | 0 | 1 | 0
Operable | 17412 | County of Sonoma Dept of Trnsp |  | 55880 | Sonoma Central Landfill Phase III | CA | Vertical | Sonoma | P-31 | Landfill Gas | IC |  | S | X | X |  |  | 0.8 | 0.8 | 0.7 | 0.7 | 0.4 | N |  |  | OP | X | 7 | 2004 | 2004 |  |  | N | Commercial Non-CHP | Customer Sited | Other | 4 | X | LFG | Renewable | 0.8 | 0 | 1 | 0
Operable | 17412 | County of Sonoma Dept of Trnsp |  | 55880 | Sonoma Central Landfill Phase III | CA | Vertical | Sonoma | P-32 | Landfill Gas | IC |  | S | X | X |  |  | 0.8 | 0.8 | 0.7 | 0.7 | 0.4 | N |  |  | OP | X | 7 | 2004 | 2004 |  |  | N | Commercial Non-CHP | Customer Sited | Other | 4 | X | LFG | Renewable | 0.8 | 0 | 1 | 0
Operable | 4496 | Covanta Alexandria/Arlington |  | 50663 | Covanta Alexandria/Arlington Energy | VA | Vertical | Alexandria City | GEN1 | Municipal Solid Waste | ST |  | S | X | X |  |  | 14.5 | 0.9 | 14.5 | 14.5 | 1.5 | N |  |  | OP | X | 10 | 1987 | Pre-2000 |  |  | N | Commercial Non-CHP | Customer Sited | Other | 4 | X | MSW | Renewable | 14.5 | 0 | 1 | 0
Operable | 4496 | Covanta Alexandria/Arlington |  | 50663 | Covanta Alexandria/Arlington Energy | VA | Vertical | Alexandria City | GEN2 | Municipal Solid Waste | ST |  | S | X | X |  |  | 14.5 | 0.9 | 14.5 | 14.5 | 1.5 | N |  |  | OP | X | 10 | 1987 | Pre-2000 |  |  | N | Commercial Non-CHP | Customer Sited | Other | 4 | X | MSW | Renewable | 14.5 | 0 | 1 | 0
Operable | 4484 | Covanta Babylon Inc |  | 50649 | Covanta Babylon Inc | NY | Restructured | Suffolk | GEN1 | Municipal Solid Waste | ST |  | S | X | X | 23656 | NYISO | 17 | 1 | 14.4 | 14.4 | 1 | N |  |  | OP | X | 1 | 1989 | Pre-2000 |  |  | N | Commercial Non-CHP | Customer Sited | Other | 4 | X | MSW | Renewable | 17 | 0 | 1 | 0
Operable | 4474 | Covanta Bristol Inc |  | 50648 | Covanta Bristol Energy | CT | Restructured | Hartford | GEN1 | Municipal Solid Waste | ST |  | S | X | X |  |  | 16.3 | 0.9 | 13.2 | 13.2 | 0.5 | N |  |  | OP | X | 12 | 1987 | Pre-2000 |  |  | N | IPP Non-CHP | IPP | IPP | 2 | X | MSW | Renewable | 16.3 | 0 | 1 | 0 | NG
Operable | 49966 | Covanta Camden Energy Recovery Center |  | 10435 | Camden Resource Recovery Facility | NJ | Restructured | Camden | TGA | Municipal Solid Waste | ST |  | S | X | X | CCRF | CCRF | 17.5 | 0.9 | 16.5 | 16.5 | 4 | N |  |  | OP | X | 3 | 1991 | Pre-2000 |  |  | N | IPP Non-CHP | IPP | IPP | 2 | X | MSW | Renewable | 17.5 | 0 | 1 | 0
Operable | 49966 | Covanta Camden Energy Recovery Center |  | 10435 | Camden Resource Recovery Facility | NJ | Restructured | Camden | TGB | Municipal Solid Waste | ST |  | S | X | X | CCRF | CCRF | 17.5 | 0.9 | 16.5 | 16.5 | 4 | N |  |  | OP | X | 3 | 1991 | Pre-2000 |  |  | N | IPP Non-CHP | IPP | IPP | 2 | X | MSW | Renewable | 17.5 | 0 | 1 | 0
Operable | 570 | Covanta Delaware Valley LP |  | 10746 | Covanta Delaware Valley | PA | Restructured | Delaware | GEN1 | Municipal Solid Waste | ST |  | S | X | X |  |  | 90 | 1 | 80 | 80 | 20 | N |  |  | OP | X | 4 | 1991 | Pre-2000 |  |  | N | IPP Non-CHP | IPP | IPP | 2 | X | MSW | Renewable | 90 | 0 | 1 | 0 | NG
Operable | 4435 | Covanta Energy Co |  | 10013 | Covanta Hennepin Energy | MN | Vertical | Hennepin | GEN1 | Municipal Solid Waste | ST |  | W | X | X |  |  | 39.5 | 0.85 | 33.7 | 33.7 | 6 | N |  |  | OP | X | 10 | 1989 | Pre-2000 |  |  | N | IPP Non-CHP | IPP | IPP | 2 | X | MSW | Renewable | 39.5 | 0 | 1 | 0
Operable | 470 | Covanta Energy of Niagara LP |  | 50472 | Covanta Niagara I, LLC | NY | Restructured | Niagara | GEN1 | Municipal Solid Waste | ST |  | S | X | X |  |  | 25 | 0.8 | 18 | 18 | 3 | N |  |  | OP | X | 8 | 1980 | Pre-2000 |  |  | Y | Commercial CHP | Customer Sited | Other | 5 | B | MSW | Renewable | 25 | 0 | 1 | 0 | NG
Operable | 470 | Covanta Energy of Niagara LP |  | 50472 | Covanta Niagara I, LLC | NY | Restructured | Niagara | GEN2 | Municipal Solid Waste | ST |  | S | X | X |  |  | 25 | 0.9 | 18 | 18 | 3 | N |  |  | OP | X | 8 | 1980 | Pre-2000 |  |  | Y | Commercial CHP | Customer Sited | Other | 5 | B | MSW | Renewable | 25 | 0 | 1 | 0 | NG
Operable | 542 | Covanta Essex Company |  | 10643 | Covanta Essex Company | NJ | Restructured | Essex | GEN1 | Municipal Solid Waste | ST |  | S | X | X |  |  | 34.9 | 0.9 | 30 | 30 | 5 | N |  |  | OP | X | 11 | 1990 | Pre-2000 |  |  | N | Commercial Non-CHP | Customer Sited | Other | 4 | X | MSW | Renewable | 34.9 | 0 | 1 | 0
Operable | 542 | Covanta Essex Company |  | 10643 | Covanta Essex Company | NJ | Restructured | Essex | GEN2 | Municipal Solid Waste | ST |  | S | X | X |  |  | 34.9 | 0.9 | 30 | 30 | 5 | N |  |  | OP | X | 11 | 1990 | Pre-2000 |  |  | N | Commercial Non-CHP | Customer Sited | Other | 4 | X | MSW | Renewable | 34.9 | 0 | 1 | 0
Operable | 4425 | Covanta Fairfax Inc |  | 50658 | Covanta Fairfax Energy | VA | Vertical | Fairfax | GEN1 | Municipal Solid Waste | ST |  | S | X | X |  |  | 62 | 0.9 | 49 | 49 | 10 | N |  |  | OP | X | 3 | 1990 | Pre-2000 |  |  | N | Commercial Non-CHP | Customer Sited | Other | 4 | X | MSW | Renewable | 62 | 0 | 1 | 0 | NG
Operable | 4425 | Covanta Fairfax Inc |  | 50658 | Covanta Fairfax Energy | VA | Vertical | Fairfax | GEN2 | Municipal Solid Waste | ST |  | S | X | X |  |  | 62 | 0.9 | 49 | 49 | 10 | N |  |  | OP | X | 3 | 1990 | Pre-2000 |  |  | N | Commercial Non-CHP | Customer Sited | Other | 4 | X | MSW | Renewable | 62 | 0 | 1 | 0 | NG
Operable | 473 | Covanta Hempstead Company |  | 10642 | Covanta Hempstead | NY | Restructured | Nassau | GEN1 | Municipal Solid Waste | ST |  | S | X | X |  |  | 78.6 | 1 | 71.8 | 71.8 | 24 | N |  |  | OP | X | 4 | 1989 | Pre-2000 |  |  | N | Commercial Non-CHP | Customer Sited | Other | 4 | X | MSW | Renewable | 78.6 | 0 | 1 | 0 | DFO | WDS
Operable | 49846 | Covanta Honolulu Resource Recovery |  | 10334 | H Power | HI | Vertical | Honolulu | GEN1 | Municipal Solid Waste | ST |  | W | X | X |  |  | 63.7 | 0.85 | 58 | 58 | 5 | N |  |  | OP | X | 11 | 1989 | Pre-2000 |  |  | N | Commercial Non-CHP | Customer Sited | Other | 4 | X | MSW | Renewable | 63.7 | 0 | 1 | 0
Operable | 49846 | Covanta Honolulu Resource Recovery |  | 10334 | H Power | HI | Vertical | Honolulu | GEN2 | Municipal Solid Waste | ST |  | W | X | X |  |  | 33.6 | 0.85 | 28 | 28 | 5 | N |  |  | OP | X | 2 | 2013 | 2013 |  |  | N | Commercial Non-CHP | Customer Sited | Other | 4 | X | MSW | Renewable | 33.6 | 0 | 1 | 0
Operable | 49846 | Covanta Honolulu Resource Recovery |  | 10334 | H Power | HI | Vertical | Honolulu | PV1 | Solar Photovoltaic | PV |  | W | X | X |  |  | 2.9 |  | 2.7 | 2.5 | 0.2 | N |  |  | OP | X | 6 | 2020 | 2020 |  |  | N | Commercial Non-CHP | Customer Sited | Other | 4 | X | SUN | Renewable | 2.9 | 0 | 1 | 0
Operable | 4497 | Covanta Indianapolis Inc |  | 50647 | Covanta Indianapolis Energy | IN | Vertical | Marion | GEN1 | Municipal Solid Waste | ST |  | S | X | X |  |  | 6.5 | 0.8 | 5 | 5 | 1 | N |  |  | OP | X | 11 | 1988 | Pre-2000 |  |  | Y | Commercial CHP | Customer Sited | Other | 5 | T | MSW | Renewable | 6.5 | 0 | 1 | 0
Operable | 4482 | Covanta Lake Inc |  | 50629 | Covanta Lake County Energy | FL | Vertical | Lake | GEN1 | Municipal Solid Waste | ST |  | S | X | X |  |  | 15.5 | 0.85 | 12.5 | 12.5 | 2.5 | N |  |  | OP | X | 9 | 1990 | Pre-2000 |  |  | N | IPP Non-CHP | IPP | IPP | 2 | X | MSW | Renewable | 15.5 | 0 | 1 | 0
Operable | 4447 | Covanta Lancaster Inc |  | 50859 | Lancaster County Resource Recovery | PA | Restructured | Lancaster | GEN1 | Municipal Solid Waste | ST |  | W | X | X | 50608 | 50608 | 35.7 | 0.9 | 32.4 | 32.4 | 1 | N |  |  | OP | X | 12 | 1990 | Pre-2000 |  |  | N | Commercial Non-CHP | Customer Sited | Other | 4 | X | MSW | Renewable | 35.7 | 0 | 1 | 0
Operable | 56601 | Covanta MacArthur Renewable Energy |  | 51038 | MacArthur Waste to Energy Facility | NY | Restructured | Suffolk | GEN1 | Municipal Solid Waste | ST |  | W | X | X | 323679 | NYISO | 12.5 | 1 | 11 | 11 | 1 | N |  |  | OP | X | 3 | 1990 | Pre-2000 |  |  | N | Commercial Non-CHP | Customer Sited | Other | 4 | X | MSW | Renewable | 12.5 | 0 | 1 | 0
Operable | 4476 | Covanta Marion Inc |  | 50630 | Covanta Marion Inc | OR | Vertical | MARION | GEN1 | Municipal Solid Waste | ST |  | S | X | X |  |  | 13.1 | 0.95 | 11.5 | 11.5 | 2 | N |  |  | OP | X | 8 | 1986 | Pre-2000 |  |  | N | IPP Non-CHP | IPP | IPP | 2 | X | MSW | Renewable | 13.1 | 0 | 1 | 0 | NG
Operable | 49760 | Covanta Montgomery, Inc. |  | 50657 | Montgomery County Resource Recovery | MD | Restructured | Montgomery | GEN1 | Municipal Solid Waste | ST |  | W | X | X | 50825 | 50825 | 67.8 | 0.97 | 54 | 56 | 1 | N |  |  | OP | X | 5 | 1995 | Pre-2000 |  |  | N | IPP Non-CHP | IPP | IPP | 2 | X | MSW | Renewable | 67.8 | 0 | 1 | 0
Operable | 4487 | Covanta Onondega LP |  | 50662 | Onondaga County Resource Recovery | NY | Restructured | Onondaga | GEN1 | Municipal Solid Waste | ST |  | S | X | X | NYISO - PTID 23987 | NYISO - PTID 23987 | 39.5 | 0.9 | 30 | 30 | 3.5 | N |  |  | OP | X | 11 | 1994 | Pre-2000 |  |  | N | Commercial Non-CHP | Customer Sited | Other | 4 | X | MSW | Renewable | 39.5 | 0 | 1 | 0
Operable | 56646 | Covanta Plymouth Renewable Energy L P |  | 54625 | Covanta Plymouth Renewable Energy | PA | Restructured | Montgomery | TGI | Municipal Solid Waste | ST |  | S | X | X | PECO | PECO | 32.1 | 0.9 | 28 | 28 | 14 | N |  |  | OP | X | 12 | 1991 | Pre-2000 |  |  | N | Commercial Non-CHP | Customer Sited | Other | 4 | X | MSW | Renewable | 32.1 | 0 | 1 | 0
Operable | 55871 | Covanta Projects, LLC |  | 50884 | Pinellas County Resource Recovery | FL | Vertical | Pinellas | GEN1 | Municipal Solid Waste | ST |  | W | X | X |  |  | 50.5 | 0.85 | 41.1 | 41.1 | 7 | N |  |  | OP | X | 1 | 1983 | Pre-2000 |  |  | N | Commercial Non-CHP | Customer Sited | Other | 4 | X | MSW | Renewable | 50.5 | 0 | 1 | 0
Operable | 55871 | Covanta Projects, LLC |  | 50884 | Pinellas County Resource Recovery | FL | Vertical | Pinellas | GEN2 | Municipal Solid Waste | ST |  | W | X | X |  |  | 26 | 0.85 | 17 | 17 | 4 | N |  |  | OP | X | 4 | 1986 | Pre-2000 |  |  | N | Commercial Non-CHP | Customer Sited | Other | 4 | X | MSW | Renewable | 26 | 0 | 1 | 0
Operable | 528 | Covanta Southeastern Connecticut Company |  | 10646 | Covanta Southeastern Connecticut Company | CT | Restructured | New London | GEN1 | Municipal Solid Waste | ST |  | S | X | X | 562 | 562 | 18.3 | 0.9 | 16.3 | 18.1 | 3 | N |  |  | OP | X | 12 | 1991 | Pre-2000 |  |  | N | IPP Non-CHP | IPP | IPP | 2 | X | MSW | Renewable | 18.3 | 0 | 1 | 0 | DFO
Operable | 4498 | Covanta Stanislaus Inc |  | 50632 | Covanta Stanislaus Energy | CA | Vertical | Stanislaus | GEN1 | Municipal Solid Waste | ST |  | S | X | X |  |  | 24 | 0.85 | 19.9 | 19.9 | 3 | N |  |  | OP | X | 9 | 1988 | Pre-2000 |  |  | N | Commercial Non-CHP | Customer Sited | Other | 4 | X | MSW | Renewable | 24 | 0 | 1 | 0
Operable | 56316 | Covanta Tulsa Renewable Energy LLC |  | 50660 | Covanta Tulsa Renewable Energy LLC | OK | Vertical | Tulsa | GEN1 | Municipal Solid Waste | ST |  | S | X | X |  |  | 16.8 | 0.8 | 15.6 | 15.8 | 0.8 | N |  |  | OA | X | 1 | 1989 | Pre-2000 |  |  | Y | Commercial CHP | Customer Sited | Other | 5 | B | MSW | Renewable | 16.8 | 0 | 1 | 0 | NG
Operable | 4440 | Covanta Union Operations LLC |  | 50960 | Union County Resource Recovery | NJ | Restructured | Union | GEN1 | Municipal Solid Waste | ST |  | W | X | X |  |  | 45 | 0.9 | 37.5 | 38.5 | 18 | N |  |  | OP | X | 2 | 1994 | Pre-2000 |  |  | N | Commercial Non-CHP | Customer Sited | Other | 4 | X | MSW | Renewable | 45 | 0 | 1 | 0
Operable | 62803 | Cove Mountain Solar 2 LLC |  | 62470 | Cove Mountain Solar 2 | UT | Vertical | Iron | GEN01 | Solar Photovoltaic | PV |  | S | X | X |  |  | 122 |  | 122 | 122 |  | N |  |  | OP | X | 10 | 2020 | 2020 |  |  | N | IPP Non-CHP | IPP | IPP | 2 | X | SUN | Renewable | 122 | 0 | 1 | 0
Operable | 62802 | Cove Mountain Solar LLC |  | 62469 | Cove Mountain Solar | UT | Vertical | Iron | GEN01 | Solar Photovoltaic | PV |  | S | X | X |  |  | 58 |  | 58 | 58 |  | N |  |  | OP | X | 11 | 2020 | 2020 |  |  | N | IPP Non-CHP | IPP | IPP | 2 | X | SUN | Renewable | 58 | 0 | 1 | 0
Operable | 60801 | Coventry Photovoltaic, LLC |  | 60411 | Coventry Photovoltaic, LLC | VT | Vertical | Orleans | COVEN | Solar Photovoltaic | PV |  | S | X | X |  |  | 2.2 |  | 2.2 | 2.2 |  | N |  |  | OP | X | 8 | 2014 | 2014 |  |  | N | IPP Non-CHP | IPP | IPP | 2 | X | SUN | Renewable | 2.2 | 0 | 1 | 0
Operable | 55734 | Cow Branch Wind Power, LLC |  | 56536 | Cow Branch | MO | Vertical | Atchison | 1 | Onshore Wind Turbine | WT |  | S | X | X |  |  | 50.4 |  | 50.4 | 50.4 | 0.3 | N |  |  | OP | X | 4 | 2008 | 2008 |  |  | N | IPP Non-CHP | IPP | IPP | 2 | X | WND | Renewable | 50.4 | 0 | 1 | 0
Operable | 4413 | Cox Companies, LLC |  | 54850 | Cox Waste to Energy | KY | Vertical | Taylor | 1 | Wood/Wood Waste Biomass | ST |  | S | X | X | PJM/EKPC 970242670 | N/A, Exempt | 4 | 1 | 3 | 2.5 | 0.1 | N |  |  | OP | X | 1 | 1995 | Pre-2000 |  |  | Y | Industrial CHP | Customer Sited | Other | 7 | B | WDS | Renewable | 4 | 0 | 1 | 0
Operable | 4413 | Cox Companies, LLC |  | 54850 | Cox Waste to Energy | KY | Vertical | Taylor | 2 | Wood/Wood Waste Biomass | ST |  | S | X | X | PJM/EKPC 970242670 | N/A, Exempt | 1 | 0.8 | 0.3 | 0.9 | 0.1 | N |  |  | OP | X | 10 | 2002 | 2002 |  |  | Y | Industrial CHP | Customer Sited | Other | 7 | B | WDS | Renewable | 1 | 0 | 1 | 0
Operable | 62998 | Cox Enterprises |  | 63229 | Manheim New Jersey | NJ | Restructured | Burlington | NJSGR | Solar Photovoltaic | PV |  | S | X | X |  |  | 0.8 | 1 | 0.8 | 0.8 |  | N |  |  | OP | X | 6 | 2013 | 2013 |  |  | N | Commercial Non-CHP | Customer Sited | Other | 4 | X | SUN | Renewable | 0.8 | 0 | 1 | 0
Operable | 62998 | Cox Enterprises |  | 63229 | Manheim New Jersey | NJ | Restructured | Burlington | NJSRO | Solar Photovoltaic | PV |  | S | X | X |  |  | 1.4 | 1 | 1.4 | 1.4 |  | N |  |  | OP | X | 6 | 2009 | 2009 |  |  | N | Commercial Non-CHP | Customer Sited | Other | 4 | X | SUN | Renewable | 1.4 | 0 | 1 | 0
Operable | 62998 | Cox Enterprises |  | 63246 | New River Clean Energy | WV | Vertical | Raleigh | NEW2 | Landfill Gas | IC |  | S | X | X |  |  | 1.6 | 1 | 1.6 | 1.6 | 0.8 | N |  |  | OP | X | 2 | 2017 | 2017 |  |  | N | IPP Non-CHP | IPP | IPP | 2 | X | LFG | Renewable | 1.6 | 0 | 1 | 0
Operable | 62998 | Cox Enterprises |  | 63246 | New River Clean Energy | WV | Vertical | Raleigh | NEWR1 | Landfill Gas | IC |  | S | X | X |  |  | 1.6 | 1 | 1.6 | 1.6 | 0.8 | N |  |  | OP | X | 2 | 2017 | 2017 |  |  | N | IPP Non-CHP | IPP | IPP | 2 | X | LFG | Renewable | 1.6 | 0 | 1 | 0
Operable | 62998 | Cox Enterprises |  | 66417 | Manheim New England | MA | Restructured | Bristol | GRND | Solar Photovoltaic | PV |  | S | X | X |  |  | 2.5 |  | 2.5 | 2.5 |  | N |  |  | OP | X | 12 | 2012 | 2012 |  |  | N | Commercial Non-CHP | Customer Sited | Other | 4 | X | SUN | Renewable | 2.5 | 0 | 1 | 0
Operable | 62043 | Cox Operating LLC |  | 54927 | Grand Isle Gas Plant / Treating Station | LA | Vertical | Jefferson | 1 | Natural Gas Internal Combustion Engine | IC |  | W | X | X |  |  | 3 | 0.8 | 2.9 | 3 | 0.4 | N |  |  | OP | X | 1 | 1965 | Pre-2000 |  |  | N | Industrial Non-CHP | Customer Sited | Other | 6 | X | NG | Non-Renewable | 0 | 3 | 0 | 1
Operable | 62043 | Cox Operating LLC |  | 54927 | Grand Isle Gas Plant / Treating Station | LA | Vertical | Jefferson | 2 | Natural Gas Internal Combustion Engine | IC |  | W | X | X |  |  | 3 | 0.8 | 2.9 | 3 | 0.4 | N |  |  | OP | X | 1 | 1965 | Pre-2000 |  |  | N | Industrial Non-CHP | Customer Sited | Other | 6 | X | NG | Non-Renewable | 0 | 3 | 0 | 1
Operable | 62043 | Cox Operating LLC |  | 54927 | Grand Isle Gas Plant / Treating Station | LA | Vertical | Jefferson | 3 | Natural Gas Internal Combustion Engine | IC |  | W | X | X |  |  | 3 | 0.8 | 2.9 | 3 | 0.4 | N |  |  | OP | X | 1 | 1965 | Pre-2000 |  |  | N | Industrial Non-CHP | Customer Sited | Other | 6 | X | NG | Non-Renewable | 0 | 3 | 0 | 1
Operable | 63083 | Coyote Ridge LLC |  | 61047 | Coyote Ridge | SD | Vertical | Brookings | WT1 | Onshore Wind Turbine | WT |  | S | X | X |  |  | 97.4 |  | 97.4 | 97.4 | 0 | N |  |  | OP | X | 12 | 2019 | 2019 |  |  | N | IPP Non-CHP | IPP | IPP | 2 | X | WND | Renewable | 97.4 | 0 | 1 | 0
Operable | 64781 | CP Bloom Wind LLC |  | 59888 | Bloom Wind | KS | Vertical | Ford | GEN | Onshore Wind Turbine | WT |  | S | X | X |  |  | 178.2 |  | 178.2 | 178.2 | 1.5 | N |  |  | OP | X | 6 | 2017 | 2017 |  |  | N | IPP Non-CHP | IPP | IPP | 2 | X | WND | Renewable | 178.2 | 0 | 1 | 0
Operable | 3221 | CP Kelco US Inc. |  | 52147 | CP Kelco San Diego Plant | CA | Vertical | San Diego | GEN1 | Natural Gas Fired Combustion Turbine | GT |  | S | X | X |  |  | 9.2 | 0.9 | 9.2 | 9.2 | 7 | N |  |  | OP | X | 10 | 1983 | Pre-2000 |  |  | Y | Industrial CHP | Customer Sited | Other | 7 | T | NG | Non-Renewable | 0 | 9.2 | 0 | 1
Operable | 3221 | CP Kelco US Inc. |  | 52147 | CP Kelco San Diego Plant | CA | Vertical | San Diego | GEN2 | Natural Gas Fired Combustion Turbine | GT |  | S | X | X |  |  | 10 | 0.8 | 9.3 | 9.3 | 7 | N |  |  | OP | X | 10 | 1983 | Pre-2000 |  |  | Y | Industrial CHP | Customer Sited | Other | 7 | T | NG | Non-Renewable | 0 | 10 | 0 | 1
Operable | 3221 | CP Kelco US Inc. |  | 52147 | CP Kelco San Diego Plant | CA | Vertical | San Diego | GEN3 | Natural Gas Fired Combustion Turbine | GT |  | S | X | X |  |  | 10 | 0.8 | 9.3 | 9.3 | 7 | N |  |  | OS | X | 10 | 1983 | Pre-2000 |  |  | Y | Industrial CHP | Customer Sited | Other | 7 | T | NG | Non-Renewable | 0 | 10 | 0 | 1
Operable | 56439 | CPV Beaver Ridge Wind LLC |  | 57130 | Beaver Ridge Wind | ME | Restructured | Waldo | BR1 | Onshore Wind Turbine | WT |  | S | X | X |  |  | 4.5 |  | 4.5 | 4.5 | 0.3 | N |  |  | OP | X | 11 | 2008 | 2008 |  |  | N | IPP Non-CHP | IPP | IPP | 2 | X | WND | Renewable | 4.5 | 0 | 1 | 0
Operable | 58574 | CPV Canton Mountain Wind LLC |  | 58620 | Canton Mountain Wind | ME | Restructured | Oxford | 1 | Onshore Wind Turbine | WT |  | S | X | X |  |  | 22.8 |  | 22.8 | 22.8 | 0.1 | N |  |  | OP | X | 11 | 2017 | 2017 |  |  | N | IPP Non-CHP | IPP | IPP | 2 | X | WND | Renewable | 22.8 | 0 | 1 | 0
Operable | 60350 | CPV Fairview, LLC |  | 60589 | CPV Fairview Energy Center | PA | Restructured | Cambria | GEN1 | Natural Gas Fired Combined Cycle | CT | CC1 | S | X | N |  |  | 372 | 0.85 | 337.3 | 347 | 115 | N |  |  | OP | X | 12 | 2019 | 2019 |  |  | N | IPP Non-CHP | IPP | IPP | 2 | X | NG | Non-Renewable | 0 | 372 | 0 | 1 | OG
Operable | 60350 | CPV Fairview, LLC |  | 60589 | CPV Fairview Energy Center | PA | Restructured | Cambria | GEN2 | Natural Gas Fired Combined Cycle | CT | CC1 | S | X | N |  |  | 372 | 0.85 | 337.3 | 344.7 | 115 | N |  |  | OP | X | 12 | 2019 | 2019 |  |  | N | IPP Non-CHP | IPP | IPP | 2 | X | NG | Non-Renewable | 0 | 372 | 0 | 1 | OG
Operable | 60350 | CPV Fairview, LLC |  | 60589 | CPV Fairview Energy Center | PA | Restructured | Cambria | GEN3 | Natural Gas Fired Combined Cycle | CA | CC1 | S | Y | X |  |  | 453 | 0.85 | 390.7 | 401.1 | 115 | N |  |  | OP | X | 12 | 2019 | 2019 |  |  | N | IPP Non-CHP | IPP | IPP | 2 | X | NG | Non-Renewable | 0 | 453 | 0 | 1 | OG
Operable | 56699 | CPV Keenan II Renewable Energy Co LLC |  | 57358 | Keenan II Renewable Energy Co LLC | OK | Vertical | Woodward | 1 | Onshore Wind Turbine | WT |  | S | X | X |  |  | 151.8 |  | 151.8 | 151.8 | 1 | N |  |  | OP | X | 12 | 2010 | 2010 |  |  | N | IPP Non-CHP | IPP | IPP | 2 | X | WND | Renewable | 151.8 | 0 | 1 | 0
Operable | 64669 | CPV Maple Hill Solar, LLC |  | 65332 | CPV Maple Hill Solar | PA | Restructured | Cambria | MH1 | Solar Photovoltaic | PV |  | S | X | X | PN Maple Hill-Fiddlers 1 SP | FIDDLERS34.5KV FIDDLESP | 100 |  | 100 | 100 |  | N |  |  | OP | X | 11 | 2023 | 2023 |  |  | N | IPP Non-CHP | IPP | IPP | 2 | X | SUN | Renewable | 100 | 0 | 1 | 0
Operable | 56031 | CPV Maryland LLC |  | 56846 | CPV St Charles Energy Center | MD | Restructured | Charles | GTG1 | Natural Gas Fired Combined Cycle | CT | G601 | S | X | N | Pepco | Pepco | 223.6 | 0.85 | 216.3 | 225.9 |  | N |  |  | OP | X | 2 | 2017 | 2017 |  |  | N | IPP Non-CHP | IPP | IPP | 2 | X | NG | Non-Renewable | 0 | 223.6 | 0 | 1
Operable | 56031 | CPV Maryland LLC |  | 56846 | CPV St Charles Energy Center | MD | Restructured | Charles | GTG2 | Natural Gas Fired Combined Cycle | CT | G601 | S | X | N | Pepco | Pepco | 223.6 | 0.85 | 217 | 225.7 |  | N |  |  | OP | X | 2 | 2017 | 2017 |  |  | N | IPP Non-CHP | IPP | IPP | 2 | X | NG | Non-Renewable | 0 | 223.6 | 0 | 1
Operable | 56031 | CPV Maryland LLC |  | 56846 | CPV St Charles Energy Center | MD | Restructured | Charles | STGEN | Natural Gas Fired Combined Cycle | CA | G601 | S | Y | X | Pepco | Pepco | 328.1 | 0.85 | 303.7 | 319.5 |  | N |  |  | OP | X | 2 | 2017 | 2017 |  |  | N | IPP Non-CHP | IPP | IPP | 2 | X | NG | Non-Renewable | 0 | 328.1 | 0 | 1
Operable | 58565 | CPV Saddleback Ridge Wind, LLC |  | 58608 | Saddleback Ridge Wind Farm | ME | Restructured | Franklin | SRW1 | Onshore Wind Turbine | WT |  | S | X | X |  |  | 8.5 |  | 8.5 | 8.5 | 0.1 | N |  |  | OP | X | 12 | 2014 | 2014 |  |  | N | IPP Non-CHP | IPP | IPP | 2 | X | WND | Renewable | 8.5 | 0 | 1 | 0
Operable | 58565 | CPV Saddleback Ridge Wind, LLC |  | 58608 | Saddleback Ridge Wind Farm | ME | Restructured | Franklin | SRW2 | Onshore Wind Turbine | WT |  | S | X | X |  |  | 25.7 |  | 25.7 | 25.7 | 0.4 | N |  |  | OP | X | 9 | 2015 | 2015 |  |  | N | IPP Non-CHP | IPP | IPP | 2 | X | WND | Renewable | 25.7 | 0 | 1 | 0
Operable | 57402 | CPV Spruce Mountain Wind LLC |  | 58026 | Spruce Mountain WInd | ME | Restructured | Oxford | 1 | Onshore Wind Turbine | WT |  | S | X | X |  |  | 20 |  | 20 | 20 | 0.5 | N |  |  | OP | X | 12 | 2011 | 2011 |  |  | N | IPP Non-CHP | IPP | IPP | 2 | X | WND | Renewable | 20 | 0 | 1 | 0
Operable | 63601 | CPV Three Rivers, LLC |  | 63931 | CPV Three Rivers Energy Center | IL | Restructured | Grundy | GEN1 | Natural Gas Fired Combined Cycle | CS |  | S | Y | N | 2156112521 | 2156112521 | 650 | 0.85 | 579 | 625 | 110 | N |  |  | OP | X | 6 | 2023 | 2023 |  |  | N | IPP Non-CHP | IPP | IPP | 2 | X | NG | Non-Renewable | 0 | 650 | 0 | 1
Operable | 63601 | CPV Three Rivers, LLC |  | 63931 | CPV Three Rivers Energy Center | IL | Restructured | Grundy | GEN2 | Natural Gas Fired Combined Cycle | CS |  | S | Y | N | 2156112487 | 2156112487 | 650 | 0.85 | 582.3 | 625 | 110 | N |  |  | OP | X | 6 | 2023 | 2023 |  |  | N | IPP Non-CHP | IPP | IPP | 2 | X | NG | Non-Renewable | 0 | 650 | 0 | 1
Operable | 19002 | CPV Towantic, LLC |  | 56047 | CPV Towantic Energy Center | CT | Restructured | New Haven | CTG1 | Natural Gas Fired Combined Cycle | CT | CC1 | S | X | N | UN.TOWANTIC1A.0TO1A | UN.TOWANTIC1A.0TO1A | 280.5 | 0.85 | 262 | 288 |  | N |  |  | OP | X | 5 | 2018 | 2018 |  |  | N | IPP Non-CHP | IPP | IPP | 2 | X | NG | Non-Renewable | 0 | 280.5 | 0 | 1 | DFO
Operable | 19002 | CPV Towantic, LLC |  | 56047 | CPV Towantic Energy Center | CT | Restructured | New Haven | CTG2 | Natural Gas Fired Combined Cycle | CT | CC1 | S | X | N | UN.TOWANTIC1B.0TO1B | UN.TOWANTIC1B.0TO1B | 280.5 | 0.85 | 258.3 | 288 |  | N |  |  | OP | X | 5 | 2018 | 2018 |  |  | N | IPP Non-CHP | IPP | IPP | 2 | X | NG | Non-Renewable | 0 | 280.5 | 0 | 1 | DFO
Operable | 19002 | CPV Towantic, LLC |  | 56047 | CPV Towantic Energy Center | CT | Restructured | New Haven | STG | Natural Gas Fired Combined Cycle | CA | CC1 | S | Y | X |  |  | 280.5 | 0.85 | 267 | 293 |  | N |  |  | OP | X | 5 | 2018 | 2018 |  |  | N | IPP Non-CHP | IPP | IPP | 2 | X | NG | Non-Renewable | 0 | 280.5 | 0 | 1 | DFO
Operable | 56204 | CPV Valley, LLC |  | 56940 | CPV Valley Energy Center | NY | Restructured | Orange | CTG1 | Natural Gas Fired Combined Cycle | CT | G921 | S | X | N | Hudson Val-G | Hudson Val-G | 235 | 0.85 | 188.7 | 219 | 137.3 | N |  |  | OP | X | 5 | 2018 | 2018 |  |  | N | IPP Non-CHP | IPP | IPP | 2 | X | NG | Non-Renewable | 0 | 235 | 0 | 1 | DFO
Operable | 56204 | CPV Valley, LLC |  | 56940 | CPV Valley Energy Center | NY | Restructured | Orange | CTG2 | Natural Gas Fired Combined Cycle | CT | G921 | S | X | N | Hudson Val-G | Hudson Val-G | 235 | 0.85 | 188.7 | 219 | 134.7 | N |  |  | OP | X | 5 | 2018 | 2018 |  |  | N | IPP Non-CHP | IPP | IPP | 2 | X | NG | Non-Renewable | 0 | 235 | 0 | 1 | DFO
Operable | 56204 | CPV Valley, LLC |  | 56940 | CPV Valley Energy Center | NY | Restructured | Orange | STG | Natural Gas Fired Combined Cycle | CA | G921 | S | Y | X | Hudson Val-G | Hudson Val-G | 300 | 0.96 | 297 | 302.3 | 163.4 | N |  |  | OP | X | 5 | 2018 | 2018 |  |  | N | IPP Non-CHP | IPP | IPP | 2 | X | NG | Non-Renewable | 0 | 300 | 0 | 1 | DFO
Operable | 55735 | CR Clearing, LLC |  | 56537 | Conception | MO | Vertical | Nodaway | 1 | Onshore Wind Turbine | WT |  | S | X | X |  |  | 50.4 |  | 50.4 | 50.4 | 0.3 | N |  |  | OP | X | 4 | 2008 | 2008 |  |  | N | IPP Non-CHP | IPP | IPP | 2 | X | WND | Renewable | 50.4 | 0 | 1 | 0
Operable | 64534 | Cranberry Highway Solar, LLC |  | 65174 | Cranberry Highway Solar LLC | MA | Restructured | Plymouth | BA1 | Batteries | BA |  | S | X | X |  |  | 2 |  | 2 | 2 | 0 | N |  |  | OP | X | 3 | 2021 | 2021 |  |  | N | IPP Non-CHP | IPP | IPP | 2 | X | MWH | Other | 0 | 0 | 0 | 0
Operable | 64534 | Cranberry Highway Solar, LLC |  | 65174 | Cranberry Highway Solar LLC | MA | Restructured | Plymouth | PV1 | Solar Photovoltaic | PV |  | S | X | X |  |  | 2.2 |  | 2.2 | 2.2 | 0 | N |  |  | OP | X | 5 | 2021 | 2021 |  |  | N | IPP Non-CHP | IPP | IPP | 2 | X | SUN | Renewable | 2.2 | 0 | 1 | 0
Operable | 65313 | Crane 2 BESS, LLC |  | 66170 | Revolution | TX | Restructured | Crane | 1 | Batteries | BA |  | S | X | X |  |  | 150 |  | 150 | 150 |  | N |  |  | OP | X | 12 | 2023 | 2023 |  |  | N | IPP Non-CHP | IPP | IPP | 2 | X | MWH | Other | 0 | 0 | 0 | 0
Operable | 65621 | Crane Garden LLC |  | 66573 | Crane Garden | MN | Vertical | McLeod | MNC04 | Solar Photovoltaic | PV |  | S | X | X |  |  | 0.9 |  | 0.9 | 0.9 |  | N |  |  | OP | X | 11 | 2023 | 2023 |  |  | N | IPP Non-CHP | IPP | IPP | 2 | X | SUN | Renewable | 0.9 | 0 | 1 | 0
Operable | 60967 | Crater Community Solar |  | 61328 | Crater Community Solar | MN | Vertical | Chippewa | TCCS1 | Solar Photovoltaic | PV |  | S | X | X |  |  | 1 |  | 0.9 | 0.9 |  | N |  |  | OP | X | 12 | 2017 | 2017 |  |  | N | IPP Non-CHP | IPP | IPP | 2 | X | SUN | Renewable | 1 | 0 | 1 | 0
Operable | 60967 | Crater Community Solar |  | 61328 | Crater Community Solar | MN | Vertical | Chippewa | TCCS2 | Solar Photovoltaic | PV |  | S | X | X |  |  | 1 |  | 0.9 | 0.9 |  | N |  |  | OP | X | 12 | 2017 | 2017 |  |  | N | IPP Non-CHP | IPP | IPP | 2 | X | SUN | Renewable | 1 | 0 | 1 | 0
Operable | 60967 | Crater Community Solar |  | 61328 | Crater Community Solar | MN | Vertical | Chippewa | TCCS3 | Solar Photovoltaic | PV |  | S | X | X |  |  | 1 |  | 0.9 | 0.9 |  | N |  |  | OP | X | 12 | 2017 | 2017 |  |  | N | IPP Non-CHP | IPP | IPP | 2 | X | SUN | Renewable | 1 | 0 | 1 | 0
Operable | 59774 | Crawfordsville Energy LLC |  | 1024 | Crawfordsville Power Plant | IN | Vertical | Montgomery | D1 | Petroleum Liquids | IC |  | S | X | X |  |  | 0.8 | 0.8 | 0.9 | 0.9 | 0.8 | N |  |  | SB | N | 10 | 1994 | Pre-2000 | 4 | 2024 | N | IPP Non-CHP | IPP | IPP | 2 | X | DFO | Non-Renewable | 0 | 0.8 | 0 | 1
Operable | 65030 | Cream Street Solar, LLC |  | 65775 | Cream Street Solar | NY | Restructured | Dutchess | 5324 | Solar Photovoltaic | PV |  | S | X | X |  |  | 2 |  | 2 | 1.8 |  | N |  |  | OP | X | 12 | 2020 | 2020 |  |  | N | IPP Non-CHP | IPP | IPP | 2 | X | SUN | Renewable | 2 | 0 | 1 | 0
Operable | 49971 | Creed Energy Center LLC |  | 55625 | Creed Energy Center | CA | Vertical | Solano | CT1 | Natural Gas Fired Combustion Turbine | GT |  | S | X | X | NP-15 |  | 47 | 0.85 | 45 | 45 | 20 | N |  |  | OP | X | 1 | 2003 | 2003 |  |  | N | IPP Non-CHP | IPP | IPP | 2 | X | NG | Non-Renewable | 0 | 47 | 0 | 1
Operable | 61280 | Creston Ridge II, LLC |  | 61668 | Creston Ridge II, LLC | NE | Vertical | Platte | CR2-1 | Onshore Wind Turbine | WT |  | S | X | X |  |  | 2.3 |  | 2.3 | 2.3 | 0.2 | N |  |  | OP | X | 6 | 2017 | 2017 |  |  | N | IPP Non-CHP | IPP | IPP | 2 | X | WND | Renewable | 2.3 | 0 | 1 | 0
Operable | 61280 | Creston Ridge II, LLC |  | 61668 | Creston Ridge II, LLC | NE | Vertical | Platte | CR2-2 | Onshore Wind Turbine | WT |  | S | X | X |  |  | 2.3 |  | 2.3 | 2.3 | 0.2 | N |  |  | OP | X | 6 | 2017 | 2017 |  |  | N | IPP Non-CHP | IPP | IPP | 2 | X | WND | Renewable | 2.3 | 0 | 1 | 0
Operable | 61280 | Creston Ridge II, LLC |  | 61668 | Creston Ridge II, LLC | NE | Vertical | Platte | CR2-3 | Onshore Wind Turbine | WT |  | S | X | X |  |  | 2.3 |  | 2.3 | 2.3 | 0.2 | N |  |  | OP | X | 6 | 2017 | 2017 |  |  | N | IPP Non-CHP | IPP | IPP | 2 | X | WND | Renewable | 2.3 | 0 | 1 | 0
Operable | 60577 | Creston Ridge, LLC |  | 60932 | Creston Ridge Wind Farm | NE | Vertical | Platte | WT1 | Onshore Wind Turbine | WT |  | S | X | X |  |  | 6.8 |  | 6.8 | 6.8 | 0.2 | N |  |  | OP | X | 12 | 2015 | 2015 |  |  | N | IPP Non-CHP | IPP | IPP | 2 | X | WND | Renewable | 6.8 | 0 | 1 | 0
Operable | 4468 | Crestwood Corp |  | 54985 | Crestwood Dothan | AL | Vertical | Houston | GEN1 | Petroleum Liquids | IC |  | S | X | X |  |  | 1 | 0.8 | 1.2 | 1.2 | 0.5 | N |  |  | OP | X | 1 | 1995 | Pre-2000 |  |  | N | IPP Non-CHP | IPP | IPP | 2 | X | DFO | Non-Renewable | 0 | 1 | 0 | 1
Operable | 4468 | Crestwood Corp |  | 54985 | Crestwood Dothan | AL | Vertical | Houston | GEN2 | Petroleum Liquids | IC |  | S | X | X |  |  | 1 | 0.8 | 1.2 | 1.3 | 0.5 | N |  |  | OP | X | 1 | 1995 | Pre-2000 |  |  | N | IPP Non-CHP | IPP | IPP | 2 | X | DFO | Non-Renewable | 0 | 1 | 0 | 1
Operable | 4468 | Crestwood Corp |  | 54985 | Crestwood Dothan | AL | Vertical | Houston | GEN3 | Petroleum Liquids | IC |  | S | X | X |  |  | 2 | 0.8 | 1.5 | 1.7 | 0.5 | N |  |  | OP | X | 12 | 2002 | 2002 |  |  | N | IPP Non-CHP | IPP | IPP | 2 | X | DFO | Non-Renewable | 0 | 2 | 0 | 1
Operable | 4468 | Crestwood Corp |  | 54985 | Crestwood Dothan | AL | Vertical | Houston | GEN5 | Petroleum Liquids | IC |  | S | X | X |  |  | 1 | 0.8 | 1.2 | 1.3 | 0.5 | N |  |  | OP | X | 1 | 1996 | Pre-2000 |  |  | N | IPP Non-CHP | IPP | IPP | 2 | X | DFO | Non-Renewable | 0 | 1 | 0 | 1
Operable | 4468 | Crestwood Corp |  | 54985 | Crestwood Dothan | AL | Vertical | Houston | GEN7 | Petroleum Liquids | IC |  | S | X | X |  |  | 1 | 0.8 | 1.2 | 1.3 | 0.5 | N |  |  | OP | X | 10 | 1997 | Pre-2000 |  |  | N | IPP Non-CHP | IPP | IPP | 2 | X | DFO | Non-Renewable | 0 | 1 | 0 | 1
Operable | 4468 | Crestwood Corp |  | 54985 | Crestwood Dothan | AL | Vertical | Houston | GEN8 | Petroleum Liquids | IC |  | S | X | X |  |  | 0.6 | 0.8 | 0.7 | 0.8 | 0.2 | N |  |  | SB | Y | 10 | 1997 | Pre-2000 |  |  | N | IPP Non-CHP | IPP | IPP | 2 | X | DFO | Non-Renewable | 0 | 0.6 | 0 | 1
Operable | 4468 | Crestwood Corp |  | 54985 | Crestwood Dothan | AL | Vertical | Houston | GEN9 | Petroleum Liquids | IC |  | S | X | X |  |  | 2 | 0.8 | 2 | 2.3 | 1.5 | N |  |  | OP | X | 2 | 2002 | 2002 |  |  | N | IPP Non-CHP | IPP | IPP | 2 | X | DFO | Non-Renewable | 0 | 2 | 0 | 1
Operable | 56534 | Cricket Valley Energy Center LLC |  | 57185 | Cricket Valley Energy | NY | Restructured | Dutchess | U001 | Natural Gas Fired Combined Cycle | CA | CCG1 | W | Y | X |  |  | 174.2 | 0.85 | 143.3 | 150.3 |  | N |  |  | OP | X | 4 | 2020 | 2020 |  |  | N | IPP Non-CHP | IPP | IPP | 2 | X | NG | Non-Renewable | 0 | 174.2 | 0 | 1
Operable | 56534 | Cricket Valley Energy Center LLC |  | 57185 | Cricket Valley Energy | NY | Restructured | Dutchess | U002 | Natural Gas Fired Combined Cycle | CA | CCG2 | W | Y | X |  |  | 174.2 | 0.85 | 143.3 | 150.3 |  | N |  |  | OP | X | 4 | 2020 | 2020 |  |  | N | IPP Non-CHP | IPP | IPP | 2 | X | NG | Non-Renewable | 0 | 174.2 | 0 | 1
Operable | 56534 | Cricket Valley Energy Center LLC |  | 57185 | Cricket Valley Energy | NY | Restructured | Dutchess | U003 | Natural Gas Fired Combined Cycle | CA | CCG3 | W | Y | X |  |  | 174.2 | 0.85 | 143.3 | 150.3 |  | N |  |  | OP | X | 4 | 2020 | 2020 |  |  | N | IPP Non-CHP | IPP | IPP | 2 | X | NG | Non-Renewable | 0 | 174.2 | 0 | 1
Operable | 56534 | Cricket Valley Energy Center LLC |  | 57185 | Cricket Valley Energy | NY | Restructured | Dutchess | U004 | Natural Gas Fired Combined Cycle | CT | CCG1 | W | X | N |  |  | 263.3 | 0.85 | 195.4 | 229.1 |  | N |  |  | OP | X | 4 | 2020 | 2020 |  |  | N | IPP Non-CHP | IPP | IPP | 2 | X | NG | Non-Renewable | 0 | 263.3 | 0 | 1
Operable | 56534 | Cricket Valley Energy Center LLC |  | 57185 | Cricket Valley Energy | NY | Restructured | Dutchess | U005 | Natural Gas Fired Combined Cycle | CT | CCG2 | W | X | N |  |  | 263.3 | 0.85 | 195.4 | 229.1 |  | N |  |  | OP | X | 4 | 2020 | 2020 |  |  | N | IPP Non-CHP | IPP | IPP | 2 | X | NG | Non-Renewable | 0 | 263.3 | 0 | 1
Operable | 56534 | Cricket Valley Energy Center LLC |  | 57185 | Cricket Valley Energy | NY | Restructured | Dutchess | U006 | Natural Gas Fired Combined Cycle | CT | CCG3 | W | X | N |  |  | 263.3 | 0.85 | 195.4 | 229.1 |  | N |  |  | OP | X | 4 | 2020 | 2020 |  |  | N | IPP Non-CHP | IPP | IPP | 2 | X | NG | Non-Renewable | 0 | 263.3 | 0 | 1
Operable | 4538 | Crisp County Power Comm |  | 752 | Lake Blackshear Project | GA | Vertical | Worth | 1 | Conventional Hydroelectric | HY |  | S | X | X |  |  | 2.4 | 0.8 | 2.4 | 2.4 | 0.9 | N |  |  | OP | X | 8 | 1930 | Pre-2000 |  |  | N | Electric Utility | Utility | Other | 1 | X | WAT | Renewable | 2.4 | 0 | 1 | 0
Operable | 4538 | Crisp County Power Comm |  | 752 | Lake Blackshear Project | GA | Vertical | Worth | 2 | Conventional Hydroelectric | HY |  | S | X | X |  |  | 5 | 0.8 | 4 | 4 | 1.4 | N |  |  | OP | X | 8 | 1930 | Pre-2000 |  |  | N | Electric Utility | Utility | Other | 1 | X | WAT | Renewable | 5 | 0 | 1 | 0
Operable | 4538 | Crisp County Power Comm |  | 752 | Lake Blackshear Project | GA | Vertical | Worth | 3 | Conventional Hydroelectric | HY |  | S | X | X |  |  | 4.8 | 0.8 | 4.8 | 4.8 | 1.1 | N |  |  | OP | X | 5 | 1930 | Pre-2000 |  |  | N | Electric Utility | Utility | Other | 1 | X | WAT | Renewable | 4.8 | 0 | 1 | 0
Operable | 4538 | Crisp County Power Comm |  | 752 | Lake Blackshear Project | GA | Vertical | Worth | 4 | Conventional Hydroelectric | HY |  | S | X | X |  |  | 5 | 0.8 | 4 | 4 | 0.8 | N |  |  | OP | X | 5 | 1930 | Pre-2000 |  |  | N | Electric Utility | Utility | Other | 1 | X | WAT | Renewable | 5 | 0 | 1 | 0
Operable | 4538 | Crisp County Power Comm |  | 753 | Crisp Plant | GA | Vertical | Worth | 1 | Natural Gas Steam Turbine | ST |  | S | X | X |  |  | 12.5 | 0.8 | 10 | 10 | 3 | N |  |  | OP | X | 6 | 1957 | Pre-2000 |  |  | N | Electric Utility | Utility | Other | 1 | X | NG | Non-Renewable | 0 | 12.5 | 0 | 1 | BIT
Operable | 4538 | Crisp County Power Comm |  | 753 | Crisp Plant | GA | Vertical | Worth | GT1 | Natural Gas Fired Combustion Turbine | GT |  | S | X | X |  |  | 5 | 0.8 | 4 | 4 | 1 | N |  |  | OP | X | 5 | 1957 | Pre-2000 |  |  | N | Electric Utility | Utility | Other | 1 | X | NG | Non-Renewable | 0 | 5 | 0 | 1
Operable | 4538 | Crisp County Power Comm |  | 753 | Crisp Plant | GA | Vertical | Worth | GT2 | Natural Gas Fired Combustion Turbine | GT |  | S | X | X |  |  | 5 | 0.8 | 5 | 5 | 1 | N |  |  | OP | X | 6 | 2023 | 2023 |  |  | N | Electric Utility | Utility | Other | 1 | X | NG | Non-Renewable | 0 | 5 | 0 | 1
Operable | 56661 | Criterion Power Partners LLC |  | 57300 | Criterion | MD | Restructured | GARRETT | 1 | Onshore Wind Turbine | WT |  | S | X | X | KELSOGAP138 KV CRITRNWF | KELSOGAP138 KV CRITRNWF | 70 |  | 70 | 70 | 0.5 | N |  |  | OP | X | 12 | 2010 | 2010 |  |  | N | IPP Non-CHP | IPP | IPP | 2 | X | WND | Renewable | 70 | 0 | 1 | 0
Operable | 60290 | Crocker Wind Farm, LLC |  | 60505 | Crocker Wind Farm | SD | Vertical | Clark | CRCKR | Onshore Wind Turbine | WT |  | S | X | X | WAUE.CRK1.CROCKER |  | 200 |  | 200 | 200 | 2.5 | N |  |  | OP | X | 11 | 2019 | 2019 |  |  | N | IPP Non-CHP | IPP | IPP | 2 | X | WND | Renewable | 200 | 0 | 1 | 0
Operable | 4464 | Crockett Cogeneration |  | 55084 | Crockett Cogen Project | CA | Vertical | Contra Costa | GE1 | Natural Gas Fired Combined Cycle | CS |  | J | Y | N |  |  | 247 | 0.85 | 247 | 247 | 120 | N |  |  | OP | X | 12 | 1995 | Pre-2000 |  |  | Y | IPP CHP | IPP | IPP | 3 | T | NG | Non-Renewable | 0 | 247 | 0 | 1
Operable | 59550 | Croda Inc. |  | 59783 | Croda Atlas Point CHP | DE | Restructured | New Castle | 91197 | Landfill Gas | IC |  | S | X | X |  |  | 1.1 | 1 | 1.1 | 1.1 | 0.7 | N |  |  | OP | X | 8 | 2013 | 2013 |  |  | Y | Industrial CHP | Customer Sited | Other | 7 | T | LFG | Renewable | 1.1 | 0 | 1 | 0
Operable | 59550 | Croda Inc. |  | 59783 | Croda Atlas Point CHP | DE | Restructured | New Castle | 91198 | Landfill Gas | IC |  | S | X | X |  |  | 1.1 | 1 | 1.1 | 1.1 | 0.7 | N |  |  | OP | X | 8 | 2013 | 2013 |  |  | Y | Industrial CHP | Customer Sited | Other | 7 | T | LFG | Renewable | 1.1 | 0 | 1 | 0
Operable | 59550 | Croda Inc. |  | 59783 | Croda Atlas Point CHP | DE | Restructured | New Castle | 91199 | Landfill Gas | IC |  | S | X | X |  |  | 2 | 1 | 2 | 2 | 1.4 | N |  |  | OP | X | 6 | 2021 | 2021 |  |  | Y | Industrial CHP | Customer Sited | Other | 7 | T | LFG | Renewable | 2 | 0 | 1 | 0
Operable | 64636 | Crofton Bluffs Wind, LLC |  | 57278 | Crofton Bluffs Wind LLC | NE | Vertical | Knox | CWET1 | Onshore Wind Turbine | WT |  | J | X | X | SPP | SPP | 40 |  | 40 | 40 | 1 | N |  |  | OP | X | 11 | 2012 | 2012 |  |  | N | IPP Non-CHP | IPP | IPP | 2 | X | WND | Renewable | 40 | 0 | 1 | 0
Operable | 58800 | Cross Pollination Inc |  | 58935 | Open View Solar Farm | VT | Vertical | Addison | PV | Solar Photovoltaic | PV |  | S | X | X |  |  | 2 |  | 1.9 | 1.9 |  | N |  |  | OP | X | 9 | 2013 | 2013 |  |  | N | IPP Non-CHP | IPP | IPP | 2 | X | SUN | Renewable | 2 | 0 | 1 | 0
Operable | 65184 | Crossett Power Management LLC |  | 66009 | Crossett Power Management LLC | TX | Restructured | Crane | BA | Batteries | BA |  | S | X | X |  |  | 203 | 1 | 203 | 203 | 0 | N |  |  | OP | X | 6 | 2022 | 2022 |  |  | N | IPP Non-CHP | IPP | IPP | 2 | X | MWH | Other | 0 | 0 | 0 | 0
Operable | 64926 | Croton Solar LLC |  | 65647 | Croton Solar | NY | Restructured | Westchester | CROT | Solar Photovoltaic | PV |  | S | X | X |  |  | 3 |  | 3 | 3 |  | N |  |  | OP | X | 12 | 2021 | 2021 |  |  | N | IPP Non-CHP | IPP | IPP | 2 | X | SUN | Renewable | 3 | 0 | 1 | 0
Operable | 63338 | Crown Solar Center, LLC |  | 63635 | Crown | SC | Vertical | Lancaster | CROWN | Solar Photovoltaic | PV |  | S | X | X |  |  | 3 |  | 3 | 3 |  | N |  |  | OP | X | 3 | 2020 | 2020 |  |  | N | IPP Non-CHP | IPP | IPP | 2 | X | SUN | Renewable | 3 | 0 | 1 | 0
Operable | 61416 | Crowned Ridge Wind, LLC |  | 60503 | Crowned Ridge Wind Energy Center | SD | Vertical | Codington | CTTL1 | Onshore Wind Turbine | WT |  | S | X | X |  |  | 200.1 |  | 200.1 | 200.1 | 36.8 | N |  |  | OP | X | 12 | 2019 | 2019 |  |  | N | IPP Non-CHP | IPP | IPP | 2 | X | WND | Renewable | 200.1 | 0 | 1 | 0
Operable | 64890 | Cruise Solar, LLC |  | 65584 | Cruise Solar, LLC | NC | Vertical | Onslow | CRUI1 | Solar Photovoltaic | PV |  | W | X | X |  |  | 1.9 |  | 1.9 | 1.9 |  | N |  |  | OP | X | 9 | 2021 | 2021 |  |  | N | IPP Non-CHP | IPP | IPP | 2 | X | SUN | Renewable | 1.9 | 0 | 1 | 0
Operable | 65719 | Crystal Farms Local Solar, LLC |  | 66714 | Crystal Farms Local Solar | CA | Vertical | Fresno | CRYPV | Solar Photovoltaic | PV |  | S | X | X |  |  | 3.5 |  | 3.5 | 3.5 |  | N |  |  | OP | X | 11 | 2023 | 2023 |  |  | N | IPP Non-CHP | IPP | IPP | 2 | X | SUN | Renewable | 3.5 | 0 | 1 | 0
Operable | 56786 | Crystal Lake 3 LLC |  | 57468 | Crystal Lake 3 LLC | IA | Vertical | Winnebago | GE1.5 | Onshore Wind Turbine | WT |  | S | X | X |  |  | 66 |  | 66 | 66 | 3.3 | N |  |  | OP | X | 12 | 2009 | 2009 |  |  | N | IPP Non-CHP | IPP | IPP | 2 | X | WND | Renewable | 66 | 0 | 1 | 0
Operable | 3490 | Crystal Springs Hydro Elec LP |  | 10806 | Crystal Springs | ID | Vertical | Twin Falls | GEN1 | Conventional Hydroelectric | HY |  | S | X | X |  |  | 2.3 | 0.95 | 2 | 2 | 0.1 | N |  |  | OP | X | 1 | 1988 | Pre-2000 |  |  | N | IPP Non-CHP | IPP | IPP | 2 | X | WAT | Renewable | 2.3 | 0 | 1 | 0
Operable | 64489 | CS Wind America, Inc. |  | 57643 | Vestas Towers America, Inc. | CO | Vertical | Pueblo | V100 | Onshore Wind Turbine | WT |  | S | X | X |  |  | 1.8 |  | 1.8 | 1.8 | 0 | N |  |  | OP | X | 4 | 2010 | 2010 |  |  | N | Industrial Non-CHP | Customer Sited | Other | 6 | X | WND | Renewable | 1.8 | 0 | 1 | 0
Operable | 64489 | CS Wind America, Inc. |  | 67419 | CSWIND America Inc. | CO | Vertical | Pueblo | PV1 | Solar Photovoltaic | PV |  | S | X | X |  |  | 12.3 |  | 12.3 | 12.3 |  | N |  |  | OP | X | 10 | 2023 | 2023 |  |  | N | Industrial Non-CHP | Customer Sited | Other | 6 | X | SUN | Renewable | 12.3 | 0 | 1 | 0
Operable | 64101 | CSG Mt. Morris 2, LLC |  | 64467 | CSG Mt. Morris 2, LLC | IL | Restructured | Ogle | MTMO | Solar Photovoltaic | PV |  | S | X | X |  |  | 2 |  | 2 | 2 |  | N |  |  | OP | X | 4 | 2021 | 2021 |  |  | N | IPP Non-CHP | IPP | IPP | 2 | X | SUN | Renewable | 2 | 0 | 1 | 0
Operable | 8683 | CSL Behring LLC |  | 54790 | CSL Behring LLC | IL | Restructured | Kankakee | GEN1 | Natural Gas Fired Combustion Turbine | GT |  | S | X | X |  |  | 4.2 | 0.9 | 3.8 | 5.3 | 0.1 | N |  |  | OP | X | 5 | 1993 | Pre-2000 |  |  | Y | Industrial CHP | Customer Sited | Other | 7 | T | NG | Non-Renewable | 0 | 4.2 | 0 | 1
Operable | 56819 | CSOLAR IV South LLC |  | 57490 | Imperial Solar Energy Center South | CA | Vertical | Imperial | 56819 | Solar Photovoltaic | PV |  | J | X | X | CSLR4S_2_SOLAR | CSLR4S_2_SOLAR | 128.9 |  | 128.9 | 128.9 |  | N |  |  | OP | X | 11 | 2013 | 2013 |  |  | N | IPP Non-CHP | IPP | IPP | 2 | X | SUN | Renewable | 128.9 | 0 | 1 | 0
Operable | 57260 | CSOLAR IV West LLC |  | 57491 | Imperial Solar Energy Center West | CA | Vertical | Imperial | 56819 | Solar Photovoltaic | PV |  | J | X | X | IVWEST_2_SOLAR1-APND | IVWEST_2_SOLAR1-APND | 148.7 |  | 148.7 | 148.7 |  | N |  |  | OP | X | 4 | 2016 | 2016 |  |  | N | IPP Non-CHP | IPP | IPP | 2 | X | SUN | Renewable | 148.7 | 0 | 1 | 0
Operable | 56835 | CSUCI Site Authority |  | 50851 | CSUCI Site Authority | CA | Vertical | Ventura | GEN1 | Natural Gas Fired Combined Cycle | CT | CC1 | S | X | N |  |  | 23.5 | 0.9 | 21.5 | 22.1 | 21.5 | N |  |  | OP | X | 3 | 1988 | Pre-2000 |  |  | Y | IPP CHP | IPP | IPP | 3 | T | NG | Non-Renewable | 0 | 23.5 | 0 | 1
Operable | 56835 | CSUCI Site Authority |  | 50851 | CSUCI Site Authority | CA | Vertical | Ventura | GEN2 | Natural Gas Fired Combined Cycle | CA | CC1 | S | N | X |  |  | 7.6 | 0.8 | 6.8 | 6.9 | 6.5 | N |  |  | OP | X | 3 | 1988 | Pre-2000 |  |  | Y | IPP CHP | IPP | IPP | 3 | B | NG | Non-Renewable | 0 | 7.6 | 0 | 1
Operable | 58373 | CU Solar LLC |  | 58386 | CU Solar Plant | OH | Restructured | Greene | CU | Solar Photovoltaic | PV |  | S | X | X |  |  | 1.8 |  | 1.8 | 1.8 |  | N |  |  | OP | X | 4 | 2013 | 2013 |  |  | N | IPP Non-CHP | IPP | IPP | 2 | X | SUN | Renewable | 1.8 | 0 | 1 | 0
Operable | 64394 | Cuba 2.5ac, LLC |  | 64903 | Cuba 2.5ac, LLC | NM | Vertical | Sandoval | SOLAR | Solar Photovoltaic | PV |  | S | X | X |  |  | 2.5 |  | 2.5 | 2.5 |  | N |  |  | OP | X | 2 | 2022 | 2022 |  |  | N | IPP Non-CHP | IPP | IPP | 2 | X | SUN | Renewable | 2.5 | 0 | 1 | 0
Operable | 61038 | Cube District Energy, LLC |  | 57489 | Oak Grove Power Producers | KS | Vertical | Crawford | G1 | Landfill Gas | IC |  | S | X | X |  |  | 1.6 | 0.9 | 1.5 | 1.5 | 1.1 | N |  |  | OP | X | 3 | 2010 | 2010 |  |  | N | IPP Non-CHP | IPP | IPP | 2 | X | LFG | Renewable | 1.6 | 0 | 1 | 0
Operable | 61038 | Cube District Energy, LLC |  | 57489 | Oak Grove Power Producers | KS | Vertical | Crawford | G2 | Landfill Gas | IC |  | S | X | X |  |  | 2 | 0.9 | 1.9 | 1.9 | 1.1 | N |  |  | OP | X | 12 | 2013 | 2013 |  |  | N | IPP Non-CHP | IPP | IPP | 2 | X | LFG | Renewable | 2 | 0 | 1 | 0
Operable | 61038 | Cube District Energy, LLC |  | 58484 | MAS ASB Cogen Plant | GA | Vertical | Fulton | 1 | Natural Gas Internal Combustion Engine | IC |  | S | X | X |  |  | 2.2 | 1 | 2.2 | 2.2 | 0.1 | N |  |  | OP | X | 3 | 2012 | 2012 |  |  | Y | Industrial CHP | Customer Sited | Other | 7 | T | NG | Non-Renewable | 0 | 2.2 | 0 | 1 | LFG
Operable | 61038 | Cube District Energy, LLC |  | 58484 | MAS ASB Cogen Plant | GA | Vertical | Fulton | 2 | Natural Gas Internal Combustion Engine | IC |  | S | X | X |  |  | 2.2 | 1 | 2.2 | 2.2 | 0.1 | N |  |  | OP | X | 3 | 2012 | 2012 |  |  | Y | Industrial CHP | Customer Sited | Other | 7 | T | NG | Non-Renewable | 0 | 2.2 | 0 | 1 | LFG
Operable | 61038 | Cube District Energy, LLC |  | 58484 | MAS ASB Cogen Plant | GA | Vertical | Fulton | 3 | Natural Gas Internal Combustion Engine | IC |  | S | X | X |  |  | 2.2 | 1 | 2.2 | 2.2 | 0.1 | N |  |  | OP | X | 3 | 2012 | 2012 |  |  | Y | Industrial CHP | Customer Sited | Other | 7 | T | NG | Non-Renewable | 0 | 2.2 | 0 | 1 | LFG
Operable | 61038 | Cube District Energy, LLC |  | 58558 | Onslow Power Producers | NC | Vertical | Onslow | GEN1 | Landfill Gas | IC |  | S | X | X |  |  | 2 | 0.9 | 1.9 | 1.9 | 1.8 | N |  |  | OP | X | 11 | 2013 | 2013 |  |  | N | IPP Non-CHP | IPP | IPP | 2 | X | LFG | Renewable | 2 | 0 | 1 | 0
Operable | 61038 | Cube District Energy, LLC |  | 58559 | Bi-County Gas Producers | TN | Vertical | Montgomery | GEN1 | Landfill Gas | IC |  | S | X | X |  |  | 1 | 0.9 | 0.9 | 0.9 | 0.8 | N |  |  | OP | X | 8 | 2011 | 2011 |  |  | N | IPP Non-CHP | IPP | IPP | 2 | X | LFG | Renewable | 1 | 0 | 1 | 0
Operable | 61038 | Cube District Energy, LLC |  | 58559 | Bi-County Gas Producers | TN | Vertical | Montgomery | GEN2 | Landfill Gas | IC |  | S | X | X |  |  | 2 | 0.9 | 1.9 | 1.9 | 1.8 | N |  |  | OP | X | 12 | 2013 | 2013 |  |  | N | IPP Non-CHP | IPP | IPP | 2 | X | LFG | Renewable | 2 | 0 | 1 | 0
Operable | 61038 | Cube District Energy, LLC |  | 59310 | Black Oak Power Producers | MO | Vertical | Wright | GEN1 | Landfill Gas | IC |  | S | X | X |  |  | 2 | 0.8 | 1.9 | 1.9 | 1 | N |  |  | OP | X | 12 | 2014 | 2014 |  |  | N | IPP Non-CHP | IPP | IPP | 2 | X | LFG | Renewable | 2 | 0 | 1 | 0
Operable | 61038 | Cube District Energy, LLC |  | 59310 | Black Oak Power Producers | MO | Vertical | Wright | GEN2 | Landfill Gas | IC |  | S | X | X |  |  | 2 | 0.8 | 1.9 | 1.9 | 1 | N |  |  | OP | X | 12 | 2014 | 2014 |  |  | N | IPP Non-CHP | IPP | IPP | 2 | X | LFG | Renewable | 2 | 0 | 1 | 0
Operable | 61038 | Cube District Energy, LLC |  | 61385 | Georgia LFG Oak Grove Plant | GA | Vertical | Barrow | GM01 | Landfill Gas | IC |  | S | X | X |  |  | 2.2 | 1 | 2.1 | 2.1 | 1 | N |  |  | OP | X | 8 | 2016 | 2016 |  |  | N | IPP Non-CHP | IPP | IPP | 2 | X | LFG | Renewable | 2.2 | 0 | 1 | 0 | NG
Operable | 61038 | Cube District Energy, LLC |  | 61385 | Georgia LFG Oak Grove Plant | GA | Vertical | Barrow | GM02 | Landfill Gas | IC |  | S | X | X |  |  | 2.2 | 1 | 2.1 | 2.1 | 1 | N |  |  | OP | X | 8 | 2016 | 2016 |  |  | N | IPP Non-CHP | IPP | IPP | 2 | X | LFG | Renewable | 2.2 | 0 | 1 | 0 | NG
Operable | 61038 | Cube District Energy, LLC |  | 61385 | Georgia LFG Oak Grove Plant | GA | Vertical | Barrow | GM03 | Landfill Gas | IC |  | S | X | X |  |  | 2.2 | 1 | 2.1 | 2.1 | 1 | N |  |  | OP | X | 8 | 2016 | 2016 |  |  | N | IPP Non-CHP | IPP | IPP | 2 | X | LFG | Renewable | 2.2 | 0 | 1 | 0 | NG
Operable | 61038 | Cube District Energy, LLC |  | 61386 | Georgia LFG Pine Ridge Plant | GA | Vertical | Spalding | GM01 | Landfill Gas | IC |  | S | X | X |  |  | 2.2 | 1 | 2.1 | 2.1 | 1 | N |  |  | OP | X | 6 | 2016 | 2016 |  |  | N | IPP Non-CHP | IPP | IPP | 2 | X | LFG | Renewable | 2.2 | 0 | 1 | 0
Operable | 61038 | Cube District Energy, LLC |  | 61386 | Georgia LFG Pine Ridge Plant | GA | Vertical | Spalding | GM02 | Landfill Gas | IC |  | S | X | X |  |  | 2.2 | 1 | 2.1 | 2.1 | 1 | N |  |  | OP | X | 6 | 2016 | 2016 |  |  | N | IPP Non-CHP | IPP | IPP | 2 | X | LFG | Renewable | 2.2 | 0 | 1 | 0
Operable | 61038 | Cube District Energy, LLC |  | 61386 | Georgia LFG Pine Ridge Plant | GA | Vertical | Spalding | GM03 | Landfill Gas | IC |  | S | X | X |  |  | 2.2 | 1 | 2.1 | 2.1 | 1 | N |  |  | OP | X | 6 | 2016 | 2016 |  |  | N | IPP Non-CHP | IPP | IPP | 2 | X | LFG | Renewable | 2.2 | 0 | 1 | 0
Operable | 61038 | Cube District Energy, LLC |  | 61387 | Georgia LFG Richland Creek Plant | GA | Vertical | Gwinnett | GM01 | Landfill Gas | IC |  | S | X | X |  |  | 2.4 | 1 | 2.4 | 2.4 | 1 | N |  |  | OP | X | 9 | 2016 | 2016 |  |  | N | IPP Non-CHP | IPP | IPP | 2 | X | LFG | Renewable | 2.4 | 0 | 1 | 0
Operable | 61038 | Cube District Energy, LLC |  | 61387 | Georgia LFG Richland Creek Plant | GA | Vertical | Gwinnett | GM02 | Landfill Gas | IC |  | S | X | X |  |  | 2.2 | 1 | 2.1 | 2.1 | 1 | N |  |  | OP | X | 9 | 2016 | 2016 |  |  | N | IPP Non-CHP | IPP | IPP | 2 | X | LFG | Renewable | 2.2 | 0 | 1 | 0
Operable | 61038 | Cube District Energy, LLC |  | 61387 | Georgia LFG Richland Creek Plant | GA | Vertical | Gwinnett | GM03 | Landfill Gas | IC |  | S | X | X |  |  | 2.2 | 1 | 2.1 | 2.1 | 1 | N |  |  | OP | X | 9 | 2016 | 2016 |  |  | N | IPP Non-CHP | IPP | IPP | 2 | X | LFG | Renewable | 2.2 | 0 | 1 | 0
Operable | 61038 | Cube District Energy, LLC |  | 61387 | Georgia LFG Richland Creek Plant | GA | Vertical | Gwinnett | GM04 | Landfill Gas | IC |  | S | X | X |  |  | 2.2 | 1 | 2.1 | 2.1 | 1 | N |  |  | OP | X | 9 | 2016 | 2016 |  |  | N | IPP Non-CHP | IPP | IPP | 2 | X | LFG | Renewable | 2.2 | 0 | 1 | 0
Operable | 61038 | Cube District Energy, LLC |  | 61387 | Georgia LFG Richland Creek Plant | GA | Vertical | Gwinnett | GM05 | Landfill Gas | IC |  | S | X | X |  |  | 2.2 | 1 | 2.1 | 2.1 | 1 | N |  |  | OP | X | 9 | 2016 | 2016 |  |  | N | IPP Non-CHP | IPP | IPP | 2 | X | LFG | Renewable | 2.2 | 0 | 1 | 0
Operable | 63120 | Cubera Solar, LLC |  | 63346 | Cubera Solar, LLC | NC | Vertical | Harnett | PGR06 | Solar Photovoltaic | PV |  | S | X | X |  |  | 2 |  | 2 | 2 |  | N |  |  | OP | X | 1 | 2020 | 2020 |  |  | N | IPP Non-CHP | IPP | IPP | 2 | X | SUN | Renewable | 2 | 0 | 1 | 0
Operable | 62161 | Cubico USA, LLC |  | 62678 | Crooked Run | NC | Vertical | Pender | 299 | Solar Photovoltaic | PV |  | S | X | X |  |  | 70.1 |  | 70.1 | 70.1 |  | N |  |  | OP | X | 12 | 2019 | 2019 |  |  | N | IPP Non-CHP | IPP | IPP | 2 | X | SUN | Renewable | 70.1 | 0 | 1 | 0
Operable | 62161 | Cubico USA, LLC |  | 62679 | Palmetto Plains | SC | Vertical | Orangeburg | 1405 | Solar Photovoltaic | PV |  | S | X | X |  |  | 75 |  | 75 | 75 |  | N |  |  | OP | X | 7 | 2019 | 2019 |  |  | N | IPP Non-CHP | IPP | IPP | 2 | X | SUN | Renewable | 75 | 0 | 1 | 0
Operable | 62161 | Cubico USA, LLC |  | 63271 | Huntley | SC | Vertical | Orangeburg | 1295 | Solar Photovoltaic | PV |  | S | X | X |  |  | 75 |  | 75 | 75 |  | N |  |  | OP | X | 4 | 2020 | 2020 |  |  | N | IPP Non-CHP | IPP | IPP | 2 | X | SUN | Renewable | 75 | 0 | 1 | 0
Operable | 62161 | Cubico USA, LLC |  | 63273 | Wagyu | TX | Restructured | Brazoria | 1215 | Solar Photovoltaic | PV |  | S | X | X |  |  | 120 |  | 120 | 120 |  | N |  |  | OP | X | 8 | 2020 | 2020 |  |  | N | IPP Non-CHP | IPP | IPP | 2 | X | SUN | Renewable | 120 | 0 | 1 | 0
Operable | 62161 | Cubico USA, LLC |  | 63839 | Midlands | SC | Vertical | Calhoun | 1113 | Solar Photovoltaic | PV |  | S | X | X |  |  | 72.1 |  | 72.1 | 72.1 |  | N |  |  | OP | X | 7 | 2020 | 2020 |  |  | N | IPP Non-CHP | IPP | IPP | 2 | X | SUN | Renewable | 72.1 | 0 | 1 | 0
Operable | 62161 | Cubico USA, LLC |  | 66759 | Delta's Edge Solar | MS | Vertical | Carroll | DELTA | Solar Photovoltaic | PV |  | S | X | X |  |  | 100 |  | 100 | 100 |  | N |  |  | OP | X | 11 | 2023 | 2023 |  |  | N | IPP Non-CHP | IPP | IPP | 2 | X | SUN | Renewable | 100 | 0 | 1 | 0
Operable | 61528 | Cumberland Land Holdings, LLC |  | 61924 | Cumblerland Land Holdings, LLC | AL | Vertical | Limestone | CUMB | Solar Photovoltaic | PV |  | S | X | X |  |  | 14.7 |  | 14.7 | 14.7 |  | N |  |  | OP | X | 12 | 2018 | 2018 |  |  | N | IPP Non-CHP | IPP | IPP | 2 | X | SUN | Renewable | 14.7 | 0 | 1 | 0
Operable | 58444 | Cumberland Rose Wind Energy, LLC |  | 58456 | Cumberland Rose | IA | Vertical | Adair | 1 | Onshore Wind Turbine | WT |  | S | X | X |  |  | 1.6 |  | 1.6 | 1.6 | 0 | N |  |  | OP | X | 8 | 2012 | 2012 |  |  | N | IPP Non-CHP | IPP | IPP | 2 | X | WND | Renewable | 1.6 | 0 | 1 | 0
Operable | 63124 | Cuming County Renewables. LLC |  | 63393 | Cuming County Renewables, LLC | NE | Vertical | Cuming | T-1 | Onshore Wind Turbine | WT |  | S | X | X |  |  | 2.5 | 1 | 2.5 | 2.5 | 2.5 | N |  |  | OP | X | 12 | 2019 | 2019 |  |  | N | IPP Non-CHP | IPP | IPP | 2 | X | WND | Renewable | 2.5 | 0 | 1 | 0
Operable | 64779 | Cummins, Inc. |  | 65470 | Cummins Whitakers PV Arrays | NC | Vertical | Nash | CWPVA | Solar Photovoltaic | PV |  | S | X | X |  |  | 3.3 |  | 2.9 | 2.7 | 3.3 | N |  |  | OP | X | 9 | 2022 | 2022 |  |  | N | IPP Non-CHP | IPP | IPP | 2 | X | SUN | Renewable | 3.3 | 0 | 1 | 0
Operable | 34359 | Curators of the University of Missouri |  | 50969 | MU Combined Heat and Power Plant | MO | Vertical | Boone | 6025 | Natural Gas Steam Turbine | ST |  | S | X | X | CWLD.UMC |  | 0.3 | 0.8 | 0.3 | 0.3 | 0.1 | N |  |  | OP | X | 12 | 2017 | 2017 |  |  | Y | Commercial CHP | Customer Sited | Other | 5 | B | NG | Non-Renewable | 0 | 0.3 | 0 | 1 | WDS | DFO | BIT
Operable | 34359 | Curators of the University of Missouri |  | 50969 | MU Combined Heat and Power Plant | MO | Vertical | Boone | DGT1 | Petroleum Liquids | IC |  | S | X | X | CWLD.UMC |  | 2 | 0.8 | 2 | 2 | 1 | N |  |  | SB | Y | 9 | 2002 | 2002 |  |  | N | Commercial CHP | Customer Sited | Other | 5 | X | DFO | Non-Renewable | 0 | 2 | 0 | 1
Operable | 34359 | Curators of the University of Missouri |  | 50969 | MU Combined Heat and Power Plant | MO | Vertical | Boone | GEN2 | Natural Gas Steam Turbine | ST |  | S | X | X | CWLD.UMC |  | 12.5 | 0.8 | 12.2 | 12.3 | 3 | N |  |  | OP | X | 7 | 1974 | Pre-2000 |  |  | Y | Commercial CHP | Customer Sited | Other | 5 | T | NG | Non-Renewable | 0 | 12.5 | 0 | 1 | DFO | BIT
Operable | 34359 | Curators of the University of Missouri |  | 50969 | MU Combined Heat and Power Plant | MO | Vertical | Boone | GEN3 | Natural Gas Steam Turbine | ST |  | S | X | X | CWLD.UMC |  | 19.8 | 0.85 | 19.2 | 19.4 | 3 | N |  |  | OP | X | 8 | 1986 | Pre-2000 |  |  | Y | Commercial CHP | Customer Sited | Other | 5 | T | NG | Non-Renewable | 0 | 19.8 | 0 | 1 | DFO | BIT
Operable | 34359 | Curators of the University of Missouri |  | 50969 | MU Combined Heat and Power Plant | MO | Vertical | Boone | GEN4 | Natural Gas Steam Turbine | ST |  | S | X | X | CWLD.UMC |  | 14.5 | 0.85 | 13.3 | 13.4 | 3 | N |  |  | OP | X | 7 | 1988 | Pre-2000 |  |  | Y | Commercial CHP | Customer Sited | Other | 5 | T | NG | Non-Renewable | 0 | 14.5 | 0 | 1 | DFO | BIT
Operable | 34359 | Curators of the University of Missouri |  | 50969 | MU Combined Heat and Power Plant | MO | Vertical | Boone | GEN7 | Petroleum Liquids | IC |  | S | X | X | CWLD.UMC |  | 1 | 0.8 | 1 | 1 | 0.5 | N |  |  | SB | Y | 6 | 1997 | Pre-2000 |  |  | N | Commercial CHP | Customer Sited | Other | 5 | X | DFO | Non-Renewable | 0 | 1 | 0 | 1
Operable | 34359 | Curators of the University of Missouri |  | 50969 | MU Combined Heat and Power Plant | MO | Vertical | Boone | NTG1 | Natural Gas Fired Combustion Turbine | GT |  | S | X | X | CWLD.UMC |  | 17.3 | 0.8 | 11.4 | 14.5 | 2 | N |  |  | OP | X | 9 | 2002 | 2002 |  |  | Y | Commercial CHP | Customer Sited | Other | 5 | T | NG | Non-Renewable | 0 | 17.3 | 0 | 1 | DFO
Operable | 34359 | Curators of the University of Missouri |  | 50969 | MU Combined Heat and Power Plant | MO | Vertical | Boone | NTG2 | Natural Gas Fired Combustion Turbine | GT |  | S | X | X | CWLD.UMC |  | 17.3 | 0.8 | 11.4 | 14.5 | 2 | N |  |  | OP | X | 9 | 2002 | 2002 |  |  | Y | Commercial CHP | Customer Sited | Other | 5 | T | NG | Non-Renewable | 0 | 17.3 | 0 | 1 | DFO
Operable | 59464 | Current Energy Group |  | 59829 | Hickory | NC | Vertical | Duplin | 5515 | Solar Photovoltaic | PV |  | S | X | X |  |  | 5 |  | 5 | 5 |  | N |  |  | OP | X | 12 | 2019 | 2019 |  |  | N | IPP Non-CHP | IPP | IPP | 2 | X | SUN | Renewable | 5 | 0 | 1 | 0
Operable | 61891 | Cushaw Hydro LLC |  | 3798 | Cushaw | VA | Vertical | Amherst | 1 | Conventional Hydroelectric | HY |  | S | X | X |  |  | 1.5 | 0.8 | 0.4 | 0.4 | 0.4 | N |  |  | OP | X | 1 | 1930 | Pre-2000 |  |  | N | Electric Utility | Utility | IPP | 1 | X | WAT | Renewable | 1.5 | 0 | 1 | 0
Operable | 61891 | Cushaw Hydro LLC |  | 3798 | Cushaw | VA | Vertical | Amherst | 2 | Conventional Hydroelectric | HY |  | S | X | X |  |  | 1.5 | 0.8 | 0.4 | 0.4 | 0.4 | N |  |  | OP | X | 1 | 1930 | Pre-2000 |  |  | N | Electric Utility | Utility | IPP | 1 | X | WAT | Renewable | 1.5 | 0 | 1 | 0
Operable | 61891 | Cushaw Hydro LLC |  | 3798 | Cushaw | VA | Vertical | Amherst | 3 | Conventional Hydroelectric | HY |  | S | X | X |  |  | 1.5 | 0.8 | 0.4 | 0.4 | 0.4 | N |  |  | OP | X | 1 | 1930 | Pre-2000 |  |  | N | Electric Utility | Utility | IPP | 1 | X | WAT | Renewable | 1.5 | 0 | 1 | 0
Operable | 61891 | Cushaw Hydro LLC |  | 3798 | Cushaw | VA | Vertical | Amherst | 4 | Conventional Hydroelectric | HY |  | S | X | X |  |  | 1.5 | 0.8 | 0.4 | 0.4 | 0.4 | N |  |  | OP | X | 1 | 1930 | Pre-2000 |  |  | N | Electric Utility | Utility | IPP | 1 | X | WAT | Renewable | 1.5 | 0 | 1 | 0
Operable | 61891 | Cushaw Hydro LLC |  | 3798 | Cushaw | VA | Vertical | Amherst | 5 | Conventional Hydroelectric | HY |  | S | X | X |  |  | 1.5 | 0.8 | 0.4 | 0.4 | 0.4 | N |  |  | OP | X | 1 | 1930 | Pre-2000 |  |  | N | Electric Utility | Utility | IPP | 1 | X | WAT | Renewable | 1.5 | 0 | 1 | 0
Operable | 65370 | Cutlass Solar 1, LLC |  | 66310 | Cutlass Solar 1 LLC | TX | Restructured | Fort Bend | CT1PV | Solar Photovoltaic | PV |  | J | X | X |  |  | 110.9 | 0.95 | 110.9 | 110.9 |  | N |  |  | OP | X | 12 | 2022 | 2022 |  |  | N | IPP Non-CHP | IPP | IPP | 2 | X | SUN | Renewable | 110.9 | 0 | 1 | 0
Operable | 4558 | Cutrale Citrus Juices USA Inc |  | 10020 | Cutrale Citrus Juices USA I | FL | Vertical | Lake | GEN3 | Natural Gas Fired Combustion Turbine | GT |  | S | X | X |  |  | 4.1 | 0.8 | 4.3 | 3.9 | 1.5 | N |  |  | OP | X | 1 | 2016 | 2016 |  |  | N | Industrial Non-CHP | Customer Sited | Other | 6 | X | NG | Non-Renewable | 0 | 4.1 | 0 | 1
Operable | 4558 | Cutrale Citrus Juices USA Inc |  | 10188 | Cutrale Citrus Juices USA II | FL | Vertical | Polk | GEN6 | Natural Gas Fired Combustion Turbine | GT |  | S | X | X |  |  | 4.1 | 0.8 | 4.3 | 3.9 | 1.5 | N |  |  | OP | X | 6 | 2015 | 2015 |  |  | N | Industrial Non-CHP | Customer Sited | Other | 6 | X | NG | Non-Renewable | 0 | 4.1 | 0 | 1
Operable | 4558 | Cutrale Citrus Juices USA Inc |  | 10188 | Cutrale Citrus Juices USA II | FL | Vertical | Polk | GEN7 | Natural Gas Fired Combustion Turbine | GT |  | S | X | X |  |  | 4.1 | 0.8 | 4.3 | 3.9 | 1.5 | N |  |  | OP | X | 12 | 2015 | 2015 |  |  | N | Industrial Non-CHP | Customer Sited | Other | 6 | X | NG | Non-Renewable | 0 | 4.1 | 0 | 1
Operable | 61112 | Cuyama Solar, LLC |  | 60043 | Cuyama Solar, LLC | CA | Vertical | Santa Barbara | GEN01 | Solar Photovoltaic | PV |  | S | X | X |  |  | 40 |  | 40 | 40 |  | N |  |  | OP | X | 11 | 2017 | 2017 |  |  | N | IPP Non-CHP | IPP | IPP | 2 | X | SUN | Renewable | 40 | 0 | 1 | 0
Operable | 65432 | CVI CleanCapital Solar 1 LLC |  | 57982 | Meridian Vineyards | CA | Vertical | San Luis Obispo | PV-1 | Solar Photovoltaic | PV |  | W | X | X |  |  | 0.5 |  | 0.5 | 0.5 |  | N |  |  | OP | X | 12 | 2010 | 2010 |  |  | N | IPP Non-CHP | IPP | IPP | 2 | X | SUN | Renewable | 0.5 | 0 | 1 | 0
Operable | 65432 | CVI CleanCapital Solar 1 LLC |  | 57982 | Meridian Vineyards | CA | Vertical | San Luis Obispo | PV-2 | Solar Photovoltaic | PV |  | W | X | X |  |  | 0.6 |  | 0.6 | 0.6 |  | N |  |  | OP | X | 12 | 2010 | 2010 |  |  | N | IPP Non-CHP | IPP | IPP | 2 | X | SUN | Renewable | 0.6 | 0 | 1 | 0
Operable | 65432 | CVI CleanCapital Solar 1 LLC |  | 58073 | SEPV 1 | CA | Vertical | Los Angeles | SEPV | Solar Photovoltaic | PV |  | W | X | X |  |  | 2 |  | 2 | 2 |  | N |  |  | OP | X | 5 | 2012 | 2012 |  |  | N | IPP Non-CHP | IPP | IPP | 2 | X | SUN | Renewable | 2 | 0 | 1 | 0
Operable | 65432 | CVI CleanCapital Solar 1 LLC |  | 58074 | SEPV 2 | CA | Vertical | San Bernardino | SEPV | Solar Photovoltaic | PV |  | W | X | X |  |  | 2 |  | 2 | 2 |  | N |  |  | OP | X | 6 | 2012 | 2012 |  |  | N | IPP Non-CHP | IPP | IPP | 2 | X | SUN | Renewable | 2 | 0 | 1 | 0
Operable | 65432 | CVI CleanCapital Solar 1 LLC |  | 58118 | La Joya Del Sol | CA | Vertical | Fresno | JDS1 | Solar Photovoltaic | PV |  | S | X | X |  |  | 1.5 |  | 1.5 | 1.5 |  | N |  |  | OP | X | 12 | 2012 | 2012 |  |  | N | IPP Non-CHP | IPP | IPP | 2 | X | SUN | Renewable | 1.5 | 0 | 1 | 0
Operable | 65432 | CVI CleanCapital Solar 1 LLC |  | 58144 | SVEP Solar Project Company | VT | Vertical | Bennington | SVEP1 | Solar Photovoltaic | PV |  | S | X | X |  |  | 2 |  | 2 | 2 |  | N |  |  | OP | X | 12 | 2012 | 2012 |  |  | N | IPP Non-CHP | IPP | IPP | 2 | X | SUN | Renewable | 2 | 0 | 1 | 0
Operable | 65432 | CVI CleanCapital Solar 1 LLC |  | 58145 | Williamstown Solar | VT | Vertical | Orange | WTS_1 | Solar Photovoltaic | PV |  | S | X | X |  |  | 2 |  | 2 | 2 |  | N |  |  | OP | X | 12 | 2012 | 2012 |  |  | N | IPP Non-CHP | IPP | IPP | 2 | X | SUN | Renewable | 2 | 0 | 1 | 0
Operable | 65432 | CVI CleanCapital Solar 1 LLC |  | 58282 | Leicester One MA Solar LLC | MA | Restructured | Worcester | 1 | Solar Photovoltaic | PV |  | J | X | X |  |  | 4.8 |  | 4.8 | 4.8 |  | N |  |  | OP | X | 1 | 2015 | 2015 |  |  | N | IPP Non-CHP | IPP | IPP | 2 | X | SUN | Renewable | 4.8 | 0 | 1 | 0
Operable | 65432 | CVI CleanCapital Solar 1 LLC |  | 59361 | Browne Solar LLC | MA | Restructured | Hampden | PV1 | Solar Photovoltaic | PV |  | S | X | X |  |  | 1 |  | 1 | 1 |  | N |  |  | OP | X | 4 | 2014 | 2014 |  |  | N | IPP Non-CHP | IPP | IPP | 2 | X | SUN | Renewable | 1 | 0 | 1 | 0
Operable | 65432 | CVI CleanCapital Solar 1 LLC |  | 59362 | Indian Hill Solar LLC | MA | Restructured | Hampden | PV1 | Solar Photovoltaic | PV |  | S | X | X |  |  | 1 |  | 1 | 1 |  | N |  |  | OP | X | 4 | 2014 | 2014 |  |  | N | IPP Non-CHP | IPP | IPP | 2 | X | SUN | Renewable | 1 | 0 | 1 | 0
Operable | 65432 | CVI CleanCapital Solar 1 LLC |  | 59363 | State Street Solar LLC | MA | Restructured | Hampden | PV1 | Solar Photovoltaic | PV |  | S | X | X |  |  | 1 |  | 1 | 1 |  | N |  |  | OP | X | 4 | 2014 | 2014 |  |  | N | IPP Non-CHP | IPP | IPP | 2 | X | SUN | Renewable | 1 | 0 | 1 | 0
Operable | 65432 | CVI CleanCapital Solar 1 LLC |  | 59630 | CentraState Medical Center PV Facility | NJ | Restructured | Monmouth | CS | Solar Photovoltaic | PV |  | S | X | X |  |  | 5.2 |  | 5.2 | 5.2 |  | N |  |  | OP | X | 10 | 2014 | 2014 |  |  | N | Commercial Non-CHP | Customer Sited | Other | 4 | X | SUN | Renewable | 5.2 | 0 | 1 | 0
Operable | 63068 | CVI CleanCapital Solar 4 LLC |  | 58040 | United Stationers Supply Solar Electric | NJ | Restructured | Middlesex | SEF-A | Solar Photovoltaic | PV |  | S | X | X |  |  | 2 |  | 2 | 2 |  | N |  |  | OP | X | 12 | 2011 | 2011 |  |  | N | Commercial Non-CHP | Customer Sited | Other | 4 | X | SUN | Renewable | 2 | 0 | 1 | 0
Operable | 63068 | CVI CleanCapital Solar 4 LLC |  | 58040 | United Stationers Supply Solar Electric | NJ | Restructured | Middlesex | SEF-B | Solar Photovoltaic | PV |  | S | X | X |  |  | 0.8 |  | 0.8 | 0.8 |  | N |  |  | OP | X | 12 | 2011 | 2011 |  |  | N | Commercial Non-CHP | Customer Sited | Other | 4 | X | SUN | Renewable | 0.8 | 0 | 1 | 0
Operable | 63068 | CVI CleanCapital Solar 4 LLC |  | 58090 | Middlesex Apple Orchard Solar | NJ | Restructured | Middlesex | SEF-1 | Solar Photovoltaic | PV |  | S | X | X |  |  | 1.3 |  | 1.3 | 1.3 |  | N |  |  | OP | X | 4 | 2013 | 2013 |  |  | N | Commercial Non-CHP | Customer Sited | Other | 4 | X | SUN | Renewable | 1.3 | 0 | 1 | 0
Operable | 63068 | CVI CleanCapital Solar 4 LLC |  | 58090 | Middlesex Apple Orchard Solar | NJ | Restructured | Middlesex | SEF-2 | Solar Photovoltaic | PV |  | S | X | X |  |  | 3.4 |  | 3.4 | 3.4 |  | N |  |  | OP | X | 4 | 2013 | 2013 |  |  | N | Commercial Non-CHP | Customer Sited | Other | 4 | X | SUN | Renewable | 3.4 | 0 | 1 | 0
Operable | 63068 | CVI CleanCapital Solar 4 LLC |  | 58356 | The Lawrenceville School Solar Facility | NJ | Restructured | Mercer | TLS | Solar Photovoltaic | PV |  | W | X | X |  |  | 5.2 |  | 5.2 | 5.2 |  | N |  |  | OP | X | 5 | 2012 | 2012 |  |  | N | IPP Non-CHP | IPP | IPP | 2 | X | SUN | Renewable | 5.2 | 0 | 1 | 0
Operable | 63068 | CVI CleanCapital Solar 4 LLC |  | 58357 | Amazon | NJ | Restructured | Middlesex | WR | Solar Photovoltaic | PV |  | W | X | X |  |  | 4.2 |  | 4.2 | 4.2 |  | N |  |  | OP | X | 12 | 2011 | 2011 |  |  | N | Commercial Non-CHP | Customer Sited | Other | 4 | X | SUN | Renewable | 4.2 | 0 | 1 | 0
Operable | 63068 | CVI CleanCapital Solar 4 LLC |  | 58358 | North Jersey Media Group Solar Facility | NJ | Restructured | Morris | NJMG | Solar Photovoltaic | PV |  | W | X | X |  |  | 4.1 |  | 4.1 | 4.1 |  | N |  |  | OP | X | 3 | 2013 | 2013 |  |  | N | Commercial Non-CHP | Customer Sited | Other | 4 | X | SUN | Renewable | 4.1 | 0 | 1 | 0
Operable | 63068 | CVI CleanCapital Solar 4 LLC |  | 58359 | Corning Pharmaceutical Glass | NJ | Restructured | Cumberland | GG | Solar Photovoltaic | PV |  | W | X | X |  |  | 2.3 |  | 2.3 | 2.3 |  | N |  |  | OP | X | 9 | 2012 | 2012 |  |  | N | Commercial Non-CHP | Customer Sited | Other | 4 | X | SUN | Renewable | 2.3 | 0 | 1 | 0
Operable | 63068 | CVI CleanCapital Solar 4 LLC |  | 58360 | Atlantic Coast Freezers Solar Facility | NJ | Restructured | Cumberland | ACF | Solar Photovoltaic | PV |  | W | X | X |  |  | 2 |  | 2 | 2 |  | N |  |  | OP | X | 4 | 2012 | 2012 |  |  | N | Commercial Non-CHP | Customer Sited | Other | 4 | X | SUN | Renewable | 2 | 0 | 1 | 0
Operable | 63068 | CVI CleanCapital Solar 4 LLC |  | 58361 | Williams-Sonoma Solar Facility | NJ | Restructured | Middlesex | WS | Solar Photovoltaic | PV |  | W | X | X |  |  | 3 |  | 3 | 3 |  | N |  |  | OP | X | 12 | 2011 | 2011 |  |  | N | Commercial Non-CHP | Customer Sited | Other | 4 | X | SUN | Renewable | 3 | 0 | 1 | 0
Operable | 63069 | CVI CleanCapital Solar 5 LLC |  | 58951 | Delilah Road Landfill | NJ | Restructured | Atlantic | DRLS | Solar Photovoltaic | PV |  | S | X | X |  |  | 8.5 |  | 8.5 | 8.5 |  | N |  |  | OP | X | 10 | 2016 | 2016 |  |  | N | IPP Non-CHP | IPP | IPP | 2 | X | SUN | Renewable | 8.5 | 0 | 1 | 0
Operable | 63069 | CVI CleanCapital Solar 5 LLC |  | 59631 | Imclone Solar Electric Facility | NJ | Restructured | Somerset | IM | Solar Photovoltaic | PV |  | S | X | X |  |  | 8 |  | 8 | 8 |  | N |  |  | OP | X | 5 | 2014 | 2014 |  |  | N | Commercial Non-CHP | Customer Sited | Other | 4 | X | SUN | Renewable | 8 | 0 | 1 | 0
Operable | 63069 | CVI CleanCapital Solar 5 LLC |  | 60746 | Silvi Gibraltar Rock | NJ | Restructured | Somerset | 8502 | Solar Photovoltaic | PV |  | S | X | X |  |  | 2.5 |  | 2.5 | 2.5 |  | N |  |  | OP | X | 10 | 2016 | 2016 |  |  | N | IPP Non-CHP | IPP | IPP | 2 | X | SUN | Renewable | 2.5 | 0 | 1 | 0
Operable | 63069 | CVI CleanCapital Solar 5 LLC |  | 60747 | Seabrook Village | NJ | Restructured | Monmouth | 7724 | Solar Photovoltaic | PV |  | S | X | X |  |  | 3.1 |  | 3.1 | 3.1 |  | N |  |  | OP | X | 9 | 2016 | 2016 |  |  | N | IPP Non-CHP | IPP | IPP | 2 | X | SUN | Renewable | 3.1 | 0 | 1 | 0
Operable | 63069 | CVI CleanCapital Solar 5 LLC |  | 60762 | Pfizer Peapack Solar | NJ | Restructured | Somerset | 7934 | Solar Photovoltaic | PV |  | S | X | X |  |  | 6.2 |  | 6.2 | 6.2 |  | N |  |  | OP | X | 10 | 2016 | 2016 |  |  | N | IPP Non-CHP | IPP | IPP | 2 | X | SUN | Renewable | 6.2 | 0 | 1 | 0
Operable | 63621 | CVI CleanCapital Solar 6 |  | 60022 | Oxford | MA | Restructured | Worcester | OXFRD | Solar Photovoltaic | PV |  | S | X | X |  |  | 2.8 |  | 2.8 | 2.8 |  | N |  |  | OP | X | 7 | 2014 | 2014 |  |  | N | IPP Non-CHP | IPP | IPP | 2 | X | SUN | Renewable | 2.8 | 0 | 1 | 0
Operable | 63621 | CVI CleanCapital Solar 6 |  | 60612 | Morin Solar 2013 LLC | MA | Restructured | Worcester | MORIN | Solar Photovoltaic | PV |  | W | X | X |  |  | 4 |  | 4 | 4 |  | N |  |  | OP | X | 12 | 2013 | 2013 |  |  | N | IPP Non-CHP | IPP | IPP | 2 | X | SUN | Renewable | 4 | 0 | 1 | 0
Operable | 63621 | CVI CleanCapital Solar 6 |  | 60613 | Brookfield Solar 2013 LLC | MA | Restructured | Worcester | NBKFD | Solar Photovoltaic | PV |  | W | X | X |  |  | 2 |  | 2 | 2 |  | N |  |  | OP | X | 12 | 2013 | 2013 |  |  | N | IPP Non-CHP | IPP | IPP | 2 | X | SUN | Renewable | 2 | 0 | 1 | 0
Operable | 63621 | CVI CleanCapital Solar 6 |  | 60614 | WYM 1250 Palmer LLC | MA | Restructured | Hampden | PALMR | Solar Photovoltaic | PV |  | W | X | X |  |  | 1 |  | 1 | 1 |  | N |  |  | OP | X | 9 | 2013 | 2013 |  |  | N | IPP Non-CHP | IPP | IPP | 2 | X | SUN | Renewable | 1 | 0 | 1 | 0
Operable | 63622 | CVI CleanCapital Solar 7 |  | 60644 | West Brookfield Solar, LLC | MA | Restructured | Worcester | WBRK | Solar Photovoltaic | PV |  | W | X | X |  |  | 1.4 |  | 1.4 | 1.4 |  | N |  |  | OP | X | 1 | 2016 | 2016 |  |  | N | IPP Non-CHP | IPP | IPP | 2 | X | SUN | Renewable | 1.4 | 0 | 1 | 0
Operable | 63970 | CVI Renewables Holdings, LLC. |  | 61899 | Lincoln Ave Solar Project | NY | Restructured | Suffolk | LINC | Solar Photovoltaic | PV |  | S | X | X |  |  | 2 |  | 2 | 2 |  | N |  |  | OP | X | 12 | 2018 | 2018 |  |  | N | IPP Non-CHP | IPP | IPP | 2 | X | SUN | Renewable | 2 | 0 | 1 | 0
Operable | 63970 | CVI Renewables Holdings, LLC. |  | 61900 | Blydenburgh Solar Project | NY | Restructured | Suffolk | BLYD | Solar Photovoltaic | PV |  | S | X | X |  |  | 1.5 |  | 1.5 | 1.5 |  | N |  |  | OP | X | 12 | 2018 | 2018 |  |  | N | IPP Non-CHP | IPP | IPP | 2 | X | SUN | Renewable | 1.5 | 0 | 1 | 0
Operable | 63970 | CVI Renewables Holdings, LLC. |  | 61902 | Holtsville Solar Project | NY | Restructured | Suffolk | HOLTS | Solar Photovoltaic | PV |  | S | X | X |  |  | 1.2 |  | 1.2 | 1.2 |  | N |  |  | OP | X | 12 | 2017 | 2017 |  |  | N | IPP Non-CHP | IPP | IPP | 2 | X | SUN | Renewable | 1.2 | 0 | 1 | 0
Operable | 63970 | CVI Renewables Holdings, LLC. |  | 63497 | Calabro Airport North Solar Project | NY | Restructured | Suffolk | NORTH | Solar Photovoltaic | PV |  | S | X | X |  |  | 1.3 |  | 1.3 | 1.3 |  | N |  |  | OP | X | 12 | 2019 | 2019 |  |  | N | IPP Non-CHP | IPP | IPP | 2 | X | SUN | Renewable | 1.3 | 0 | 1 | 0
Operable | 63970 | CVI Renewables Holdings, LLC. |  | 63498 | Calabro Airport South Solar Project | NY | Restructured | Suffolk | SOUTH | Solar Photovoltaic | PV |  | S | X | X |  |  | 1.2 |  | 1.2 | 1.2 |  | N |  |  | OP | X | 12 | 2019 | 2019 |  |  | N | IPP Non-CHP | IPP | IPP | 2 | X | SUN | Renewable | 1.2 | 0 | 1 | 0
Operable | 61173 | CXA La Paloma LLC |  | 55151 | La Paloma Generating Plant | CA | Vertical | Kern | GEN1 | Natural Gas Fired Combined Cycle | CS |  | S | N | N | POD_LAPLMA_2_UNIT 1-APND | POD_LAPLMA_2_UNIT 1-APND | 289 | 0.85 | 253 | 267 | 70 | N |  |  | OP | X | 1 | 2003 | 2003 |  |  | N | IPP Non-CHP | IPP | IPP | 2 | X | NG | Non-Renewable | 0 | 289 | 0 | 1
Operable | 61173 | CXA La Paloma LLC |  | 55151 | La Paloma Generating Plant | CA | Vertical | Kern | GEN2 | Natural Gas Fired Combined Cycle | CS |  | S | N | N | POD_LAPLMA_2_UNIT 2-APND | POD_LAPLMA_2_UNIT 2-APND | 289 | 0.85 | 252 | 266 | 65 | N |  |  | OP | X | 1 | 2003 | 2003 |  |  | N | IPP Non-CHP | IPP | IPP | 2 | X | NG | Non-Renewable | 0 | 289 | 0 | 1
Operable | 61173 | CXA La Paloma LLC |  | 55151 | La Paloma Generating Plant | CA | Vertical | Kern | GEN3 | Natural Gas Fired Combined Cycle | CS |  | S | N | N | POD_LAPLMA_2_UNIT 3-APND | POD_LAPLMA_2_UNIT 3-APND | 289 | 0.85 | 252 | 266 | 62 | N |  |  | OP | X | 3 | 2003 | 2003 |  |  | N | IPP Non-CHP | IPP | IPP | 2 | X | NG | Non-Renewable | 0 | 289 | 0 | 1
Operable | 61173 | CXA La Paloma LLC |  | 55151 | La Paloma Generating Plant | CA | Vertical | Kern | GEN4 | Natural Gas Fired Combined Cycle | CS |  | S | N | N | POD_LAPLMA_2_UNIT 4-APND | POD_LAPLMA_2_UNIT 4-APND | 289 | 0.85 | 253 | 267 | 62 | N |  |  | OP | X | 3 | 2003 | 2003 |  |  | N | IPP Non-CHP | IPP | IPP | 2 | X | NG | Non-Renewable | 0 | 289 | 0 | 1
Operable | 61185 | Cycle Holdings, LLC |  | 56591 | Horseshoe Bend Wind Park | MT | Vertical | Cascade | HBWP | Onshore Wind Turbine | WT |  | S | X | X | Horseshu_Lnode | Horseshu_Lnode | 9 |  | 9.7 | 9.7 | 1.6 | N |  |  | OP | X | 2 | 2006 | 2006 |  |  | N | IPP Non-CHP | IPP | IPP | 2 | X | WND | Renewable | 9 | 0 | 1 | 0
Operable | 61060 | Cypress Creek Renewables |  | 58605 | Blueberry One | NC | Vertical | Wayne | PV1 | Solar Photovoltaic | PV |  | S | X | X |  |  | 5 |  | 5 | 5 |  | N |  |  | OP | X | 1 | 2016 | 2016 |  |  | N | IPP Non-CHP | IPP | IPP | 2 | X | SUN | Renewable | 5 | 0 | 1 | 0
Operable | 61060 | Cypress Creek Renewables |  | 58722 | Charlotte Solar | NC | Vertical | Rutherford | PV1 | Solar Photovoltaic | PV |  | S | X | X |  |  | 5 |  | 5 | 5 |  | N |  |  | OP | X | 11 | 2015 | 2015 |  |  | N | IPP Non-CHP | IPP | IPP | 2 | X | SUN | Renewable | 5 | 0 | 1 | 0
Operable | 61060 | Cypress Creek Renewables |  | 58725 | Elliana Solar | NC | Vertical | Alamance | PV1 | Solar Photovoltaic | PV |  | S | X | X |  |  | 5 |  | 5 | 5 |  | N |  |  | OP | X | 10 | 2015 | 2015 |  |  | N | IPP Non-CHP | IPP | IPP | 2 | X | SUN | Renewable | 5 | 0 | 1 | 0
Operable | 61060 | Cypress Creek Renewables |  | 58726 | Flash Solar | NC | Vertical | Catawba | PV1 | Solar Photovoltaic | PV |  | S | X | X |  |  | 5 |  | 5 | 5 |  | N |  |  | OP | X | 11 | 2015 | 2015 |  |  | N | IPP Non-CHP | IPP | IPP | 2 | X | SUN | Renewable | 5 | 0 | 1 | 0
Operable | 61060 | Cypress Creek Renewables |  | 58731 | Angel Solar | NC | Vertical | Catawba | PV1 | Solar Photovoltaic | PV |  | S | X | X |  |  | 5 |  | 5 | 5 |  | N |  |  | OP | X | 12 | 2015 | 2015 |  |  | N | IPP Non-CHP | IPP | IPP | 2 | X | SUN | Renewable | 5 | 0 | 1 | 0
Operable | 61060 | Cypress Creek Renewables |  | 58735 | Buddy Solar | NC | Vertical | Rowan | PV1 | Solar Photovoltaic | PV |  | S | X | X |  |  | 4 |  | 4 | 4 |  | N |  |  | OP | X | 11 | 2015 | 2015 |  |  | N | IPP Non-CHP | IPP | IPP | 2 | X | SUN | Renewable | 4 | 0 | 1 | 0
Operable | 61060 | Cypress Creek Renewables |  | 58782 | Sonne One | NC | Vertical | Wayne | PV1 | Solar Photovoltaic | PV |  | S | X | X |  |  | 5 |  | 5 | 5 |  | N |  |  | OP | X | 1 | 2016 | 2016 |  |  | N | IPP Non-CHP | IPP | IPP | 2 | X | SUN | Renewable | 5 | 0 | 1 | 0
Operable | 61060 | Cypress Creek Renewables |  | 58791 | Kirkwall Holdings | NC | Vertical | Duplin | PV1 | Solar Photovoltaic | PV |  | S | X | X |  |  | 5 |  | 5 | 5 |  | N |  |  | OP | X | 1 | 2016 | 2016 |  |  | N | IPP Non-CHP | IPP | IPP | 2 | X | SUN | Renewable | 5 | 0 | 1 | 0
Operable | 61060 | Cypress Creek Renewables |  | 58803 | Kenansville Solar 2, LLC | NC | Vertical | Duplin | INV1 | Solar Photovoltaic | PV |  | S | X | X |  |  | 2 |  | 2 | 2 |  | N |  |  | OP | X | 3 | 2016 | 2016 |  |  | N | IPP Non-CHP | IPP | IPP | 2 | X | SUN | Renewable | 2 | 0 | 1 | 0
Operable | 61060 | Cypress Creek Renewables |  | 58807 | Boseman Solar Center LLC | NC | Vertical | Nash | BSC1 | Solar Photovoltaic | PV |  | S | X | X |  |  | 5 |  | 5 | 5 |  | N |  |  | OP | X | 12 | 2014 | 2014 |  |  | N | IPP Non-CHP | IPP | IPP | 2 | X | SUN | Renewable | 5 | 0 | 1 | 0
Operable | 61060 | Cypress Creek Renewables |  | 58808 | Flemming Solar Center LLC | NC | Vertical | Pitt | FSC1 | Solar Photovoltaic | PV |  | S | X | X |  |  | 5 |  | 5 | 5 |  | N |  |  | OP | X | 12 | 2014 | 2014 |  |  | N | IPP Non-CHP | IPP | IPP | 2 | X | SUN | Renewable | 5 | 0 | 1 | 0
Operable | 61060 | Cypress Creek Renewables |  | 58810 | Rams Horn Solar Center LLC | NC | Vertical | Pitt | RHSC1 | Solar Photovoltaic | PV |  | S | X | X |  |  | 5 |  | 5 | 5 |  | N |  |  | OP | X | 12 | 2014 | 2014 |  |  | N | IPP Non-CHP | IPP | IPP | 2 | X | SUN | Renewable | 5 | 0 | 1 | 0
Operable | 61060 | Cypress Creek Renewables |  | 58812 | Upchurch Solar Center LLC | NC | Vertical | Wilson | USC1 | Solar Photovoltaic | PV |  | S | X | X |  |  | 5 |  | 5 | 5 |  | N |  |  | OP | X | 12 | 2014 | 2014 |  |  | N | IPP Non-CHP | IPP | IPP | 2 | X | SUN | Renewable | 5 | 0 | 1 | 0
Operable | 61060 | Cypress Creek Renewables |  | 58828 | Apple One | NC | Vertical | Catawba | PV1 | Solar Photovoltaic | PV |  | S | X | X |  |  | 5 |  | 5 | 5 |  | N |  |  | OP | X | 10 | 2015 | 2015 |  |  | N | IPP Non-CHP | IPP | IPP | 2 | X | SUN | Renewable | 5 | 0 | 1 | 0
Operable | 61060 | Cypress Creek Renewables |  | 58864 | Sunfish Farm | NC | Vertical | Wake | 1 | Solar Photovoltaic | PV |  | S | X | X |  |  | 5 |  | 5 | 5 |  | N |  |  | OP | X | 12 | 2015 | 2015 |  |  | N | IPP Non-CHP | IPP | IPP | 2 | X | SUN | Renewable | 5 | 0 | 1 | 0
Operable | 61060 | Cypress Creek Renewables |  | 59017 | Carol Jean Solar | NC | Vertical | Stokes | GEN 1 | Solar Photovoltaic | PV |  | S | X | X |  |  | 4 |  | 4 | 4 |  | N |  |  | OP | X | 12 | 2016 | 2016 |  |  | N | IPP Non-CHP | IPP | IPP | 2 | X | SUN | Renewable | 4 | 0 | 1 | 0
Operable | 61060 | Cypress Creek Renewables |  | 59148 | Green Farm | NC | Vertical | Martin | GREEN | Solar Photovoltaic | PV |  | S | X | X |  |  | 5 |  | 5 | 5 |  | N |  |  | OP | X | 1 | 2016 | 2016 |  |  | N | IPP Non-CHP | IPP | IPP | 2 | X | SUN | Renewable | 5 | 0 | 1 | 0
Operable | 61060 | Cypress Creek Renewables |  | 59149 | Simons Farm | NC | Vertical | Hertford | SIMON | Solar Photovoltaic | PV |  | S | X | X |  |  | 5 |  | 5 | 5 |  | N |  |  | OP | X | 1 | 2016 | 2016 |  |  | N | IPP Non-CHP | IPP | IPP | 2 | X | SUN | Renewable | 5 | 0 | 1 | 0
Operable | 61060 | Cypress Creek Renewables |  | 59375 | Rose Hill | NC | Vertical | Duplin | ROSE1 | Solar Photovoltaic | PV |  | J | X | X |  |  | 2 |  | 2 | 2 |  | N |  |  | OP | X | 12 | 2012 | 2012 |  |  | N | IPP Non-CHP | IPP | IPP | 2 | X | SUN | Renewable | 2 | 0 | 1 | 0
Operable | 61060 | Cypress Creek Renewables |  | 59376 | Dunn | NC | Vertical | Harnett | DUNN1 | Solar Photovoltaic | PV |  | S | X | X |  |  | 2 |  | 2 | 2 |  | N |  |  | OP | X | 12 | 2012 | 2012 |  |  | N | IPP Non-CHP | IPP | IPP | 2 | X | SUN | Renewable | 2 | 0 | 1 | 0
Operable | 61060 | Cypress Creek Renewables |  | 59426 | GKS Solar | NC | Vertical | Perquimans | GKS1 | Solar Photovoltaic | PV |  | S | X | X |  |  | 5 |  | 5 | 5 |  | N |  |  | OP | X | 8 | 2015 | 2015 |  |  | N | IPP Non-CHP | IPP | IPP | 2 | X | SUN | Renewable | 5 | 0 | 1 | 0
Operable | 61060 | Cypress Creek Renewables |  | 59427 | Two Mile Solar | NC | Vertical | Perquimans | TMS1 | Solar Photovoltaic | PV |  | S | X | X |  |  | 5 |  | 5 | 5 |  | N |  |  | OP | X | 6 | 2015 | 2015 |  |  | N | IPP Non-CHP | IPP | IPP | 2 | X | SUN | Renewable | 5 | 0 | 1 | 0
Operable | 61060 | Cypress Creek Renewables |  | 59429 | Downs Farm Solar | NC | Vertical | Hertford | DOWN1 | Solar Photovoltaic | PV |  | S | X | X |  |  | 5 |  | 5 | 5 |  | N |  |  | OP | X | 11 | 2015 | 2015 |  |  | N | IPP Non-CHP | IPP | IPP | 2 | X | SUN | Renewable | 5 | 0 | 1 | 0
Operable | 61060 | Cypress Creek Renewables |  | 59486 | Lanier Solar | NC | Vertical | Duplin | LANIE | Solar Photovoltaic | PV |  | S | X | X |  |  | 4.9 |  | 4.9 | 4.9 |  | N |  |  | OP | X | 9 | 2016 | 2016 |  |  | N | IPP Non-CHP | IPP | IPP | 2 | X | SUN | Renewable | 4.9 | 0 | 1 | 0
Operable | 61060 | Cypress Creek Renewables |  | 59487 | Highwater Solar I | NC | Vertical | Wayne | HIGHW | Solar Photovoltaic | PV |  | S | X | X |  |  | 4.9 |  | 4.9 | 4.9 |  | N |  |  | OP | X | 12 | 2015 | 2015 |  |  | N | IPP Non-CHP | IPP | IPP | 2 | X | SUN | Renewable | 4.9 | 0 | 1 | 0
Operable | 61060 | Cypress Creek Renewables |  | 59497 | Andrew Solar | NC | Vertical | Craven | PV1 | Solar Photovoltaic | PV |  | S | X | X |  |  | 5 |  | 5 | 5 |  | N |  |  | OP | X | 12 | 2015 | 2015 |  |  | N | IPP Non-CHP | IPP | IPP | 2 | X | SUN | Renewable | 5 | 0 | 1 | 0
Operable | 61060 | Cypress Creek Renewables |  | 59498 | Tracy Solar | NC | Vertical | Nash | PV1 | Solar Photovoltaic | PV |  | S | X | X |  |  | 10 |  | 10 | 10 |  | N |  |  | OP | X | 12 | 2015 | 2015 |  |  | N | IPP Non-CHP | IPP | IPP | 2 | X | SUN | Renewable | 10 | 0 | 1 | 0
Operable | 61060 | Cypress Creek Renewables |  | 59499 | Candace Solar | NC | Vertical | Johnston | PV1 | Solar Photovoltaic | PV |  | S | X | X |  |  | 5 |  | 5 | 5 |  | N |  |  | OP | X | 8 | 2016 | 2016 |  |  | N | IPP Non-CHP | IPP | IPP | 2 | X | SUN | Renewable | 5 | 0 | 1 | 0
Operable | 61060 | Cypress Creek Renewables |  | 59502 | Melinda Solar | NC | Vertical | Vance | PV1 | Solar Photovoltaic | PV |  | S | X | X |  |  | 5 |  | 5 | 5 |  | N |  |  | OP | X | 8 | 2015 | 2015 |  |  | N | IPP Non-CHP | IPP | IPP | 2 | X | SUN | Renewable | 5 | 0 | 1 | 0
Operable | 61060 | Cypress Creek Renewables |  | 59503 | Jacob Solar | NC | Vertical | Rockingham | PV1 | Solar Photovoltaic | PV |  | S | X | X |  |  | 5 |  | 5 | 5 |  | N |  |  | OP | X | 1 | 2016 | 2016 |  |  | N | IPP Non-CHP | IPP | IPP | 2 | X | SUN | Renewable | 5 | 0 | 1 | 0
Operable | 61060 | Cypress Creek Renewables |  | 59504 | Porter Solar | NC | Vertical | Craven | PV1 | Solar Photovoltaic | PV |  | S | X | X |  |  | 5 |  | 5 | 5 |  | N |  |  | OP | X | 8 | 2015 | 2015 |  |  | N | IPP Non-CHP | IPP | IPP | 2 | X | SUN | Renewable | 5 | 0 | 1 | 0
Operable | 61060 | Cypress Creek Renewables |  | 59505 | Sun Devil Solar | NC | Vertical | Warren | PV1 | Solar Photovoltaic | PV |  | S | X | X |  |  | 5 |  | 5 | 5 |  | N |  |  | OP | X | 12 | 2015 | 2015 |  |  | N | IPP Non-CHP | IPP | IPP | 2 | X | SUN | Renewable | 5 | 0 | 1 | 0
Operable | 61060 | Cypress Creek Renewables |  | 59506 | Quincy Solar | NC | Vertical | Cumberland | PV1 | Solar Photovoltaic | PV |  | S | X | X |  |  | 4 |  | 4 | 4 |  | N |  |  | OP | X | 11 | 2015 | 2015 |  |  | N | IPP Non-CHP | IPP | IPP | 2 | X | SUN | Renewable | 4 | 0 | 1 | 0
Operable | 61060 | Cypress Creek Renewables |  | 59507 | Kenneth Solar | NC | Vertical | Warren | PV1 | Solar Photovoltaic | PV |  | S | X | X |  |  | 3 |  | 3 | 3 |  | N |  |  | OP | X | 1 | 2016 | 2016 |  |  | N | IPP Non-CHP | IPP | IPP | 2 | X | SUN | Renewable | 3 | 0 | 1 | 0
Operable | 61060 | Cypress Creek Renewables |  | 59508 | Chei Solar | NC | Vertical | Nash | PV1 | Solar Photovoltaic | PV |  | S | X | X |  |  | 5 |  | 5 | 5 |  | N |  |  | OP | X | 1 | 2016 | 2016 |  |  | N | IPP Non-CHP | IPP | IPP | 2 | X | SUN | Renewable | 5 | 0 | 1 | 0
Operable | 61060 | Cypress Creek Renewables |  | 59509 | Murdock Solar | NC | Vertical | Johnston | PV1 | Solar Photovoltaic | PV |  | S | X | X |  |  | 4 |  | 4 | 4 |  | N |  |  | OP | X | 1 | 2016 | 2016 |  |  | N | IPP Non-CHP | IPP | IPP | 2 | X | SUN | Renewable | 4 | 0 | 1 | 0
Operable | 61060 | Cypress Creek Renewables |  | 59510 | Husky Solar | NC | Vertical | Rockingham | PV1 | Solar Photovoltaic | PV |  | S | X | X |  |  | 5 |  | 5 | 5 |  | N |  |  | OP | X | 12 | 2016 | 2016 |  |  | N | IPP Non-CHP | IPP | IPP | 2 | X | SUN | Renewable | 5 | 0 | 1 | 0
Operable | 61060 | Cypress Creek Renewables |  | 59511 | Beetle Solar | NC | Vertical | Cleveland | PV1 | Solar Photovoltaic | PV |  | S | X | X |  |  | 4 |  | 4 | 4 |  | N |  |  | OP | X | 12 | 2016 | 2016 |  |  | N | IPP Non-CHP | IPP | IPP | 2 | X | SUN | Renewable | 4 | 0 | 1 | 0
Operable | 61060 | Cypress Creek Renewables |  | 59512 | Happy Solar | NC | Vertical | Johnston | PV1 | Solar Photovoltaic | PV |  | S | X | X |  |  | 4 |  | 4 | 4 |  | N |  |  | OP | X | 1 | 2016 | 2016 |  |  | N | IPP Non-CHP | IPP | IPP | 2 | X | SUN | Renewable | 4 | 0 | 1 | 0
Operable | 61060 | Cypress Creek Renewables |  | 59542 | Innovative Solar 6 | NC | Vertical | Buncombe | IS6 | Solar Photovoltaic | PV |  | S | X | X |  |  | 3.6 |  | 3.6 | 3.6 |  | N |  |  | OP | X | 1 | 2016 | 2016 |  |  | N | IPP Non-CHP | IPP | IPP | 2 | X | SUN | Renewable | 3.6 | 0 | 1 | 0
Operable | 61060 | Cypress Creek Renewables |  | 59576 | Millikan Farm | NC | Vertical | Randolph | GEN1 | Solar Photovoltaic | PV |  | S | X | X |  |  | 5 |  | 5 | 5 |  | N |  |  | OP | X | 11 | 2015 | 2015 |  |  | N | IPP Non-CHP | IPP | IPP | 2 | X | SUN | Renewable | 5 | 0 | 1 | 0
Operable | 61060 | Cypress Creek Renewables |  | 59603 | Walters Solar (FLS 260) | NC | Vertical | Robeson | FLS1 | Solar Photovoltaic | PV |  | S | X | X |  |  | 5 |  | 5 | 4 |  | N |  |  | OP | X | 8 | 2015 | 2015 |  |  | N | IPP Non-CHP | IPP | IPP | 2 | X | SUN | Renewable | 5 | 0 | 1 | 0
Operable | 61060 | Cypress Creek Renewables |  | 59604 | Stagecoach Solar | NC | Vertical | Vance | FLS1 | Solar Photovoltaic | PV |  | S | X | X |  |  | 5 |  | 5 | 5 |  | N |  |  | OP | X | 5 | 2015 | 2015 |  |  | N | IPP Non-CHP | IPP | IPP | 2 | X | SUN | Renewable | 5 | 0 | 1 | 0
Operable | 61060 | Cypress Creek Renewables |  | 59605 | Vicksburg Solar | NC | Vertical | Vance | FLS1 | Solar Photovoltaic | PV |  | S | X | X |  |  | 5 |  | 5 | 4 |  | N |  |  | OP | X | 5 | 2015 | 2015 |  |  | N | IPP Non-CHP | IPP | IPP | 2 | X | SUN | Renewable | 5 | 0 | 1 | 0
Operable | 61060 | Cypress Creek Renewables |  | 59606 | Soul City Solar | NC | Vertical | Warren | FLS1 | Solar Photovoltaic | PV |  | S | X | X |  |  | 3.5 |  | 3.5 | 3 |  | N |  |  | OP | X | 4 | 2015 | 2015 |  |  | N | IPP Non-CHP | IPP | IPP | 2 | X | SUN | Renewable | 3.5 | 0 | 1 | 0
Operable | 61060 | Cypress Creek Renewables |  | 59645 | Mt Olive Solar 1 | NC | Vertical | Wayne | FLS1 | Solar Photovoltaic | PV |  | S | X | X |  |  | 5 |  | 5 | 5 |  | N |  |  | OP | X | 5 | 2015 | 2015 |  |  | N | IPP Non-CHP | IPP | IPP | 2 | X | SUN | Renewable | 5 | 0 | 1 | 0
Operable | 61060 | Cypress Creek Renewables |  | 59646 | FLS Solar 230 (Warren) | NC | Vertical | Duplin | FLS1 | Solar Photovoltaic | PV |  | S | X | X |  |  | 4.8 |  | 4.8 | 4.8 |  | N |  |  | OP | X | 5 | 2015 | 2015 |  |  | N | IPP Non-CHP | IPP | IPP | 2 | X | SUN | Renewable | 4.8 | 0 | 1 | 0
Operable | 61060 | Cypress Creek Renewables |  | 59667 | Innovative Solar 48 | NC | Vertical | Robeson | IS048 | Solar Photovoltaic | PV |  | S | X | X |  |  | 4.9 |  | 4.9 | 4.9 |  | N |  |  | OP | X | 11 | 2015 | 2015 |  |  | N | IPP Non-CHP | IPP | IPP | 2 | X | SUN | Renewable | 4.9 | 0 | 1 | 0
Operable | 61060 | Cypress Creek Renewables |  | 59671 | Innovative Solar 46 | NC | Vertical | Cumberland | IS046 | Solar Photovoltaic | PV |  | S | X | X |  |  | 78.5 |  | 78.5 | 78.5 |  | N |  |  | OP | X | 12 | 2016 | 2016 |  |  | N | IPP Non-CHP | IPP | IPP | 2 | X | SUN | Renewable | 78.5 | 0 | 1 | 0
Operable | 61060 | Cypress Creek Renewables |  | 59675 | Innovative Solar 44 | NC | Vertical | Robeson | IS044 | Solar Photovoltaic | PV |  | S | X | X |  |  | 4.9 |  | 4.9 | 4.9 |  | N |  |  | OP | X | 11 | 2015 | 2015 |  |  | N | IPP Non-CHP | IPP | IPP | 2 | X | SUN | Renewable | 4.9 | 0 | 1 | 0
Operable | 61060 | Cypress Creek Renewables |  | 59676 | Innovative Solar 55 | NC | Vertical | Robeson | IS044 | Solar Photovoltaic | PV |  | S | X | X |  |  | 6.5 |  | 6.5 | 6.5 |  | N |  |  | OP | X | 12 | 2017 | 2017 |  |  | N | IPP Non-CHP | IPP | IPP | 2 | X | SUN | Renewable | 6.5 | 0 | 1 | 0
Operable | 61060 | Cypress Creek Renewables |  | 59677 | Innovative Solar 64 | NC | Vertical | Sampson | IS064 | Solar Photovoltaic | PV |  | S | X | X |  |  | 4.9 |  | 4.9 | 4.9 |  | N |  |  | OP | X | 1 | 2016 | 2016 |  |  | N | IPP Non-CHP | IPP | IPP | 2 | X | SUN | Renewable | 4.9 | 0 | 1 | 0
Operable | 61060 | Cypress Creek Renewables |  | 59708 | Franklinton Solar | NC | Vertical | Franklin | 5MWPV | Solar Photovoltaic | PV |  | S | X | X |  |  | 5 |  | 5 | 5 |  | N |  |  | OP | X | 3 | 2017 | 2017 |  |  | N | IPP Non-CHP | IPP | IPP | 2 | X | SUN | Renewable | 5 | 0 | 1 | 0
Operable | 61060 | Cypress Creek Renewables |  | 59796 | Kelford | NC | Vertical | Bertie | FLS1 | Solar Photovoltaic | PV |  | S | X | X |  |  | 5 |  | 4.7 | 4.7 |  | N |  |  | OP | X | 5 | 2016 | 2016 |  |  | N | IPP Non-CHP | IPP | IPP | 2 | X | SUN | Renewable | 5 | 0 | 1 | 0
Operable | 61060 | Cypress Creek Renewables |  | 59825 | South Louisburg Solar | NC | Vertical | Franklin | 5MWPV | Solar Photovoltaic | PV |  | S | X | X |  |  | 5 |  | 5 | 5 |  | N |  |  | OP | X | 9 | 2016 | 2016 |  |  | N | IPP Non-CHP | IPP | IPP | 2 | X | SUN | Renewable | 5 | 0 | 1 | 0
Operable | 61060 | Cypress Creek Renewables |  | 59831 | Royal Solar | NC | Vertical | Cumberland | FLS1 | Solar Photovoltaic | PV |  | S | X | X |  |  | 4.9 |  | 4.9 | 4.9 |  | N |  |  | OP | X | 8 | 2015 | 2015 |  |  | N | IPP Non-CHP | IPP | IPP | 2 | X | SUN | Renewable | 4.9 | 0 | 1 | 0
Operable | 61060 | Cypress Creek Renewables |  | 59832 | Kinston Solar | NC | Vertical | Lenoir | FLS1 | Solar Photovoltaic | PV |  | S | X | X |  |  | 5 |  | 5 | 5 |  | N |  |  | OP | X | 8 | 2015 | 2015 |  |  | N | IPP Non-CHP | IPP | IPP | 2 | X | SUN | Renewable | 5 | 0 | 1 | 0
Operable | 61060 | Cypress Creek Renewables |  | 59833 | Laurinburg Solar | NC | Vertical | Scotland | FLS1 | Solar Photovoltaic | PV |  | S | X | X |  |  | 5 |  | 5 | 5 |  | N |  |  | OP | X | 8 | 2015 | 2015 |  |  | N | IPP Non-CHP | IPP | IPP | 2 | X | SUN | Renewable | 5 | 0 | 1 | 0
Operable | 61060 | Cypress Creek Renewables |  | 59917 | Pollocksville Solar | NC | Vertical | Jones | 5MWPV | Solar Photovoltaic | PV |  | S | X | X |  |  | 5 |  | 5 | 5 |  | N |  |  | OP | X | 12 | 2016 | 2016 |  |  | N | IPP Non-CHP | IPP | IPP | 2 | X | SUN | Renewable | 5 | 0 | 1 | 0
Operable | 61060 | Cypress Creek Renewables |  | 59928 | Vance Solar Farm, LLC | NC | Vertical | Vance | NB007 | Solar Photovoltaic | PV |  | S | X | X |  |  | 5 |  | 4.9 | 4.9 |  | N |  |  | OP | X | 1 | 2016 | 2016 |  |  | N | IPP Non-CHP | IPP | IPP | 2 | X | SUN | Renewable | 5 | 0 | 1 | 0
Operable | 61060 | Cypress Creek Renewables |  | 59930 | BG Stewart Solar Farm, LLC | NC | Vertical | Union | NB005 | Solar Photovoltaic | PV |  | S | X | X |  |  | 5 |  | 4.9 | 4.9 |  | N |  |  | OP | X | 11 | 2015 | 2015 |  |  | N | IPP Non-CHP | IPP | IPP | 2 | X | SUN | Renewable | 5 | 0 | 1 | 0
Operable | 61060 | Cypress Creek Renewables |  | 59936 | Meadowbrook Solar Farm | NC | Vertical | Rowan | NB008 | Solar Photovoltaic | PV |  | S | X | X |  |  | 5 |  | 4.9 | 4.9 |  | N |  |  | OP | X | 11 | 2016 | 2016 |  |  | N | IPP Non-CHP | IPP | IPP | 2 | X | SUN | Renewable | 5 | 0 | 1 | 0
Operable | 61060 | Cypress Creek Renewables |  | 59937 | Coats Solar Farm, LLC | NC | Vertical | Harnett | NB006 | Solar Photovoltaic | PV |  | S | X | X |  |  | 5 |  | 4.9 | 4.9 |  | N |  |  | OP | X | 1 | 2016 | 2016 |  |  | N | IPP Non-CHP | IPP | IPP | 2 | X | SUN | Renewable | 5 | 0 | 1 | 0
Operable | 61060 | Cypress Creek Renewables |  | 60048 | TWE Chocowinity Solar, LLC | NC | Vertical | Beaufort | FLS1 | Solar Photovoltaic | PV |  | S | X | X |  |  | 4.5 |  | 4.5 | 4.5 |  | N |  |  | OP | X | 12 | 2015 | 2015 |  |  | N | IPP Non-CHP | IPP | IPP | 2 | X | SUN | Renewable | 4.5 | 0 | 1 | 0
Operable | 61060 | Cypress Creek Renewables |  | 60050 | Innovative Solar 10 | NC | Vertical | Haywood | FLS1 | Solar Photovoltaic | PV |  | S | X | X |  |  | 1.5 |  | 1.5 | 1.5 |  | N |  |  | OP | X | 10 | 2015 | 2015 |  |  | N | IPP Non-CHP | IPP | IPP | 2 | X | SUN | Renewable | 1.5 | 0 | 1 | 0
Operable | 61060 | Cypress Creek Renewables |  | 60051 | Innovative Solar 18, LLC | NC | Vertical | Rutherford | FLS1 | Solar Photovoltaic | PV |  | S | X | X |  |  | 1.9 |  | 1.9 | 1.9 |  | N |  |  | OP | X | 12 | 2015 | 2015 |  |  | N | IPP Non-CHP | IPP | IPP | 2 | X | SUN | Renewable | 1.9 | 0 | 1 | 0
Operable | 61060 | Cypress Creek Renewables |  | 60052 | Innovative Solar 26, LLC | NC | Vertical | Burke | FLS1 | Solar Photovoltaic | PV |  | S | X | X |  |  | 1.9 |  | 1.9 | 1.9 |  | N |  |  | OP | X | 12 | 2015 | 2015 |  |  | N | IPP Non-CHP | IPP | IPP | 2 | X | SUN | Renewable | 1.9 | 0 | 1 | 0
Operable | 61060 | Cypress Creek Renewables |  | 60053 | Innovative Solar 63, LLC | NC | Vertical | Greene | FLS1 | Solar Photovoltaic | PV |  | S | X | X |  |  | 4.9 |  | 4.9 | 4.9 |  | N |  |  | OP | X | 2 | 2016 | 2016 |  |  | N | IPP Non-CHP | IPP | IPP | 2 | X | SUN | Renewable | 4.9 | 0 | 1 | 0
Operable | 61060 | Cypress Creek Renewables |  | 60055 | Innovative Solar 16 | NC | Vertical | Henderson | FLS1 | Solar Photovoltaic | PV |  | S | X | X |  |  | 2 |  | 2 | 2 |  | N |  |  | OP | X | 10 | 2015 | 2015 |  |  | N | IPP Non-CHP | IPP | IPP | 2 | X | SUN | Renewable | 2 | 0 | 1 | 0
Operable | 61060 | Cypress Creek Renewables |  | 60146 | Cohen Farm Solar, LLC | NC | Vertical | Lee | FLS1 | Solar Photovoltaic | PV |  | S | X | X |  |  | 4.9 |  | 6.5 | 6.5 |  | N |  |  | OP | X | 8 | 2016 | 2016 |  |  | N | IPP Non-CHP | IPP | IPP | 2 | X | SUN | Renewable | 4.9 | 0 | 1 | 0
Operable | 61060 | Cypress Creek Renewables |  | 60147 | Floyd Solar, LLC | NC | Vertical | Robeson | FLS1 | Solar Photovoltaic | PV |  | S | X | X |  |  | 6.5 |  | 6.5 | 6.5 |  | N |  |  | OP | X | 7 | 2016 | 2016 |  |  | N | IPP Non-CHP | IPP | IPP | 2 | X | SUN | Renewable | 6.5 | 0 | 1 | 0
Operable | 61060 | Cypress Creek Renewables |  | 60149 | Innovative Solar 43, LLC | NC | Vertical | Bladen | FLS1 | Solar Photovoltaic | PV |  | S | X | X |  |  | 50.8 |  | 50.8 | 50.8 |  | N |  |  | OP | X | 12 | 2016 | 2016 |  |  | N | IPP Non-CHP | IPP | IPP | 2 | X | SUN | Renewable | 50.8 | 0 | 1 | 0
Operable | 61060 | Cypress Creek Renewables |  | 60191 | TWE New Bern Solar Project, LLC | NC | Vertical | Craven | FLS1 | Solar Photovoltaic | PV |  | S | X | X |  |  | 4 |  | 4 | 4 |  | N |  |  | OP | X | 8 | 2016 | 2016 |  |  | N | IPP Non-CHP | IPP | IPP | 2 | X | SUN | Renewable | 4 | 0 | 1 | 0
Operable | 61060 | Cypress Creek Renewables |  | 60238 | McDonald Solar Farm, LLC | IN | Vertical | Vigo | PV1 | Solar Photovoltaic | PV |  | S | X | X |  |  | 5.2 |  | 5.2 | 5.2 |  | N |  |  | OP | X | 12 | 2015 | 2015 |  |  | N | IPP Non-CHP | IPP | IPP | 2 | X | SUN | Renewable | 5.2 | 0 | 1 | 0
Operable | 61060 | Cypress Creek Renewables |  | 60239 | Pastime Farm, LLC | IN | Vertical | Clay | PV1 | Solar Photovoltaic | PV |  | S | X | X |  |  | 5.2 |  | 5.2 | 5.2 |  | N |  |  | OP | X | 12 | 2015 | 2015 |  |  | N | IPP Non-CHP | IPP | IPP | 2 | X | SUN | Renewable | 5.2 | 0 | 1 | 0
Operable | 61060 | Cypress Creek Renewables |  | 60257 | Stainback Solar Farm | NC | Vertical | Vance | INV1 | Solar Photovoltaic | PV |  | S | X | X |  |  | 5 |  | 5 | 5 |  | N |  |  | OP | X | 9 | 2016 | 2016 |  |  | N | IPP Non-CHP | IPP | IPP | 2 | X | SUN | Renewable | 5 | 0 | 1 | 0
Operable | 61060 | Cypress Creek Renewables |  | 60288 | Ajax Solar | NC | Vertical | Robeson | PV1 | Solar Photovoltaic | PV |  | S | X | X |  |  | 5 |  | 4.9 | 4.9 |  | N |  |  | OP | X | 9 | 2017 | 2017 |  |  | N | IPP Non-CHP | IPP | IPP | 2 | X | SUN | Renewable | 5 | 0 | 1 | 0
Operable | 61060 | Cypress Creek Renewables |  | 60330 | Grove Solar Center, LLC | OR | Vertical | Malheur | GSC1 | Solar Photovoltaic | PV |  | S | X | X |  |  | 6 |  | 6 | 6 |  | N |  |  | OP | X | 9 | 2016 | 2016 |  |  | N | IPP Non-CHP | IPP | IPP | 2 | X | SUN | Renewable | 6 | 0 | 1 | 0
Operable | 61060 | Cypress Creek Renewables |  | 60331 | Hyline Solar Center, LLC | OR | Vertical | Malheur | HSC1 | Solar Photovoltaic | PV |  | S | X | X |  |  | 9 |  | 9 | 9 |  | N |  |  | OP | X | 10 | 2016 | 2016 |  |  | N | IPP Non-CHP | IPP | IPP | 2 | X | SUN | Renewable | 9 | 0 | 1 | 0
Operable | 61060 | Cypress Creek Renewables |  | 60332 | Open Range Solar Center, LLC | OR | Vertical | Malheur | ORSC1 | Solar Photovoltaic | PV |  | S | X | X |  |  | 10 |  | 10 | 10 |  | N |  |  | OP | X | 9 | 2016 | 2016 |  |  | N | IPP Non-CHP | IPP | IPP | 2 | X | SUN | Renewable | 10 | 0 | 1 | 0
Operable | 61060 | Cypress Creek Renewables |  | 60333 | Railroad Solar Center, LLC | OR | Vertical | Malheur | RSC1 | Solar Photovoltaic | PV |  | S | X | X |  |  | 4.5 |  | 4.5 | 4.5 |  | N |  |  | OP | X | 11 | 2016 | 2016 |  |  | N | IPP Non-CHP | IPP | IPP | 2 | X | SUN | Renewable | 4.5 | 0 | 1 | 0
Operable | 61060 | Cypress Creek Renewables |  | 60334 | Thunderegg Solar Center, LLC | OR | Vertical | Malheur | TSC1 | Solar Photovoltaic | PV |  | S | X | X |  |  | 10 |  | 10 | 10 |  | N |  |  | OP | X | 11 | 2016 | 2016 |  |  | N | IPP Non-CHP | IPP | IPP | 2 | X | SUN | Renewable | 10 | 0 | 1 | 0
Operable | 61060 | Cypress Creek Renewables |  | 60335 | Vale Air Solar Center, LLC | OR | Vertical | Malheur | VASC1 | Solar Photovoltaic | PV |  | S | X | X |  |  | 10 |  | 10 | 10 |  | N |  |  | OP | X | 11 | 2016 | 2016 |  |  | N | IPP Non-CHP | IPP | IPP | 2 | X | SUN | Renewable | 10 | 0 | 1 | 0
Operable | 61060 | Cypress Creek Renewables |  | 60361 | Wortham Solar Farm | NC | Vertical | Vance | INV1 | Solar Photovoltaic | PV |  | S | X | X |  |  | 5 |  | 5 | 5 |  | N |  |  | OP | X | 9 | 2016 | 2016 |  |  | N | IPP Non-CHP | IPP | IPP | 2 | X | SUN | Renewable | 5 | 0 | 1 | 0
Operable | 61060 | Cypress Creek Renewables |  | 60363 | White Farm Solar, LLC | NC | Vertical | Northampton | WFSPV | Solar Photovoltaic | PV |  | S | X | X |  |  | 5.2 |  | 5.2 | 5.2 |  | N |  |  | OP | X | 8 | 2016 | 2016 |  |  | N | IPP Non-CHP | IPP | IPP | 2 | X | SUN | Renewable | 5.2 | 0 | 1 | 0
Operable | 61060 | Cypress Creek Renewables |  | 60367 | Snow Camp Solar, LLC | NC | Vertical | Alamance | SCSPV | Solar Photovoltaic | PV |  | S | X | X |  |  | 5.2 |  | 5.2 | 5.2 |  | N |  |  | OP | X | 3 | 2016 | 2016 |  |  | N | IPP Non-CHP | IPP | IPP | 2 | X | SUN | Renewable | 5.2 | 0 | 1 | 0
Operable | 61060 | Cypress Creek Renewables |  | 60370 | Flint Hill Solar, LLC | NC | Vertical | Moore | FHSPV | Solar Photovoltaic | PV |  | S | X | X |  |  | 5.2 |  | 5.2 | 5.2 |  | N |  |  | OP | X | 9 | 2016 | 2016 |  |  | N | IPP Non-CHP | IPP | IPP | 2 | X | SUN | Renewable | 5.2 | 0 | 1 | 0
Operable | 61060 | Cypress Creek Renewables |  | 60380 | Shoe Creek Solar, LLC | NC | Vertical | Scotland | SCSPV | Solar Photovoltaic | PV |  | S | X | X |  |  | 65 |  | 65 | 65 |  | N |  |  | OP | X | 12 | 2017 | 2017 |  |  | N | IPP Non-CHP | IPP | IPP | 2 | X | SUN | Renewable | 65 | 0 | 1 | 0
Operable | 61060 | Cypress Creek Renewables |  | 60396 | St. Pauls Solar 1, LLC | NC | Vertical | Robeson | FLS1 | Solar Photovoltaic | PV |  | S | X | X |  |  | 4.9 |  | 4.9 | 4.9 |  | N |  |  | OP | X | 4 | 2017 | 2017 |  |  | N | IPP Non-CHP | IPP | IPP | 2 | X | SUN | Renewable | 4.9 | 0 | 1 | 0
Operable | 61060 | Cypress Creek Renewables |  | 60397 | Kennedy Solar, LLC | NC | Vertical | Duplin | FLS1 | Solar Photovoltaic | PV |  | S | X | X |  |  | 4.9 |  | 4.9 | 4.9 |  | N |  |  | OP | X | 4 | 2017 | 2017 |  |  | N | IPP Non-CHP | IPP | IPP | 2 | X | SUN | Renewable | 4.9 | 0 | 1 | 0
Operable | 61060 | Cypress Creek Renewables |  | 60398 | Innovative Solar 65 | NC | Vertical | Scotland | FLS1 | Solar Photovoltaic | PV |  | S | X | X |  |  | 4.9 |  | 4.9 | 4.9 |  | N |  |  | OP | X | 11 | 2016 | 2016 |  |  | N | IPP Non-CHP | IPP | IPP | 2 | X | SUN | Renewable | 4.9 | 0 | 1 | 0
Operable | 61060 | Cypress Creek Renewables |  | 60399 | Lincoln Solar, LLC (NC) | NC | Vertical | Rutherford | FLS1 | Solar Photovoltaic | PV |  | S | X | X |  |  | 4.9 |  | 4.9 | 4.9 |  | N |  |  | OP | X | 12 | 2016 | 2016 |  |  | N | IPP Non-CHP | IPP | IPP | 2 | X | SUN | Renewable | 4.9 | 0 | 1 | 0
Operable | 61060 | Cypress Creek Renewables |  | 60400 | Exum Farm Solar, LLC | NC | Vertical | Lenoir | FLS1 | Solar Photovoltaic | PV |  | S | X | X |  |  | 4.9 |  | 4.9 | 4.9 |  | N |  |  | OP | X | 12 | 2016 | 2016 |  |  | N | IPP Non-CHP | IPP | IPP | 2 | X | SUN | Renewable | 4.9 | 0 | 1 | 0
Operable | 61060 | Cypress Creek Renewables |  | 60401 | Bizzell Church Solar 1, LLC | NC | Vertical | Johnston | BCSPV | Solar Photovoltaic | PV |  | S | X | X |  |  | 5.2 |  | 5.2 | 5.2 |  | N |  |  | OP | X | 12 | 2015 | 2015 |  |  | N | IPP Non-CHP | IPP | IPP | 2 | X | SUN | Renewable | 5.2 | 0 | 1 | 0
Operable | 61060 | Cypress Creek Renewables |  | 60402 | CB Bladen Solar, LLC | NC | Vertical | Bladen | CBPV | Solar Photovoltaic | PV |  | S | X | X |  |  | 5.2 |  | 5.2 | 5.2 |  | N |  |  | OP | X | 7 | 2016 | 2016 |  |  | N | IPP Non-CHP | IPP | IPP | 2 | X | SUN | Renewable | 5.2 | 0 | 1 | 0
Operable | 61060 | Cypress Creek Renewables |  | 60403 | Currin Solar, LLC | NC | Vertical | Granville | CSPV | Solar Photovoltaic | PV |  | S | X | X |  |  | 5.2 |  | 5.2 | 5.2 |  | N |  |  | OP | X | 12 | 2015 | 2015 |  |  | N | IPP Non-CHP | IPP | IPP | 2 | X | SUN | Renewable | 5.2 | 0 | 1 | 0
Operable | 61060 | Cypress Creek Renewables |  | 60408 | Nash 97 Solar, LLC | NC | Vertical | Nash | 97PV | Solar Photovoltaic | PV |  | S | X | X |  |  | 5.2 |  | 5.2 | 5.2 |  | N |  |  | OP | X | 4 | 2016 | 2016 |  |  | N | IPP Non-CHP | IPP | IPP | 2 | X | SUN | Renewable | 5.2 | 0 | 1 | 0
Operable | 61060 | Cypress Creek Renewables |  | 60409 | South Winston Farm, LLC | NC | Vertical | Forsyth | SWFPV | Solar Photovoltaic | PV |  | S | X | X |  |  | 5.2 |  | 5.2 | 5.2 |  | N |  |  | OP | X | 1 | 2016 | 2016 |  |  | N | IPP Non-CHP | IPP | IPP | 2 | X | SUN | Renewable | 5.2 | 0 | 1 | 0
Operable | 61060 | Cypress Creek Renewables |  | 60410 | Sullivan Solar, LLC | IN | Vertical | Sullivan | SULPV | Solar Photovoltaic | PV |  | S | X | X |  |  | 5.2 |  | 5.2 | 5.2 |  | N |  |  | OP | X | 9 | 2016 | 2016 |  |  | N | IPP Non-CHP | IPP | IPP | 2 | X | SUN | Renewable | 5.2 | 0 | 1 | 0
Operable | 61060 | Cypress Creek Renewables |  | 60415 | Hardison Farm Solar, LLC | NC | Vertical | Martin | HFSPV | Solar Photovoltaic | PV |  | S | X | X |  |  | 5.2 |  | 5.2 | 5.2 |  | N |  |  | OP | X | 9 | 2016 | 2016 |  |  | N | IPP Non-CHP | IPP | IPP | 2 | X | SUN | Renewable | 5.2 | 0 | 1 | 0
Operable | 61060 | Cypress Creek Renewables |  | 60416 | Maxton Solar, LLC | NC | Vertical | Robeson | MSPV | Solar Photovoltaic | PV |  | S | X | X |  |  | 4.9 |  | 4.9 | 4.9 |  | N |  |  | OP | X | 9 | 2016 | 2016 |  |  | N | IPP Non-CHP | IPP | IPP | 2 | X | SUN | Renewable | 4.9 | 0 | 1 | 0
Operable | 61060 | Cypress Creek Renewables |  | 60417 | Modlin Solar Farm | NC | Vertical | Martin | MSFPV | Solar Photovoltaic | PV |  | S | X | X |  |  | 4.9 |  | 4.9 | 4.9 |  | N |  |  | OP | X | 8 | 2016 | 2016 |  |  | N | IPP Non-CHP | IPP | IPP | 2 | X | SUN | Renewable | 4.9 | 0 | 1 | 0
Operable | 61060 | Cypress Creek Renewables |  | 60469 | Solar Glynn | GA | Vertical | Glynn | INV1 | Solar Photovoltaic | PV |  | S | X | X |  |  | 18 |  | 18 | 18 |  | N |  |  | OP | X | 12 | 2016 | 2016 |  |  | N | IPP Non-CHP | IPP | IPP | 2 | X | SUN | Renewable | 18 | 0 | 1 | 0
Operable | 61060 | Cypress Creek Renewables |  | 60480 | Germantown Solar, LLC | NC | Vertical | Forsyth | PV1 | Solar Photovoltaic | PV |  | S | X | X |  |  | 1.5 |  | 1.5 | 1.5 |  | N |  |  | OP | X | 12 | 2015 | 2015 |  |  | N | IPP Non-CHP | IPP | IPP | 2 | X | SUN | Renewable | 1.5 | 0 | 1 | 0
Operable | 61060 | Cypress Creek Renewables |  | 60535 | Saluda Solar, LLC | SC | Vertical | Saluda | PV1 | Solar Photovoltaic | PV |  | S | X | X |  |  | 6.8 |  | 6.8 | 6.8 |  | N |  |  | OP | X | 12 | 2016 | 2016 |  |  | N | IPP Non-CHP | IPP | IPP | 2 | X | SUN | Renewable | 6.8 | 0 | 1 | 0
Operable | 61060 | Cypress Creek Renewables |  | 60548 | NorWest Energy 2, LLC | OR | Vertical | Deschutes | PV1 | Solar Photovoltaic | PV |  | S | X | X |  |  | 9.9 |  | 9.9 | 9.9 |  | N |  |  | OP | X | 12 | 2016 | 2016 |  |  | N | IPP Non-CHP | IPP | IPP | 2 | X | SUN | Renewable | 9.9 | 0 | 1 | 0
Operable | 61060 | Cypress Creek Renewables |  | 60600 | Old Pageland Monroe Road Solar Farm | NC | Vertical | Union | PV1 | Solar Photovoltaic | PV |  | S | X | X |  |  | 5.3 |  | 5.3 | 5.3 |  | N |  |  | OP | X | 11 | 2015 | 2015 |  |  | N | IPP Non-CHP | IPP | IPP | 2 | X | SUN | Renewable | 5.3 | 0 | 1 | 0
Operable | 61060 | Cypress Creek Renewables |  | 60629 | Perkins Solar, LLC | NC | Vertical | Person | PV1 | Solar Photovoltaic | PV |  | S | X | X |  |  | 2 |  | 2 | 2 |  | N |  |  | OP | X | 10 | 2016 | 2016 |  |  | N | IPP Non-CHP | IPP | IPP | 2 | X | SUN | Renewable | 2 | 0 | 1 | 0
Operable | 61060 | Cypress Creek Renewables |  | 60631 | Empire Solar | MN | Vertical | Dakota | PV1 | Solar Photovoltaic | PV |  | S | X | X |  |  | 5 |  | 5 | 5 |  | N |  |  | OP | X | 12 | 2016 | 2016 |  |  | N | IPP Non-CHP | IPP | IPP | 2 | X | SUN | Renewable | 5 | 0 | 1 | 0
Operable | 61060 | Cypress Creek Renewables |  | 60632 | Blue Lake Solar | MN | Vertical | Scott | PV1 | Solar Photovoltaic | PV |  | S | X | X |  |  | 3 |  | 3 | 3 |  | N |  |  | OP | X | 12 | 2016 | 2016 |  |  | N | IPP Non-CHP | IPP | IPP | 2 | X | SUN | Renewable | 3 | 0 | 1 | 0
Operable | 61060 | Cypress Creek Renewables |  | 60633 | Gainey Solar, LLC | NC | Vertical | Bladen | PV1 | Solar Photovoltaic | PV |  | S | X | X |  |  | 2 |  | 2 | 2 |  | N |  |  | OP | X | 10 | 2016 | 2016 |  |  | N | IPP Non-CHP | IPP | IPP | 2 | X | SUN | Renewable | 2 | 0 | 1 | 0
Operable | 61060 | Cypress Creek Renewables |  | 60634 | Auten Road Farm, LLC | NC | Vertical | Gaston | PV1 | Solar Photovoltaic | PV |  | S | X | X |  |  | 5 |  | 5 | 5 |  | N |  |  | OP | X | 12 | 2017 | 2017 |  |  | N | IPP Non-CHP | IPP | IPP | 2 | X | SUN | Renewable | 5 | 0 | 1 | 0
Operable | 61060 | Cypress Creek Renewables |  | 60635 | Creech Solar 2, LLC | NC | Vertical | Wake | PV1 | Solar Photovoltaic | PV |  | S | X | X |  |  | 5 |  | 5 | 5 |  | N |  |  | OP | X | 12 | 2016 | 2016 |  |  | N | IPP Non-CHP | IPP | IPP | 2 | X | SUN | Renewable | 5 | 0 | 1 | 0
Operable | 61060 | Cypress Creek Renewables |  | 60782 | Barnhill Road Solar, LLC | NC | Vertical | Pasquotank | 1 | Solar Photovoltaic | PV |  | S | X | X |  |  | 3.1 |  | 3.1 | 3.1 |  | N |  |  | OP | X | 12 | 2016 | 2016 |  |  | N | IPP Non-CHP | IPP | IPP | 2 | X | SUN | Renewable | 3.1 | 0 | 1 | 0
Operable | 61060 | Cypress Creek Renewables |  | 60783 | Leggett Solar, LLC | NC | Vertical | Edgecombe | 1 | Solar Photovoltaic | PV |  | S | X | X |  |  | 5 |  | 5 | 5 |  | N |  |  | OP | X | 12 | 2016 | 2016 |  |  | N | IPP Non-CHP | IPP | IPP | 2 | X | SUN | Renewable | 5 | 0 | 1 | 0
Operable | 61060 | Cypress Creek Renewables |  | 60819 | Jefferson-Lewis BOCES Solar | NY | Restructured | Jefferson | PV1 | Solar Photovoltaic | PV |  | S | X | X |  |  | 2 |  | 2 | 2 |  | N |  |  | OP | X | 12 | 2017 | 2017 |  |  | N | IPP Non-CHP | IPP | IPP | 2 | X | SUN | Renewable | 2 | 0 | 1 | 0
Operable | 61060 | Cypress Creek Renewables |  | 60920 | Viper Solar | NC | Vertical | Cumberland | PV1 | Solar Photovoltaic | PV |  | S | X | X |  |  | 2 |  | 2 | 2 |  | N |  |  | OP | X | 11 | 2017 | 2017 |  |  | N | IPP Non-CHP | IPP | IPP | 2 | X | SUN | Renewable | 2 | 0 | 1 | 0
Operable | 61060 | Cypress Creek Renewables |  | 60921 | Scarlet Solar | NC | Vertical | Lenoir | PV1 | Solar Photovoltaic | PV |  | S | X | X |  |  | 2 |  | 2 | 2 |  | N |  |  | OP | X | 9 | 2017 | 2017 |  |  | N | IPP Non-CHP | IPP | IPP | 2 | X | SUN | Renewable | 2 | 0 | 1 | 0
Operable | 61060 | Cypress Creek Renewables |  | 60922 | Ruskin Solar | NC | Vertical | Wayne | PV1 | Solar Photovoltaic | PV |  | S | X | X |  |  | 2 |  | 2 | 2 |  | N |  |  | OP | X | 11 | 2017 | 2017 |  |  | N | IPP Non-CHP | IPP | IPP | 2 | X | SUN | Renewable | 2 | 0 | 1 | 0
Operable | 61060 | Cypress Creek Renewables |  | 60980 | ZV Solar 1 | NC | Vertical | Robeson | PV1 | Solar Photovoltaic | PV |  | S | X | X |  |  | 5 |  | 5 | 5 |  | N |  |  | OP | X | 6 | 2016 | 2016 |  |  | N | IPP Non-CHP | IPP | IPP | 2 | X | SUN | Renewable | 5 | 0 | 1 | 0
Operable | 61060 | Cypress Creek Renewables |  | 61140 | CF Novel Solar CSG Gardens Two, LLC | MN | Vertical | Faribault | 0000D | Solar Photovoltaic | PV |  | S | X | X |  |  | 1.8 |  | 1.8 | 1.8 |  | N |  |  | OP | X | 12 | 2017 | 2017 |  |  | N | IPP Non-CHP | IPP | IPP | 2 | X | SUN | Renewable | 1.8 | 0 | 1 | 0
Operable | 61060 | Cypress Creek Renewables |  | 61141 | CF Novel Solar CSG Gardens Eleven, LLC | MN | Vertical | Blue Earth | 0000F | Solar Photovoltaic | PV |  | S | X | X |  |  | 3 |  | 3 | 3 |  | N |  |  | OP | X | 12 | 2017 | 2017 |  |  | N | IPP Non-CHP | IPP | IPP | 2 | X | SUN | Renewable | 3 | 0 | 1 | 0
Operable | 61060 | Cypress Creek Renewables |  | 61283 | Bladenboro Solar, LLC | NC | Vertical | Bladen | GEN1 | Solar Photovoltaic | PV |  | S | X | X |  |  | 4.8 |  | 4.8 | 4.8 |  | N |  |  | OP | X | 12 | 2015 | 2015 |  |  | N | IPP Non-CHP | IPP | IPP | 2 | X | SUN | Renewable | 4.8 | 0 | 1 | 0
Operable | 61060 | Cypress Creek Renewables |  | 61284 | Lux Solar, LLC | NC | Vertical | Cleveland | GEN1 | Solar Photovoltaic | PV |  | S | X | X |  |  | 2 |  | 2 | 2 |  | N |  |  | OP | X | 11 | 2016 | 2016 |  |  | N | IPP Non-CHP | IPP | IPP | 2 | X | SUN | Renewable | 2 | 0 | 1 | 0
Operable | 61060 | Cypress Creek Renewables |  | 61288 | Roxboro Solar Farm, LLC | NC | Vertical | Granville | GEN1 | Solar Photovoltaic | PV |  | S | X | X |  |  | 5 |  | 5 | 5 |  | N |  |  | OP | X | 12 | 2015 | 2015 |  |  | N | IPP Non-CHP | IPP | IPP | 2 | X | SUN | Renewable | 5 | 0 | 1 | 0
Operable | 61060 | Cypress Creek Renewables |  | 61340 | Next Generation Solar Farm | VT | Vertical | Addison | NGSF1 | Solar Photovoltaic | PV |  | S | X | X |  |  | 2.2 |  | 2.2 | 2.2 |  | N |  |  | OP | X | 12 | 2017 | 2017 |  |  | N | IPP Non-CHP | IPP | IPP | 2 | X | SUN | Renewable | 2.2 | 0 | 1 | 0
Operable | 61060 | Cypress Creek Renewables |  | 61347 | Long Henry Solar | NC | Vertical | Wayne | GEN1 | Solar Photovoltaic | PV |  | S | X | X |  |  | 2 |  | 2 | 2 |  | N |  |  | OP | X | 9 | 2017 | 2017 |  |  | N | IPP Non-CHP | IPP | IPP | 2 | X | SUN | Renewable | 2 | 0 | 1 | 0
Operable | 61060 | Cypress Creek Renewables |  | 61351 | Bear Creek Solar | NC | Vertical | Chatham | GEN1 | Solar Photovoltaic | PV |  | S | X | X |  |  | 2 |  | 2 | 2 |  | N |  |  | OP | X | 11 | 2017 | 2017 |  |  | N | IPP Non-CHP | IPP | IPP | 2 | X | SUN | Renewable | 2 | 0 | 1 | 0
Operable | 61060 | Cypress Creek Renewables |  | 61352 | Bondi Solar | NC | Vertical | Jones | GEN1 | Solar Photovoltaic | PV |  | S | X | X |  |  | 5 |  | 5 | 5 |  | N |  |  | OP | X | 12 | 2017 | 2017 |  |  | N | IPP Non-CHP | IPP | IPP | 2 | X | SUN | Renewable | 5 | 0 | 1 | 0
Operable | 61060 | Cypress Creek Renewables |  | 61370 | Walnut Springs Solar | TX | Restructured | Bosque | GEN1 | Solar Photovoltaic | PV |  | S | X | X |  |  | 5 |  | 5 | 5 |  | N |  |  | OP | X | 12 | 2016 | 2016 |  |  | N | IPP Non-CHP | IPP | IPP | 2 | X | SUN | Renewable | 5 | 0 | 1 | 0
Operable | 61060 | Cypress Creek Renewables |  | 61409 | Highway 56 Solar | TX | Restructured | Grayson | GEN1 | Solar Photovoltaic | PV |  | S | X | X |  |  | 5.3 |  | 5.3 | 5.3 |  | N |  |  | OP | X | 12 | 2017 | 2017 |  |  | N | IPP Non-CHP | IPP | IPP | 2 | X | SUN | Renewable | 5.3 | 0 | 1 | 0
Operable | 61060 | Cypress Creek Renewables |  | 61410 | Whitesboro Solar | TX | Restructured | Grayson | GEN1 | Solar Photovoltaic | PV |  | S | X | X |  |  | 5 |  | 5 | 5 |  | N |  |  | OP | X | 12 | 2017 | 2017 |  |  | N | IPP Non-CHP | IPP | IPP | 2 | X | SUN | Renewable | 5 | 0 | 1 | 0
Operable | 61060 | Cypress Creek Renewables |  | 61411 | Whitesboro Solar II | TX | Restructured | Grayson | GEN1 | Solar Photovoltaic | PV |  | S | X | X |  |  | 5 |  | 5 | 5 |  | N |  |  | OP | X | 12 | 2017 | 2017 |  |  | N | IPP Non-CHP | IPP | IPP | 2 | X | SUN | Renewable | 5 | 0 | 1 | 0
Operable | 61060 | Cypress Creek Renewables |  | 61432 | SCE&G Curie CSG | SC | Vertical | Hampton | SCCU1 | Solar Photovoltaic | PV |  | S | X | X |  |  | 2 |  | 2 | 2 |  | N |  |  | OP | X | 2 | 2019 | 2019 |  |  | N | IPP Non-CHP | IPP | IPP | 2 | X | SUN | Renewable | 2 | 0 | 1 | 0
Operable | 61060 | Cypress Creek Renewables |  | 61433 | SCE&G Nimitz CSG | SC | Vertical | Jasper | SCNM1 | Solar Photovoltaic | PV |  | S | X | X |  |  | 8 |  | 8 | 8 |  | N |  |  | OP | X | 6 | 2018 | 2018 |  |  | N | IPP Non-CHP | IPP | IPP | 2 | X | SUN | Renewable | 8 | 0 | 1 | 0
Operable | 61060 | Cypress Creek Renewables |  | 61434 | SCE&G Springfield CSG | SC | Vertical | Orangeburg | SCSP1 | Solar Photovoltaic | PV |  | S | X | X |  |  | 6.1 |  | 6.1 | 6.1 |  | N |  |  | OP | X | 6 | 2018 | 2018 |  |  | N | IPP Non-CHP | IPP | IPP | 2 | X | SUN | Renewable | 6.1 | 0 | 1 | 0
Operable | 61060 | Cypress Creek Renewables |  | 61512 | Bullock Solar, LLC | NC | Vertical | Vance | GEN1 | Solar Photovoltaic | PV |  | S | X | X |  |  | 50 |  | 50 | 50 |  | N |  |  | OP | X | 12 | 2017 | 2017 |  |  | N | IPP Non-CHP | IPP | IPP | 2 | X | SUN | Renewable | 50 | 0 | 1 | 0
Operable | 61060 | Cypress Creek Renewables |  | 61513 | Marlin Solar | TX | Restructured | Limestone | GEN1 | Solar Photovoltaic | PV |  | S | X | X |  |  | 5.3 |  | 5.3 | 5.3 |  | N |  |  | OP | X | 12 | 2017 | 2017 |  |  | N | IPP Non-CHP | IPP | IPP | 2 | X | SUN | Renewable | 5.3 | 0 | 1 | 0
Operable | 61060 | Cypress Creek Renewables |  | 61514 | North Gainesville Solar | TX | Restructured | Cooke | GEN1 | Solar Photovoltaic | PV |  | S | X | X |  |  | 5.2 |  | 5.2 | 5.2 |  | N |  |  | OP | X | 12 | 2017 | 2017 |  |  | N | IPP Non-CHP | IPP | IPP | 2 | X | SUN | Renewable | 5.2 | 0 | 1 | 0
Operable | 61060 | Cypress Creek Renewables |  | 61519 | Baker Point | MD | Restructured | Frederick | GEN1 | Solar Photovoltaic | PV |  | S | X | X |  |  | 9 |  | 9 | 9 |  | N |  |  | OP | X | 10 | 2016 | 2016 |  |  | N | IPP Non-CHP | IPP | IPP | 2 | X | SUN | Renewable | 9 | 0 | 1 | 0
Operable | 61060 | Cypress Creek Renewables |  | 61520 | Rosewood Solar | NC | Vertical | Wayne | GEN1 | Solar Photovoltaic | PV |  | S | X | X |  |  | 2 |  | 2 | 2 |  | N |  |  | OP | X | 10 | 2016 | 2016 |  |  | N | IPP Non-CHP | IPP | IPP | 2 | X | SUN | Renewable | 2 | 0 | 1 | 0
Operable | 61060 | Cypress Creek Renewables |  | 61524 | Whitewright Solar | TX | Restructured | Fannin | GEN1 | Solar Photovoltaic | PV |  | S | X | X |  |  | 10 |  | 10 | 10 |  | N |  |  | OP | X | 12 | 2017 | 2017 |  |  | N | IPP Non-CHP | IPP | IPP | 2 | X | SUN | Renewable | 10 | 0 | 1 | 0
Operable | 61060 | Cypress Creek Renewables |  | 61525 | ABD Farms | NC | Vertical | Randolph | GEN1 | Solar Photovoltaic | PV |  | S | X | X |  |  | 5 |  | 5 | 5 |  | N |  |  | OP | X | 12 | 2017 | 2017 |  |  | N | IPP Non-CHP | IPP | IPP | 2 | X | SUN | Renewable | 5 | 0 | 1 | 0
Operable | 61060 | Cypress Creek Renewables |  | 61526 | Antanavica Solar | MA | Restructured | Worcester | GEN1 | Solar Photovoltaic | PV |  | S | X | X |  |  | 1 |  | 1 | 1 |  | N |  |  | OP | X | 8 | 2018 | 2018 |  |  | N | IPP Non-CHP | IPP | IPP | 2 | X | SUN | Renewable | 1 | 0 | 1 | 0
Operable | 61060 | Cypress Creek Renewables |  | 61527 | Bakatsias Solar | NC | Vertical | Alamance | GEN1 | Solar Photovoltaic | PV |  | S | X | X |  |  | 5 |  | 5 | 5 |  | N |  |  | OP | X | 12 | 2017 | 2017 |  |  | N | IPP Non-CHP | IPP | IPP | 2 | X | SUN | Renewable | 5 | 0 | 1 | 0
Operable | 61060 | Cypress Creek Renewables |  | 61528 | Bayboro Solar Farm | NC | Vertical | Pamlico | GEN1 | Solar Photovoltaic | PV |  | S | X | X |  |  | 5 |  | 5 | 5 |  | N |  |  | OP | X | 12 | 2017 | 2017 |  |  | N | IPP Non-CHP | IPP | IPP | 2 | X | SUN | Renewable | 5 | 0 | 1 | 0
Operable | 61060 | Cypress Creek Renewables |  | 61529 | Estill Solar II | SC | Vertical | Allendale | GEN1 | Solar Photovoltaic | PV |  | S | X | X |  |  | 10.2 |  | 10.2 | 10.2 |  | N |  |  | OP | X | 12 | 2017 | 2017 |  |  | N | IPP Non-CHP | IPP | IPP | 2 | X | SUN | Renewable | 10.2 | 0 | 1 | 0
Operable | 61060 | Cypress Creek Renewables |  | 61530 | Gaston Solar I - SC | SC | Vertical | Lexington | GEN1 | Solar Photovoltaic | PV |  | S | X | X |  |  | 10.2 |  | 10.2 | 10.2 |  | N |  |  | OP | X | 3 | 2018 | 2018 |  |  | N | IPP Non-CHP | IPP | IPP | 2 | X | SUN | Renewable | 10.2 | 0 | 1 | 0
Operable | 61060 | Cypress Creek Renewables |  | 61532 | Leon Solar | TX | Restructured | Hunt | GEN1 | Solar Photovoltaic | PV |  | S | X | X |  |  | 10 |  | 10 | 10 |  | N |  |  | OP | X | 12 | 2017 | 2017 |  |  | N | IPP Non-CHP | IPP | IPP | 2 | X | SUN | Renewable | 10 | 0 | 1 | 0
Operable | 61060 | Cypress Creek Renewables |  | 61534 | Old Caroleen Solar Farm | NC | Vertical | Rutherford | GEN1 | Solar Photovoltaic | PV |  | S | X | X |  |  | 2 |  | 2 | 2 |  | N |  |  | OP | X | 7 | 2018 | 2018 |  |  | N | IPP Non-CHP | IPP | IPP | 2 | X | SUN | Renewable | 2 | 0 | 1 | 0
Operable | 61060 | Cypress Creek Renewables |  | 61535 | Statesville Solar | NC | Vertical | Rowan | GEN1 | Solar Photovoltaic | PV |  | S | X | X |  |  | 5 |  | 5 | 5 |  | N |  |  | OP | X | 12 | 2017 | 2017 |  |  | N | IPP Non-CHP | IPP | IPP | 2 | X | SUN | Renewable | 5 | 0 | 1 | 0
Operable | 61060 | Cypress Creek Renewables |  | 61536 | Wakefield Solar | NC | Vertical | Wake | GEN1 | Solar Photovoltaic | PV |  | S | X | X |  |  | 5 |  | 5 | 5 |  | N |  |  | OP | X | 12 | 2017 | 2017 |  |  | N | IPP Non-CHP | IPP | IPP | 2 | X | SUN | Renewable | 5 | 0 | 1 | 0
Operable | 61060 | Cypress Creek Renewables |  | 61542 | PopeSun CSG, LLC | MN | Vertical | Pope | GEN1 | Solar Photovoltaic | PV |  | S | X | X |  |  | 5 |  | 5 | 5 |  | N |  |  | OP | X | 12 | 2017 | 2017 |  |  | N | IPP Non-CHP | IPP | IPP | 2 | X | SUN | Renewable | 5 | 0 | 1 | 0
Operable | 61060 | Cypress Creek Renewables |  | 61543 | CF Novel Solar CSG Gardens Five, LLC | MN | Vertical | Steele | GEN1 | Solar Photovoltaic | PV |  | S | X | X |  |  | 3.4 |  | 3.4 | 3.4 |  | N |  |  | OP | X | 12 | 2017 | 2017 |  |  | N | IPP Non-CHP | IPP | IPP | 2 | X | SUN | Renewable | 3.4 | 0 | 1 | 0
Operable | 61060 | Cypress Creek Renewables |  | 61544 | LeSun CSG, LLC | MN | Vertical | Le Sueur | GEN1 | Solar Photovoltaic | PV |  | S | X | X |  |  | 5 |  | 5 | 5 |  | N |  |  | OP | X | 1 | 2018 | 2018 |  |  | N | IPP Non-CHP | IPP | IPP | 2 | X | SUN | Renewable | 5 | 0 | 1 | 0
Operable | 61060 | Cypress Creek Renewables |  | 61545 | CGSun, LLC Community Solar | MN | Vertical | Washington | GEN1 | Solar Photovoltaic | PV |  | S | X | X |  |  | 4 |  | 4 | 4 |  | N |  |  | OP | X | 12 | 2017 | 2017 |  |  | N | IPP Non-CHP | IPP | IPP | 2 | X | SUN | Renewable | 4 | 0 | 1 | 0
Operable | 61060 | Cypress Creek Renewables |  | 61547 | WrightSun CSG, LLC | MN | Vertical | Wright | GEN1 | Solar Photovoltaic | PV |  | S | X | X |  |  | 5 |  | 5 | 5 |  | N |  |  | OP | X | 1 | 2018 | 2018 |  |  | N | IPP Non-CHP | IPP | IPP | 2 | X | SUN | Renewable | 5 | 0 | 1 | 0
Operable | 61060 | Cypress Creek Renewables |  | 61548 | CF Novel Solar CSG Gardens Seven, LLC | MN | Vertical | Sherburne | GEN1 | Solar Photovoltaic | PV |  | S | X | X |  |  | 3.3 |  | 3.3 | 3.3 |  | N |  |  | OP | X | 12 | 2017 | 2017 |  |  | N | IPP Non-CHP | IPP | IPP | 2 | X | SUN | Renewable | 3.3 | 0 | 1 | 0
Operable | 61060 | Cypress Creek Renewables |  | 61561 | Bladen Solar | NC | Vertical | Bladen | GEN1 | Solar Photovoltaic | PV |  | S | X | X |  |  | 50 |  | 50 | 50 |  | N |  |  | OP | X | 12 | 2017 | 2017 |  |  | N | IPP Non-CHP | IPP | IPP | 2 | X | SUN | Renewable | 50 | 0 | 1 | 0
Operable | 61060 | Cypress Creek Renewables |  | 61625 | West Moore Solar II | TX | Restructured | Grayson | GEN1 | Solar Photovoltaic | PV |  | S | X | X |  |  | 5 |  | 5 | 5 |  | N |  |  | OP | X | 12 | 2018 | 2018 |  |  | N | IPP Non-CHP | IPP | IPP | 2 | X | SUN | Renewable | 5 | 0 | 1 | 0
Operable | 61060 | Cypress Creek Renewables |  | 61810 | Chisum | TX | Restructured | Lamar | GEN1 | Solar Photovoltaic | PV |  | S | X | X |  |  | 10 |  | 10 | 10 |  | N |  |  | OP | X | 12 | 2018 | 2018 |  |  | N | IPP Non-CHP | IPP | IPP | 2 | X | SUN | Renewable | 10 | 0 | 1 | 0
Operable | 61060 | Cypress Creek Renewables |  | 61867 | Bovine | TX | Restructured | Austin | GEN1 | Solar Photovoltaic | PV |  | S | X | X |  |  | 10 |  | 10 | 10 |  | N |  |  | OP | X | 12 | 2018 | 2018 |  |  | N | IPP Non-CHP | IPP | IPP | 2 | X | SUN | Renewable | 10 | 0 | 1 | 0
Operable | 61060 | Cypress Creek Renewables |  | 61868 | Bronson | TX | Restructured | Fort Bend | GEN1 | Solar Photovoltaic | PV |  | S | X | X |  |  | 10 |  | 10 | 10 |  | N |  |  | OP | X | 12 | 2018 | 2018 |  |  | N | IPP Non-CHP | IPP | IPP | 2 | X | SUN | Renewable | 10 | 0 | 1 | 0
Operable | 61060 | Cypress Creek Renewables |  | 61871 | Sterling Solar (TX) | TX | Restructured | Hunt | GEN1 | Solar Photovoltaic | PV |  | S | X | X |  |  | 10 |  | 10 | 10 |  | N |  |  | OP | X | 11 | 2018 | 2018 |  |  | N | IPP Non-CHP | IPP | IPP | 2 | X | SUN | Renewable | 10 | 0 | 1 | 0
Operable | 61060 | Cypress Creek Renewables |  | 61873 | Yellow Jacket | TX | Restructured | Bosque | GEN1 | Solar Photovoltaic | PV |  | S | X | X |  |  | 5 |  | 5 | 5 |  | N |  |  | OP | X | 11 | 2018 | 2018 |  |  | N | IPP Non-CHP | IPP | IPP | 2 | X | SUN | Renewable | 5 | 0 | 1 | 0
Operable | 61060 | Cypress Creek Renewables |  | 61874 | Eddy II | TX | Restructured | McLennan | GEN1 | Solar Photovoltaic | PV |  | S | X | X |  |  | 10 |  | 10 | 10 |  | N |  |  | OP | X | 11 | 2018 | 2018 |  |  | N | IPP Non-CHP | IPP | IPP | 2 | X | SUN | Renewable | 10 | 0 | 1 | 0
Operable | 61060 | Cypress Creek Renewables |  | 61875 | Cascade Solar (TX) | TX | Restructured | Wharton | GEN1 | Solar Photovoltaic | PV |  | S | X | X |  |  | 10 |  | 10 | 10 |  | N |  |  | OP | X | 4 | 2019 | 2019 |  |  | N | IPP Non-CHP | IPP | IPP | 2 | X | SUN | Renewable | 10 | 0 | 1 | 0
Operable | 61060 | Cypress Creek Renewables |  | 61881 | Morning View | NC | Vertical | Randolph | GEN1 | Solar Photovoltaic | PV |  | S | X | X |  |  | 2 |  | 2 | 2 |  | N |  |  | OP | X | 12 | 2018 | 2018 |  |  | N | IPP Non-CHP | IPP | IPP | 2 | X | SUN | Renewable | 2 | 0 | 1 | 0
Operable | 61060 | Cypress Creek Renewables |  | 61882 | Copperfield | NC | Vertical | Montgomery | GEN1 | Solar Photovoltaic | PV |  | S | X | X |  |  | 2 |  | 2 | 2 |  | N |  |  | OP | X | 12 | 2018 | 2018 |  |  | N | IPP Non-CHP | IPP | IPP | 2 | X | SUN | Renewable | 2 | 0 | 1 | 0
Operable | 61060 | Cypress Creek Renewables |  | 61883 | Hopewell Friends | NC | Vertical | Randolph | GEN1 | Solar Photovoltaic | PV |  | S | X | X |  |  | 1.3 |  | 1.3 | 1.3 |  | N |  |  | OP | X | 12 | 2018 | 2018 |  |  | N | IPP Non-CHP | IPP | IPP | 2 | X | SUN | Renewable | 1.3 | 0 | 1 | 0
Operable | 61060 | Cypress Creek Renewables |  | 61885 | Staunton | IN | Vertical | Clay | GEN1 | Solar Photovoltaic | PV |  | S | X | X |  |  | 4 |  | 4 | 4 |  | N |  |  | OP | X | 12 | 2018 | 2018 |  |  | N | IPP Non-CHP | IPP | IPP | 2 | X | SUN | Renewable | 4 | 0 | 1 | 0
Operable | 61060 | Cypress Creek Renewables |  | 61886 | Bar D | CO | Vertical | Rio Blanco | GEN1 | Solar Photovoltaic | PV |  | S | X | X |  |  | 4 |  | 4 | 4 |  | N |  |  | OP | X | 12 | 2018 | 2018 |  |  | N | IPP Non-CHP | IPP | IPP | 2 | X | SUN | Renewable | 4 | 0 | 1 | 0
Operable | 61060 | Cypress Creek Renewables |  | 61928 | Saint Albans Solar | VT | Vertical | Franklin | GEN1 | Solar Photovoltaic | PV |  | S | X | X |  |  | 4.9 |  | 4.9 | 4.9 |  | N |  |  | OP | X | 10 | 2018 | 2018 |  |  | N | IPP Non-CHP | IPP | IPP | 2 | X | SUN | Renewable | 4.9 | 0 | 1 | 0
Operable | 61060 | Cypress Creek Renewables |  | 61960 | Atood II | SC | Vertical | Spartanburg | GEN1 | Solar Photovoltaic | PV |  | S | X | X |  |  | 2 |  | 2 | 2 |  | N |  |  | OP | X | 12 | 2018 | 2018 |  |  | N | IPP Non-CHP | IPP | IPP | 2 | X | SUN | Renewable | 2 | 0 | 1 | 0
Operable | 61060 | Cypress Creek Renewables |  | 61961 | Gaston II | SC | Vertical | Lexington | GEN1 | Solar Photovoltaic | PV |  | S | X | X |  |  | 7.5 |  | 7.5 | 7.5 |  | N |  |  | OP | X | 12 | 2018 | 2018 |  |  | N | IPP Non-CHP | IPP | IPP | 2 | X | SUN | Renewable | 7.5 | 0 | 1 | 0
Operable | 61060 | Cypress Creek Renewables |  | 61978 | Pinesage | NC | Vertical | Moore | GEN1 | Solar Photovoltaic | PV |  | S | X | X |  |  | 5 |  | 5 | 5 |  | N |  |  | OP | X | 12 | 2018 | 2018 |  |  | N | IPP Non-CHP | IPP | IPP | 2 | X | SUN | Renewable | 5 | 0 | 1 | 0
Operable | 61060 | Cypress Creek Renewables |  | 63772 | Adirondack Solar | NY | Restructured | Clinton | 1394 | Solar Photovoltaic | PV |  | S | X | X |  |  | 1.1 |  | 1.1 | 0.7 |  | N |  |  | OP | X | 9 | 2018 | 2018 |  |  | N | IPP Non-CHP | IPP | IPP | 2 | X | SUN | Renewable | 1.1 | 0 | 1 | 0
Operable | 61060 | Cypress Creek Renewables |  | 63976 | Bay Tree | NC | Vertical | Bladen | 959 | Solar Photovoltaic | PV |  | S | X | X |  |  | 70.1 |  | 70.1 | 70.1 |  | N |  |  | OP | X | 11 | 2021 | 2021 |  |  | N | IPP Non-CHP | IPP | IPP | 2 | X | SUN | Renewable | 70.1 | 0 | 1 | 0
Operable | 61060 | Cypress Creek Renewables |  | 64173 | Lotus | NC | Vertical | Guilford | 1305 | Solar Photovoltaic | PV |  | S | X | X |  |  | 4 |  | 4 | 4 |  | N |  |  | OP | X | 12 | 2014 | 2014 |  |  | N | IPP Non-CHP | IPP | IPP | 2 | X | SUN | Renewable | 4 | 0 | 1 | 0
Operable | 61060 | Cypress Creek Renewables |  | 64174 | Big Boy | NC | Vertical | Guilford | 1303 | Solar Photovoltaic | PV |  | S | X | X |  |  | 3 |  | 3 | 3 |  | N |  |  | OP | X | 12 | 2014 | 2014 |  |  | N | IPP Non-CHP | IPP | IPP | 2 | X | SUN | Renewable | 3 | 0 | 1 | 0
Operable | 61060 | Cypress Creek Renewables |  | 64175 | Beth | NC | Vertical | Guilford | 1302 | Solar Photovoltaic | PV |  | S | X | X |  |  | 5 |  | 5 | 5 |  | N |  |  | OP | X | 12 | 2014 | 2014 |  |  | N | IPP Non-CHP | IPP | IPP | 2 | X | SUN | Renewable | 5 | 0 | 1 | 0
Operable | 61060 | Cypress Creek Renewables |  | 64176 | Charlie | NC | Vertical | Guilford | 1304 | Solar Photovoltaic | PV |  | S | X | X |  |  | 4 |  | 4 | 4 |  | N |  |  | OP | X | 12 | 2014 | 2014 |  |  | N | IPP Non-CHP | IPP | IPP | 2 | X | SUN | Renewable | 4 | 0 | 1 | 0
Operable | 61060 | Cypress Creek Renewables |  | 65333 | Shakes Solar | TX | Restructured | Dimmit | 785 | Solar Photovoltaic | PV |  | S | X | X |  |  | 200 |  | 200 | 200 |  | N |  |  | OP | X | 6 | 2022 | 2022 |  |  | N | IPP Non-CHP | IPP | IPP | 2 | X | SUN | Renewable | 200 | 0 | 1 | 0
Operable | 4713 | D/R Hydro Co |  | 52036 | Yough Hydro Power | PA | Restructured | Somerset | GEN1 | Conventional Hydroelectric | HY |  | S | X | X |  |  | 6.1 | 0.9 | 6.1 | 5 | 1 | N |  |  | OP | X | 12 | 1989 | Pre-2000 |  |  | N | IPP Non-CHP | IPP | IPP | 2 | X | WAT | Renewable | 6.1 | 0 | 1 | 0
Operable | 4713 | D/R Hydro Co |  | 52036 | Yough Hydro Power | PA | Restructured | Somerset | GEN2 | Conventional Hydroelectric | HY |  | S | X | X |  |  | 6.1 | 0.9 | 6.1 | 5 | 1 | N |  |  | OP | X | 12 | 1989 | Pre-2000 |  |  | N | IPP Non-CHP | IPP | IPP | 2 | X | WAT | Renewable | 6.1 | 0 | 1 | 0
Operable | 64364 | Daggett Solar Power 2 LLC |  | 64851 | Daggett 2 | CA | Vertical | San Bernardino | DAGGB | Batteries | BA |  | S | X | X |  |  | 131 |  | 131 | 131 |  | N |  |  | OP | X | 12 | 2023 | 2023 |  |  | N | IPP Non-CHP | IPP | IPP | 2 | X | MWH | Other | 0 | 0 | 0 | 0
Operable | 64364 | Daggett Solar Power 2 LLC |  | 64851 | Daggett 2 | CA | Vertical | San Bernardino | DAGGP | Solar Photovoltaic | PV |  | S | X | X |  |  | 182 |  | 182 | 182 |  | N |  |  | OP | X | 12 | 2023 | 2023 |  |  | N | IPP Non-CHP | IPP | IPP | 2 | X | SUN | Renewable | 182 | 0 | 1 | 0
Operable | 64365 | Daggett Solar Power 3 LLC |  | 64852 | Daggett 3 | CA | Vertical | San Bernardino | DAGGB | Batteries | BA |  | S | X | X |  |  | 149 |  | 149 | 149 |  | N |  |  | OP | X | 7 | 2023 | 2023 |  |  | N | IPP Non-CHP | IPP | IPP | 2 | X | MWH | Other | 0 | 0 | 0 | 0
Operable | 64365 | Daggett Solar Power 3 LLC |  | 64852 | Daggett 3 | CA | Vertical | San Bernardino | DAGGP | Solar Photovoltaic | PV |  | S | X | X |  |  | 300 |  | 300 | 300 |  | N |  |  | OP | X | 7 | 2023 | 2023 |  |  | N | IPP Non-CHP | IPP | IPP | 2 | X | SUN | Renewable | 300 | 0 | 1 | 0
Operable | 4715 | Dahlberg Light & Power Co |  | 3976 | Gordon | WI | Vertical | Douglas | 3 | Petroleum Liquids | IC |  | S | X | X |  |  | 0.7 | 0.8 | 0.7 | 0.7 | 0.7 | N |  |  | SB | Y | 8 | 1955 | Pre-2000 |  |  | N | Electric Utility | Utility | Investor Owned Utility | 1 | X | DFO | Non-Renewable | 0 | 0.7 | 0 | 1
Operable | 4715 | Dahlberg Light & Power Co |  | 3976 | Gordon | WI | Vertical | Douglas | 4 | Petroleum Liquids | IC |  | S | X | X |  |  | 0.7 | 0.8 | 0.7 | 0.7 | 0.7 | N |  |  | SB | Y | 8 | 1949 | Pre-2000 |  |  | N | Electric Utility | Utility | Investor Owned Utility | 1 | X | DFO | Non-Renewable | 0 | 0.7 | 0 | 1
Operable | 4715 | Dahlberg Light & Power Co |  | 3976 | Gordon | WI | Vertical | Douglas | 5 | Petroleum Liquids | IC |  | S | X | X |  |  | 2.8 | 0.8 | 0.7 | 0.7 | 0.7 | N |  |  | SB | Y | 2 | 2001 | 2001 |  |  | N | Electric Utility | Utility | Investor Owned Utility | 1 | X | DFO | Non-Renewable | 0 | 2.8 | 0 | 1
Operable | 4715 | Dahlberg Light & Power Co |  | 3976 | Gordon | WI | Vertical | Douglas | 6 | Petroleum Liquids | IC |  | S | X | X |  |  | 2.8 | 0.8 | 0.7 | 0.7 | 0.7 | N |  |  | SB | Y | 2 | 2001 | 2001 |  |  | N | Electric Utility | Utility | Investor Owned Utility | 1 | X | DFO | Non-Renewable | 0 | 2.8 | 0 | 1
Operable | 4715 | Dahlberg Light & Power Co |  | 7058 | Solon Diesel | WI | Vertical | Douglas | 1 | Petroleum Liquids | IC |  | S | X | X |  |  | 1 | 0.8 | 0.8 | 0.8 | 0.8 | N |  |  | SB | Y | 1 | 1988 | Pre-2000 |  |  | N | Electric Utility | Utility | Investor Owned Utility | 1 | X | DFO | Non-Renewable | 0 | 1 | 0 | 1
Operable | 4715 | Dahlberg Light & Power Co |  | 7058 | Solon Diesel | WI | Vertical | Douglas | 2 | Petroleum Liquids | IC |  | S | X | X |  |  | 1 | 0.8 | 0.8 | 0.8 | 0.8 | N |  |  | SB | Y | 2 | 1988 | Pre-2000 |  |  | N | Electric Utility | Utility | Investor Owned Utility | 1 | X | DFO | Non-Renewable | 0 | 1 | 0 | 1
Operable | 4715 | Dahlberg Light & Power Co |  | 7058 | Solon Diesel | WI | Vertical | Douglas | 3 | Petroleum Liquids | IC |  | S | X | X |  |  | 1 | 0.8 | 0.8 | 0.8 | 0.8 | N |  |  | SB | Y | 4 | 1989 | Pre-2000 |  |  | N | Electric Utility | Utility | Investor Owned Utility | 1 | X | DFO | Non-Renewable | 0 | 1 | 0 | 1
Operable | 4715 | Dahlberg Light & Power Co |  | 7058 | Solon Diesel | WI | Vertical | Douglas | 4 | Petroleum Liquids | IC |  | S | X | X |  |  | 1 | 0.8 | 0.8 | 0.8 | 0.8 | N |  |  | SB | Y | 4 | 1989 | Pre-2000 |  |  | N | Electric Utility | Utility | Investor Owned Utility | 1 | X | DFO | Non-Renewable | 0 | 1 | 0 | 1
Operable | 4715 | Dahlberg Light & Power Co |  | 7058 | Solon Diesel | WI | Vertical | Douglas | 5 | Petroleum Liquids | IC |  | S | X | X |  |  | 1 | 0.8 | 0.8 | 0.8 | 0.8 | N |  |  | SB | Y | 4 | 1989 | Pre-2000 |  |  | N | Electric Utility | Utility | Investor Owned Utility | 1 | X | DFO | Non-Renewable | 0 | 1 | 0 | 1
Operable | 4715 | Dahlberg Light & Power Co |  | 7058 | Solon Diesel | WI | Vertical | Douglas | 6 | Petroleum Liquids | IC |  | S | X | X |  |  | 1 | 0.8 | 0.8 | 0.8 | 0.8 | N |  |  | SB | Y | 12 | 1995 | Pre-2000 |  |  | N | Electric Utility | Utility | Investor Owned Utility | 1 | X | DFO | Non-Renewable | 0 | 1 | 0 | 1
Operable | 4715 | Dahlberg Light & Power Co |  | 7058 | Solon Diesel | WI | Vertical | Douglas | 7 | Petroleum Liquids | IC |  | S | X | X |  |  | 1 | 0.8 | 0.8 | 0.8 | 0.8 | N |  |  | SB | Y | 12 | 1995 | Pre-2000 |  |  | N | Electric Utility | Utility | Investor Owned Utility | 1 | X | DFO | Non-Renewable | 0 | 1 | 0 | 1
Operable | 4715 | Dahlberg Light & Power Co |  | 7058 | Solon Diesel | WI | Vertical | Douglas | 8 | Petroleum Liquids | IC |  | S | X | X |  |  | 1 | 0.8 | 0.8 | 0.8 | 0.8 | N |  |  | SB | Y | 12 | 1995 | Pre-2000 |  |  | N | Electric Utility | Utility | Investor Owned Utility | 1 | X | DFO | Non-Renewable | 0 | 1 | 0 | 1
Operable | 4716 | Dairyland Power Coop |  | 4142 | Flambeau Hydroelectric Station | WI | Vertical | Rusk | 1 | Conventional Hydroelectric | HY |  | S | X | X | DPC.FLAMBEAU | DPC.DPC | 7.9 | 0.8 | 8.1 | 8.1 | 0.5 | N |  |  | OP | X | 3 | 1951 | Pre-2000 |  |  | N | Electric Utility | Utility | Cooperative | 1 | X | WAT | Renewable | 7.9 | 0 | 1 | 0
Operable | 4716 | Dairyland Power Coop |  | 4142 | Flambeau Hydroelectric Station | WI | Vertical | Rusk | 2 | Conventional Hydroelectric | HY |  | S | X | X | DPC.FLAMBEAU | DPC.DPC | 6.2 | 0.8 | 8 | 8 | 0.5 | N |  |  | OP | X | 1 | 1951 | Pre-2000 |  |  | N | Electric Utility | Utility | Cooperative | 1 | X | WAT | Renewable | 6.2 | 0 | 1 | 0
Operable | 4716 | Dairyland Power Coop |  | 4142 | Flambeau Hydroelectric Station | WI | Vertical | Rusk | 3 | Conventional Hydroelectric | HY |  | S | X | X | DPC.FLAMBEAU | DPC.DPC | 7.9 | 0.8 | 8 | 8 | 0.5 | N |  |  | OP | X | 1 | 1951 | Pre-2000 |  |  | N | Electric Utility | Utility | Cooperative | 1 | X | WAT | Renewable | 7.9 | 0 | 1 | 0
Operable | 4716 | Dairyland Power Coop |  | 4271 | John P Madgett | WI | Vertical | Buffalo | 1 | Conventional Steam Coal | ST |  | S | X | X | DPC.JPM | DPC.DPC | 387 | 0.9 | 389.8 | 392.5 | 125 | N |  |  | OP | X | 11 | 1979 | Pre-2000 |  |  | N | Electric Utility | Utility | Cooperative | 1 | X | SUB | Non-Renewable | 0 | 387 | 0 | 1
Operable | 4716 | Dairyland Power Coop |  | 7863 | Elk Mound | WI | Vertical | Chippewa | 1 | Natural Gas Fired Combustion Turbine | GT |  | S | X | X | DPC.EKM1 | DPC.DPC | 35.5 | 0.8 | 30.7 | 40.4 | 20.7 | N |  |  | OP | X | 6 | 2001 | 2001 |  |  | N | Electric Utility | Utility | Cooperative | 1 | X | NG | Non-Renewable | 0 | 35.5 | 0 | 1 | DFO
Operable | 4716 | Dairyland Power Coop |  | 7863 | Elk Mound | WI | Vertical | Chippewa | 2 | Natural Gas Fired Combustion Turbine | GT |  | S | X | X | DPC.EKM2 | DPC.DPC | 35.5 | 0.8 | 33.9 | 44.3 | 21.1 | N |  |  | OP | X | 6 | 2001 | 2001 |  |  | N | Electric Utility | Utility | Cooperative | 1 | X | NG | Non-Renewable | 0 | 35.5 | 0 | 1 | DFO
Operable | 4716 | Dairyland Power Coop |  | 55391 | RockGen Energy Center | WI | Vertical | Dane | 1 | Natural Gas Fired Combustion Turbine | GT |  | S | X | X |  |  | 187 | 0.85 | 163 | 163 | 102 | N |  |  | OP | X | 6 | 2001 | 2001 |  |  | N | Electric Utility | Utility | Cooperative | 1 | X | NG | Non-Renewable | 0 | 187 | 0 | 1 | DFO
Operable | 4716 | Dairyland Power Coop |  | 55391 | RockGen Energy Center | WI | Vertical | Dane | 2 | Natural Gas Fired Combustion Turbine | GT |  | S | X | X |  |  | 187 | 0.85 | 163 | 163 | 102 | N |  |  | OP | X | 6 | 2001 | 2001 |  |  | N | Electric Utility | Utility | Cooperative | 1 | X | NG | Non-Renewable | 0 | 187 | 0 | 1 | DFO
Operable | 4716 | Dairyland Power Coop |  | 55391 | RockGen Energy Center | WI | Vertical | Dane | 3 | Natural Gas Fired Combustion Turbine | GT |  | S | X | X |  |  | 187 | 0.85 | 163 | 163 | 102 | N |  |  | OP | X | 6 | 2001 | 2001 |  |  | N | Electric Utility | Utility | Cooperative | 1 | X | NG | Non-Renewable | 0 | 187 | 0 | 1 | DFO
Operable | 4775 | Dakota Magic Casino |  | 7884 | Dakota Magic | ND | Vertical | Richland | 1 | Petroleum Liquids | IC |  | S | X | X |  |  | 1.5 | 0.8 | 1.5 | 1.5 | 0.1 | N |  |  | SB | Y | 2 | 2000 | 2000 |  |  | N | Commercial Non-CHP | Customer Sited | Other | 4 | X | DFO | Non-Renewable | 0 | 1.5 | 0 | 1
Operable | 58120 | Danbury Hospital |  | 58152 | Danbury Hospital Cogen Plant | CT | Restructured | Fairfield | GEN1 | Natural Gas Fired Combustion Turbine | GT |  | S | X | X |  |  | 4.3 | 0.8 | 3.6 | 3.5 | 1 | N |  |  | OP | X | 11 | 2011 | 2011 |  |  | Y | Commercial CHP | Customer Sited | Other | 5 | T | NG | Non-Renewable | 0 | 4.3 | 0 | 1
Operable | 65501 | Dane County Solar LLC |  | 66419 | Dane County Solar LLC | WI | Vertical | Dane | DANE | Solar Photovoltaic | PV |  | J | X | X |  |  | 17.3 |  | 17.3 | 17.3 |  | N |  |  | OP | X | 6 | 2023 | 2023 |  |  | N | IPP Non-CHP | IPP | IPP | 2 | X | SUN | Renewable | 17.3 | 0 | 1 | 0
Operable | 58971 | Danskammer Energy |  | 2480 | Danskammer Generating Station | NY | Restructured | Orange | 1 | Natural Gas Steam Turbine | ST |  | S | X | X | Zone G | Zone G | 72 | 0.85 | 68 | 68 | 20 | N |  |  | OP | X | 12 | 1951 | Pre-2000 |  |  | N | IPP Non-CHP | IPP | IPP | 2 | X | NG | Non-Renewable | 0 | 72 | 0 | 1
Operable | 58971 | Danskammer Energy |  | 2480 | Danskammer Generating Station | NY | Restructured | Orange | 2 | Natural Gas Steam Turbine | ST |  | S | X | X | Zone G | Zone G | 73.5 | 0.85 | 65.7 | 65.5 | 20 | N |  |  | OP | X | 9 | 1954 | Pre-2000 |  |  | N | IPP Non-CHP | IPP | IPP | 2 | X | NG | Non-Renewable | 0 | 73.5 | 0 | 1
Operable | 58971 | Danskammer Energy |  | 2480 | Danskammer Generating Station | NY | Restructured | Orange | 3 | Natural Gas Steam Turbine | ST |  | S | X | X | Zone G | Zone G | 147.1 | 0.85 | 137.7 | 137.1 | 40 | N |  |  | OP | X | 10 | 1959 | Pre-2000 |  |  | N | IPP Non-CHP | IPP | IPP | 2 | X | NG | Non-Renewable | 0 | 147.1 | 0 | 1
Operable | 58971 | Danskammer Energy |  | 2480 | Danskammer Generating Station | NY | Restructured | Orange | 4 | Natural Gas Steam Turbine | ST |  | S | X | X | zone G | Zone G | 239.4 | 0.85 | 225.9 | 229.5 | 60 | N |  |  | OP | X | 9 | 1967 | Pre-2000 |  |  | N | IPP Non-CHP | IPP | IPP | 2 | X | NG | Non-Renewable | 0 | 239.4 | 0 | 1
Operable | 58971 | Danskammer Energy |  | 2480 | Danskammer Generating Station | NY | Restructured | Orange | 5 | Petroleum Liquids | IC |  | S | X | X | Zone G | Zone G | 2.7 | 0.8 | 2.5 | 2.5 | 0.5 | N |  |  | SB | Y | 1 | 1967 | Pre-2000 |  |  | N | IPP Non-CHP | IPP | IPP | 2 | X | DFO | Non-Renewable | 0 | 2.7 | 0 | 1
Operable | 58971 | Danskammer Energy |  | 2480 | Danskammer Generating Station | NY | Restructured | Orange | 6 | Petroleum Liquids | IC |  | S | X | X | Zone G | Zone G | 2.7 | 0.8 | 2.5 | 2.5 | 0.5 | N |  |  | SB | Y | 1 | 1967 | Pre-2000 |  |  | N | IPP Non-CHP | IPP | IPP | 2 | X | DFO | Non-Renewable | 0 | 2.7 | 0 | 1
Operable | 61134 | Darby Power, LLC |  | 55247 | Darby Power, LLC | OH | Restructured | Pickaway | GT1 | Natural Gas Fired Combustion Turbine | GT |  | W | X | X | Adkins 13.8 Kv | Adkins 13.8 Kv | 94 | 0.85 | 80 | 90 | 45 | N |  |  | OP | X | 5 | 2001 | 2001 |  |  | N | IPP Non-CHP | IPP | IPP | 2 | X | NG | Non-Renewable | 0 | 94 | 0 | 1 | DFO
Operable | 61134 | Darby Power, LLC |  | 55247 | Darby Power, LLC | OH | Restructured | Pickaway | GT2 | Natural Gas Fired Combustion Turbine | GT |  | W | X | X | Adkins 13.8 Kv | Adkins 13.8 Kv | 94 | 0.85 | 80 | 90 | 45 | N |  |  | OP | X | 5 | 2001 | 2001 |  |  | N | IPP Non-CHP | IPP | IPP | 2 | X | NG | Non-Renewable | 0 | 94 | 0 | 1 | DFO
Operable | 61134 | Darby Power, LLC |  | 55247 | Darby Power, LLC | OH | Restructured | Pickaway | GT3 | Natural Gas Fired Combustion Turbine | GT |  | W | X | X | Adkins 13.8 Kv | Adkins 13.8 Kv | 94 | 0.85 | 80 | 90 | 45 | N |  |  | OP | X | 5 | 2001 | 2001 |  |  | N | IPP Non-CHP | IPP | IPP | 2 | X | NG | Non-Renewable | 0 | 94 | 0 | 1 | DFO
Operable | 61134 | Darby Power, LLC |  | 55247 | Darby Power, LLC | OH | Restructured | Pickaway | GT4 | Natural Gas Fired Combustion Turbine | GT |  | W | X | X | Adkins 13.8 Kv | Adkins 13.8 Kv | 94 | 0.85 | 80 | 90 | 45 | N |  |  | OP | X | 5 | 2001 | 2001 |  |  | N | IPP Non-CHP | IPP | IPP | 2 | X | NG | Non-Renewable | 0 | 94 | 0 | 1 | DFO
Operable | 61134 | Darby Power, LLC |  | 55247 | Darby Power, LLC | OH | Restructured | Pickaway | GT5 | Natural Gas Fired Combustion Turbine | GT |  | W | X | X | Adkins 13.8 Kv | Adkins 13.8 Kv | 94 | 0.85 | 80 | 90 | 45 | N |  |  | OP | X | 5 | 2002 | 2002 |  |  | N | IPP Non-CHP | IPP | IPP | 2 | X | NG | Non-Renewable | 0 | 94 | 0 | 1 | DFO
Operable | 61134 | Darby Power, LLC |  | 55247 | Darby Power, LLC | OH | Restructured | Pickaway | GT6 | Natural Gas Fired Combustion Turbine | GT |  | W | X | X | Adkins 13.8 Kv | Adkins 13.8 Kv | 94 | 0.85 | 80 | 90 | 45 | N |  |  | OP | X | 5 | 2002 | 2002 |  |  | N | IPP Non-CHP | IPP | IPP | 2 | X | NG | Non-Renewable | 0 | 94 | 0 | 1 | DFO
Operable | 60611 | Darlington Solar, LLC |  | 60993 | Darlington Solar, LLC | SC | Vertical | Darlington | PV1 | Solar Photovoltaic | PV |  | S | X | X |  |  | 10 |  | 10 | 10 |  | N |  |  | OP | X | 12 | 2016 | 2016 |  |  | N | IPP Non-CHP | IPP | IPP | 2 | X | SUN | Renewable | 10 | 0 | 1 | 0
Operable | 58463 | Dart Container Corp |  | 58476 | Dart Container Corp | PA | Restructured | Lancaster | LFGT1 | Landfill Gas | GT |  | S | X | X |  |  | 5.6 | 0.9 | 4.6 | 5.2 | 0.3 | N |  |  | OP | X | 12 | 2012 | 2012 |  |  | Y | Industrial CHP | Customer Sited | Other | 7 | T | LFG | Renewable | 5.6 | 0 | 1 | 0
Operable | 58463 | Dart Container Corp |  | 58476 | Dart Container Corp | PA | Restructured | Lancaster | LFGT2 | Landfill Gas | GT |  | S | X | X |  |  | 5.6 | 0.9 | 4.6 | 5.2 | 0.3 | N |  |  | OP | X | 12 | 2012 | 2012 |  |  | Y | Industrial CHP | Customer Sited | Other | 7 | T | LFG | Renewable | 5.6 | 0 | 1 | 0
Operable | 4823 | Dartmouth College |  | 54409 | Dartmouth College Heating Plant | NH | Restructured | Grafton | GEN1 | Petroleum Liquids | ST |  | S | X | X |  |  | 2 | 0.8 | 2 | 2 | 0.2 | N |  |  | OP | X | 1 | 1970 | Pre-2000 |  |  | Y | Commercial CHP | Customer Sited | Other | 5 | T | RFO | Non-Renewable | 0 | 2 | 0 | 1
Operable | 4823 | Dartmouth College |  | 54409 | Dartmouth College Heating Plant | NH | Restructured | Grafton | GEN2 | Petroleum Liquids | ST |  | S | X | X |  |  | 2 | 0.8 | 2 | 2 | 0.2 | N |  |  | OP | X | 1 | 1970 | Pre-2000 |  |  | Y | Commercial CHP | Customer Sited | Other | 5 | T | RFO | Non-Renewable | 0 | 2 | 0 | 1
Operable | 4823 | Dartmouth College |  | 54409 | Dartmouth College Heating Plant | NH | Restructured | Grafton | GEN3 | Petroleum Liquids | ST |  | S | X | X |  |  | 3 | 0.8 | 3 | 3 | 0.2 | N |  |  | OP | X | 1 | 1992 | Pre-2000 |  |  | Y | Commercial CHP | Customer Sited | Other | 5 | T | RFO | Non-Renewable | 0 | 3 | 0 | 1
Operable | 64880 | Dartmouth Farms Solar, LLC |  | 65636 | Dartmouth Farms Solar | MA | Restructured | Bristol | 2132 | Solar Photovoltaic | PV |  | S | X | X |  |  | 2 |  | 2 | 1.8 |  | N |  |  | OP | X | 11 | 2017 | 2017 |  |  | N | IPP Non-CHP | IPP | IPP | 2 | X | SUN | Renewable | 2 | 0 | 1 | 0
Operable | 64880 | Dartmouth Farms Solar, LLC |  | 65636 | Dartmouth Farms Solar | MA | Restructured | Bristol | 5138 | Solar Photovoltaic | PV |  | S | X | X |  |  | 2.3 |  | 2.3 | 2.1 |  | N |  |  | OP | X | 6 | 2020 | 2020 |  |  | N | IPP Non-CHP | IPP | IPP | 2 | X | SUN | Renewable | 2.3 | 0 | 1 | 0
Operable | 29729 | Davenport City of |  | 55035 | Davenport Water Pollution Control Plant | IA | Vertical | Scott | GEN1 | Other Waste Biomass | IC |  | S | X | X |  |  | 0.8 | 0.8 | 0.8 | 0.8 | 0.4 | N |  |  | OP | X | 5 | 1995 | Pre-2000 |  |  | Y | Commercial CHP | Customer Sited | Other | 5 | T | OBG | Renewable | 0.8 | 0 | 1 | 0 | NG
Operable | 29729 | Davenport City of |  | 55035 | Davenport Water Pollution Control Plant | IA | Vertical | Scott | GEN2 | Other Waste Biomass | IC |  | S | X | X |  |  | 0.8 | 0.8 | 0.8 | 0.8 | 0.4 | N |  |  | OP | X | 5 | 1995 | Pre-2000 |  |  | Y | Commercial CHP | Customer Sited | Other | 5 | T | OBG | Renewable | 0.8 | 0 | 1 | 0 | NG
Operable | 56760 | Davidson Gas Producers LLC |  | 57436 | Davidson Gas Producers LLC | NC | Vertical | Davidson | 1 | Landfill Gas | IC |  | S | X | X | n/a | n/a | 1.6 | 0.8 | 1.6 | 1.6 | 1.1 | N |  |  | OP | X | 11 | 2010 | 2010 |  |  | N | IPP Non-CHP | IPP | IPP | 2 | X | LFG | Renewable | 1.6 | 0 | 1 | 0
Operable | 56561 | Day County Wind LLC |  | 57194 | Day County Wind LLC | SD | Vertical | Day | GE15 | Onshore Wind Turbine | WT |  | S | X | X |  |  | 99 |  | 99 | 99 | 5 | N |  |  | OP | X | 4 | 2010 | 2010 |  |  | N | IPP Non-CHP | IPP | IPP | 2 | X | WND | Renewable | 99 | 0 | 1 | 0
Operable | 58862 | DC Water |  | 59012 | Walt Bailey Bioenergy Facility | DC | Restructured | District of Columbia | TURB1 | Other Waste Biomass | GT |  | S | X | X |  |  | 4.7 | 0.8 | 4 | 4 | 1 | N |  |  | OP | X | 6 | 2015 | 2015 |  |  | Y | Commercial CHP | Customer Sited | Other | 5 | T | OBG | Renewable | 4.7 | 0 | 1 | 0 | NG
Operable | 58862 | DC Water |  | 59012 | Walt Bailey Bioenergy Facility | DC | Restructured | District of Columbia | TURB2 | Other Waste Biomass | GT |  | S | X | X |  |  | 4.7 | 0.8 | 4 | 4 | 1 | N |  |  | OP | X | 6 | 2015 | 2015 |  |  | Y | Commercial CHP | Customer Sited | Other | 5 | T | OBG | Renewable | 4.7 | 0 | 1 | 0 | NG
Operable | 58862 | DC Water |  | 59012 | Walt Bailey Bioenergy Facility | DC | Restructured | District of Columbia | TURB3 | Other Waste Biomass | GT |  | S | X | X |  |  | 4.7 | 0.8 | 4 | 4 | 1 | N |  |  | OP | X | 7 | 2015 | 2015 |  |  | Y | Commercial CHP | Customer Sited | Other | 5 | T | OBG | Renewable | 4.7 | 0 | 1 | 0 | NG
Operable | 61186 | DCII-250 Williams Street NW, LLC |  | 54290 | Inforum | GA | Vertical | Fulton | BUG1 | Petroleum Liquids | IC |  | S | X | X |  |  | 1.3 | 0.8 | 1.3 | 1.3 | 0 | N |  |  | OP | X | 10 | 1989 | Pre-2000 |  |  | N | Commercial Non-CHP | Customer Sited | Other | 4 | X | DFO | Non-Renewable | 0 | 1.3 | 0 | 1
Operable | 4945 | Dearborn Industrial Gen Inc |  | 55088 | Dearborn Industrial Generation | MI | Vertical | Wayne | GT 1 | Natural Gas Fired Combined Cycle | CT | SINT | S | X | N | DECO.CC.DIG2 | DECO.CC.DIG2 | 157.3 | 0.85 | 163 | 200 | 130 | N |  |  | OP | X | 7 | 2001 | 2001 |  |  | Y | IPP CHP | IPP | IPP | 3 | T | NG | Non-Renewable | 0 | 157.3 | 0 | 1
Operable | 4945 | Dearborn Industrial Gen Inc |  | 55088 | Dearborn Industrial Generation | MI | Vertical | Wayne | GT2 | Natural Gas Fired Combined Cycle | CT | SINT | S | X | N | DECO.CC.DIG3 | DECO.CC.DIG3 | 157.3 | 0.85 | 163 | 200 | 130 | N |  |  | OP | X | 7 | 2001 | 2001 |  |  | Y | IPP CHP | IPP | IPP | 3 | T | NG | Non-Renewable | 0 | 157.3 | 0 | 1
Operable | 4945 | Dearborn Industrial Gen Inc |  | 55088 | Dearborn Industrial Generation | MI | Vertical | Wayne | GTP1 | Natural Gas Fired Combustion Turbine | GT |  | S | X | X | DECO.DIGG1 | DECO.DIGG1 | 195.3 | 0.85 | 163 | 200 | 95 | N |  |  | OP | X | 6 | 1999 | Pre-2000 |  |  | N | IPP CHP | IPP | IPP | 3 | X | NG | Non-Renewable | 0 | 195.3 | 0 | 1
Operable | 4945 | Dearborn Industrial Gen Inc |  | 55088 | Dearborn Industrial Generation | MI | Vertical | Wayne | ST1 | Other Gases | CA | SINT | S | N | X | DECO.DIGSINT | DECO.DIGSINT | 238 | 0.85 | 250 | 250 | 30 | N |  |  | OP | X | 8 | 2001 | 2001 |  |  | Y | IPP CHP | IPP | IPP | 3 | T | BFG | Non-Renewable | 0 | 238 | 0 | 1 | NG
Operable | 2929 | Decatur Energy Center LLC |  | 55292 | Decatur Energy Center | AL | Vertical | Morgan | CTG1 | Natural Gas Fired Combined Cycle | CT | CC01 | S | X | N |  |  | 210.8 | 0.85 | 180 | 210 | 66 | N |  |  | OP | X | 6 | 2002 | 2002 |  |  | N | IPP Non-CHP | IPP | IPP | 2 | X | NG | Non-Renewable | 0 | 210.8 | 0 | 1
Operable | 2929 | Decatur Energy Center LLC |  | 55292 | Decatur Energy Center | AL | Vertical | Morgan | CTG2 | Natural Gas Fired Combined Cycle | CT | CC01 | S | X | N |  |  | 210.8 | 0.85 | 180 | 210 | 66 | N |  |  | OP | X | 6 | 2002 | 2002 |  |  | N | IPP Non-CHP | IPP | IPP | 2 | X | NG | Non-Renewable | 0 | 210.8 | 0 | 1
Operable | 2929 | Decatur Energy Center LLC |  | 55292 | Decatur Energy Center | AL | Vertical | Morgan | CTG3 | Natural Gas Fired Combined Cycle | CT | CC01 | S | X | N |  |  | 210.8 | 0.85 | 180 | 210 | 66 | N |  |  | OP | X | 6 | 2003 | 2003 |  |  | N | IPP Non-CHP | IPP | IPP | 2 | X | NG | Non-Renewable | 0 | 210.8 | 0 | 1
Operable | 2929 | Decatur Energy Center LLC |  | 55292 | Decatur Energy Center | AL | Vertical | Morgan | STG1 | Natural Gas Fired Combined Cycle | CA | CC01 | S | N | X |  |  | 270 | 0.9 | 260 | 265 | 30 | N |  |  | OP | X | 6 | 2002 | 2002 |  |  | N | IPP Non-CHP | IPP | IPP | 2 | X | NG | Non-Renewable | 0 | 270 | 0 | 1
Operable | 49967 | Decorative Panels International, Inc. |  | 10149 | Decorative Panels Intl | MI | Vertical | Alpena | GEN1 | Natural Gas Steam Turbine | ST |  | S | X | X |  |  | 7.5 | 1 | 7 | 7.5 | 1 | N |  |  | OP | X | 11 | 1957 | Pre-2000 |  |  | Y | Industrial CHP | Customer Sited | Other | 7 | T | NG | Non-Renewable | 0 | 7.5 | 0 | 1
Operable | 57406 | Deepwater Wind Block Island LLC |  | 58035 | Block Island Wind Farm | RI | Restructured | Washington | BIWF | Offshore Wind Turbine | WS |  | S | X | X |  |  | 30 |  | 29.3 | 29.3 | 0.1 | N |  |  | OP | X | 12 | 2016 | 2016 |  |  | N | IPP Non-CHP | IPP | IPP | 2 | X | WND | Renewable | 30 | 0 | 1 | 0
Operable | 4994 | Deer Park Energy Center |  | 55464 | Deer Park Energy Center | TX | Restructured | Harris | CTG1 | Natural Gas Fired Combined Cycle | CT | CC1 | S | X | N | DDPEC_CC1 | DDPEC_CC1 | 180 | 0.85 | 182 | 191 | 102 | N |  |  | OP | X | 6 | 2003 | 2003 |  |  | Y | IPP CHP | IPP | IPP | 3 | T | NG | Non-Renewable | 0 | 180 | 0 | 1
Operable | 4994 | Deer Park Energy Center |  | 55464 | Deer Park Energy Center | TX | Restructured | Harris | CTG2 | Natural Gas Fired Combined Cycle | CT | CC1 | S | X | N | DDPEC_CC1 | DDPEC_CC1 | 180 | 0.85 | 182 | 191 | 102 | N |  |  | OP | X | 6 | 2003 | 2003 |  |  | Y | IPP CHP | IPP | IPP | 3 | T | NG | Non-Renewable | 0 | 180 | 0 | 1
Operable | 4994 | Deer Park Energy Center |  | 55464 | Deer Park Energy Center | TX | Restructured | Harris | CTG3 | Natural Gas Fired Combined Cycle | CT | CC1 | S | X | N | DDPEC_CC1 | DDPEC_CC1 | 180 | 0.85 | 182 | 191 | 102 | N |  |  | OP | X | 6 | 2004 | 2004 |  |  | Y | IPP CHP | IPP | IPP | 3 | T | NG | Non-Renewable | 0 | 180 | 0 | 1
Operable | 4994 | Deer Park Energy Center |  | 55464 | Deer Park Energy Center | TX | Restructured | Harris | CTG4 | Natural Gas Fired Combined Cycle | CT | CC1 | S | X | N | DDPEC_CC1 | DDPEC_CC1 | 180 | 0.85 | 182 | 191 | 102 | N |  |  | OP | X | 6 | 2004 | 2004 |  |  | Y | IPP CHP | IPP | IPP | 3 | T | NG | Non-Renewable | 0 | 180 | 0 | 1
Operable | 4994 | Deer Park Energy Center |  | 55464 | Deer Park Energy Center | TX | Restructured | Harris | CTG6 | Natural Gas Fired Combined Cycle | CT | CC1 | S | X | N | DDPEC CC1 | DDPEC CC1 | 180 | 0.85 | 182 | 191 | 102 | N |  |  | OP | X | 6 | 2014 | 2014 |  |  | Y | IPP CHP | IPP | IPP | 3 | T | NG | Non-Renewable | 0 | 180 | 0 | 1
Operable | 4994 | Deer Park Energy Center |  | 55464 | Deer Park Energy Center | TX | Restructured | Harris | STG1 | Natural Gas Fired Combined Cycle | CA | CC1 | S | Y | X | DDPEC_CC1 | DDPEC_CC1 | 276 | 0.9 | 282 | 282 | 40 | N |  |  | OP | X | 6 | 2004 | 2004 |  |  | Y | IPP CHP | IPP | IPP | 3 | T | NG | Non-Renewable | 0 | 276 | 0 | 1
Operable | 64497 | Deer Park Refinery Limited Partnership (DPRLP) |  | 50304 | Shell Deer Park | TX | Restructured | Harris | GEN1 | All Other | ST |  | S | X | X |  |  | 45.9 | 0.9 | 45 | 50 | 10 | N |  |  | OP | X | 10 | 1979 | Pre-2000 |  |  | N | Industrial CHP | Customer Sited | Other | 7 | X | PUR | Other | 0 | 0 | 0 | 0
Operable | 64497 | Deer Park Refinery Limited Partnership (DPRLP) |  | 50304 | Shell Deer Park | TX | Restructured | Harris | GEN2 | All Other | ST |  | S | X | X |  |  | 45.9 | 0.9 | 45 | 50 | 10 | N |  |  | OP | X | 10 | 1979 | Pre-2000 |  |  | N | Industrial CHP | Customer Sited | Other | 7 | X | PUR | Other | 0 | 0 | 0 | 0
Operable | 64497 | Deer Park Refinery Limited Partnership (DPRLP) |  | 50304 | Shell Deer Park | TX | Restructured | Harris | GEN4 | Natural Gas Fired Combustion Turbine | GT |  | S | X | X |  |  | 88.2 | 0.85 | 75 | 85 | 40 | N |  |  | OP | X | 4 | 1995 | Pre-2000 |  |  | Y | Industrial CHP | Customer Sited | Other | 7 | T | NG | Non-Renewable | 0 | 88.2 | 0 | 1 | OG
Operable | 64497 | Deer Park Refinery Limited Partnership (DPRLP) |  | 50304 | Shell Deer Park | TX | Restructured | Harris | GEN5 | Natural Gas Fired Combustion Turbine | GT |  | S | X | X |  |  | 94 | 0.85 | 78 | 92 | 40 | N |  |  | OP | X | 4 | 1995 | Pre-2000 |  |  | Y | Industrial CHP | Customer Sited | Other | 7 | T | NG | Non-Renewable | 0 | 94 | 0 | 1 | OG
Operable | 64998 | Deerfield Wind Energy 2, LLC |  | 65742 | Deerfield Wind Energy 2 | MI | Vertical | Huron | DWF02 | Onshore Wind Turbine | WT |  | S | X | X |  |  | 112.1 |  | 112.1 | 112.1 | 0 | N |  |  | OP | X | 3 | 2023 | 2023 |  |  | N | IPP Non-CHP | IPP | IPP | 2 | X | WND | Renewable | 112.1 | 0 | 1 | 0
Operable | 60537 | Deerfield Wind Energy, LLC |  | 60883 | Deerfield Wind Energy, LLC | MI | Vertical | Huron | WT1 | Onshore Wind Turbine | WT |  | S | X | X |  |  | 41.6 |  | 41.6 | 41.6 | 1 | N |  |  | OP | X | 2 | 2017 | 2017 |  |  | N | IPP Non-CHP | IPP | IPP | 2 | X | WND | Renewable | 41.6 | 0 | 1 | 0
Operable | 60537 | Deerfield Wind Energy, LLC |  | 60883 | Deerfield Wind Energy, LLC | MI | Vertical | Huron | WT2 | Onshore Wind Turbine | WT |  | S | X | X |  |  | 74.5 |  | 74.5 | 74.5 | 1 | N |  |  | OP | X | 2 | 2017 | 2017 |  |  | N | IPP Non-CHP | IPP | IPP | 2 | X | WND | Renewable | 74.5 | 0 | 1 | 0
Operable | 60537 | Deerfield Wind Energy, LLC |  | 60883 | Deerfield Wind Energy, LLC | MI | Vertical | Huron | WT3 | Onshore Wind Turbine | WT |  | S | X | X |  |  | 32.9 |  | 32.9 | 32.9 | 1 | N |  |  | OP | X | 2 | 2017 | 2017 |  |  | N | IPP Non-CHP | IPP | IPP | 2 | X | WND | Renewable | 32.9 | 0 | 1 | 0
Operable | 50109 | DeKalb Regional Health System |  | 54830 | Emory Decatur Hospital | GA | Vertical | DeKalb | 3 | Petroleum Liquids | IC |  | S | X | X |  |  | 1.5 | 0.8 | 1.2 | 1.2 | 0 | N |  |  | SB | Y | 8 | 2004 | 2004 |  |  | N | Commercial Non-CHP | Customer Sited | Other | 4 | X | DFO | Non-Renewable | 0 | 1.5 | 0 | 1
Operable | 50109 | DeKalb Regional Health System |  | 54830 | Emory Decatur Hospital | GA | Vertical | DeKalb | 90 | Petroleum Liquids | IC |  | S | X | X |  |  | 1.2 | 0.8 | 1.2 | 1.2 | 0 | N |  |  | SB | Y | 5 | 1991 | Pre-2000 |  |  | N | Commercial Non-CHP | Customer Sited | Other | 4 | X | DFO | Non-Renewable | 0 | 1.2 | 0 | 1
Operable | 50109 | DeKalb Regional Health System |  | 54830 | Emory Decatur Hospital | GA | Vertical | DeKalb | 93 | Petroleum Liquids | IC |  | S | X | X |  |  | 1.2 | 0.8 | 1.2 | 1.2 | 0 | N |  |  | SB | Y | 7 | 1993 | Pre-2000 |  |  | N | Commercial Non-CHP | Customer Sited | Other | 4 | X | DFO | Non-Renewable | 0 | 1.2 | 0 | 1
Operable | 50109 | DeKalb Regional Health System |  | 56231 | Emory Hillandale Hospital | GA | Vertical | DeKalb | 1 | Petroleum Liquids | IC |  | S | X | X |  |  | 0.8 | 0.8 | 0.7 | 0.7 | 0 | N |  |  | SB | Y | 7 | 2005 | 2005 |  |  | N | Commercial Non-CHP | Customer Sited | Other | 4 | X | DFO | Non-Renewable | 0 | 0.8 | 0 | 1
Operable | 50109 | DeKalb Regional Health System |  | 56231 | Emory Hillandale Hospital | GA | Vertical | DeKalb | 2 | Petroleum Liquids | IC |  | S | X | X |  |  | 0.8 | 0.8 | 0.7 | 0.7 | 0 | N |  |  | SB | Y | 7 | 2005 | 2005 |  |  | N | Commercial Non-CHP | Customer Sited | Other | 4 | X | DFO | Non-Renewable | 0 | 0.8 | 0 | 1
Operable | 64052 | Delanco Coopertown Rd Solar 2, LLC |  | 64411 | Delanco | NJ | Restructured | Burlington | DELAN | Solar Photovoltaic | PV |  | S | X | X |  |  | 2.4 |  | 2.4 | 2.4 |  | N |  |  | OP | X | 5 | 2021 | 2021 |  |  | N | IPP Non-CHP | IPP | IPP | 2 | X | SUN | Renewable | 2.4 | 0 | 1 | 0
Operable | 5015 | Delano Municipal Utilities |  | 1969 | Delano | MN | Vertical | Wright | 10 | Petroleum Liquids | IC |  | W | X | X |  |  | 2 | 1 | 2 | 2 | 0.5 | N |  |  | OP | X | 5 | 2022 | 2022 |  |  | N | Electric Utility | Utility | Municipal | 1 | X | DFO | Non-Renewable | 0 | 2 | 0 | 1
Operable | 5015 | Delano Municipal Utilities |  | 1969 | Delano | MN | Vertical | Wright | 11 | Petroleum Liquids | IC |  | W | X | X |  |  | 2 | 1 | 2 | 2 | 0.5 | N |  |  | OP | X | 5 | 2022 | 2022 |  |  | N | Electric Utility | Utility | Municipal | 1 | X | DFO | Non-Renewable | 0 | 2 | 0 | 1
Operable | 5015 | Delano Municipal Utilities |  | 1969 | Delano | MN | Vertical | Wright | 2 | Petroleum Liquids | IC |  | S | X | X |  |  | 1.1 | 0.8 | 1.1 | 1.1 | 0.3 | N |  |  | OP | X | 11 | 1972 | Pre-2000 |  |  | N | Electric Utility | Utility | Municipal | 1 | X | DFO | Non-Renewable | 0 | 1.1 | 0 | 1
Operable | 5015 | Delano Municipal Utilities |  | 1969 | Delano | MN | Vertical | Wright | 3 | Petroleum Liquids | IC |  | S | X | X |  |  | 1.3 | 0.8 | 1.3 | 1.3 | 0.4 | N |  |  | OP | X | 3 | 1973 | Pre-2000 |  |  | N | Electric Utility | Utility | Municipal | 1 | X | DFO | Non-Renewable | 0 | 1.3 | 0 | 1
Operable | 5015 | Delano Municipal Utilities |  | 1969 | Delano | MN | Vertical | Wright | 5 | Petroleum Liquids | IC |  | S | X | X |  |  | 0.8 | 0.8 | 0.8 | 0.8 | 0.3 | N |  |  | OP | X | 10 | 1946 | Pre-2000 |  |  | N | Electric Utility | Utility | Municipal | 1 | X | DFO | Non-Renewable | 0 | 0.8 | 0 | 1
Operable | 5015 | Delano Municipal Utilities |  | 1969 | Delano | MN | Vertical | Wright | 6 | Petroleum Liquids | IC |  | S | X | X |  |  | 1.2 | 0.8 | 1.2 | 1.2 | 0.4 | N |  |  | OP | X | 8 | 1989 | Pre-2000 |  |  | N | Electric Utility | Utility | Municipal | 1 | X | DFO | Non-Renewable | 0 | 1.2 | 0 | 1
Operable | 5015 | Delano Municipal Utilities |  | 1969 | Delano | MN | Vertical | Wright | 7 | Petroleum Liquids | IC |  | S | X | X |  |  | 3 | 0.8 | 3 | 3 | 0.9 | N |  |  | OP | X | 8 | 1994 | Pre-2000 |  |  | N | Electric Utility | Utility | Municipal | 1 | X | DFO | Non-Renewable | 0 | 3 | 0 | 1
Operable | 5015 | Delano Municipal Utilities |  | 1969 | Delano | MN | Vertical | Wright | 8 | Petroleum Liquids | IC |  | S | X | X |  |  | 3.1 | 0.8 | 3.1 | 3.1 | 0.9 | N |  |  | OP | X | 6 | 1999 | Pre-2000 |  |  | N | Electric Utility | Utility | Municipal | 1 | X | DFO | Non-Renewable | 0 | 3.1 | 0 | 1
Operable | 56605 | Delaware City Refining Company LLC |  | 52193 | Delaware City Plant | DE | Restructured | New Castle | CT1 | Natural Gas Fired Combustion Turbine | GT |  | S | X | X | Motiva | Motiva | 92 | 1 | 65 | 72 | 45 | N |  |  | OP | X | 5 | 2000 | 2000 |  |  | Y | Industrial CHP | Customer Sited | Other | 7 | T | NG | Non-Renewable | 0 | 92 | 0 | 1
Operable | 56605 | Delaware City Refining Company LLC |  | 52193 | Delaware City Plant | DE | Restructured | New Castle | CT2 | Natural Gas Fired Combustion Turbine | GT |  | S | X | X | Motiva | Motiva | 92 | 1 | 65 | 72 | 45 | N |  |  | OP | X | 5 | 2000 | 2000 |  |  | Y | Industrial CHP | Customer Sited | Other | 7 | T | NG | Non-Renewable | 0 | 92 | 0 | 1
Operable | 56605 | Delaware City Refining Company LLC |  | 52193 | Delaware City Plant | DE | Restructured | New Castle | G1 | Other Gases | ST |  | S | X | X | Motiva | Motiva | 27.5 | 1 | 29.5 | 29.5 | 15 | N |  |  | OP | X | 10 | 1956 | Pre-2000 |  |  | Y | Industrial CHP | Customer Sited | Other | 7 | T | OG | Non-Renewable | 0 | 27.5 | 0 | 1 | NG
Operable | 56605 | Delaware City Refining Company LLC |  | 52193 | Delaware City Plant | DE | Restructured | New Castle | G2 | Other Gases | ST |  | S | X | X | Motiva | Motiva | 27.5 | 1 | 29.5 | 29.5 | 15 | N |  |  | OP | X | 10 | 1956 | Pre-2000 |  |  | Y | Industrial CHP | Customer Sited | Other | 7 | T | OG | Non-Renewable | 0 | 27.5 | 0 | 1 | NG
Operable | 56605 | Delaware City Refining Company LLC |  | 52193 | Delaware City Plant | DE | Restructured | New Castle | G3 | Other Gases | ST |  | S | X | X | Motiva | Motiva | 75 | 1 | 66 | 66 | 17 | N |  |  | SB | Y | 11 | 1961 | Pre-2000 |  |  | Y | Industrial CHP | Customer Sited | Other | 7 | T | OG | Non-Renewable | 0 | 75 | 0 | 1 | NG
Operable | 56605 | Delaware City Refining Company LLC |  | 52193 | Delaware City Plant | DE | Restructured | New Castle | G4 | Other Gases | ST |  | S | X | X | Motiva | Motiva | 10 | 1 | 10 | 10 | 3 | N |  |  | OP | X | 6 | 1982 | Pre-2000 |  |  | Y | Industrial CHP | Customer Sited | Other | 7 | T | OG | Non-Renewable | 0 | 10 | 0 | 1 | NG
Operable | 5070 | Delaware Electric Cooperative |  | 58473 | Bruce A Henry Solar Farm | DE | Restructured | Sussex | BHSF | Solar Photovoltaic | PV |  | S | X | X |  |  | 4 |  | 3.9 | 3 |  | N |  |  | OP | X | 8 | 2013 | 2013 |  |  | N | Electric Utility | Utility | Cooperative | 1 | X | SUN | Renewable | 4 | 0 | 1 | 0
Operable | 5084 | Delaware Municipal Electric Corp |  | 7962 | Warren F Sam Beasley Generation Station | DE | Restructured | Kent | 1 | Natural Gas Fired Combustion Turbine | GT |  | S | X | X | Clayton 13 KV G1 |  | 45 | 0.85 | 48 | 48 | 2 | N |  |  | OP | X | 4 | 2002 | 2002 |  |  | N | Electric Utility | Utility | Municipal | 1 | X | NG | Non-Renewable | 0 | 45 | 0 | 1 | DFO
Operable | 5084 | Delaware Municipal Electric Corp |  | 7962 | Warren F Sam Beasley Generation Station | DE | Restructured | Kent | 2 | Natural Gas Fired Combustion Turbine | GT |  | S | X | X | Clayton 13 KV G2 |  | 51 | 0.85 | 50 | 50 | 2 | N |  |  | OP | X | 11 | 2012 | 2012 |  |  | N | Electric Utility | Utility | Municipal | 1 | X | NG | Non-Renewable | 0 | 51 | 0 | 1 | DFO
Operable | 61610 | Delaware River Solar, LLC |  | 62034 | Baer Road CSG | NY | Restructured | Sullivan | 7 | Solar Photovoltaic | PV |  | S | X | X |  |  | 2 |  | 2 | 2 | 2 | N |  |  | OP | X | 1 | 2018 | 2018 |  |  | N | IPP Non-CHP | IPP | IPP | 2 | X | SUN | Renewable | 2 | 0 | 1 | 0
Operable | 61610 | Delaware River Solar, LLC |  | 62155 | Hospital Rd Community Solar Farm CSG | NY | Restructured | Sullivan | 9 | Solar Photovoltaic | PV |  | S | X | X |  |  | 1.4 |  | 1.4 | 1.4 |  | N |  |  | OP | X | 12 | 2019 | 2019 |  |  | N | IPP Non-CHP | IPP | IPP | 2 | X | SUN | Renewable | 1.4 | 0 | 1 | 0
Operable | 61610 | Delaware River Solar, LLC |  | 62159 | Sacket Lake Rd #2 Community Solar Farm | NY | Restructured | Sullivan | 20 | Solar Photovoltaic | PV |  | S | X | X |  |  | 1.7 |  | 1.7 | 1.7 | 1.7 | N |  |  | OP | X | 3 | 2019 | 2019 |  |  | N | IPP Non-CHP | IPP | IPP | 2 | X | SUN | Renewable | 1.7 | 0 | 1 | 0
Operable | 61610 | Delaware River Solar, LLC |  | 62160 | Turner Rd Community Solar Project | NY | Restructured | Chemung | 300 | Solar Photovoltaic | PV |  | S | X | X |  |  | 2 |  | 2 | 2 | 2 | N |  |  | OP | X | 2 | 2019 | 2019 |  |  | N | IPP Non-CHP | IPP | IPP | 2 | X | SUN | Renewable | 2 | 0 | 1 | 0
Operable | 61610 | Delaware River Solar, LLC |  | 62474 | Gaskill Rd Community Solar Farm CSG | NY | Restructured | Tioga | 928 | Solar Photovoltaic | PV |  | S | X | X |  |  | 5 |  | 5 | 5 | 5 | N |  |  | OP | X | 12 | 2019 | 2019 |  |  | N | IPP Non-CHP | IPP | IPP | 2 | X | SUN | Renewable | 5 | 0 | 1 | 0
Operable | 61610 | Delaware River Solar, LLC |  | 62477 | Dryden Rd #2 Community Solar Farm CSG | NY | Restructured | Tompkins | 372 | Solar Photovoltaic | PV |  | S | X | X |  |  | 1.3 |  | 1.3 | 1.3 | 1.3 | N |  |  | OP | X | 12 | 2019 | 2019 |  |  | N | IPP Non-CHP | IPP | IPP | 2 | X | SUN | Renewable | 1.3 | 0 | 1 | 0
Operable | 61610 | Delaware River Solar, LLC |  | 62479 | Woodoak Drive Community Solar Farm CSG | NY | Restructured | Sullivan | 175 | Solar Photovoltaic | PV |  | S | X | X |  |  | 2 |  | 2 | 2 | 2 | N |  |  | OP | X | 12 | 2019 | 2019 |  |  | N | IPP Non-CHP | IPP | IPP | 2 | X | SUN | Renewable | 2 | 0 | 1 | 0
Operable | 61610 | Delaware River Solar, LLC |  | 62527 | Villa Roma Rd #3 CSG | NY | Restructured | Sullivan | 390 | Solar Photovoltaic | PV |  | S | X | X |  |  | 2 |  | 2 | 2 | 2 | N |  |  | OP | X | 12 | 2019 | 2019 |  |  | N | IPP Non-CHP | IPP | IPP | 2 | X | SUN | Renewable | 2 | 0 | 1 | 0
Operable | 61610 | Delaware River Solar, LLC |  | 62528 | Villa Roma Rd #4 CSG | NY | Restructured | Sullivan | 391 | Solar Photovoltaic | PV |  | S | X | X |  |  | 2 |  | 2 | 2 | 2 | N |  |  | OP | X | 12 | 2019 | 2019 |  |  | N | IPP Non-CHP | IPP | IPP | 2 | X | SUN | Renewable | 2 | 0 | 1 | 0
Operable | 61610 | Delaware River Solar, LLC |  | 64451 | Rosemond Solar Community Solar | NY | Restructured | Sullivan | 1583 | Solar Photovoltaic | PV |  | S | X | X |  |  | 2 |  | 2 | 2 |  | N |  |  | OP | X | 1 | 2021 | 2021 |  |  | N | IPP Non-CHP | IPP | IPP | 2 | X | SUN | Renewable | 2 | 0 | 1 | 0
Operable | 60968 | Delphinus Community Solar |  | 61329 | Delphinus Community Solar | MN | Vertical | Benton | QDCS1 | Solar Photovoltaic | PV |  | S | X | X |  |  | 1 |  | 0.9 | 0.9 |  | N |  |  | OP | X | 3 | 2018 | 2018 |  |  | N | IPP Non-CHP | IPP | IPP | 2 | X | SUN | Renewable | 1 | 0 | 1 | 0
Operable | 60968 | Delphinus Community Solar |  | 61329 | Delphinus Community Solar | MN | Vertical | Benton | QDCS2 | Solar Photovoltaic | PV |  | S | X | X |  |  | 1 |  | 0.9 | 0.9 |  | N |  |  | OP | X | 3 | 2018 | 2018 |  |  | N | IPP Non-CHP | IPP | IPP | 2 | X | SUN | Renewable | 1 | 0 | 1 | 0
Operable | 66425 | Delta Electronics (Americas) Ltd |  | 67853 | Delta Electronics Fremont | CA | Vertical | Alameda | PV1 | Solar Photovoltaic | PV |  | S | X | X |  |  | 0.6 |  | 0.6 | 0.6 |  | N |  |  | OP | X | 4 | 2016 | 2016 |  |  | N | Industrial Non-CHP | Customer Sited | Other | 6 | X | SUN | Renewable | 0.6 | 0 | 1 | 0
Operable | 66425 | Delta Electronics (Americas) Ltd |  | 67853 | Delta Electronics Fremont | CA | Vertical | Alameda | PV4 | Solar Photovoltaic | PV |  | S | X | X |  |  | 0.4 |  | 0.4 | 0.4 |  | N |  |  | OP | X | 12 | 2020 | 2020 |  |  | N | Industrial Non-CHP | Customer Sited | Other | 6 | X | SUN | Renewable | 0.4 | 0 | 1 | 0
Operable | 5030 | Delta Energy Center LLC |  | 55333 | Delta Energy Center | CA | Vertical | Contra Costa | CTG1 | Natural Gas Fired Combined Cycle | CT | CC1 | S | X | N | DELTA_2_PL1X4 | DELTA_2_PL1X4 | 212 | 0.85 | 184 | 184 | 115 | N |  |  | OP | X | 5 | 2002 | 2002 |  |  | N | IPP Non-CHP | IPP | IPP | 2 | X | NG | Non-Renewable | 0 | 212 | 0 | 1
Operable | 5030 | Delta Energy Center LLC |  | 55333 | Delta Energy Center | CA | Vertical | Contra Costa | CTG2 | Natural Gas Fired Combined Cycle | CT | CC1 | S | X | N | DELTA_2_PL1X4 | DELTA_2_PL1X4 | 212 | 0.85 | 171 | 172 | 115 | N |  |  | OP | X | 5 | 2002 | 2002 |  |  | N | IPP Non-CHP | IPP | IPP | 2 | X | NG | Non-Renewable | 0 | 212 | 0 | 1
Operable | 5030 | Delta Energy Center LLC |  | 55333 | Delta Energy Center | CA | Vertical | Contra Costa | CTG3 | Natural Gas Fired Combined Cycle | CT | CC1 | S | X | N | DELTA_2_PL1X4 | DELTA_2_PL1X4 | 213.5 | 0.85 | 171 | 172 | 115 | N |  |  | OP | X | 5 | 2002 | 2002 |  |  | N | IPP Non-CHP | IPP | IPP | 2 | X | NG | Non-Renewable | 0 | 213.5 | 0 | 1
Operable | 5030 | Delta Energy Center LLC |  | 55333 | Delta Energy Center | CA | Vertical | Contra Costa | STG1 | Natural Gas Fired Combined Cycle | CA | CC1 | S | Y | X | DELTA_2_PL1X4 | DELTA_2_PL1X4 | 306 | 0.85 | 292 | 330 | 80 | N |  |  | OP | X | 5 | 2002 | 2002 |  |  | N | IPP Non-CHP | IPP | IPP | 2 | X | NG | Non-Renewable | 0 | 306 | 0 | 1
Operable | 61406 | Delta Solar Power I, LLC |  | 61954 | Delta Solar Power I | MI | Vertical | Eaton | DSPI | Solar Photovoltaic | PV |  | S | X | X |  |  | 8.1 | 0.95 | 7.7 | 7.3 |  | N |  |  | OP | X | 6 | 2018 | 2018 |  |  | N | IPP Non-CHP | IPP | IPP | 2 | X | SUN | Renewable | 8.1 | 0 | 1 | 0
Operable | 61407 | Delta Solar Power II, LLC |  | 61955 | Delta Solar Power II | MI | Vertical | Eaton | DSPII | Solar Photovoltaic | PV |  | S | X | X |  |  | 15.9 | 0.95 | 15.2 | 14.4 |  | N |  |  | OP | X | 7 | 2018 | 2018 |  |  | N | IPP Non-CHP | IPP | IPP | 2 | X | SUN | Renewable | 15.9 | 0 | 1 | 0
Operable | 58675 | Delta-Montrose Electric Association |  | 58783 | South Canal Hydro-1 | CO | Vertical | Montrose | SC-1 | Conventional Hydroelectric | HY |  | S | X | X |  |  | 4 | 0.95 | 3.8 | 0.2 | 1 | N |  |  | OP | X | 6 | 2013 | 2013 |  |  | N | Electric Utility | Utility | Municipal | 1 | X | WAT | Renewable | 4 | 0 | 1 | 0
Operable | 58675 | Delta-Montrose Electric Association |  | 58784 | South Canal Hydro-3 | CO | Vertical | Montrose | SC-3 | Conventional Hydroelectric | HY |  | S | X | X |  |  | 3.5 | 0.95 | 3.3 | 0.2 | 1 | N |  |  | OP | X | 8 | 2013 | 2013 |  |  | N | Electric Utility | Utility | Municipal | 1 | X | WAT | Renewable | 3.5 | 0 | 1 | 0
Operable | 64404 | Denbury Inc |  | 55278 | Beaver Creek Gas Plant | WY | Vertical | Fremont | 1 | Natural Gas Fired Combustion Turbine | GT |  | S | X | X |  |  | 2.5 | 0.8 | 1.8 | 2.5 | 0.1 | N |  |  | OA | X | 12 | 1983 | Pre-2000 |  |  | Y | Industrial CHP | Customer Sited | Other | 7 | T | NG | Non-Renewable | 0 | 2.5 | 0 | 1
Operable | 64404 | Denbury Inc |  | 55278 | Beaver Creek Gas Plant | WY | Vertical | Fremont | 2 | Natural Gas Fired Combustion Turbine | GT |  | S | X | X |  |  | 2.5 | 0.8 | 1.8 | 2.5 | 0.1 | N |  |  | OA | X | 11 | 1992 | Pre-2000 |  |  | Y | Industrial CHP | Customer Sited | Other | 7 | T | NG | Non-Renewable | 0 | 2.5 | 0 | 1
Operable | 64404 | Denbury Inc |  | 55278 | Beaver Creek Gas Plant | WY | Vertical | Fremont | STG-1 | All Other | ST |  | S | X | X |  |  | 0.9 | 1 | 0.9 | 0.9 | 0.1 | N |  |  | OP | X | 10 | 2018 | 2018 |  |  | N | Industrial CHP | Customer Sited | Other | 7 | X | WH | Other | 0 | 0 | 0 | 0
Operable | 64404 | Denbury Inc |  | 55278 | Beaver Creek Gas Plant | WY | Vertical | Fremont | STG-2 | All Other | ST |  | S | X | X |  |  | 0.9 | 1 | 0.9 | 0.9 | 0.1 | N |  |  | OP | X | 10 | 2018 | 2018 |  |  | N | Industrial CHP | Customer Sited | Other | 7 | X | WH | Other | 0 | 0 | 0 | 0
Operable | 64404 | Denbury Inc |  | 60130 | Big Sand Draw Plant | WY | Vertical | Fremont | 1 | Natural Gas Internal Combustion Engine | IC |  | S | X | X |  |  | 1.6 | 0.8 | 1.4 | 1.4 | 0.7 | N |  |  | OP | X | 3 | 2015 | 2015 |  |  | N | Industrial Non-CHP | Customer Sited | Other | 6 | X | NG | Non-Renewable | 0 | 1.6 | 0 | 1
Operable | 64404 | Denbury Inc |  | 60130 | Big Sand Draw Plant | WY | Vertical | Fremont | 2 | Natural Gas Internal Combustion Engine | IC |  | S | X | X |  |  | 1.6 | 0.8 | 1.4 | 1.4 | 0.7 | N |  |  | OP | X | 3 | 2015 | 2015 |  |  | N | Industrial Non-CHP | Customer Sited | Other | 6 | X | NG | Non-Renewable | 0 | 1.6 | 0 | 1
Operable | 64404 | Denbury Inc |  | 60130 | Big Sand Draw Plant | WY | Vertical | Fremont | 4 | Natural Gas Internal Combustion Engine | IC |  | S | X | X |  |  | 1.6 | 0.8 | 1.4 | 1.4 | 0.7 | N |  |  | OP | X | 3 | 2015 | 2015 |  |  | N | Industrial Non-CHP | Customer Sited | Other | 6 | X | NG | Non-Renewable | 0 | 1.6 | 0 | 1
Operable | 64404 | Denbury Inc |  | 60130 | Big Sand Draw Plant | WY | Vertical | Fremont | 5 | Natural Gas Internal Combustion Engine | IC |  | S | X | X |  |  | 1.6 | 0.8 | 1.4 | 1.4 | 0.7 | N |  |  | OP | X | 3 | 2015 | 2015 |  |  | N | Industrial Non-CHP | Customer Sited | Other | 6 | X | NG | Non-Renewable | 0 | 1.6 | 0 | 1
Operable | 64404 | Denbury Inc |  | 60130 | Big Sand Draw Plant | WY | Vertical | Fremont | 6 | Natural Gas Internal Combustion Engine | IC |  | S | X | X |  |  | 1.6 | 0.8 | 1.4 | 1.4 | 0.7 | N |  |  | OP | X | 3 | 2015 | 2015 |  |  | N | Industrial Non-CHP | Customer Sited | Other | 6 | X | NG | Non-Renewable | 0 | 1.6 | 0 | 1
Operable | 56974 | Denver Airport Solar, LLC |  | 57645 | City & County of Denver at Denver Int'l | CO | Vertical | Denver | PV1 | Solar Photovoltaic | PV |  | S | X | X |  |  | 3.4 |  | 3.4 | 3.4 |  | N |  |  | OP | X | 6 | 2011 | 2011 |  |  | N | IPP Non-CHP | IPP | IPP | 2 | X | SUN | Renewable | 3.4 | 0 | 1 | 0
Operable | 5068 | Denver City & County of |  | 10081 | Strontia Springs Hydro Plant | CO | Vertical | Douglas | GEN1 | Conventional Hydroelectric | HY |  | S | X | X |  |  | 1 | 0.9 | 1 | 1 | 0.5 | N |  |  | OP | X | 7 | 1986 | Pre-2000 |  |  | N | IPP Non-CHP | IPP | IPP | 2 | X | WAT | Renewable | 1 | 0 | 1 | 0
Operable | 5068 | Denver City & County of |  | 10421 | Dillon Hydro Plant | CO | Vertical | Summit | GEN1 | Conventional Hydroelectric | HY |  | S | X | X |  |  | 1.8 | 0.95 | 1.8 | 1.8 | 0.8 | N |  |  | OP | X | 10 | 1987 | Pre-2000 |  |  | N | IPP Non-CHP | IPP | IPP | 2 | X | WAT | Renewable | 1.8 | 0 | 1 | 0
Operable | 5068 | Denver City & County of |  | 10422 | Williams Fork Hydro Plant | CO | Vertical | Grand | GEN1 | Conventional Hydroelectric | HY |  | S | X | X |  |  | 3 | 0.95 | 3 | 3 | 0.5 | N |  |  | OP | X | 7 | 1959 | Pre-2000 |  |  | N | IPP Non-CHP | IPP | IPP | 2 | X | WAT | Renewable | 3 | 0 | 1 | 0
Operable | 5068 | Denver City & County of |  | 10422 | Williams Fork Hydro Plant | CO | Vertical | Grand | GEN2 | Conventional Hydroelectric | HY |  | S | X | X |  |  | 0.5 | 0.95 | 0.5 | 0.5 | 0.5 | N |  |  | OP | X | 9 | 2012 | 2012 |  |  | N | IPP Non-CHP | IPP | IPP | 2 | X | WAT | Renewable | 0.5 | 0 | 1 | 0
Operable | 5068 | Denver City & County of |  | 10423 | North Fork Hydro Plant | CO | Vertical | Park | GEN1 | Conventional Hydroelectric | HY |  | S | X | X |  |  | 5.5 | 0.9 | 5.5 | 5.5 | 0.8 | N |  |  | OP | X | 1 | 1988 | Pre-2000 |  |  | N | IPP Non-CHP | IPP | IPP | 2 | X | WAT | Renewable | 5.5 | 0 | 1 | 0
Operable | 5068 | Denver City & County of |  | 10424 | Gross Hydro Plant | CO | Vertical | Jefferson | GEN1 | Conventional Hydroelectric | HY |  | S | X | X |  |  | 4 | 0.9 | 4 | 4 | 0.7 | N |  |  | OP | X | 8 | 2007 | 2007 |  |  | N | IPP Non-CHP | IPP | IPP | 2 | X | WAT | Renewable | 4 | 0 | 1 | 0
Operable | 5068 | Denver City & County of |  | 10424 | Gross Hydro Plant | CO | Vertical | Jefferson | GEN2 | Conventional Hydroelectric | HY |  | S | X | X |  |  | 4 | 0.9 | 4 | 4 | 0.7 | N |  |  | OP | X | 8 | 2007 | 2007 |  |  | N | IPP Non-CHP | IPP | IPP | 2 | X | WAT | Renewable | 4 | 0 | 1 | 0
Operable | 5068 | Denver City & County of |  | 54142 | Hillcrest Pump Station | CO | Vertical | Denver | GEN1 | Conventional Hydroelectric | HY |  | S | X | X |  |  | 2 | 0.9 | 2 | 2 | 0.2 | N |  |  | OP | X | 6 | 1993 | Pre-2000 |  |  | N | IPP Non-CHP | IPP | IPP | 2 | X | WAT | Renewable | 2 | 0 | 1 | 0
Operable | 5164 | Denver City & County-Foothills |  | 10070 | Foothills Hydro Plant | CO | Vertical | Douglas | GEN1 | Conventional Hydroelectric | HY |  | S | X | X |  |  | 3.1 | 0.88 | 3.1 | 3.1 | 0.4 | N |  |  | OP | X | 5 | 1985 | Pre-2000 |  |  | N | IPP Non-CHP | IPP | IPP | 2 | X | WAT | Renewable | 3.1 | 0 | 1 | 0
Operable | 59229 | Denver Int'l Airport IV Solar |  | 59462 | Denver Intl Airport IV Solar | CO | Vertical | Denver | DIA4 | Solar Photovoltaic | PV |  | W | X | X |  |  | 1.5 |  | 1.5 | 0.6 |  | N |  |  | OP | X | 7 | 2014 | 2014 |  |  | N | IPP Non-CHP | IPP | IPP | 2 | X | SUN | Renewable | 1.5 | 0 | 1 | 0
Operable | 61163 | Denver Metro Solar LLC |  | 61563 | Denver Metro Solar | CO | Vertical | Adams | 53962 | Solar Photovoltaic | PV |  | S | X | X |  |  | 1.6 |  | 1.6 | 1.6 |  | N |  |  | OP | X | 12 | 2017 | 2017 |  |  | N | IPP Non-CHP | IPP | IPP | 2 | X | SUN | Renewable | 1.6 | 0 | 1 | 0
Operable | 62876 | Department of the Army, Fort Carson |  | 63022 | Fort Carson Battery Energy Storage System | CO | Vertical | El Paso | 1 | Batteries | BA |  | S | X | X |  |  | 4.2 |  | 4.2 | 4.2 | 0.1 | N |  |  | OP | X | 12 | 2018 | 2018 |  |  | N | Commercial Non-CHP | Customer Sited | Other | 4 | X | MWH | Other | 0 | 0 | 0 | 0
Operable | 2844 | Department of the Navy |  | 50963 | Naval Hospital Medical Center | CA | Vertical | San Diego | 4TG | Natural Gas Fired Combustion Turbine | GT |  | S | X | X |  |  | 5.3 | 0.97 | 4.4 | 4.4 | 2.7 | N |  |  | OP | X | 12 | 2003 | 2003 |  |  | Y | Commercial CHP | Customer Sited | Other | 5 | T | NG | Non-Renewable | 0 | 5.3 | 0 | 1
Operable | 62034 | Depot Park Solar Farm |  | 58119 | Depot Park Solar System | CA | Vertical | Sacramento | DPSS | Solar Photovoltaic | PV |  | S | X | X |  |  | 3 |  | 2.7 | 1 | 3 | N |  |  | OP | X | 12 | 2010 | 2010 |  |  | N | IPP Non-CHP | IPP | IPP | 2 | X | SUN | Renewable | 3 | 0 | 1 | 0
Operable | 58844 | Dept of Corrections NCCI Wind |  | 58992 | Dept of Corrections NCCI Wind | MA | Restructured | Worcester | WND-1 | Onshore Wind Turbine | WT |  | S | X | X |  |  | 1.7 |  | 1.7 | 1.7 | 0.1 | N |  |  | OP | X | 11 | 2013 | 2013 |  |  | N | Commercial Non-CHP | Customer Sited | Other | 4 | X | WND | Renewable | 1.7 | 0 | 1 | 0
Operable | 58844 | Dept of Corrections NCCI Wind |  | 58992 | Dept of Corrections NCCI Wind | MA | Restructured | Worcester | WND-2 | Onshore Wind Turbine | WT |  | S | X | X |  |  | 1.7 |  | 1.7 | 1.7 | 0.1 | N |  |  | OP | X | 11 | 2013 | 2013 |  |  | N | Commercial Non-CHP | Customer Sited | Other | 4 | X | WND | Renewable | 1.7 | 0 | 1 | 0
Operable | 63523 | DePue Holdings, LLC |  | 63845 | DePue Holdings, LLC | IL | Restructured | Bureau | DEPUE | Solar Photovoltaic | PV |  | S | X | X |  |  | 20 | 0.95 | 20 | 20 |  | N |  |  | OP | X | 2 | 2023 | 2023 |  |  | N | IPP Non-CHP | IPP | IPP | 2 | X | SUN | Renewable | 20 | 0 | 1 | 0
Operable | 60543 | Dermott Wind, LLC |  | 60902 | Dermott Wind | TX | Restructured | Scurry | DERM | Onshore Wind Turbine | WT |  | S | X | X | DERMOTT_ALL | DERMOTT_ALL | 253 |  | 253 | 253 | 0 | N |  |  | OP | X | 7 | 2017 | 2017 |  |  | N | IPP Non-CHP | IPP | IPP | 2 | X | WND | Renewable | 253 | 0 | 1 | 0
Operable | 5089 | Des Moines Metro WRF |  | 50932 | Des Moines Wastewater Reclamation Fac | IA | Vertical | Polk | 72-04 | Other Waste Biomass | IC |  | S | X | X |  |  | 1.4 | 0.8 | 1.4 | 1.4 | 0.7 | N |  |  | SB | N | 9 | 2015 | 2015 |  |  | Y | Commercial CHP | Customer Sited | Other | 5 | T | OBG | Renewable | 1.4 | 0 | 1 | 0 | NG
Operable | 5089 | Des Moines Metro WRF |  | 50932 | Des Moines Wastewater Reclamation Fac | IA | Vertical | Polk | 72-05 | Other Waste Biomass | IC |  | S | X | X |  |  | 1.4 | 0.8 | 1.4 | 1.4 | 0.7 | N |  |  | SB | N | 9 | 2015 | 2015 |  |  | Y | Commercial CHP | Customer Sited | Other | 5 | T | OBG | Renewable | 1.4 | 0 | 1 | 0 | NG
Operable | 42744 | Deschutes Valley Water District |  | 54251 | Opal Springs Hydro | OR | Vertical | Jefferson | 1 | Conventional Hydroelectric | HY |  | S | X | X |  |  | 4.3 | 1 | 3.3 | 5 | 2 | N |  |  | OP | X | 1 | 1985 | Pre-2000 |  |  | N | IPP Non-CHP | IPP | IPP | 2 | X | WAT | Renewable | 4.3 | 0 | 1 | 0
Operable | 40230 | Deseret Generation & Tran Coop |  | 7790 | Bonanza | UT | Vertical | Uintah | 1 | Conventional Steam Coal | ST |  | J | X | X |  |  | 499.5 | 0.995 | 458 | 458 | 210 | N |  |  | OP | X | 5 | 1986 | Pre-2000 |  |  | N | Electric Utility | Utility | Cooperative | 1 | X | BIT | Non-Renewable | 0 | 499.5 | 0 | 1
Operable | 40230 | Deseret Generation & Tran Coop |  | 7790 | Bonanza | UT | Vertical | Uintah | 4 | Solar Photovoltaic | PV |  | S | X | X |  |  | 12.5 |  | 12.5 | 11 |  | N |  |  | OP | X | 5 | 2023 | 2023 |  |  | N | Electric Utility | Utility | Cooperative | 1 | X | SUN | Renewable | 12.5 | 0 | 1 | 0
Operable | 40230 | Deseret Generation & Tran Coop |  | 65380 | Solomon Generating Facility | UT | Vertical | Washington | 3 | Natural Gas Internal Combustion Engine | IC |  | S | X | X |  |  | 14.9 | 0.8 | 14.9 | 14.9 | 1.2 | N |  |  | OP | X | 7 | 2022 | 2022 |  |  | N | Electric Utility | Utility | Cooperative | 1 | X | NG | Non-Renewable | 0 | 14.9 | 0 | 1
Operable | 63731 | Desert Harvest II LLC |  | 64103 | Desert Harvest II LLC | CA | Vertical | Riverside | DH002 | Solar Photovoltaic | PV |  | S | X | X |  |  | 70 |  | 70 | 70 | 2 | N |  |  | OP | X | 12 | 2020 | 2020 |  |  | N | IPP Non-CHP | IPP | IPP | 2 | X | SUN | Renewable | 70 | 0 | 1 | 0
Operable | 63731 | Desert Harvest II LLC |  | 64103 | Desert Harvest II LLC | CA | Vertical | Riverside | DH003 | Batteries | BA |  | S | X | X |  |  | 35 |  | 35 | 35 | 1 | N |  |  | OP | X | 1 | 2021 | 2021 |  |  | N | IPP Non-CHP | IPP | IPP | 2 | X | MWH | Other | 0 | 0 | 0 | 0
Operable | 61709 | Desert Harvest, LLC |  | 62177 | Desert Harvest, LLC | CA | Vertical | Riverside | DH001 | Solar Photovoltaic | PV |  | S | X | X |  |  | 80 |  | 80 | 80 |  | N |  |  | OP | X | 12 | 2020 | 2020 |  |  | N | IPP Non-CHP | IPP | IPP | 2 | X | SUN | Renewable | 80 | 0 | 1 | 0
Operable | 65168 | Desert Peak Energy Storage I, LLC |  | 65987 | Desert Peak Energy Storage I | CA | Vertical | Riverside | DP1 | Batteries | BA |  | S | X | X |  |  | 325 |  | 325 | 325 |  | N |  |  | OP | X | 7 | 2023 | 2023 |  |  | N | IPP Non-CHP | IPP | IPP | 2 | X | MWH | Other | 0 | 0 | 0 | 0
Operable | 65169 | Desert Peak Energy Storage II, LLC |  | 65988 | Desert Peak Energy Storage II | CA | Vertical | Riverside | DP2 | Batteries | BA |  | S | X | X |  |  | 75 |  | 75 | 75 |  | N |  |  | OP | X | 7 | 2023 | 2023 |  |  | N | IPP Non-CHP | IPP | IPP | 2 | X | MWH | Other | 0 | 0 | 0 | 0
Operable | 58239 | Desert Sky Solar LLC |  | 58262 | Badger 1 | AZ | Vertical | Maricopa | 1 | Solar Photovoltaic | PV |  | S | X | X |  |  | 14.8 |  | 14.8 | 14.8 |  | N |  |  | OP | X | 11 | 2013 | 2013 |  |  | N | IPP Non-CHP | IPP | IPP | 2 | X | SUN | Renewable | 14.8 | 0 | 1 | 0
Operable | 49796 | Desert Sky Wind Farm LP |  | 55992 | Desert Sky | TX | Restructured | Pecos | 1 | Onshore Wind Turbine | WT |  | S | X | X |  |  | 167.7 |  | 167.7 | 167.7 | 0 | N |  |  | OP | X | 1 | 2002 | 2002 |  |  | N | IPP Non-CHP | IPP | IPP | 2 | X | WND | Renewable | 167.7 | 0 | 1 | 0
Operable | 5695 | Desert Star Energy Center SDG&E |  | 55077 | Desert Star Energy Center | NV | Vertical | Clark | ED01 | Natural Gas Fired Combined Cycle | CT | CC1 | S | X | N | MRCHNT13_7_N001 | MRCHNT13_7_N001 | 170.9 | 0.85 | 140 | 150 | 84 | N |  |  | OP | X | 5 | 2000 | 2000 | 4 | 2027 | N | Electric Utility | Utility | Investor Owned Utility | 1 | X | NG | Non-Renewable | 0 | 170.9 | 0 | 1
Operable | 5695 | Desert Star Energy Center SDG&E |  | 55077 | Desert Star Energy Center | NV | Vertical | Clark | ED02 | Natural Gas Fired Combined Cycle | CT | CC1 | S | X | N | MRCHNT2_7_N001 | MRCHNT2_7_N001 | 170.9 | 0.85 | 140 | 150 | 84 | N |  |  | OP | X | 5 | 2000 | 2000 | 4 | 2027 | N | Electric Utility | Utility | Investor Owned Utility | 1 | X | NG | Non-Renewable | 0 | 170.9 | 0 | 1
Operable | 5695 | Desert Star Energy Center SDG&E |  | 55077 | Desert Star Energy Center | NV | Vertical | Clark | ED03 | Natural Gas Fired Combined Cycle | CA | CC1 | S | Y | X | MRCHNT13_7_N002 | MRCHNT13_7_N002 | 195.5 | 0.85 | 170 | 190 | 112 | N |  |  | OP | X | 5 | 2000 | 2000 | 4 | 2027 | N | Electric Utility | Utility | Investor Owned Utility | 1 | X | NG | Non-Renewable | 0 | 195.5 | 0 | 1
Operable | 3998 | Desert View Power Inc |  | 10300 | Desert View Power | CA | Vertical | Riverside | GEN1 | Wood/Wood Waste Biomass | ST |  | S | X | X |  |  | 55.5 | 0.9 | 47 | 47 | 30 | N |  |  | OP | X | 11 | 1991 | Pre-2000 |  |  | N | IPP Non-CHP | IPP | IPP | 2 | X | WDS | Renewable | 55.5 | 0 | 1 | 0 | NG | PC | TDF
Operable | 5093 | Desert Water Agency |  | 10162 | Whitewater Hydro Plant | CA | Vertical | Riverside | WWHI | Conventional Hydroelectric | HY |  | S | X | X |  |  | 1.3 | 0.9 | 1.3 | 1.3 | 0.8 | N |  |  | SB | Y | 4 | 1986 | Pre-2000 |  |  | N | IPP Non-CHP | IPP | IPP | 2 | X | WAT | Renewable | 1.3 | 0 | 1 | 0
Operable | 58816 | Dessie Solar Center LLC |  | 58952 | Dessie Solar Center LLC | NC | Vertical | Columbus | DESS | Solar Photovoltaic | PV |  | S | X | X |  |  | 4.8 |  | 4.8 | 4.8 |  | N |  |  | OP | X | 11 | 2014 | 2014 |  |  | N | IPP Non-CHP | IPP | IPP | 2 | X | SUN | Renewable | 4.8 | 0 | 1 | 0
Operable | 22350 | Devon Power LLC |  | 544 | Devon Station | CT | Restructured | New Haven | 10 | Petroleum Liquids | GT |  | S | X | X | UN.DEVON 13.8DV10 | UN.DEVON 13.8DV10 | 18.6 | 0.85 | 14.4 | 19.2 | 14.4 | N |  |  | OP | X | 1 | 1985 | Pre-2000 |  |  | N | IPP Non-CHP | IPP | IPP | 2 | X | KER | Non-Renewable | 0 | 18.6 | 0 | 1 |  | JF | DFO
Operable | 22350 | Devon Power LLC |  | 544 | Devon Station | CT | Restructured | New Haven | 11 | Petroleum Liquids | GT |  | S | X | X | UN.DEVON 13.2DV11 | UN.DEVON 13.2DV11 | 51 | 0.85 | 29.2 | 38.8 | 16 | N |  |  | OP | X | 7 | 1996 | Pre-2000 |  |  | N | IPP Non-CHP | IPP | IPP | 2 | X | KER | Non-Renewable | 0 | 51 | 0 | 1 | NG
Operable | 22350 | Devon Power LLC |  | 544 | Devon Station | CT | Restructured | New Haven | 12 | Petroleum Liquids | GT |  | S | X | X | UN.DEVON 13.2DV12 | UN.DEVON 13.2DV12 | 51 | 0.85 | 29.2 | 38.4 | 16 | N |  |  | OP | X | 7 | 1996 | Pre-2000 |  |  | N | IPP Non-CHP | IPP | IPP | 2 | X | KER | Non-Renewable | 0 | 51 | 0 | 1 | NG
Operable | 22350 | Devon Power LLC |  | 544 | Devon Station | CT | Restructured | New Haven | 13 | Petroleum Liquids | GT |  | S | X | X | UN.DEVON 13.2DV13 | UN.DEVON 13.2DV13 | 51 | 0.85 | 29.9 | 38.9 | 16 | N |  |  | OP | X | 7 | 1996 | Pre-2000 |  |  | N | IPP Non-CHP | IPP | IPP | 2 | X | KER | Non-Renewable | 0 | 51 | 0 | 1 | NG
Operable | 22350 | Devon Power LLC |  | 544 | Devon Station | CT | Restructured | New Haven | 14 | Petroleum Liquids | GT |  | S | X | X | UN.DEVON 13.2DV14 | UN.DEVON 13.2DV14 | 51 | 0.85 | 29.7 | 40.3 | 16 | N |  |  | OP | X | 7 | 1996 | Pre-2000 |  |  | N | IPP Non-CHP | IPP | IPP | 2 | X | KER | Non-Renewable | 0 | 51 | 0 | 1 | NG
Operable | 56627 | DeWind Co. |  | 57517 | DeWind Frisco | TX | Restructured | Hansford | FRISC | Onshore Wind Turbine | WT |  | S | X | X | SPSDWSFRSCOUNFRISCO_WIND | SPSDWSFRSCOUNFRISCO_WIND | 20 |  | 20 | 20 | 0 | N |  |  | OS | X | 2 | 2012 | 2012 |  |  | N | IPP Non-CHP | IPP | IPP | 2 | X | WND | Renewable | 20 | 0 | 1 | 0
Operable | 56718 | DF-AP #1 LLC |  | 57393 | Big Sky Dairy Digester | ID | Vertical | Gooding | GEN1 | Other Waste Biomass | IC |  | S | X | X |  |  | 0.8 | 1 | 0.7 | 0.7 | 0.4 | N |  |  | OP | X | 1 | 2009 | 2009 |  |  | N | IPP Non-CHP | IPP | IPP | 2 | X | OBG | Renewable | 0.8 | 0 | 1 | 0
Operable | 56718 | DF-AP #1 LLC |  | 57393 | Big Sky Dairy Digester | ID | Vertical | Gooding | GEN2 | Other Waste Biomass | IC |  | S | X | X |  |  | 0.8 | 1 | 0.7 | 0.7 | 0.4 | N |  |  | OP | X | 1 | 2009 | 2009 |  |  | N | IPP Non-CHP | IPP | IPP | 2 | X | OBG | Renewable | 0.8 | 0 | 1 | 0
Operable | 62648 | DG 1 Acquisition Co., LLC |  | 62732 | Solar Star Palo Alto I, LLC | CA | Vertical | Santa Clara | SSPAI | Solar Photovoltaic | PV |  | S | X | X |  |  | 1.3 |  | 1.3 | 1.3 |  | N |  |  | OP | X | 8 | 2019 | 2019 |  |  | N | IPP Non-CHP | IPP | IPP | 2 | X | SUN | Renewable | 1.3 | 0 | 1 | 0
Operable | 63071 | DG Amaze New Jersey, LLC |  | 63286 | DG Amaze ACY1 | NJ | Restructured | Gloucester | ACY1 | Solar Photovoltaic | PV |  | S | X | X |  |  | 3.8 |  | 3.8 | 3.8 |  | N |  |  | OP | X | 6 | 2019 | 2019 |  |  | N | IPP Non-CHP | IPP | IPP | 2 | X | SUN | Renewable | 3.8 | 0 | 1 | 0
Operable | 60370 | DG AMP Solar, LLC |  | 60622 | DG AMP Solar Bowling Green | OH | Restructured | Wood | AMPBG | Solar Photovoltaic | PV |  | S | X | X |  |  | 20 |  | 20 | 20 |  | N |  |  | OP | X | 1 | 2017 | 2017 |  |  | N | IPP Non-CHP | IPP | IPP | 2 | X | SUN | Renewable | 20 | 0 | 1 | 0
Operable | 60370 | DG AMP Solar, LLC |  | 61055 | DG AMP Solar Front Royal | VA | Vertical | Warren | AMPFR | Solar Photovoltaic | PV |  | S | X | X |  |  | 2.5 |  | 2.5 | 2.5 |  | N |  |  | OP | X | 5 | 2017 | 2017 |  |  | N | IPP Non-CHP | IPP | IPP | 2 | X | SUN | Renewable | 2.5 | 0 | 1 | 0
Operable | 60370 | DG AMP Solar, LLC |  | 61435 | DG AMP Solar Coldwater | MI | Vertical | Branch | AMPCW | Solar Photovoltaic | PV |  | S | X | X |  |  | 1.3 |  | 1.3 | 1.3 |  | N |  |  | OP | X | 2 | 2018 | 2018 |  |  | N | IPP Non-CHP | IPP | IPP | 2 | X | SUN | Renewable | 1.3 | 0 | 1 | 0
Operable | 60370 | DG AMP Solar, LLC |  | 61436 | DG AMP Solar Orrville 3 | OH | Restructured | Wayne | AMPO3 | Solar Photovoltaic | PV |  | S | X | X |  |  | 2.3 |  | 2.3 | 2.3 |  | N |  |  | OP | X | 2 | 2018 | 2018 |  |  | N | IPP Non-CHP | IPP | IPP | 2 | X | SUN | Renewable | 2.3 | 0 | 1 | 0
Operable | 60370 | DG AMP Solar, LLC |  | 61437 | DG AMP Solar Versailles | OH | Restructured | Darke | AMPVS | Solar Photovoltaic | PV |  | S | X | X |  |  | 1.8 |  | 1.8 | 1.8 |  | N |  |  | OP | X | 1 | 2018 | 2018 |  |  | N | IPP Non-CHP | IPP | IPP | 2 | X | SUN | Renewable | 1.8 | 0 | 1 | 0
Operable | 60370 | DG AMP Solar, LLC |  | 61438 | DG AMP Solar Jackson Center | OH | Restructured | Shelby | AMPJC | Solar Photovoltaic | PV |  | S | X | X |  |  | 1.6 |  | 1.6 | 1.6 |  | N |  |  | OP | X | 2 | 2018 | 2018 |  |  | N | IPP Non-CHP | IPP | IPP | 2 | X | SUN | Renewable | 1.6 | 0 | 1 | 0
Operable | 60370 | DG AMP Solar, LLC |  | 61800 | DG AMP Solar Smyrna | DE | Restructured | Kent | AMPSM | Solar Photovoltaic | PV |  | S | X | X |  |  | 1.2 |  | 1.2 | 1.2 |  | N |  |  | OP | X | 7 | 2018 | 2018 |  |  | N | IPP Non-CHP | IPP | IPP | 2 | X | SUN | Renewable | 1.2 | 0 | 1 | 0
Operable | 60370 | DG AMP Solar, LLC |  | 61805 | DG AMP Solar Piqua Staunton | OH | Restructured | Miami | AMPPS | Solar Photovoltaic | PV |  | S | X | X |  |  | 1.8 |  | 1.8 | 1.8 |  | N |  |  | OP | X | 9 | 2018 | 2018 |  |  | N | IPP Non-CHP | IPP | IPP | 2 | X | SUN | Renewable | 1.8 | 0 | 1 | 0
Operable | 60370 | DG AMP Solar, LLC |  | 61818 | DG AMP Solar Brewster | OH | Restructured | Stark | AMPBR | Solar Photovoltaic | PV |  | S | X | X |  |  | 1.9 |  | 1.9 | 1.9 |  | N |  |  | OP | X | 12 | 2018 | 2018 |  |  | N | IPP Non-CHP | IPP | IPP | 2 | X | SUN | Renewable | 1.9 | 0 | 1 | 0
Operable | 60370 | DG AMP Solar, LLC |  | 62792 | DG AMP Solar Piqua Manier | OH | Restructured | Miami | AMPPM | Solar Photovoltaic | PV |  | S | X | X |  |  | 12.6 |  | 12.6 | 12.6 |  | N |  |  | OP | X | 7 | 2019 | 2019 |  |  | N | IPP Non-CHP | IPP | IPP | 2 | X | SUN | Renewable | 12.6 | 0 | 1 | 0
Operable | 60370 | DG AMP Solar, LLC |  | 62941 | DG AMP Rittman Rd | OH | Restructured | Medina | AMPRR | Solar Photovoltaic | PV |  | S | X | X |  |  | 2.6 |  | 2.6 | 2.6 |  | N |  |  | OP | X | 5 | 2020 | 2020 |  |  | N | IPP Non-CHP | IPP | IPP | 2 | X | SUN | Renewable | 2.6 | 0 | 1 | 0
Operable | 60370 | DG AMP Solar, LLC |  | 62942 | DG AMP 1048 Wadsworth | OH | Restructured | Medina | A1048 | Solar Photovoltaic | PV |  | S | X | X |  |  | 6.3 |  | 6.3 | 6.3 |  | N |  |  | OP | X | 12 | 2019 | 2019 |  |  | N | IPP Non-CHP | IPP | IPP | 2 | X | SUN | Renewable | 6.3 | 0 | 1 | 0
Operable | 60250 | DG Bethlehem Solar, LLC |  | 60477 | Bethlehem - East | NY | Restructured | Albany | BE | Solar Photovoltaic | PV |  | S | X | X |  |  | 1.7 |  | 1.7 | 1.7 |  | N |  |  | OP | X | 3 | 2016 | 2016 |  |  | N | IPP Non-CHP | IPP | IPP | 2 | X | SUN | Renewable | 1.7 | 0 | 1 | 0
Operable | 60250 | DG Bethlehem Solar, LLC |  | 60478 | Bethlehem - West | NY | Restructured | Albany | BW | Solar Photovoltaic | PV |  | S | X | X |  |  | 1 |  | 1 | 1 |  | N |  |  | OP | X | 3 | 2016 | 2016 |  |  | N | IPP Non-CHP | IPP | IPP | 2 | X | SUN | Renewable | 1 | 0 | 1 | 0
Operable | 62988 | DG California Solar LLC |  | 63204 | CID Solar (CA) | CA | Vertical | Kings | HLS | Solar Photovoltaic | PV |  | S | X | X |  |  | 2 |  | 2 | 2 |  | N |  |  | OP | X | 9 | 2019 | 2019 |  |  | N | IPP Non-CHP | IPP | IPP | 2 | X | SUN | Renewable | 2 | 0 | 1 | 0
Operable | 61113 | DG Camden, LLC |  | 61515 | DG Camden LLC Holtec | NJ | Restructured | Camden | HOLTC | Solar Photovoltaic | PV |  | S | X | X |  |  | 2.2 |  | 2.2 | 2.2 |  | N |  |  | OP | X | 12 | 2017 | 2017 |  |  | N | IPP Non-CHP | IPP | IPP | 2 | X | SUN | Renewable | 2.2 | 0 | 1 | 0
Operable | 64083 | DG Central 1, LLC |  | 64473 | Norman Solar | OK | Vertical | Cleveland | NORMN | Solar Photovoltaic | PV |  | S | X | X |  |  | 2 |  | 2 | 2 |  | N |  |  | OP | X | 1 | 2021 | 2021 |  |  | N | IPP Non-CHP | IPP | IPP | 2 | X | SUN | Renewable | 2 | 0 | 1 | 0
Operable | 64083 | DG Central 1, LLC |  | 64821 | FELPS 1 - Calaveras | TX | Restructured | Wilson | FLPS1 | Solar Photovoltaic | PV |  | S | X | X |  |  | 1 |  | 1 | 1 |  | N |  |  | OP | X | 7 | 2021 | 2021 |  |  | N | IPP Non-CHP | IPP | IPP | 2 | X | SUN | Renewable | 1 | 0 | 1 | 0
Operable | 64083 | DG Central 1, LLC |  | 64823 | FELPS 2 - Calaveras | TX | Restructured | Wilson | FLPS2 | Solar Photovoltaic | PV |  | S | X | X |  |  | 1 |  | 1 | 1 |  | N |  |  | OP | X | 7 | 2021 | 2021 |  |  | N | IPP Non-CHP | IPP | IPP | 2 | X | SUN | Renewable | 1 | 0 | 1 | 0
Operable | 64083 | DG Central 1, LLC |  | 64824 | FELPS 3 - Floresville South | TX | Restructured | Wilson | FLPS3 | Solar Photovoltaic | PV |  | S | X | X |  |  | 1 |  | 1 | 1 |  | N |  |  | OP | X | 7 | 2021 | 2021 |  |  | N | IPP Non-CHP | IPP | IPP | 2 | X | SUN | Renewable | 1 | 0 | 1 | 0
Operable | 64083 | DG Central 1, LLC |  | 64825 | FELPS 4 - Floresville South | TX | Restructured | Wilson | FLPS4 | Solar Photovoltaic | PV |  | S | X | X |  |  | 1 |  | 1 | 1 |  | N |  |  | OP | X | 7 | 2021 | 2021 |  |  | N | IPP Non-CHP | IPP | IPP | 2 | X | SUN | Renewable | 1 | 0 | 1 | 0
Operable | 64083 | DG Central 1, LLC |  | 64826 | FELPS 5- Floresville South | TX | Restructured | Wilson | FLPS5 | Solar Photovoltaic | PV |  | S | X | X |  |  | 1 |  | 1 | 1 |  | N |  |  | OP | X | 7 | 2021 | 2021 |  |  | N | IPP Non-CHP | IPP | IPP | 2 | X | SUN | Renewable | 1 | 0 | 1 | 0
Operable | 64083 | DG Central 1, LLC |  | 64827 | FELPS 6- Floresville West | TX | Restructured | Wilson | FLPS6 | Solar Photovoltaic | PV |  | S | X | X |  |  | 1 |  | 1 | 1 |  | N |  |  | OP | X | 7 | 2021 | 2021 |  |  | N | IPP Non-CHP | IPP | IPP | 2 | X | SUN | Renewable | 1 | 0 | 1 | 0
Operable | 64083 | DG Central 1, LLC |  | 64828 | FELPS 7- Floresville West | TX | Restructured | Wilson | FLPS7 | Solar Photovoltaic | PV |  | S | X | X |  |  | 1 |  | 1 | 1 |  | N |  |  | OP | X | 7 | 2021 | 2021 |  |  | N | IPP Non-CHP | IPP | IPP | 2 | X | SUN | Renewable | 1 | 0 | 1 | 0
Operable | 64083 | DG Central 1, LLC |  | 65595 | Hormel CSG Solar | MN | Vertical | Chippewa | HORCS | Solar Photovoltaic | PV |  | S | X | X |  |  | 1 |  | 1 | 1 | 0.2 | N |  |  | OP | X | 12 | 2022 | 2022 |  |  | N | IPP Non-CHP | IPP | IPP | 2 | X | SUN | Renewable | 1 | 0 | 1 | 0
Operable | 64083 | DG Central 1, LLC |  | 65942 | Grand Casino Hinckley Solar | MN | Vertical | Pine | GRAND | Solar Photovoltaic | PV |  | S | X | X |  |  | 3 |  | 3 | 3 | 0 | N |  |  | OP | X | 5 | 2022 | 2022 |  |  | N | IPP Non-CHP | IPP | IPP | 2 | X | SUN | Renewable | 3 | 0 | 1 | 0
Operable | 60293 | DG Colorado Solar, LLC |  | 60511 | Clear Spring Ranch PV Project | CO | Vertical | El Paso | PV1 | Solar Photovoltaic | PV |  | S | X | X |  |  | 10 |  | 10 | 10 |  | N |  |  | OP | X | 10 | 2016 | 2016 |  |  | N | IPP Non-CHP | IPP | IPP | 2 | X | SUN | Renewable | 10 | 0 | 1 | 0
Operable | 60293 | DG Colorado Solar, LLC |  | 63869 | IBM Solar | CO | Vertical | Boulder | DGIBM | Solar Photovoltaic | PV |  | S | X | X |  |  | 8.1 | 0.98 | 8.1 | 8.1 |  | N |  |  | OP | X | 7 | 2019 | 2019 |  |  | N | IPP Non-CHP | IPP | IPP | 2 | X | SUN | Renewable | 8.1 | 0 | 1 | 0
Operable | 64426 | DG Connecticut III, LLC |  | 64977 | Torrington Solar One, LLC | CT | Restructured | Litchfield | TORS1 | Solar Photovoltaic | PV |  | S | X | X |  |  | 2 | 1 | 2 | 2 |  | N |  |  | OP | X | 3 | 2021 | 2021 |  |  | N | IPP Non-CHP | IPP | IPP | 2 | X | SUN | Renewable | 2 | 0 | 1 | 0
Operable | 64426 | DG Connecticut III, LLC |  | 64978 | Bristol Solar One, LLC | CT | Restructured | Hartford | BRIS1 | Solar Photovoltaic | PV |  | S | X | X |  |  | 3 |  | 3 | 3 |  | N |  |  | OP | X | 5 | 2021 | 2021 |  |  | N | IPP Non-CHP | IPP | IPP | 2 | X | SUN | Renewable | 3 | 0 | 1 | 0
Operable | 64426 | DG Connecticut III, LLC |  | 64979 | Watertown Solar One, LLC | CT | Restructured | Litchfield | WTRS1 | Solar Photovoltaic | PV |  | S | X | X |  |  | 2 |  | 2 | 2 |  | N |  |  | OP | X | 6 | 2021 | 2021 |  |  | N | IPP Non-CHP | IPP | IPP | 2 | X | SUN | Renewable | 2 | 0 | 1 | 0
Operable | 64426 | DG Connecticut III, LLC |  | 65667 | East Windsor Solar One | CT | Restructured | Hartford | EWS1 | Solar Photovoltaic | PV |  | S | X | X |  |  | 5 |  | 5 | 5 |  | N |  |  | OP | X | 12 | 2021 | 2021 |  |  | N | IPP Non-CHP | IPP | IPP | 2 | X | SUN | Renewable | 5 | 0 | 1 | 0
Operable | 64426 | DG Connecticut III, LLC |  | 65668 | Southington Solar One | CT | Restructured | Hartford | EWS1 | Solar Photovoltaic | PV |  | S | X | X |  |  | 4.7 |  | 4.7 | 4.7 |  | N |  |  | OP | X | 2 | 2022 | 2022 |  |  | N | IPP Non-CHP | IPP | IPP | 2 | X | SUN | Renewable | 4.7 | 0 | 1 | 0
Operable | 64426 | DG Connecticut III, LLC |  | 65784 | Burlington Solar 1 | CT | Restructured | Hartford | BS1 | Solar Photovoltaic | PV |  | S | X | X |  |  | 3.5 |  | 3.5 | 3.5 |  | N |  |  | OP | X | 2 | 2022 | 2022 |  |  | N | IPP Non-CHP | IPP | IPP | 2 | X | SUN | Renewable | 3.5 | 0 | 1 | 0
Operable | 64638 | DG Crystal Spring CSG |  | 61555 | DG Crystal Spring CSG | MA | Restructured | Plymouth | SPRIN | Solar Photovoltaic | PV |  | S | X | X |  |  | 4.2 |  | 4.2 | 4.2 |  | N |  |  | OP | X | 7 | 2017 | 2017 |  |  | N | IPP Non-CHP | IPP | IPP | 2 | X | SUN | Renewable | 4.2 | 0 | 1 | 0
Operable | 64630 | DG Dighton, LLC |  | 61634 | DG Dighton LLC CSG | MA | Restructured | Bristol | DIGHT | Solar Photovoltaic | PV |  | S | X | X |  |  | 3.1 |  | 3.1 | 3.1 |  | N |  |  | OP | X | 7 | 2017 | 2017 |  |  | N | IPP Non-CHP | IPP | IPP | 2 | X | SUN | Renewable | 3.1 | 0 | 1 | 0
Operable | 62800 | DG Edison New Jersey LLC |  | 62957 | DG Iron Mountain | NJ | Restructured | Middlesex | IRNMT | Solar Photovoltaic | PV |  | S | X | X |  |  | 5.4 |  | 5.4 | 5.4 |  | N |  |  | OP | X | 6 | 2020 | 2020 |  |  | N | IPP Non-CHP | IPP | IPP | 2 | X | SUN | Renewable | 5.4 | 0 | 1 | 0
Operable | 65752 | DG Empire Shine, LLC |  | 65090 | Cortlandville III Solar CSG | NY | Restructured | Cortland | CORT3 | Solar Photovoltaic | PV |  | S | X | X |  |  | 5 | 1 | 5 | 5 |  | N |  |  | OP | X | 1 | 2023 | 2023 |  |  | N | IPP Non-CHP | IPP | IPP | 2 | X | SUN | Renewable | 5 | 0 | 1 | 0
Operable | 65752 | DG Empire Shine, LLC |  | 66752 | NY Van Buren II CSG | NY | Restructured | Onondaga | NGVB2 | Solar Photovoltaic | PV |  | S | X | X |  |  | 3 |  | 3 | 3 |  | N |  |  | OP | X | 7 | 2023 | 2023 |  |  | N | IPP Non-CHP | IPP | IPP | 2 | X | SUN | Renewable | 3 | 0 | 1 | 0
Operable | 65752 | DG Empire Shine, LLC |  | 67227 | NY Ridgeway I CSG | NY | Restructured | Orleans | NYRWY | Solar Photovoltaic | PV |  | S | X | X |  |  | 3 |  | 3 | 3 |  | N |  |  | OP | X | 8 | 2023 | 2023 |  |  | N | IPP Non-CHP | IPP | IPP | 2 | X | SUN | Renewable | 3 | 0 | 1 | 0
Operable | 54788 | DG Fairhaven Power LLC |  | 10052 | Fairhaven Power | CA | Vertical | Humboldt | GEN1 | Wood/Wood Waste Biomass | ST |  | S | X | X |  |  | 18.8 | 0.95 | 16 | 16 | 1 | N |  |  | OA | X | 9 | 1986 | Pre-2000 |  |  | N | IPP Non-CHP | IPP | IPP | 2 | X | WDS | Renewable | 18.8 | 0 | 1 | 0 | NG
Operable | 62084 | DG Florham Park Solar LLC |  | 62586 | DG Florham Park Solar LLC | NJ | Restructured | Morris | BASF | Solar Photovoltaic | PV |  | S | X | X |  |  | 2 |  | 2 | 2 |  | N |  |  | OP | X | 10 | 2019 | 2019 |  |  | N | IPP Non-CHP | IPP | IPP | 2 | X | SUN | Renewable | 2 | 0 | 1 | 0
Operable | 64643 | DG Foxborough Elm |  | 61590 | DG Foxborough Elm CSG | MA | Restructured | Norfolk | FOXEL | Solar Photovoltaic | PV |  | S | X | X |  |  | 2 |  | 2 | 2 |  | N |  |  | OP | X | 8 | 2017 | 2017 |  |  | N | IPP Non-CHP | IPP | IPP | 2 | X | SUN | Renewable | 2 | 0 | 1 | 0
Operable | 63963 | DG Fuel Cell, LLC |  | 64350 | Orbit Bloom Fuel Cell | NY | Restructured | Suffolk | OBFC | Other Natural Gas | FC |  | S | X | X |  |  | 6 |  | 6 | 6 | 6 | N |  |  | OP | X | 8 | 2020 | 2020 |  |  | N | IPP Non-CHP | IPP | IPP | 2 | X | NG | Non-Renewable | 0 | 6 | 0 | 1
Operable | 62817 | DG Georgia Solar II, LLC |  | 62960 | Kimberly-Clark Solar | GA | Vertical | Troup | KC | Solar Photovoltaic | PV |  | S | X | X |  |  | 2.3 |  | 2.3 | 2.3 |  | N |  |  | OP | X | 1 | 2019 | 2019 |  |  | N | IPP Non-CHP | IPP | IPP | 2 | X | SUN | Renewable | 2.3 | 0 | 1 | 0
Operable | 64647 | DG Haverhill |  | 61550 | DG Haverhill CSG | MA | Restructured | Essex | HAVER | Solar Photovoltaic | PV |  | S | X | X |  |  | 3 |  | 3 | 3 |  | N |  |  | OP | X | 9 | 2017 | 2017 |  |  | N | IPP Non-CHP | IPP | IPP | 2 | X | SUN | Renewable | 3 | 0 | 1 | 0
Operable | 63505 | DG Illinois Solar, LLC |  | 63825 | Lineage Logistics Solar | IL | Restructured | Will | LLCHI | Solar Photovoltaic | PV |  | S | X | X |  |  | 1.6 |  | 1.6 | 1.6 |  | N |  |  | OP | X | 12 | 2019 | 2019 |  |  | N | IPP Non-CHP | IPP | IPP | 2 | X | SUN | Renewable | 1.6 | 0 | 1 | 0
Operable | 63505 | DG Illinois Solar, LLC |  | 64905 | Mt. Morris Solar CSG | IL | Restructured | Ogle | MTMIL | Solar Photovoltaic | PV |  | S | X | X |  |  | 2 | 1 | 2 | 2 |  | N |  |  | OP | X | 12 | 2020 | 2020 |  |  | N | IPP Non-CHP | IPP | IPP | 2 | X | SUN | Renewable | 2 | 0 | 1 | 0
Operable | 63505 | DG Illinois Solar, LLC |  | 64918 | NorthropGrummanSolar(Rolling Meadows,IL) | IL | Restructured | Cook | NGCIL | Solar Photovoltaic | PV |  | S | X | X |  |  | 1.1 | 1 | 1.1 | 1.1 |  | N |  |  | OP | X | 1 | 2020 | 2020 |  |  | N | IPP Non-CHP | IPP | IPP | 2 | X | SUN | Renewable | 1.1 | 0 | 1 | 0
Operable | 63505 | DG Illinois Solar, LLC |  | 64919 | FedEx Chicago Solar Facility | IL | Restructured | Cook | FDXIL | Solar Photovoltaic | PV |  | S | X | X |  |  | 1.5 | 1 | 1.5 | 1.5 |  | N |  |  | OP | X | 10 | 2020 | 2020 |  |  | N | IPP Non-CHP | IPP | IPP | 2 | X | SUN | Renewable | 1.5 | 0 | 1 | 0
Operable | 63505 | DG Illinois Solar, LLC |  | 64920 | GE-Hitachi Solar - Morris, IL | IL | Restructured | Grundy | GEHIL | Solar Photovoltaic | PV |  | S | X | X |  |  | 0.9 | 1 | 0.9 | 0.9 |  | N |  |  | OP | X | 10 | 2020 | 2020 |  |  | N | IPP Non-CHP | IPP | IPP | 2 | X | SUN | Renewable | 0.9 | 0 | 1 | 0
Operable | 63505 | DG Illinois Solar, LLC |  | 65013 | Marengo Solar | IL | Restructured | McHenry | MARIL | Solar Photovoltaic | PV |  | S | X | X |  |  | 2 | 1 | 2 | 2 |  | N |  |  | OP | X | 12 | 2020 | 2020 |  |  | N | IPP Non-CHP | IPP | IPP | 2 | X | SUN | Renewable | 2 | 0 | 1 | 0
Operable | 62710 | DG LF Solar, LLC |  | 59880 | Kings Park Solar I | NY | Restructured | Suffolk | KIPS1 | Solar Photovoltaic | PV |  | S | X | X |  |  | 2 |  | 2 | 2 |  | N |  |  | OP | X | 2 | 2019 | 2019 |  |  | N | IPP Non-CHP | IPP | IPP | 2 | X | SUN | Renewable | 2 | 0 | 1 | 0
Operable | 62710 | DG LF Solar, LLC |  | 59881 | Kings Park Solar II | NY | Restructured | Suffolk | KIPS2 | Solar Photovoltaic | PV |  | S | X | X |  |  | 2 |  | 2 | 2 |  | N |  |  | OP | X | 2 | 2019 | 2019 |  |  | N | IPP Non-CHP | IPP | IPP | 2 | X | SUN | Renewable | 2 | 0 | 1 | 0
Operable | 62801 | DG Linden New Jersey LLC |  | 62958 | DG Infineum | NJ | Restructured | Union | INFNM | Solar Photovoltaic | PV |  | S | X | X |  |  | 2 |  | 2 | 2 |  | N |  |  | OP | X | 1 | 2020 | 2020 |  |  | N | IPP Non-CHP | IPP | IPP | 2 | X | SUN | Renewable | 2 | 0 | 1 | 0
Operable | 61187 | DG Minnesota CSG, LLC |  | 61585 | Scandia CSG | MN | Vertical | Washington | 40802 | Solar Photovoltaic | PV |  | S | X | X |  |  | 1 |  | 1 | 1 |  | N |  |  | OP | X | 1 | 2018 | 2018 |  |  | N | IPP Non-CHP | IPP | IPP | 2 | X | SUN | Renewable | 1 | 0 | 1 | 0
Operable | 61187 | DG Minnesota CSG, LLC |  | 61585 | Scandia CSG | MN | Vertical | Washington | 40803 | Solar Photovoltaic | PV |  | S | X | X |  |  | 1 |  | 1 | 1 |  | N |  |  | OP | X | 1 | 2018 | 2018 |  |  | N | IPP Non-CHP | IPP | IPP | 2 | X | SUN | Renewable | 1 | 0 | 1 | 0
Operable | 61187 | DG Minnesota CSG, LLC |  | 61585 | Scandia CSG | MN | Vertical | Washington | 40804 | Solar Photovoltaic | PV |  | S | X | X |  |  | 1 |  | 1 | 1 |  | N |  |  | OP | X | 1 | 2018 | 2018 |  |  | N | IPP Non-CHP | IPP | IPP | 2 | X | SUN | Renewable | 1 | 0 | 1 | 0
Operable | 61187 | DG Minnesota CSG, LLC |  | 61585 | Scandia CSG | MN | Vertical | Washington | 40805 | Solar Photovoltaic | PV |  | S | X | X |  |  | 1 |  | 1 | 1 |  | N |  |  | OP | X | 1 | 2018 | 2018 |  |  | N | IPP Non-CHP | IPP | IPP | 2 | X | SUN | Renewable | 1 | 0 | 1 | 0
Operable | 61187 | DG Minnesota CSG, LLC |  | 61585 | Scandia CSG | MN | Vertical | Washington | 40806 | Solar Photovoltaic | PV |  | S | X | X |  |  | 1 |  | 1 | 1 |  | N |  |  | OP | X | 1 | 2018 | 2018 |  |  | N | IPP Non-CHP | IPP | IPP | 2 | X | SUN | Renewable | 1 | 0 | 1 | 0
Operable | 61187 | DG Minnesota CSG, LLC |  | 61817 | Big Lake Project CSG | MN | Vertical | Sherburne | BIGLA | Solar Photovoltaic | PV |  | S | X | X |  |  | 5 |  | 5 | 5 |  | N |  |  | OP | X | 6 | 2018 | 2018 |  |  | N | IPP Non-CHP | IPP | IPP | 2 | X | SUN | Renewable | 5 | 0 | 1 | 0
Operable | 61187 | DG Minnesota CSG, LLC |  | 61983 | Cottage Grove Project CSG | MN | Vertical | Washington | COTG | Solar Photovoltaic | PV |  | S | X | X |  |  | 4.9 |  | 4.9 | 4.9 |  | N |  |  | OP | X | 10 | 2018 | 2018 |  |  | N | IPP Non-CHP | IPP | IPP | 2 | X | SUN | Renewable | 4.9 | 0 | 1 | 0
Operable | 61187 | DG Minnesota CSG, LLC |  | 62088 | Schultz CSG | MN | Vertical | Scott | SCHUL | Solar Photovoltaic | PV |  | S | X | X |  |  | 1.8 |  | 1.8 | 1.8 |  | N |  |  | OP | X | 11 | 2018 | 2018 |  |  | N | IPP Non-CHP | IPP | IPP | 2 | X | SUN | Renewable | 1.8 | 0 | 1 | 0
Operable | 61187 | DG Minnesota CSG, LLC |  | 62098 | Tiller CSG | MN | Vertical | Sherburne | TILLE | Solar Photovoltaic | PV |  | S | X | X |  |  | 5 |  | 5 | 5 |  | N |  |  | OP | X | 12 | 2018 | 2018 |  |  | N | IPP Non-CHP | IPP | IPP | 2 | X | SUN | Renewable | 5 | 0 | 1 | 0
Operable | 61187 | DG Minnesota CSG, LLC |  | 62099 | Hammer CSG | MN | Vertical | Sherburne | HAMME | Solar Photovoltaic | PV |  | S | X | X |  |  | 4.8 |  | 4.8 | 4.8 |  | N |  |  | OP | X | 12 | 2018 | 2018 |  |  | N | IPP Non-CHP | IPP | IPP | 2 | X | SUN | Renewable | 4.8 | 0 | 1 | 0
Operable | 61187 | DG Minnesota CSG, LLC |  | 62105 | Monticello Project CSG | MN | Vertical | Wright | MONTI | Solar Photovoltaic | PV |  | S | X | X |  |  | 5 |  | 5 | 5 |  | N |  |  | OP | X | 11 | 2018 | 2018 |  |  | N | IPP Non-CHP | IPP | IPP | 2 | X | SUN | Renewable | 5 | 0 | 1 | 0
Operable | 61187 | DG Minnesota CSG, LLC |  | 62267 | Held Solar Project | MN | Vertical | Stearns | HELD | Solar Photovoltaic | PV |  | S | X | X |  |  | 5 |  | 5 | 5 |  | N |  |  | OP | X | 3 | 2019 | 2019 |  |  | N | IPP Non-CHP | IPP | IPP | 2 | X | SUN | Renewable | 5 | 0 | 1 | 0
Operable | 61187 | DG Minnesota CSG, LLC |  | 62651 | Haven Solar Project CSG | MN | Vertical | Sherburne | HAVEN | Solar Photovoltaic | PV |  | S | X | X |  |  | 3 |  | 3 | 3 |  | N |  |  | OP | X | 7 | 2019 | 2019 |  |  | N | IPP Non-CHP | IPP | IPP | 2 | X | SUN | Renewable | 3 | 0 | 1 | 0
Operable | 64486 | DG Nebraska Energy Storage, LLC |  | 65098 | South Sioux City Energy Storage | NE | Vertical | Dakota | SSCES | Batteries | BA |  | S | X | X |  |  | 1.5 |  | 1.5 | 1.5 | 0.5 | N |  |  | OP | X | 12 | 2020 | 2020 |  |  | N | IPP Non-CHP | IPP | IPP | 2 | X | MWH | Other | 0 | 0 | 0 | 0
Operable | 61111 | DG New Jersey Solar, LLC |  | 61507 | DG New Jersey Solar RLS Logistics | NJ | Restructured | Gloucester | RLSNJ | Solar Photovoltaic | PV |  | S | X | X |  |  | 4 |  | 4 | 4 |  | N |  |  | OP | X | 1 | 2018 | 2018 |  |  | N | IPP Non-CHP | IPP | IPP | 2 | X | SUN | Renewable | 4 | 0 | 1 | 0
Operable | 63991 | DG New York CS, LLC |  | 64371 | Cortlandville I Solar CSG | NY | Restructured | Cortland | CORT1 | Solar Photovoltaic | PV |  | S | X | X |  |  | 5 |  | 5 | 5 |  | N |  |  | OP | X | 10 | 2021 | 2021 |  |  | N | IPP Non-CHP | IPP | IPP | 2 | X | SUN | Renewable | 5 | 0 | 1 | 0
Operable | 63991 | DG New York CS, LLC |  | 64372 | Sangerfield Solar CSG | NY | Restructured | Oneida | SNGFD | Solar Photovoltaic | PV |  | S | X | X |  |  | 5 | 1 | 5 | 5 |  | N |  |  | OP | X | 12 | 2021 | 2021 |  |  | N | IPP Non-CHP | IPP | IPP | 2 | X | SUN | Renewable | 5 | 0 | 1 | 0
Operable | 63991 | DG New York CS, LLC |  | 64373 | Clay Solar CSG | NY | Restructured | Onondaga | CLAY1 | Solar Photovoltaic | PV |  | S | X | X |  |  | 5 | 1 | 5 | 5 |  | N |  |  | OP | X | 6 | 2021 | 2021 |  |  | N | IPP Non-CHP | IPP | IPP | 2 | X | SUN | Renewable | 5 | 0 | 1 | 0
Operable | 63991 | DG New York CS, LLC |  | 64374 | Norwich Solar and Energy Storage CSG | NY | Restructured | Chenango | NRWCB | Batteries | BA |  | S | X | X |  |  | 5 | 1 | 5 | 5 | 0.1 | N |  |  | OP | X | 9 | 2021 | 2021 |  |  | N | IPP Non-CHP | IPP | IPP | 2 | X | MWH | Other | 0 | 0 | 0 | 0
Operable | 63991 | DG New York CS, LLC |  | 64374 | Norwich Solar and Energy Storage CSG | NY | Restructured | Chenango | NRWCH | Solar Photovoltaic | PV |  | S | X | X |  |  | 5 | 1 | 5 | 5 |  | N |  |  | OP | X | 9 | 2021 | 2021 |  |  | N | IPP Non-CHP | IPP | IPP | 2 | X | SUN | Renewable | 5 | 0 | 1 | 0
Operable | 63991 | DG New York CS, LLC |  | 64453 | Volney II | NY | Restructured | Oswego | VOLES | Batteries | BA |  | S | X | X |  |  | 3 |  | 3 | 3 | 0.1 | N |  |  | OP | X | 2 | 2021 | 2021 |  |  | N | IPP Non-CHP | IPP | IPP | 2 | X | MWH | Other | 0 | 0 | 0 | 0
Operable | 63991 | DG New York CS, LLC |  | 64453 | Volney II | NY | Restructured | Oswego | VOLNE | Solar Photovoltaic | PV |  | S | X | X |  |  | 1.5 |  | 1.5 | 1.5 |  | N |  |  | OP | X | 2 | 2021 | 2021 |  |  | N | IPP Non-CHP | IPP | IPP | 2 | X | SUN | Renewable | 1.5 | 0 | 1 | 0
Operable | 63991 | DG New York CS, LLC |  | 66846 | Jogee Road Solar | NY | Restructured | Orange | JOGEE | Solar Photovoltaic | PV |  | S | X | X |  |  | 2 |  | 2 | 2 |  | N |  |  | OP | X | 7 | 2022 | 2022 |  |  | N | IPP Non-CHP | IPP | IPP | 2 | X | SUN | Renewable | 2 | 0 | 1 | 0
Operable | 63730 | DG New York Solar, LLC |  | 64102 | GE 19th Hole | NY | Restructured | Fulton | GE19H | Solar Photovoltaic | PV |  | S | X | X |  |  | 7.7 | 1 | 7.7 | 7.7 |  | N |  |  | OP | X | 1 | 2018 | 2018 |  |  | N | IPP Non-CHP | IPP | IPP | 2 | X | SUN | Renewable | 7.7 | 0 | 1 | 0
Operable | 63058 | DG Northeast 1, LLC |  | 63262 | Becton Canaan | CT | Restructured | Litchfield | PH1GR | Solar Photovoltaic | PV |  | S | X | X |  |  | 1.5 | 1 | 1.5 | 1.5 |  | N |  |  | OP | X | 3 | 2018 | 2018 |  |  | N | IPP Non-CHP | IPP | IPP | 2 | X | SUN | Renewable | 1.5 | 0 | 1 | 0
Operable | 63058 | DG Northeast 1, LLC |  | 63262 | Becton Canaan | CT | Restructured | Litchfield | PH1RF | Solar Photovoltaic | PV |  | S | X | X |  |  | 0.5 | 1 | 0.5 | 0.5 |  | N |  |  | OP | X | 3 | 2018 | 2018 |  |  | N | IPP Non-CHP | IPP | IPP | 2 | X | SUN | Renewable | 0.5 | 0 | 1 | 0
Operable | 63058 | DG Northeast 1, LLC |  | 63262 | Becton Canaan | CT | Restructured | Litchfield | PH2RF | Solar Photovoltaic | PV |  | S | X | X |  |  | 0.5 | 1 | 0.5 | 0.5 |  | N |  |  | OP | X | 12 | 2019 | 2019 |  |  | N | IPP Non-CHP | IPP | IPP | 2 | X | SUN | Renewable | 0.5 | 0 | 1 | 0
Operable | 63058 | DG Northeast 1, LLC |  | 64746 | Goldman Sachs Carports Solar | NY | Restructured | Albany | GSCS | Solar Photovoltaic | PV |  | S | X | X |  |  | 1 |  | 1 | 1 |  | N |  |  | OP | X | 12 | 2020 | 2020 |  |  | N | IPP Non-CHP | IPP | IPP | 2 | X | SUN | Renewable | 1 | 0 | 1 | 0
Operable | 62155 | DG Northeast Solar II, LLC |  | 62712 | Burlington Coat Factory Solar | NJ | Restructured | Burlington | BCF | Solar Photovoltaic | PV |  | S | X | X |  |  | 2.6 |  | 2.6 | 2.6 |  | N |  |  | OP | X | 12 | 2018 | 2018 |  |  | N | IPP Non-CHP | IPP | IPP | 2 | X | SUN | Renewable | 2.6 | 0 | 1 | 0
Operable | 62155 | DG Northeast Solar II, LLC |  | 62713 | DSM Nutritional Products Solar | NJ | Restructured | Warren | DSM | Solar Photovoltaic | PV |  | S | X | X |  |  | 10 |  | 10 | 10 |  | N |  |  | OP | X | 12 | 2018 | 2018 |  |  | N | IPP Non-CHP | IPP | IPP | 2 | X | SUN | Renewable | 10 | 0 | 1 | 0
Operable | 63450 | DG South Carolina Solar, LLC |  | 63756 | Omtanke Solar | SC | Vertical | Berkeley | DGSC1 | Solar Photovoltaic | PV |  | S | X | X |  |  | 6 |  | 6 | 6 |  | N |  |  | OP | X | 3 | 2020 | 2020 |  |  | N | IPP Non-CHP | IPP | IPP | 2 | X | SUN | Renewable | 6 | 0 | 1 | 0
Operable | 63521 | DG Southwest Solar Portfolio 2019, LLC |  | 63844 | Fort Calhoun Community Solar | NE | Vertical | Washington | FTCAL | Solar Photovoltaic | PV |  | S | X | X |  |  | 5 | 1 | 5 | 5 |  | N |  |  | OP | X | 12 | 2019 | 2019 |  |  | N | IPP Non-CHP | IPP | IPP | 2 | X | SUN | Renewable | 5 | 0 | 1 | 0
Operable | 64664 | DG Tufts Knoll, LLC |  | 61635 | DG Tufts Knoll LLC CSG | MA | Restructured | Worcester | KNOLL | Solar Photovoltaic | PV |  | S | X | X |  |  | 2 |  | 2 | 2 |  | N |  |  | OP | X | 8 | 2017 | 2017 |  |  | N | IPP Non-CHP | IPP | IPP | 2 | X | SUN | Renewable | 2 | 0 | 1 | 0
Operable | 64665 | DG Tufts Science, LLC |  | 61633 | DG Tufts Science LLC CSG | MA | Restructured | Worcester | SCIEN | Solar Photovoltaic | PV |  | S | X | X |  |  | 1 |  | 1 | 1 |  | N |  |  | OP | X | 2 | 2017 | 2017 |  |  | N | IPP Non-CHP | IPP | IPP | 2 | X | SUN | Renewable | 1 | 0 | 1 | 0
Operable | 64666 | DG Webster, LLC |  | 61636 | DG Webster LLC CSG | MA | Restructured | Worcester | WEBST | Solar Photovoltaic | PV |  | S | X | X |  |  | 1.3 |  | 1.3 | 1.3 |  | N |  |  | OP | X | 12 | 2017 | 2017 |  |  | N | IPP Non-CHP | IPP | IPP | 2 | X | SUN | Renewable | 1.3 | 0 | 1 | 0
Operable | 61684 | Diablo Energy Storage, LLC |  | 62175 | Diablo Energy Storage | CA | Vertical | Contra Costa | DIBLO | Batteries | BA |  | S | X | X |  |  | 200 |  | 200 | 200 | 0 | N |  |  | OP | X | 4 | 2022 | 2022 |  |  | N | IPP Non-CHP | IPP | IPP | 2 | X | MWH | Other | 0 | 0 | 0 | 0
Operable | 49981 | Diamond Generating Corporation |  | 55541 | Indigo Energy Facility | CA | Vertical | Riverside | CTG1 | Natural Gas Fired Combustion Turbine | GT |  | S | X | X |  |  | 49.9 | 0.95 | 46.7 | 46.7 | 37.4 | N |  |  | OP | X | 7 | 2001 | 2001 |  |  | N | IPP Non-CHP | IPP | IPP | 2 | X | NG | Non-Renewable | 0 | 49.9 | 0 | 1
Operable | 49981 | Diamond Generating Corporation |  | 55541 | Indigo Energy Facility | CA | Vertical | Riverside | CTG2 | Natural Gas Fired Combustion Turbine | GT |  | S | X | X |  |  | 49.9 | 0.95 | 47.6 | 47.6 | 38.1 | N |  |  | OP | X | 7 | 2001 | 2001 |  |  | N | IPP Non-CHP | IPP | IPP | 2 | X | NG | Non-Renewable | 0 | 49.9 | 0 | 1
Operable | 49981 | Diamond Generating Corporation |  | 55541 | Indigo Energy Facility | CA | Vertical | Riverside | CTG3 | Natural Gas Fired Combustion Turbine | GT |  | S | X | X |  |  | 49.9 | 0.95 | 48.2 | 48.2 | 38.6 | N |  |  | OP | X | 8 | 2001 | 2001 |  |  | N | IPP Non-CHP | IPP | IPP | 2 | X | NG | Non-Renewable | 0 | 49.9 | 0 | 1
Operable | 49981 | Diamond Generating Corporation |  | 55542 | Larkspur Energy Facility | CA | Vertical | San Diego | CTG1 | Natural Gas Fired Combustion Turbine | GT |  | S | X | X |  |  | 49.9 | 0.95 | 45.6 | 45.6 | 36.5 | N |  |  | OP | X | 7 | 2001 | 2001 |  |  | N | IPP Non-CHP | IPP | IPP | 2 | X | NG | Non-Renewable | 0 | 49.9 | 0 | 1 | DFO
Operable | 49981 | Diamond Generating Corporation |  | 55542 | Larkspur Energy Facility | CA | Vertical | San Diego | CTG2 | Natural Gas Fired Combustion Turbine | GT |  | S | X | X |  |  | 49.9 | 0.95 | 46 | 46 | 36.8 | N |  |  | OP | X | 7 | 2001 | 2001 |  |  | N | IPP Non-CHP | IPP | IPP | 2 | X | NG | Non-Renewable | 0 | 49.9 | 0 | 1 | DFO
Operable | 49981 | Diamond Generating Corporation |  | 57483 | Mariposa Energy Project | CA | Vertical | Alameda | CTG1 | Natural Gas Fired Combustion Turbine | GT |  | S | X | X |  |  | 49.9 | 0.95 | 49.9 | 49.9 | 25 | N |  |  | OP | X | 10 | 2012 | 2012 |  |  | N | IPP Non-CHP | IPP | IPP | 2 | X | NG | Non-Renewable | 0 | 49.9 | 0 | 1
Operable | 49981 | Diamond Generating Corporation |  | 57483 | Mariposa Energy Project | CA | Vertical | Alameda | CTG2 | Natural Gas Fired Combustion Turbine | GT |  | S | X | X |  |  | 49.9 | 0.95 | 49.9 | 49.9 | 25 | N |  |  | OP | X | 10 | 2012 | 2012 |  |  | N | IPP Non-CHP | IPP | IPP | 2 | X | NG | Non-Renewable | 0 | 49.9 | 0 | 1
Operable | 49981 | Diamond Generating Corporation |  | 57483 | Mariposa Energy Project | CA | Vertical | Alameda | CTG3 | Natural Gas Fired Combustion Turbine | GT |  | S | X | X |  |  | 49.9 | 0.95 | 49.9 | 49.9 | 25 | N |  |  | OP | X | 10 | 2012 | 2012 |  |  | N | IPP Non-CHP | IPP | IPP | 2 | X | NG | Non-Renewable | 0 | 49.9 | 0 | 1
Operable | 49981 | Diamond Generating Corporation |  | 57483 | Mariposa Energy Project | CA | Vertical | Alameda | CTG4 | Natural Gas Fired Combustion Turbine | GT |  | S | X | X |  |  | 49.9 | 0.95 | 49.9 | 49.9 | 25 | N |  |  | OP | X | 10 | 2012 | 2012 |  |  | N | IPP Non-CHP | IPP | IPP | 2 | X | NG | Non-Renewable | 0 | 49.9 | 0 | 1
Operable | 63059 | Diamond Properties |  | 63291 | Grand Prix Solar | NY | Restructured | Westchester | GPS | Solar Photovoltaic | PV |  | J | X | X |  |  | 1.6 | 1 | 1.6 | 1.6 |  | N |  |  | OP | X | 3 | 2014 | 2014 |  |  | N | Commercial Non-CHP | Customer Sited | Other | 4 | X | SUN | Renewable | 1.6 | 0 | 1 | 0
Operable | 63059 | Diamond Properties |  | 63292 | 100 Brook Hill Drive Solar | NY | Restructured | Rockland | BHD | Solar Photovoltaic | PV |  | W | X | X |  |  | 2 | 1 | 1.9 | 1.9 |  | N |  |  | OP | X | 12 | 2015 | 2015 |  |  | N | Commercial Non-CHP | Customer Sited | Other | 4 | X | SUN | Renewable | 2 | 0 | 1 | 0
Operable | 56680 | Diamond Shamrock Refining Company LP |  | 57326 | Sunray Wind I | TX | Restructured | Moore | WND1 | Onshore Wind Turbine | WT |  | S | X | X |  |  | 49.5 | 1 | 49.5 | 49.5 | 3 | N |  |  | OP | X | 9 | 2009 | 2009 |  |  | N | IPP Non-CHP | IPP | IPP | 2 | X | WND | Renewable | 49.5 | 0 | 1 | 0
Operable | 57485 | Diamond State Generation Partners, LLC |  | 58110 | Brookside Newark | DE | Restructured | New Castle | BRK | Other Natural Gas | FC |  | S | X | X |  |  | 2.6 |  | 2.6 | 2.6 | 1 | N |  |  | OP | X | 6 | 2012 | 2012 |  |  | N | IPP Non-CHP | IPP | IPP | 2 | X | NG | Non-Renewable | 0 | 2.6 | 0 | 1
Operable | 57485 | Diamond State Generation Partners, LLC |  | 58433 | Red Lion Energy Center | DE | Restructured | New Castle | RED1 | Other Natural Gas | FC |  | S | X | X |  |  | 5.9 |  | 5.9 | 5.9 | 2.4 | N |  |  | OP | X | 12 | 2012 | 2012 |  |  | N | IPP Non-CHP | IPP | IPP | 2 | X | NG | Non-Renewable | 0 | 5.9 | 0 | 1
Operable | 57485 | Diamond State Generation Partners, LLC |  | 58433 | Red Lion Energy Center | DE | Restructured | New Castle | RED2 | Other Natural Gas | FC |  | S | X | X |  |  | 5.3 |  | 5.3 | 5.3 | 2.1 | N |  |  | OP | X | 6 | 2013 | 2013 |  |  | N | IPP Non-CHP | IPP | IPP | 2 | X | NG | Non-Renewable | 0 | 5.3 | 0 | 1
Operable | 57485 | Diamond State Generation Partners, LLC |  | 58433 | Red Lion Energy Center | DE | Restructured | New Castle | RED3 | Other Natural Gas | FC |  | S | X | X |  |  | 3.5 |  | 3.5 | 3.5 | 1.4 | N |  |  | OP | X | 8 | 2013 | 2013 |  |  | N | IPP Non-CHP | IPP | IPP | 2 | X | NG | Non-Renewable | 0 | 3.5 | 0 | 1
Operable | 57485 | Diamond State Generation Partners, LLC |  | 58433 | Red Lion Energy Center | DE | Restructured | New Castle | RED4 | Other Natural Gas | FC |  | S | X | X |  |  | 3.6 |  | 3.6 | 3.6 | 1.4 | N |  |  | OP | X | 9 | 2013 | 2013 |  |  | N | IPP Non-CHP | IPP | IPP | 2 | X | NG | Non-Renewable | 0 | 3.6 | 0 | 1
Operable | 57485 | Diamond State Generation Partners, LLC |  | 58433 | Red Lion Energy Center | DE | Restructured | New Castle | RED5 | Other Natural Gas | FC |  | S | X | X |  |  | 3.4 |  | 3.4 | 3.4 | 1.4 | N |  |  | OP | X | 10 | 2013 | 2013 |  |  | N | IPP Non-CHP | IPP | IPP | 2 | X | NG | Non-Renewable | 0 | 3.4 | 0 | 1
Operable | 57485 | Diamond State Generation Partners, LLC |  | 58433 | Red Lion Energy Center | DE | Restructured | New Castle | RED6 | Other Natural Gas | FC |  | S | X | X |  |  | 3.2 |  | 3.2 | 3.2 | 1.3 | N |  |  | OP | X | 11 | 2013 | 2013 |  |  | N | IPP Non-CHP | IPP | IPP | 2 | X | NG | Non-Renewable | 0 | 3.2 | 0 | 1
Operable | 62795 | Dickinson Solar, LLC |  | 62946 | Dickinson Solar | PA | Restructured | Cumberland | DICK | Solar Photovoltaic | PV |  | S | X | X |  |  | 3 |  | 3 | 3 |  | N |  |  | OP | X | 12 | 2016 | 2016 |  |  | N | IPP Non-CHP | IPP | IPP | 2 | X | SUN | Renewable | 3 | 0 | 1 | 0
Operable | 55773 | Dighton Power, LLC |  | 55026 | Dighton Power Plant | MA | Restructured | Bristol | UNT1 | Natural Gas Fired Combined Cycle | CS |  | S | N | N | UN.DIGHTON 115 DIGH | UN.DIGHTON 115 DIGH | 200 | 0.85 | 165.6 | 189.5 | 108 | N |  |  | OP | X | 5 | 1999 | Pre-2000 |  |  | N | IPP Non-CHP | IPP | IPP | 2 | X | NG | Non-Renewable | 0 | 200 | 0 | 1
Operable | 65677 | Dimension Energy LLC |  | 66963 | Franklin Solar 1 LLC Community Solar | NJ | Restructured | Somerset | FRAN1 | Solar Photovoltaic | PV |  | S | X | X |  |  | 3 |  | 3 | 3 |  | N |  |  | OP | X | 10 | 2023 | 2023 |  |  | N | IPP Non-CHP | IPP | IPP | 2 | X | SUN | Renewable | 3 | 0 | 1 | 0
Operable | 65677 | Dimension Energy LLC |  | 66964 | Franklin Solar 2 LLC Community Solar | NJ | Restructured | Somerset | FRAN2 | Solar Photovoltaic | PV |  | S | X | X |  |  | 3.8 |  | 3.8 | 3.8 |  | N |  |  | OP | X | 10 | 2023 | 2023 |  |  | N | IPP Non-CHP | IPP | IPP | 2 | X | SUN | Renewable | 3.8 | 0 | 1 | 0
Operable | 65677 | Dimension Energy LLC |  | 66965 | Mayhill Solar LLC Community Solar | NJ | Restructured | Bergen | MAYHI | Solar Photovoltaic | PV |  | S | X | X |  |  | 1.2 |  | 1.2 | 1.2 |  | N |  |  | OP | X | 10 | 2023 | 2023 |  |  | N | IPP Non-CHP | IPP | IPP | 2 | X | SUN | Renewable | 1.2 | 0 | 1 | 0
Operable | 59849 | Dinuba Energy |  | 60100 | Dinuba Energy | CA | Vertical | Tulare | G-1 | Wood/Wood Waste Biomass | ST |  | S | X | X |  | DINUBAE_7_B2 | 11.5 | 0.85 | 11.5 | 11.5 | 5 | N |  |  | SB | Y | 10 | 1985 | Pre-2000 |  |  | N | IPP Non-CHP | IPP | IPP | 2 | X | WDS | Renewable | 11.5 | 0 | 1 | 0 | AB
Operable | 5178 | Dinwiddie Power Inc |  | 54766 | Boydton Plank Road Cogen Plant Hybrid | VA | Vertical | Dinwiddie | GEN1 | Petroleum Liquids | IC |  | S | X | X | 36181309 | 36181309 | 0.3 | 1 | 0.3 | 0.3 | 0.1 | N |  |  | OP | X | 6 | 1993 | Pre-2000 |  |  | N | IPP Non-CHP | IPP | IPP | 2 | X | DFO | Non-Renewable | 0 | 0.3 | 0 | 1 | NG
Operable | 5178 | Dinwiddie Power Inc |  | 54766 | Boydton Plank Road Cogen Plant Hybrid | VA | Vertical | Dinwiddie | GEN10 | Petroleum Liquids | IC |  | S | X | X | 36181309 | 36181309 | 0.3 | 1 | 0.3 | 0.3 | 0.1 | N |  |  | OP | X | 6 | 1993 | Pre-2000 |  |  | N | IPP Non-CHP | IPP | IPP | 2 | X | DFO | Non-Renewable | 0 | 0.3 | 0 | 1 | NG
Operable | 5178 | Dinwiddie Power Inc |  | 54766 | Boydton Plank Road Cogen Plant Hybrid | VA | Vertical | Dinwiddie | GEN11 | Petroleum Liquids | IC |  | S | X | X | 36181311 | 36181311 | 0.3 | 1 | 0.3 | 0.3 | 0.1 | N |  |  | OP | X | 5 | 2000 | 2000 |  |  | N | IPP Non-CHP | IPP | IPP | 2 | X | DFO | Non-Renewable | 0 | 0.3 | 0 | 1 | NG
Operable | 5178 | Dinwiddie Power Inc |  | 54766 | Boydton Plank Road Cogen Plant Hybrid | VA | Vertical | Dinwiddie | GEN12 | Petroleum Liquids | IC |  | S | X | X | 36181311 | 36181311 | 0.3 | 1 | 0.3 | 0.3 | 0.1 | N |  |  | OP | X | 5 | 2000 | 2000 |  |  | N | IPP Non-CHP | IPP | IPP | 2 | X | DFO | Non-Renewable | 0 | 0.3 | 0 | 1 | NG
Operable | 5178 | Dinwiddie Power Inc |  | 54766 | Boydton Plank Road Cogen Plant Hybrid | VA | Vertical | Dinwiddie | GEN13 | Petroleum Liquids | IC |  | S | X | X | 36181311 | 36181311 | 0.3 | 1 | 0.3 | 0.3 | 0.1 | N |  |  | OP | X | 5 | 2000 | 2000 |  |  | N | IPP Non-CHP | IPP | IPP | 2 | X | DFO | Non-Renewable | 0 | 0.3 | 0 | 1 | NG
Operable | 5178 | Dinwiddie Power Inc |  | 54766 | Boydton Plank Road Cogen Plant Hybrid | VA | Vertical | Dinwiddie | GEN14 | Petroleum Liquids | IC |  | S | X | X | 36181311 | 36181311 | 0.3 | 1 | 0.3 | 0.3 | 0.1 | N |  |  | OP | X | 5 | 2000 | 2000 |  |  | N | IPP Non-CHP | IPP | IPP | 2 | X | DFO | Non-Renewable | 0 | 0.3 | 0 | 1 | NG
Operable | 5178 | Dinwiddie Power Inc |  | 54766 | Boydton Plank Road Cogen Plant Hybrid | VA | Vertical | Dinwiddie | GEN15 | Petroleum Liquids | IC |  | S | X | X | 36181311 | 36181311 | 0.3 | 1 | 0.3 | 0.3 | 0.1 | N |  |  | OP | X | 5 | 2000 | 2000 |  |  | N | IPP Non-CHP | IPP | IPP | 2 | X | DFO | Non-Renewable | 0 | 0.3 | 0 | 1 | NG
Operable | 5178 | Dinwiddie Power Inc |  | 54766 | Boydton Plank Road Cogen Plant Hybrid | VA | Vertical | Dinwiddie | GEN16 | Petroleum Liquids | IC |  | S | X | X | 36181311 | 36181311 | 0.3 | 1 | 0.3 | 0.3 | 0.1 | N |  |  | OP | X | 5 | 2000 | 2000 |  |  | N | IPP Non-CHP | IPP | IPP | 2 | X | DFO | Non-Renewable | 0 | 0.3 | 0 | 1 | NG
Operable | 5178 | Dinwiddie Power Inc |  | 54766 | Boydton Plank Road Cogen Plant Hybrid | VA | Vertical | Dinwiddie | GEN17 | Petroleum Liquids | IC |  | S | X | X | 36181311 | 36181311 | 0.3 | 1 | 0.3 | 0.3 | 0.1 | N |  |  | OP | X | 5 | 2000 | 2000 |  |  | N | IPP Non-CHP | IPP | IPP | 2 | X | DFO | Non-Renewable | 0 | 0.3 | 0 | 1 | NG
Operable | 5178 | Dinwiddie Power Inc |  | 54766 | Boydton Plank Road Cogen Plant Hybrid | VA | Vertical | Dinwiddie | GEN18 | Petroleum Liquids | IC |  | S | X | X | 36181311 | 36181311 | 0.3 | 1 | 0.3 | 0.3 | 0.1 | N |  |  | OP | X | 5 | 2000 | 2000 |  |  | N | IPP Non-CHP | IPP | IPP | 2 | X | DFO | Non-Renewable | 0 | 0.3 | 0 | 1 | NG
Operable | 5178 | Dinwiddie Power Inc |  | 54766 | Boydton Plank Road Cogen Plant Hybrid | VA | Vertical | Dinwiddie | GEN19 | Petroleum Liquids | IC |  | S | X | X | 36181311 | 36181311 | 0.3 | 1 | 0.3 | 0.3 | 0.1 | N |  |  | OP | X | 5 | 2000 | 2000 |  |  | N | IPP Non-CHP | IPP | IPP | 2 | X | DFO | Non-Renewable | 0 | 0.3 | 0 | 1 | NG
Operable | 5178 | Dinwiddie Power Inc |  | 54766 | Boydton Plank Road Cogen Plant Hybrid | VA | Vertical | Dinwiddie | GEN2 | Petroleum Liquids | IC |  | S | X | X | 36181309 | 36181309 | 0.3 | 1 | 0.3 | 0.3 | 0.1 | N |  |  | OP | X | 6 | 1993 | Pre-2000 |  |  | N | IPP Non-CHP | IPP | IPP | 2 | X | DFO | Non-Renewable | 0 | 0.3 | 0 | 1 | NG
Operable | 5178 | Dinwiddie Power Inc |  | 54766 | Boydton Plank Road Cogen Plant Hybrid | VA | Vertical | Dinwiddie | GEN20 | Petroleum Liquids | IC |  | S | X | X | 36181311 | 36181311 | 0.3 | 1 | 0.3 | 0.3 | 0.1 | N |  |  | OP | X | 5 | 2000 | 2000 |  |  | N | IPP Non-CHP | IPP | IPP | 2 | X | DFO | Non-Renewable | 0 | 0.3 | 0 | 1 | NG
Operable | 5178 | Dinwiddie Power Inc |  | 54766 | Boydton Plank Road Cogen Plant Hybrid | VA | Vertical | Dinwiddie | GEN21 | Petroleum Liquids | IC |  | S | X | X | 36181311 | 36181311 | 0.3 | 1 | 0.3 | 0.3 | 0.1 | N |  |  | OP | X | 5 | 2000 | 2000 |  |  | N | IPP Non-CHP | IPP | IPP | 2 | X | DFO | Non-Renewable | 0 | 0.3 | 0 | 1 | NG
Operable | 5178 | Dinwiddie Power Inc |  | 54766 | Boydton Plank Road Cogen Plant Hybrid | VA | Vertical | Dinwiddie | GEN22 | Petroleum Liquids | IC |  | S | X | X | 36181311 | 36181311 | 0.3 | 1 | 0.3 | 0.3 | 0.1 | N |  |  | OP | X | 5 | 2000 | 2000 |  |  | N | IPP Non-CHP | IPP | IPP | 2 | X | DFO | Non-Renewable | 0 | 0.3 | 0 | 1 | NG
Operable | 5178 | Dinwiddie Power Inc |  | 54766 | Boydton Plank Road Cogen Plant Hybrid | VA | Vertical | Dinwiddie | GEN23 | Petroleum Liquids | IC |  | S | X | X | 36181311 | 36181311 | 0.3 | 1 | 0.3 | 0.3 | 0.1 | N |  |  | OP | X | 5 | 2000 | 2000 |  |  | N | IPP Non-CHP | IPP | IPP | 2 | X | DFO | Non-Renewable | 0 | 0.3 | 0 | 1 | NG
Operable | 5178 | Dinwiddie Power Inc |  | 54766 | Boydton Plank Road Cogen Plant Hybrid | VA | Vertical | Dinwiddie | GEN24 | Petroleum Liquids | IC |  | S | X | X | 36181311 | 36181311 | 0.3 | 1 | 0.3 | 0.3 | 0.1 | N |  |  | OP | X | 5 | 2000 | 2000 |  |  | N | IPP Non-CHP | IPP | IPP | 2 | X | DFO | Non-Renewable | 0 | 0.3 | 0 | 1 | NG
Operable | 5178 | Dinwiddie Power Inc |  | 54766 | Boydton Plank Road Cogen Plant Hybrid | VA | Vertical | Dinwiddie | GEN25 | Petroleum Liquids | IC |  | S | X | X | 36181311 | 36181311 | 0.3 | 1 | 0.3 | 0.3 | 0.1 | N |  |  | OP | X | 5 | 2000 | 2000 |  |  | N | IPP Non-CHP | IPP | IPP | 2 | X | DFO | Non-Renewable | 0 | 0.3 | 0 | 1 | NG
Operable | 5178 | Dinwiddie Power Inc |  | 54766 | Boydton Plank Road Cogen Plant Hybrid | VA | Vertical | Dinwiddie | GEN26 | Petroleum Liquids | IC |  | S | X | X | 36181311 | 36181311 | 0.3 | 1 | 0.3 | 0.3 | 0.1 | N |  |  | OP | X | 5 | 2000 | 2000 |  |  | N | IPP Non-CHP | IPP | IPP | 2 | X | DFO | Non-Renewable | 0 | 0.3 | 0 | 1 | NG
Operable | 5178 | Dinwiddie Power Inc |  | 54766 | Boydton Plank Road Cogen Plant Hybrid | VA | Vertical | Dinwiddie | GEN27 | Petroleum Liquids | IC |  | S | X | X | 36181311 | 36181311 | 0.3 | 1 | 0.3 | 0.3 | 0.1 | N |  |  | OP | X | 5 | 2000 | 2000 |  |  | N | IPP Non-CHP | IPP | IPP | 2 | X | DFO | Non-Renewable | 0 | 0.3 | 0 | 1 | NG
Operable | 5178 | Dinwiddie Power Inc |  | 54766 | Boydton Plank Road Cogen Plant Hybrid | VA | Vertical | Dinwiddie | GEN28 | Petroleum Liquids | IC |  | S | X | X | 36181311 | 36181311 | 0.3 | 1 | 0.3 | 0.3 | 0.1 | N |  |  | OP | X | 5 | 2000 | 2000 |  |  | N | IPP Non-CHP | IPP | IPP | 2 | X | DFO | Non-Renewable | 0 | 0.3 | 0 | 1 | NG
Operable | 5178 | Dinwiddie Power Inc |  | 54766 | Boydton Plank Road Cogen Plant Hybrid | VA | Vertical | Dinwiddie | GEN29 | Petroleum Liquids | IC |  | S | X | X | 36181311 | 36181311 | 0.3 | 1 | 0.3 | 0.3 | 0.1 | N |  |  | OP | X | 5 | 2000 | 2000 |  |  | N | IPP Non-CHP | IPP | IPP | 2 | X | DFO | Non-Renewable | 0 | 0.3 | 0 | 1 | NG
Operable | 5178 | Dinwiddie Power Inc |  | 54766 | Boydton Plank Road Cogen Plant Hybrid | VA | Vertical | Dinwiddie | GEN3 | Petroleum Liquids | IC |  | S | X | X | 36181309 | 36181309 | 0.3 | 1 | 0.3 | 0.3 | 0.1 | N |  |  | OP | X | 6 | 1993 | Pre-2000 |  |  | N | IPP Non-CHP | IPP | IPP | 2 | X | DFO | Non-Renewable | 0 | 0.3 | 0 | 1 | NG
Operable | 5178 | Dinwiddie Power Inc |  | 54766 | Boydton Plank Road Cogen Plant Hybrid | VA | Vertical | Dinwiddie | GEN30 | Petroleum Liquids | IC |  | S | X | X | 36181311 | 36181311 | 0.3 | 1 | 0.3 | 0.3 | 0.1 | N |  |  | OP | X | 5 | 2000 | 2000 |  |  | N | IPP Non-CHP | IPP | IPP | 2 | X | DFO | Non-Renewable | 0 | 0.3 | 0 | 1 | NG
Operable | 5178 | Dinwiddie Power Inc |  | 54766 | Boydton Plank Road Cogen Plant Hybrid | VA | Vertical | Dinwiddie | GEN31 | Petroleum Liquids | IC |  | S | X | X | 36181311 | 36181311 | 0.3 | 1 | 0.3 | 0.3 | 0.1 | N |  |  | OP | X | 5 | 2000 | 2000 |  |  | N | IPP Non-CHP | IPP | IPP | 2 | X | DFO | Non-Renewable | 0 | 0.3 | 0 | 1 | NG
Operable | 5178 | Dinwiddie Power Inc |  | 54766 | Boydton Plank Road Cogen Plant Hybrid | VA | Vertical | Dinwiddie | GEN32 | Petroleum Liquids | IC |  | S | X | X | 36181311 | 36181311 | 0.3 | 1 | 0.3 | 0.3 | 0.1 | N |  |  | OP | X | 5 | 2000 | 2000 |  |  | N | IPP Non-CHP | IPP | IPP | 2 | X | DFO | Non-Renewable | 0 | 0.3 | 0 | 1 | NG
Operable | 5178 | Dinwiddie Power Inc |  | 54766 | Boydton Plank Road Cogen Plant Hybrid | VA | Vertical | Dinwiddie | GEN33 | Petroleum Liquids | IC |  | S | X | X | 36181311 | 36181311 | 0.3 | 1 | 0.3 | 0.3 | 0.1 | N |  |  | OP | X | 5 | 2000 | 2000 |  |  | N | IPP Non-CHP | IPP | IPP | 2 | X | DFO | Non-Renewable | 0 | 0.3 | 0 | 1 | NG
Operable | 5178 | Dinwiddie Power Inc |  | 54766 | Boydton Plank Road Cogen Plant Hybrid | VA | Vertical | Dinwiddie | GEN34 | Petroleum Liquids | IC |  | S | X | X | 36181311 | 36181311 | 0.3 | 1 | 0.3 | 0.3 | 0.1 | N |  |  | OP | X | 5 | 2000 | 2000 |  |  | N | IPP Non-CHP | IPP | IPP | 2 | X | DFO | Non-Renewable | 0 | 0.3 | 0 | 1 | NG
Operable | 5178 | Dinwiddie Power Inc |  | 54766 | Boydton Plank Road Cogen Plant Hybrid | VA | Vertical | Dinwiddie | GEN4 | Petroleum Liquids | IC |  | S | X | X | 36181309 | 36181309 | 0.3 | 1 | 0.3 | 0.3 | 0.1 | N |  |  | OP | X | 6 | 1993 | Pre-2000 |  |  | N | IPP Non-CHP | IPP | IPP | 2 | X | DFO | Non-Renewable | 0 | 0.3 | 0 | 1 | NG
Operable | 5178 | Dinwiddie Power Inc |  | 54766 | Boydton Plank Road Cogen Plant Hybrid | VA | Vertical | Dinwiddie | GEN5 | Petroleum Liquids | IC |  | S | X | X | 36181309 | 36181309 | 0.3 | 1 | 0.3 | 0.3 | 0.1 | N |  |  | OP | X | 6 | 1993 | Pre-2000 |  |  | N | IPP Non-CHP | IPP | IPP | 2 | X | DFO | Non-Renewable | 0 | 0.3 | 0 | 1 | NG
Operable | 5178 | Dinwiddie Power Inc |  | 54766 | Boydton Plank Road Cogen Plant Hybrid | VA | Vertical | Dinwiddie | GEN6 | Petroleum Liquids | IC |  | S | X | X | 36181309 | 36181309 | 0.3 | 1 | 0.3 | 0.3 | 0.1 | N |  |  | OP | X | 6 | 1993 | Pre-2000 |  |  | N | IPP Non-CHP | IPP | IPP | 2 | X | DFO | Non-Renewable | 0 | 0.3 | 0 | 1 | NG
Operable | 5178 | Dinwiddie Power Inc |  | 54766 | Boydton Plank Road Cogen Plant Hybrid | VA | Vertical | Dinwiddie | GEN7 | Petroleum Liquids | IC |  | S | X | X | 36181309 | 36181309 | 0.3 | 1 | 0.3 | 0.3 | 0.1 | N |  |  | OP | X | 6 | 1993 | Pre-2000 |  |  | N | IPP Non-CHP | IPP | IPP | 2 | X | DFO | Non-Renewable | 0 | 0.3 | 0 | 1 | NG
Operable | 5178 | Dinwiddie Power Inc |  | 54766 | Boydton Plank Road Cogen Plant Hybrid | VA | Vertical | Dinwiddie | GEN8 | Petroleum Liquids | IC |  | S | X | X | 36181309 | 36181309 | 0.3 | 1 | 0.3 | 0.3 | 0.1 | N |  |  | OP | X | 6 | 1993 | Pre-2000 |  |  | N | IPP Non-CHP | IPP | IPP | 2 | X | DFO | Non-Renewable | 0 | 0.3 | 0 | 1 | NG
Operable | 5178 | Dinwiddie Power Inc |  | 54766 | Boydton Plank Road Cogen Plant Hybrid | VA | Vertical | Dinwiddie | GEN9 | Petroleum Liquids | IC |  | S | X | X | 36181309 | 36181309 | 0.3 | 1 | 0.3 | 0.3 | 0.1 | N |  |  | OP | X | 6 | 1993 | Pre-2000 |  |  | N | IPP Non-CHP | IPP | IPP | 2 | X | DFO | Non-Renewable | 0 | 0.3 | 0 | 1 | NG
Operable | 64872 | Distributed Solar Development, LLC |  | 64689 | MD - PR97 (CSG) | MD | Restructured | Prince Georges | 90029 | Solar Photovoltaic | PV |  | S | X | X |  |  | 2 |  | 2 | 2 |  | N |  |  | OP | X | 8 | 2022 | 2022 |  |  | N | IPP Non-CHP | IPP | IPP | 2 | X | SUN | Renewable | 2 | 0 | 1 | 0
Operable | 64872 | Distributed Solar Development, LLC |  | 65339 | MD - CS - Potomac Edison Co - GA25 TPE (Community Solar) | MD | Restructured | Garrett | 19002 | Solar Photovoltaic | PV |  | S | X | X |  |  | 2 |  | 2 | 2 |  | N |  |  | OP | X | 6 | 2022 | 2022 |  |  | N | IPP Non-CHP | IPP | IPP | 2 | X | SUN | Renewable | 2 | 0 | 1 | 0
Operable | 64872 | Distributed Solar Development, LLC |  | 65340 | MD - CS - BGE - PR24 TPE | MD | Restructured | Prince Georges | 19003 | Solar Photovoltaic | PV |  | S | X | X |  |  | 2 |  | 2 | 2 |  | N |  |  | OP | X | 9 | 2022 | 2022 |  |  | N | IPP Non-CHP | IPP | IPP | 2 | X | SUN | Renewable | 2 | 0 | 1 | 0
Operable | 64872 | Distributed Solar Development, LLC |  | 65617 | BBARWA | CA | Vertical | San Bernardino | 3998G | Solar Photovoltaic | PV |  | S | X | X |  |  | 1.2 |  | 1.2 | 1.2 |  | N |  |  | OP | X | 12 | 2021 | 2021 |  |  | N | IPP Non-CHP | IPP | IPP | 2 | X | SUN | Renewable | 1.2 | 0 | 1 | 0
Operable | 64872 | Distributed Solar Development, LLC |  | 65617 | BBARWA | CA | Vertical | San Bernardino | P3998 | Solar Photovoltaic | PV |  | S | X | X |  |  | 0.7 |  | 0.7 | 0.7 |  | N |  |  | OP | X | 12 | 2021 | 2021 |  |  | N | IPP Non-CHP | IPP | IPP | 2 | X | SUN | Renewable | 0.7 | 0 | 1 | 0
Operable | 64872 | Distributed Solar Development, LLC |  | 66729 | (3K) 59 Hetcheltown Rd | NY | Restructured | Schenectady | P3101 | Solar Photovoltaic | PV |  | S | X | X |  |  | 1.4 |  | 1.4 | 1.4 |  | N |  |  | OP | X | 11 | 2020 | 2020 |  |  | N | IPP Non-CHP | IPP | IPP | 2 | X | SUN | Renewable | 1.4 | 0 | 1 | 0
Operable | 64872 | Distributed Solar Development, LLC |  | 66730 | Jordan Energy-DFA Middlebury Center Plan | PA | Restructured | Tioga | P4318 | Solar Photovoltaic | PV |  | S | X | X |  |  | 1.1 |  | 1.1 | 1.1 |  | N |  |  | OP | X | 12 | 2021 | 2021 |  |  | N | IPP Non-CHP | IPP | IPP | 2 | X | SUN | Renewable | 1.1 | 0 | 1 | 0
Operable | 64872 | Distributed Solar Development, LLC |  | 66731 | Lightstar Renewables - Project 1001 | NY | Restructured | Dutchess | P4450 | Solar Photovoltaic | PV |  | S | X | X |  |  | 3.9 |  | 3.9 | 3.9 |  | N |  |  | OP | X | 12 | 2021 | 2021 |  |  | N | IPP Non-CHP | IPP | IPP | 2 | X | SUN | Renewable | 3.9 | 0 | 1 | 0
Operable | 64872 | Distributed Solar Development, LLC |  | 66732 | Lightstar Renewables - Project 1002 | NY | Restructured | Dutchess | P4451 | Solar Photovoltaic | PV |  | S | X | X |  |  | 2.1 |  | 2.1 | 2.1 |  | N |  |  | OP | X | 12 | 2021 | 2021 |  |  | N | IPP Non-CHP | IPP | IPP | 2 | X | SUN | Renewable | 2.1 | 0 | 1 | 0
Operable | 64872 | Distributed Solar Development, LLC |  | 66733 | Lost Hills Oilfield | CA | Vertical | Kern | P4721 | Solar Photovoltaic | PV |  | S | X | X |  |  | 1.9 |  | 1.9 | 1.9 |  | N |  |  | OP | X | 7 | 2021 | 2021 |  |  | N | IPP Non-CHP | IPP | IPP | 2 | X | SUN | Renewable | 1.9 | 0 | 1 | 0
Operable | 64872 | Distributed Solar Development, LLC |  | 66734 | Marathon Solar Farm LLC South | NY | Restructured | Madison | P4739 | Solar Photovoltaic | PV |  | S | X | X |  |  | 4.4 |  | 4.4 | 4.4 |  | N |  |  | OP | X | 12 | 2020 | 2020 |  |  | N | IPP Non-CHP | IPP | IPP | 2 | X | SUN | Renewable | 4.4 | 0 | 1 | 0
Operable | 64872 | Distributed Solar Development, LLC |  | 66736 | Oak Leaf - CSG Portfolio (OL 36) | CO | Vertical | Arapahoe | P4159 | Solar Photovoltaic | PV |  | S | X | X |  |  | 1.5 |  | 1.5 | 1.5 |  | N |  |  | OP | X | 6 | 2021 | 2021 |  |  | N | IPP Non-CHP | IPP | IPP | 2 | X | SUN | Renewable | 1.5 | 0 | 1 | 0
Operable | 64872 | Distributed Solar Development, LLC |  | 66737 | Oak Leaf - CSG Portfolio (OL 37) | CO | Vertical | Adams | P4161 | Solar Photovoltaic | PV |  | S | X | X |  |  | 1.5 |  | 1.5 | 1.5 |  | N |  |  | OP | X | 12 | 2020 | 2020 |  |  | N | IPP Non-CHP | IPP | IPP | 2 | X | SUN | Renewable | 1.5 | 0 | 1 | 0
Operable | 64872 | Distributed Solar Development, LLC |  | 66738 | Oak Leaf - CSG Portfolio (OL 38) | CO | Vertical | Adams | P4581 | Solar Photovoltaic | PV |  | S | X | X |  |  | 1.5 |  | 1.5 | 1.5 |  | N |  |  | OP | X | 6 | 2021 | 2021 |  |  | N | IPP Non-CHP | IPP | IPP | 2 | X | SUN | Renewable | 1.5 | 0 | 1 | 0
Operable | 64872 | Distributed Solar Development, LLC |  | 66739 | Oak Leaf - CSG Portfolio (OL 39) | CO | Vertical | Arapahoe | P4162 | Solar Photovoltaic | PV |  | S | X | X |  |  | 1.5 |  | 1.5 | 1.5 |  | N |  |  | OP | X | 6 | 2021 | 2021 |  |  | N | IPP Non-CHP | IPP | IPP | 2 | X | SUN | Renewable | 1.5 | 0 | 1 | 0
Operable | 64872 | Distributed Solar Development, LLC |  | 66740 | Oak Leaf - CSG Portfolio (OL 44) | CO | Vertical | Adams | P4347 | Solar Photovoltaic | PV |  | S | X | X |  |  | 1.5 |  | 1.5 | 1.5 |  | N |  |  | OP | X | 12 | 2020 | 2020 |  |  | N | IPP Non-CHP | IPP | IPP | 2 | X | SUN | Renewable | 1.5 | 0 | 1 | 0
Operable | 64872 | Distributed Solar Development, LLC |  | 66762 | SCH County - (1B) 10 Alice Wagner Way Ni | NY | Restructured | Schenectady | P3599 | Solar Photovoltaic | PV |  | S | X | X |  |  | 3.5 |  | 3.5 | 3.5 |  | N |  |  | OP | X | 10 | 2020 | 2020 |  |  | N | IPP Non-CHP | IPP | IPP | 2 | X | SUN | Renewable | 3.5 | 0 | 1 | 0
Operable | 64872 | Distributed Solar Development, LLC |  | 66763 | SCH County - (1E) 398 Anthony St Schenec | NY | Restructured | Schenectady | P3600 | Solar Photovoltaic | PV |  | S | X | X |  |  | 1 |  | 1 | 1 |  | N |  |  | OP | X | 3 | 2020 | 2020 |  |  | N | IPP Non-CHP | IPP | IPP | 2 | X | SUN | Renewable | 1 | 0 | 1 | 0
Operable | 64872 | Distributed Solar Development, LLC |  | 66764 | SCH - (2A) 156 Barhydt Rd Glenville | NY | Restructured | Schenectady | 3954 | Solar Photovoltaic | PV |  | S | X | X |  |  | 5 |  | 5 | 5 |  | N |  |  | OP | X | 7 | 2021 | 2021 |  |  | N | IPP Non-CHP | IPP | IPP | 2 | X | SUN | Renewable | 5 | 0 | 1 | 0
Operable | 64872 | Distributed Solar Development, LLC |  | 66764 | SCH - (2A) 156 Barhydt Rd Glenville | NY | Restructured | Schenectady | 3954B | Batteries | BA |  | S | X | X |  |  | 2.5 |  | 2.5 | 2.5 | 2.5 | N |  |  | OP | X | 7 | 2021 | 2021 |  |  | N | IPP Non-CHP | IPP | IPP | 2 | X | MWH | Other | 0 | 0 | 0 | 0
Operable | 64872 | Distributed Solar Development, LLC |  | 66765 | SCH County - (2B) 4982 Rynex Corners Rd | NY | Restructured | Schenectady | 3595 | Solar Photovoltaic | PV |  | S | X | X |  |  | 2.5 |  | 2.5 | 2.5 |  | N |  |  | OP | X | 12 | 2020 | 2020 |  |  | N | IPP Non-CHP | IPP | IPP | 2 | X | SUN | Renewable | 2.5 | 0 | 1 | 0
Operable | 64872 | Distributed Solar Development, LLC |  | 66765 | SCH County - (2B) 4982 Rynex Corners Rd | NY | Restructured | Schenectady | 3595B | Batteries | BA |  | S | X | X |  |  | 2.5 |  | 2.5 | 2.5 |  | N |  |  | OP | X | 12 | 2020 | 2020 |  |  | N | IPP Non-CHP | IPP | IPP | 2 | X | MWH | Other | 0 | 0 | 0 | 0
Operable | 64872 | Distributed Solar Development, LLC |  | 66766 | SCH County - (2D) 98 Cheltingham Ave Sch | NY | Restructured | Schenectady | P3608 | Solar Photovoltaic | PV |  | S | X | X |  |  | 2.8 |  | 2.8 | 2.8 |  | N |  |  | OP | X | 6 | 2020 | 2020 |  |  | N | IPP Non-CHP | IPP | IPP | 2 | X | SUN | Renewable | 2.8 | 0 | 1 | 0
Operable | 64872 | Distributed Solar Development, LLC |  | 66767 | Source Power Company - Richland | NY | Restructured | Oswego | 4725 | Solar Photovoltaic | PV |  | S | X | X |  |  | 2 |  | 2 | 2 |  | N |  |  | OP | X | 11 | 2021 | 2021 |  |  | N | IPP Non-CHP | IPP | IPP | 2 | X | SUN | Renewable | 2 | 0 | 1 | 0
Operable | 64872 | Distributed Solar Development, LLC |  | 66767 | Source Power Company - Richland | NY | Restructured | Oswego | 4725B | Batteries | BA |  | S | X | X |  |  | 2.5 |  | 2.5 | 2.5 |  | N |  |  | OP | X | 11 | 2021 | 2021 |  |  | N | IPP Non-CHP | IPP | IPP | 2 | X | MWH | Other | 0 | 0 | 0 | 0
Operable | 64872 | Distributed Solar Development, LLC |  | 66769 | Source Power Company - Silver Creek | NY | Restructured | Chautauqua | P4468 | Solar Photovoltaic | PV |  | S | X | X |  |  | 5 |  | 5 | 5 |  | N |  |  | OP | X | 12 | 2021 | 2021 |  |  | N | IPP Non-CHP | IPP | IPP | 2 | X | SUN | Renewable | 5 | 0 | 1 | 0
Operable | 64872 | Distributed Solar Development, LLC |  | 66770 | THD Baltimore DC - 5830 Project Tiger | MD | Restructured | Baltimore | P3685 | Solar Photovoltaic | PV |  | S | X | X |  |  | 1.6 |  | 1.6 | 1.6 |  | N |  |  | OP | X | 1 | 2021 | 2021 |  |  | N | IPP Non-CHP | IPP | IPP | 2 | X | SUN | Renewable | 1.6 | 0 | 1 | 0
Operable | 64872 | Distributed Solar Development, LLC |  | 66771 | Marathon Solar Farm II LLC North | NY | Restructured | Madison | P4471 | Solar Photovoltaic | PV |  | S | X | X |  |  | 2.9 |  | 2.9 | 2.9 |  | N |  |  | OP | X | 12 | 2020 | 2020 |  |  | N | IPP Non-CHP | IPP | IPP | 2 | X | SUN | Renewable | 2.9 | 0 | 1 | 0
Operable | 64872 | Distributed Solar Development, LLC |  | 66796 | ADP Parsippany NJ | NJ | Restructured | Morris | P5324 | Solar Photovoltaic | PV |  | S | X | X |  |  | 1.5 |  | 1.5 | 1.5 |  | N |  |  | OP | X | 12 | 2023 | 2023 |  |  | N | IPP Non-CHP | IPP | IPP | 2 | X | SUN | Renewable | 1.5 | 0 | 1 | 0
Operable | 64872 | Distributed Solar Development, LLC |  | 66797 | Agriculture Capital - Legacy Packing | CA | Vertical | Tulare | P4376 | Solar Photovoltaic | PV |  | S | X | X |  |  | 1.6 |  | 1.6 | 1.6 |  | N |  |  | OP | X | 12 | 2022 | 2022 |  |  | N | IPP Non-CHP | IPP | IPP | 2 | X | SUN | Renewable | 1.6 | 0 | 1 | 0
Operable | 64872 | Distributed Solar Development, LLC |  | 66798 | Bayer - Whippany, NJ | NJ | Restructured | Morris | P5316 | Solar Photovoltaic | PV |  | S | X | X |  |  | 1.7 |  | 1.7 | 1.7 |  | N |  |  | OP | X | 12 | 2023 | 2023 |  |  | N | IPP Non-CHP | IPP | IPP | 2 | X | SUN | Renewable | 1.7 | 0 | 1 | 0
Operable | 64872 | Distributed Solar Development, LLC |  | 66799 | Bishop Ranch - BR 1-Y | CA | Vertical | Contra Costa | 4087 | Solar Photovoltaic | PV |  | S | X | X |  |  | 0.7 |  | 0.7 | 0.7 |  | N |  |  | OP | X | 3 | 2022 | 2022 |  |  | N | IPP Non-CHP | IPP | IPP | 2 | X | SUN | Renewable | 0.7 | 0 | 1 | 0
Operable | 64872 | Distributed Solar Development, LLC |  | 66799 | Bishop Ranch - BR 1-Y | CA | Vertical | Contra Costa | 4087B | Batteries | BA |  | S | X | X |  |  | 0.7 |  | 0.7 | 0.7 |  | N |  |  | OP | X | 3 | 2022 | 2022 |  |  | N | IPP Non-CHP | IPP | IPP | 2 | X | MWH | Other | 0 | 0 | 0 | 0
Operable | 64872 | Distributed Solar Development, LLC |  | 66799 | Bishop Ranch - BR 1-Y | CA | Vertical | Contra Costa | 4087G | Solar Photovoltaic | PV |  | S | X | X |  |  | 0.2 |  | 0.2 | 0.2 |  | N |  |  | OP | X | 3 | 2022 | 2022 |  |  | N | IPP Non-CHP | IPP | IPP | 2 | X | SUN | Renewable | 0.2 | 0 | 1 | 0
Operable | 64872 | Distributed Solar Development, LLC |  | 66799 | Bishop Ranch - BR 1-Y | CA | Vertical | Contra Costa | 4087R | Solar Photovoltaic | PV |  | S | X | X |  |  | 0.2 |  | 0.2 | 0.2 |  | N |  |  | OP | X | 3 | 2022 | 2022 |  |  | N | IPP Non-CHP | IPP | IPP | 2 | X | SUN | Renewable | 0.2 | 0 | 1 | 0
Operable | 64872 | Distributed Solar Development, LLC |  | 66812 | BQ - Psychedelic Site CSG | NY | Restructured | Sullivan | P5570 | Solar Photovoltaic | PV |  | S | X | X |  |  | 3 |  | 3 | 3 |  | N |  |  | OP | X | 12 | 2022 | 2022 |  |  | N | IPP Non-CHP | IPP | IPP | 2 | X | SUN | Renewable | 3 | 0 | 1 | 0
Operable | 64872 | Distributed Solar Development, LLC |  | 66815 | Dynamic Energy NJ - Ferrero | NJ | Restructured | Somerset | P5875 | Solar Photovoltaic | PV |  | S | X | X |  |  | 1.5 |  | 1.5 | 1.5 |  | N |  |  | OP | X | 11 | 2022 | 2022 |  |  | N | IPP Non-CHP | IPP | IPP | 2 | X | SUN | Renewable | 1.5 | 0 | 1 | 0
Operable | 64872 | Distributed Solar Development, LLC |  | 66835 | Lightstar Renewables - Project 1004 | NY | Restructured | Ulster | P4453 | Solar Photovoltaic | PV |  | S | X | X |  |  | 3.5 |  | 3.5 | 3.5 |  | N |  |  | OP | X | 11 | 2022 | 2022 |  |  | N | IPP Non-CHP | IPP | IPP | 2 | X | SUN | Renewable | 3.5 | 0 | 1 | 0
Operable | 64872 | Distributed Solar Development, LLC |  | 66836 | Source Power II - Taft CSG | NY | Restructured | Onondaga | P5567 | Solar Photovoltaic | PV |  | S | X | X |  |  | 3.7 |  | 3.7 | 3.7 |  | N |  |  | OP | X | 10 | 2023 | 2023 |  |  | N | IPP Non-CHP | IPP | IPP | 2 | X | SUN | Renewable | 3.7 | 0 | 1 | 0
Operable | 64872 | Distributed Solar Development, LLC |  | 67268 | Source Power NY III - Remsen | NY | Restructured | Oneida | P5648 | Solar Photovoltaic | PV |  | S | X | X |  |  | 3.5 |  | 3.5 | 3.5 |  | N |  |  | OP | X | 12 | 2023 | 2023 |  |  | N | IPP Non-CHP | IPP | IPP | 2 | X | SUN | Renewable | 3.5 | 0 | 1 | 0
Operable | 64872 | Distributed Solar Development, LLC |  | 67269 | Spano Solar - Ocean County Landfill - CS | NJ | Restructured | Ocean | P4665 | Solar Photovoltaic | PV |  | S | X | X |  |  | 4.2 |  | 4.2 | 4.2 |  | N |  |  | OP | X | 10 | 2022 | 2022 |  |  | N | IPP Non-CHP | IPP | IPP | 2 | X | SUN | Renewable | 4.2 | 0 | 1 | 0
Operable | 64872 | Distributed Solar Development, LLC |  | 67270 | THD Baltimore DCs - 5829 Project Lion | MD | Restructured | Baltimore | P3887 | Solar Photovoltaic | PV |  | S | X | X |  |  | 3.8 |  | 3.8 | 3.8 |  | N |  |  | OP | X | 1 | 2021 | 2021 |  |  | N | IPP Non-CHP | IPP | IPP | 2 | X | SUN | Renewable | 3.8 | 0 | 1 | 0
Operable | 64872 | Distributed Solar Development, LLC |  | 67271 | The Source at White Plains (UBS) | NY | Restructured | Nassau | P3879 | Solar Photovoltaic | PV |  | S | X | X |  |  | 1 |  | 1 | 1 |  | N |  |  | OP | X | 4 | 2022 | 2022 |  |  | N | IPP Non-CHP | IPP | IPP | 2 | X | SUN | Renewable | 1 | 0 | 1 | 0
Operable | 64872 | Distributed Solar Development, LLC |  | 67272 | The Village at Orchard Ridge (TVOR) | VA | Vertical | Frederick | P5412 | Solar Photovoltaic | PV |  | S | X | X |  |  | 1.4 |  | 1.4 | 1.4 |  | N |  |  | OP | X | 3 | 2023 | 2023 |  |  | N | IPP Non-CHP | IPP | IPP | 2 | X | SUN | Renewable | 1.4 | 0 | 1 | 0
Operable | 64872 | Distributed Solar Development, LLC |  | 67273 | Township of Monroe - Williamstown HS | NJ | Restructured | Gloucester | 4328C | Solar Photovoltaic | PV |  | S | X | X |  |  | 1.6 |  | 1.6 | 1.6 |  | N |  |  | OP | X | 12 | 2022 | 2022 |  |  | N | IPP Non-CHP | IPP | IPP | 2 | X | SUN | Renewable | 1.6 | 0 | 1 | 0
Operable | 64872 | Distributed Solar Development, LLC |  | 67273 | Township of Monroe - Williamstown HS | NJ | Restructured | Gloucester | 4328R | Solar Photovoltaic | PV |  | S | X | X |  |  | 1 |  | 1 | 1 |  | N |  |  | OP | X | 12 | 2022 | 2022 |  |  | N | IPP Non-CHP | IPP | IPP | 2 | X | SUN | Renewable | 1 | 0 | 1 | 0
Operable | 64872 | Distributed Solar Development, LLC |  | 67274 | Township of Monroe - Williamstown MS | NJ | Restructured | Gloucester | 4329C | Solar Photovoltaic | PV |  | S | X | X |  |  | 1.3 |  | 1.3 | 1.3 |  | N |  |  | OP | X | 12 | 2022 | 2022 |  |  | N | IPP Non-CHP | IPP | IPP | 2 | X | SUN | Renewable | 1.3 | 0 | 1 | 0
Operable | 64872 | Distributed Solar Development, LLC |  | 67274 | Township of Monroe - Williamstown MS | NJ | Restructured | Gloucester | 4329R | Solar Photovoltaic | PV |  | S | X | X |  |  | 0.5 |  | 0.5 | 0.5 |  | N |  |  | OP | X | 12 | 2022 | 2022 |  |  | N | IPP Non-CHP | IPP | IPP | 2 | X | SUN | Renewable | 0.5 | 0 | 1 | 0
Operable | 64872 | Distributed Solar Development, LLC |  | 67275 | White Plains_RFP-Gedney Way Landfill | NY | Restructured | Westchester | 4072B | Batteries | BA |  | S | X | X |  |  | 1.3 |  | 1.3 | 1.3 |  | N |  |  | OP | X | 4 | 2022 | 2022 |  |  | N | IPP Non-CHP | IPP | IPP | 2 | X | MWH | Other | 0 | 0 | 0 | 0
Operable | 64872 | Distributed Solar Development, LLC |  | 67275 | White Plains_RFP-Gedney Way Landfill | NY | Restructured | Westchester | 4072C | Solar Photovoltaic | PV |  | S | X | X |  |  | 0.5 |  | 0.5 | 0.5 |  | N |  |  | OP | X | 4 | 2022 | 2022 |  |  | N | IPP Non-CHP | IPP | IPP | 2 | X | SUN | Renewable | 0.5 | 0 | 1 | 0
Operable | 64872 | Distributed Solar Development, LLC |  | 67275 | White Plains_RFP-Gedney Way Landfill | NY | Restructured | Westchester | 4072G | Solar Photovoltaic | PV |  | S | X | X |  |  | 1.5 |  | 1.5 | 1.5 |  | N |  |  | OP | X | 4 | 2022 | 2022 |  |  | N | IPP Non-CHP | IPP | IPP | 2 | X | SUN | Renewable | 1.5 | 0 | 1 | 0
Operable | 64809 | Doc Brown LLC |  | 65499 | Danville BESS 1 | VA | Vertical | Danville City | 90909 | Batteries | BA |  | S | X | X | AEP zone LMP | PJM RTO ancillary service market | 10.5 | 1 | 10.5 | 10.5 | 0.1 | N |  |  | OP | X | 11 | 2022 | 2022 |  |  | N | IPP Non-CHP | IPP | IPP | 2 | X | MWH | Other | 0 | 0 | 0 | 0
Operable | 64603 | DOCCS Eastern |  | 65298 | DOCCS Eastern | NY | Restructured | Ulster | 81724 | Solar Photovoltaic | PV |  | S | X | X |  |  | 5 |  | 5 | 5 |  | N |  |  | OP | X | 10 | 2021 | 2021 |  |  | N | IPP Non-CHP | IPP | IPP | 2 | X | SUN | Renewable | 5 | 0 | 1 | 0
Operable | 64605 | DOCCS Greenhaven |  | 65300 | DOCCS Greenhaven | NY | Restructured | Dutchess | 81723 | Solar Photovoltaic | PV |  | S | X | X |  |  | 3.7 |  | 3.7 | 3.7 |  | N |  |  | OP | X | 11 | 2021 | 2021 |  |  | N | IPP Non-CHP | IPP | IPP | 2 | X | SUN | Renewable | 3.7 | 0 | 1 | 0
Operable | 64602 | DOCCS Midstate |  | 65297 | DOCCS Midstate | NY | Restructured | Oneida | 81722 | Solar Photovoltaic | PV |  | S | X | X |  |  | 3.8 |  | 3.8 | 3.8 |  | N |  |  | OP | X | 11 | 2021 | 2021 |  |  | N | IPP Non-CHP | IPP | IPP | 2 | X | SUN | Renewable | 3.8 | 0 | 1 | 0
Operable | 64604 | DOCCS Wende |  | 65299 | DOCCS Wende | NY | Restructured | Erie | 81721 | Solar Photovoltaic | PV |  | S | X | X |  |  | 5 |  | 5 | 5 | 5 | N |  |  | OP | X | 12 | 2021 | 2021 |  |  | N | IPP Non-CHP | IPP | IPP | 2 | X | SUN | Renewable | 5 | 0 | 1 | 0
Operable | 58789 | DOD USMC Marine Air Ground Combat |  | 58914 | MCAGCC Cogen Plant | CA | Vertical | San Bernardino | CG1 | Natural Gas Fired Combustion Turbine | GT |  | S | X | X |  |  | 7.2 | 0.92 | 7 | 5 | 3.5 | N |  |  | OP | X | 2 | 2003 | 2003 |  |  | Y | IPP CHP | Utility | Municipal | 3 | T | NG | Non-Renewable | 0 | 7.2 | 0 | 1 | DFO
Operable | 58789 | DOD USMC Marine Air Ground Combat |  | 58914 | MCAGCC Cogen Plant | CA | Vertical | San Bernardino | CG100 | Natural Gas Fired Combustion Turbine | GT |  | S | X | X |  |  | 4.6 | 0.82 | 4.6 | 2.5 | 2.1 | N |  |  | OP | X | 4 | 2014 | 2014 |  |  | Y | IPP CHP | Utility | Municipal | 3 | T | NG | Non-Renewable | 0 | 4.6 | 0 | 1 | PG
Operable | 58789 | DOD USMC Marine Air Ground Combat |  | 58914 | MCAGCC Cogen Plant | CA | Vertical | San Bernardino | CG200 | Natural Gas Fired Combustion Turbine | GT |  | S | X | X |  |  | 4.6 | 0.82 | 4.6 | 2.5 | 2.1 | N |  |  | OP | X | 4 | 2014 | 2014 |  |  | Y | IPP CHP | Utility | Municipal | 3 | T | NG | Non-Renewable | 0 | 4.6 | 0 | 1 | PG
Operable | 64299 | Dodds Solar, LLC |  | 64734 | Dodds (CSG) | IL | Restructured | Stephenson | DOODS | Solar Photovoltaic | PV |  | S | X | X |  |  | 2 |  | 2 | 2 |  | N |  |  | OP | X | 12 | 2021 | 2021 |  |  | N | IPP Non-CHP | IPP | IPP | 2 | X | SUN | Renewable | 2 | 0 | 1 | 0
Operable | 5226 | Dodge Falls Associates LP |  | 10526 | Dodge Falls Associates | NH | Restructured | Grafton | 1UNI | Conventional Hydroelectric | HY |  | S | X | X |  |  | 5 | 0.9 | 5 | 5 | 0.4 | N |  |  | OP | X | 12 | 1990 | Pre-2000 |  |  | N | IPP Non-CHP | IPP | IPP | 2 | X | WAT | Renewable | 5 | 0 | 1 | 0
Operable | 63578 | Dodge Flat Solar, LLC |  | 63913 | Dodge Flat | NV | Vertical | Washoe | DODGB | Batteries | BA |  | S | X | X |  |  | 50 |  | 50 | 50 | 0 | N |  |  | OP | X | 3 | 2022 | 2022 |  |  | N | IPP Non-CHP | IPP | IPP | 2 | X | MWH | Other | 0 | 0 | 0 | 0
Operable | 63578 | Dodge Flat Solar, LLC |  | 63913 | Dodge Flat | NV | Vertical | Washoe | DODGE | Solar Photovoltaic | PV |  | S | X | X |  |  | 200 |  | 200 | 200 |  | N |  |  | OP | X | 3 | 2022 | 2022 |  |  | N | IPP Non-CHP | IPP | IPP | 2 | X | SUN | Renewable | 200 | 0 | 1 | 0
Operable | 60485 | Dodge Holdco LLC |  | 60833 | Dodge Holdco Solar CSG | MN | Vertical | Dodge | DODGE | Solar Photovoltaic | PV |  | S | X | X |  |  | 5 |  | 5 | 5 |  | N |  |  | OP | X | 7 | 2017 | 2017 |  |  | N | IPP Non-CHP | IPP | IPP | 2 | X | SUN | Renewable | 5 | 0 | 1 | 0
Operable | 64839 | Dodge Renewables 1, LLC |  | 65515 | Dodge Renewables 1 | MN | Vertical | Dodge | 11049 | Solar Photovoltaic | PV |  | S | X | X |  |  | 1 |  | 1 | 0.8 |  | N |  |  | OP | X | 8 | 2022 | 2022 |  |  | N | IPP Non-CHP | IPP | IPP | 2 | X | SUN | Renewable | 1 | 0 | 1 | 0
Operable | 64840 | Dodge Renewables 2, LLC |  | 65516 | Dodge Renewables 2 | MN | Vertical | Dodge | 11083 | Solar Photovoltaic | PV |  | S | X | X |  |  | 1 |  | 0.8 | 0.8 |  | N |  |  | OP | X | 9 | 2022 | 2022 |  |  | N | IPP Non-CHP | IPP | IPP | 2 | X | SUN | Renewable | 1 | 0 | 1 | 0
Operable | 54915 | Dogwood Power Management, LLC |  | 55178 | Dogwood Energy Facility | MO | Vertical | Cass | CT-1 | Natural Gas Fired Combined Cycle | CT | CC1 | J | X | N |  |  | 192.6 | 0.9 | 200.3 | 202.1 | 120.2 | N |  |  | OP | X | 6 | 2001 | 2001 |  |  | N | IPP Non-CHP | IPP | IPP | 2 | X | NG | Non-Renewable | 0 | 192.6 | 0 | 1
Operable | 54915 | Dogwood Power Management, LLC |  | 55178 | Dogwood Energy Facility | MO | Vertical | Cass | CT-2 | Natural Gas Fired Combined Cycle | CT | CC1 | J | X | N |  |  | 192.6 | 0.9 | 199.1 | 201.9 | 119.5 | N |  |  | OP | X | 6 | 2001 | 2001 |  |  | N | IPP Non-CHP | IPP | IPP | 2 | X | NG | Non-Renewable | 0 | 192.6 | 0 | 1
Operable | 54915 | Dogwood Power Management, LLC |  | 55178 | Dogwood Energy Facility | MO | Vertical | Cass | ST-1 | Natural Gas Fired Combined Cycle | CA | CC1 | J | Y | X |  |  | 270 | 0.9 | 257.1 | 272.8 | 80 | N |  |  | OP | X | 2 | 2002 | 2002 |  |  | N | IPP Non-CHP | IPP | IPP | 2 | X | NG | Non-Renewable | 0 | 270 | 0 | 1
Operable | 5248 | Dominion Energy Inc. |  | 60316 | Scott Solar Farm | VA | Vertical | Powhatan | 1 | Solar Photovoltaic | PV |  | S | X | X |  |  | 17 |  | 17 | 17 |  | N |  |  | OP | X | 12 | 2016 | 2016 |  |  | N | Electric Utility | Utility | Investor Owned Utility | 1 | X | SUN | Renewable | 17 | 0 | 1 | 0
Operable | 5248 | Dominion Energy Inc. |  | 60316 | Scott Solar Farm | VA | Vertical | Powhatan | SCBS | Batteries | BA |  | S | X | X |  |  | 40 |  | 40 | 40 | 0.1 | N |  |  | OP | X | 12 | 2022 | 2022 |  |  | N | Electric Utility | Utility | Investor Owned Utility | 1 | X | MWH | Other | 0 | 0 | 0 | 0
Operable | 5248 | Dominion Energy Inc. |  | 61701 | Seabrook Solar | SC | Vertical | Beaufort | GEN1 | Solar Photovoltaic | PV |  | S | X | X |  |  | 72.5 | 1 | 72.5 | 72.5 |  | N |  |  | OP | X | 12 | 2019 | 2019 |  |  | N | IPP Non-CHP | IPP | IPP | 2 | X | SUN | Renewable | 72.5 | 0 | 1 | 0
Operable | 5248 | Dominion Energy Inc. |  | 61918 | Blackville Solar Farm, LLC | SC | Vertical | Barnwell | 1 | Solar Photovoltaic | PV |  | S | X | X |  |  | 7.2 | 1 | 7.2 | 7.2 |  | N |  |  | OP | X | 12 | 2020 | 2020 |  |  | N | IPP Non-CHP | IPP | IPP | 2 | X | SUN | Renewable | 7.2 | 0 | 1 | 0
Operable | 5248 | Dominion Energy Inc. |  | 61985 | Colonial Trail West | VA | Vertical | Surry | CTWS | Solar Photovoltaic | PV |  | S | X | X |  |  | 142.4 |  | 142.4 | 142.4 |  | N |  |  | OP | X | 12 | 2019 | 2019 |  |  | N | Electric Utility | Utility | Investor Owned Utility | 1 | X | SUN | Renewable | 142.4 | 0 | 1 | 0
Operable | 5248 | Dominion Energy Inc. |  | 61986 | Spring Grove I | VA | Vertical | Surry | SGIS | Solar Photovoltaic | PV |  | S | X | X |  |  | 97.9 |  | 97.9 | 97.9 |  | N |  |  | OP | X | 11 | 2020 | 2020 |  |  | N | Electric Utility | Utility | Investor Owned Utility | 1 | X | SUN | Renewable | 97.9 | 0 | 1 | 0
Operable | 5248 | Dominion Energy Inc. |  | 62140 | Puller Solar | VA | Vertical | Middlesex | PULL | Solar Photovoltaic | PV |  | S | X | X |  |  | 15 |  | 15 | 15 |  | N |  |  | OP | X | 10 | 2018 | 2018 |  |  | N | Electric Utility | Utility | Investor Owned Utility | 1 | X | SUN | Renewable | 15 | 0 | 1 | 0
Operable | 5248 | Dominion Energy Inc. |  | 62768 | Piney Creek Solar | VA | Vertical | Halifax | PCSOL | Solar Photovoltaic | PV |  | S | X | X |  |  | 80 |  | 80 | 80 |  | N |  |  | OP | X | 8 | 2023 | 2023 |  |  | N | Electric Utility | Utility | Investor Owned Utility | 1 | X | SUN | Renewable | 80 | 0 | 1 | 0
Operable | 5248 | Dominion Energy Inc. |  | 62813 | Grasshopper Solar | VA | Vertical | Mecklenburg | GRHS | Solar Photovoltaic | PV |  | S | X | X |  |  | 80 | 0.99 | 80 | 80 |  | N |  |  | OP | X | 9 | 2020 | 2020 |  |  | N | Electric Utility | Utility | Investor Owned Utility | 1 | X | SUN | Renewable | 80 | 0 | 1 | 0
Operable | 5248 | Dominion Energy Inc. |  | 62814 | Sadler Solar | VA | Vertical | Greensville | SADL | Solar Photovoltaic | PV |  | S | X | X |  |  | 100 |  | 100 | 100 |  | N |  |  | OP | X | 7 | 2021 | 2021 |  |  | N | Electric Utility | Utility | Investor Owned Utility | 1 | X | SUN | Renewable | 100 | 0 | 1 | 0
Operable | 5248 | Dominion Energy Inc. |  | 63031 | Gloucester Solar | VA | Vertical | Gloucester | GLSO | Solar Photovoltaic | PV |  | S | X | X |  |  | 19.9 |  | 19.8 | 19.8 |  | N |  |  | OP | X | 4 | 2019 | 2019 |  |  | N | Electric Utility | Utility | Investor Owned Utility | 1 | X | SUN | Renewable | 19.9 | 0 | 1 | 0
Operable | 5248 | Dominion Energy Inc. |  | 63076 | Gutenberg Solar | NC | Vertical | Northampton | GUTN | Solar Photovoltaic | PV |  | S | X | X |  |  | 79.9 |  | 79.9 | 79.9 |  | N |  |  | OP | X | 9 | 2019 | 2019 |  |  | N | Electric Utility | Utility | Investor Owned Utility | 1 | X | SUN | Renewable | 79.9 | 0 | 1 | 0
Operable | 5248 | Dominion Energy Inc. |  | 63745 | Greensville County Solar Project, LLC | VA | Vertical | Greensville | GVSO | Solar Photovoltaic | PV |  | S | X | X |  |  | 80 | 0.96 | 80 | 80 |  | N |  |  | OP | X | 12 | 2020 | 2020 |  |  | N | IPP Non-CHP | IPP | IPP | 2 | X | SUN | Renewable | 80 | 0 | 1 | 0
Operable | 5248 | Dominion Energy Inc. |  | 63746 | TWE Myrtle Solar Farm, LLC | VA | Vertical | Suffolk City | MYSO | Solar Photovoltaic | PV |  | S | X | X |  |  | 15 | 0.95 | 15 | 15 |  | N |  |  | OP | X | 6 | 2020 | 2020 |  |  | N | IPP Non-CHP | IPP | IPP | 2 | X | SUN | Renewable | 15 | 0 | 1 | 0
Operable | 5248 | Dominion Energy Inc. |  | 63909 | Otter Creek Solar | VA | Vertical | Mecklenburg | OTTER | Solar Photovoltaic | PV |  | S | X | X |  |  | 60 | 0.95 | 60 | 60 |  | N |  |  | OP | X | 10 | 2023 | 2023 |  |  | N | Electric Utility | Utility | Investor Owned Utility | 1 | X | SUN | Renewable | 60 | 0 | 1 | 0
Operable | 5248 | Dominion Energy Inc. |  | 64086 | Norge Solar Farm | VA | Vertical | James City | NORG | Solar Photovoltaic | PV |  | S | X | X |  |  | 20 | 0.95 | 20 | 20 |  | N |  |  | OP | X | 11 | 2023 | 2023 |  |  | N | Electric Utility | Utility | Investor Owned Utility | 1 | X | SUN | Renewable | 20 | 0 | 1 | 0
Operable | 5248 | Dominion Energy Inc. |  | 64093 | Montross Solar | VA | Vertical | Westmoreland | MOSO | Solar Photovoltaic | PV |  | S | X | X |  |  | 20 | 0.95 | 20 | 20 |  | N |  |  | OP | X | 12 | 2018 | 2018 |  |  | N | Electric Utility | Utility | Investor Owned Utility | 1 | X | SUN | Renewable | 20 | 0 | 1 | 0
Operable | 5248 | Dominion Energy Inc. |  | 64135 | Grassfield Solar | VA | Vertical | Chesapeake City | GFSO | Solar Photovoltaic | PV |  | S | X | X |  |  | 20 |  | 20 | 20 |  | N |  |  | OP | X | 10 | 2022 | 2022 |  |  | N | Electric Utility | Utility | Investor Owned Utility | 1 | X | SUN | Renewable | 20 | 0 | 1 | 0
Operable | 5248 | Dominion Energy Inc. |  | 64136 | Sycamore Solar | VA | Vertical | Pittsylvania | SYSO | Solar Photovoltaic | PV |  | S | X | X |  |  | 42 |  | 42 | 42 |  | N |  |  | OP | X | 3 | 2023 | 2023 |  |  | N | Electric Utility | Utility | Investor Owned Utility | 1 | X | SUN | Renewable | 42 | 0 | 1 | 0
Operable | 5248 | Dominion Energy Inc. |  | 65044 | Dry Bridge Storage | VA | Vertical | Chesterfield | DBES | Batteries | BA |  | S | X | X |  |  | 20 | 0.95 | 20 | 20 |  | N |  |  | OP | X | 11 | 2023 | 2023 |  |  | N | Electric Utility | Utility | Investor Owned Utility | 1 | X | MWH | Other | 0 | 0 | 0 | 0
Operable | 5248 | Dominion Energy Inc. |  | 66999 | Solidago Solar | VA | Vertical | Wight | SLDO | Solar Photovoltaic | PV |  | S | X | X |  |  | 20 | 0.95 | 20 | 20 |  | N |  |  | OP | X | 8 | 2023 | 2023 |  |  | N | Electric Utility | Utility | Investor Owned Utility | 1 | X | SUN | Renewable | 20 | 0 | 1 | 0
Operable | 5221 | Dominion Energy Nuclear Conn Inc |  | 566 | Millstone | CT | Restructured | New London | 2 | Nuclear | ST |  | S | X | X | UN.MILLSTONE2 | UN.MILLSTONE2 | 909.9 | 0.9 | 857.2 | 869.8 | 50 | N |  |  | OP | X | 12 | 1975 | Pre-2000 |  |  | N | IPP Non-CHP | IPP | IPP | 2 | X | NUC | Other | 0 | 0 | 0 | 0
Operable | 5221 | Dominion Energy Nuclear Conn Inc |  | 566 | Millstone | CT | Restructured | New London | 3 | Nuclear | ST |  | J | X | X | UN.MILLSTONE3 | UN.MILLSTONE3 | 1350 | 0.9 | 1224 | 1251.3 | 65 | N |  |  | OP | X | 4 | 1986 | Pre-2000 |  |  | N | IPP Non-CHP | IPP | IPP | 2 | X | NUC | Other | 0 | 0 | 0 | 0
Operable | 17539 | Dominion Energy South Carolina, Inc |  | 736 | Stevens Creek | GA | Vertical | Columbia | 1 | Conventional Hydroelectric | HY |  | S | X | X |  |  | 2.2 | 0.8 | 1.5 | 1.9 | 0.1 | N |  |  | OP | X | 6 | 1914 | Pre-2000 |  |  | N | Electric Utility | Utility | Investor Owned Utility | 1 | X | WAT | Renewable | 2.2 | 0 | 1 | 0
Operable | 17539 | Dominion Energy South Carolina, Inc |  | 736 | Stevens Creek | GA | Vertical | Columbia | 2 | Conventional Hydroelectric | HY |  | S | X | X |  |  | 2.2 | 0.8 | 1.5 | 1.9 | 0.1 | N |  |  | OP | X | 6 | 1914 | Pre-2000 |  |  | N | Electric Utility | Utility | Investor Owned Utility | 1 | X | WAT | Renewable | 2.2 | 0 | 1 | 0
Operable | 17539 | Dominion Energy South Carolina, Inc |  | 736 | Stevens Creek | GA | Vertical | Columbia | 3 | Conventional Hydroelectric | HY |  | S | X | X |  |  | 2.2 | 0.8 | 1.5 | 1.9 | 0.1 | N |  |  | OP | X | 6 | 1914 | Pre-2000 |  |  | N | Electric Utility | Utility | Investor Owned Utility | 1 | X | WAT | Renewable | 2.2 | 0 | 1 | 0
Operable | 17539 | Dominion Energy South Carolina, Inc |  | 736 | Stevens Creek | GA | Vertical | Columbia | 4 | Conventional Hydroelectric | HY |  | S | X | X |  |  | 2.2 | 0.8 | 1.5 | 1.9 | 0.1 | N |  |  | OP | X | 6 | 1914 | Pre-2000 |  |  | N | Electric Utility | Utility | Investor Owned Utility | 1 | X | WAT | Renewable | 2.2 | 0 | 1 | 0
Operable | 17539 | Dominion Energy South Carolina, Inc |  | 736 | Stevens Creek | GA | Vertical | Columbia | 5 | Conventional Hydroelectric | HY |  | S | X | X |  |  | 2.2 | 0.8 | 1.5 | 1.9 | 0.1 | N |  |  | OP | X | 6 | 1914 | Pre-2000 |  |  | N | Electric Utility | Utility | Investor Owned Utility | 1 | X | WAT | Renewable | 2.2 | 0 | 1 | 0
Operable | 17539 | Dominion Energy South Carolina, Inc |  | 736 | Stevens Creek | GA | Vertical | Columbia | 6 | Conventional Hydroelectric | HY |  | S | X | X |  |  | 2.2 | 0.8 | 1.5 | 1.9 | 0.1 | N |  |  | OP | X | 6 | 1925 | Pre-2000 |  |  | N | Electric Utility | Utility | Investor Owned Utility | 1 | X | WAT | Renewable | 2.2 | 0 | 1 | 0
Operable | 17539 | Dominion Energy South Carolina, Inc |  | 736 | Stevens Creek | GA | Vertical | Columbia | 7 | Conventional Hydroelectric | HY |  | S | X | X |  |  | 2.2 | 0.8 | 1.5 | 1.9 | 0.1 | N |  |  | OP | X | 6 | 1926 | Pre-2000 |  |  | N | Electric Utility | Utility | Investor Owned Utility | 1 | X | WAT | Renewable | 2.2 | 0 | 1 | 0
Operable | 17539 | Dominion Energy South Carolina, Inc |  | 736 | Stevens Creek | GA | Vertical | Columbia | 8 | Conventional Hydroelectric | HY |  | S | X | X |  |  | 2.2 | 0.8 | 1.5 | 1.9 | 0.1 | N |  |  | OP | X | 6 | 1926 | Pre-2000 |  |  | N | Electric Utility | Utility | Investor Owned Utility | 1 | X | WAT | Renewable | 2.2 | 0 | 1 | 0
Operable | 17539 | Dominion Energy South Carolina, Inc |  | 3281 | Coit GT | SC | Vertical | Richland | 1 | Natural Gas Fired Combustion Turbine | GT |  | S | X | X |  |  | 19.6 | 0.85 | 14 | 18 | 1 | N |  |  | OP | X | 7 | 1969 | Pre-2000 | 12 | 2025 | N | Electric Utility | Utility | Investor Owned Utility | 1 | X | NG | Non-Renewable | 0 | 19.6 | 0 | 1 | DFO
Operable | 17539 | Dominion Energy South Carolina, Inc |  | 3281 | Coit GT | SC | Vertical | Richland | 2 | Natural Gas Fired Combustion Turbine | GT |  | S | X | X |  |  | 19.6 | 0.85 | 12 | 18 | 1 | N |  |  | OP | X | 5 | 1969 | Pre-2000 | 12 | 2025 | N | Electric Utility | Utility | Investor Owned Utility | 1 | X | NG | Non-Renewable | 0 | 19.6 | 0 | 1 | DFO
Operable | 17539 | Dominion Energy South Carolina, Inc |  | 3285 | Hagood | SC | Vertical | Charleston | 4 | Natural Gas Fired Combustion Turbine | GT |  | S | X | X |  |  | 122 | 0.85 | 88 | 99 | 40 | N |  |  | OP | X | 6 | 1991 | Pre-2000 |  |  | N | Electric Utility | Utility | Investor Owned Utility | 1 | X | NG | Non-Renewable | 0 | 122 | 0 | 1 | DFO
Operable | 17539 | Dominion Energy South Carolina, Inc |  | 3285 | Hagood | SC | Vertical | Charleston | 5 | Natural Gas Fired Combustion Turbine | GT |  | S | X | X |  |  | 27.4 | 0.85 | 18 | 21 | 2.5 | N |  |  | OP | X | 12 | 2009 | 2009 |  |  | N | Electric Utility | Utility | Investor Owned Utility | 1 | X | NG | Non-Renewable | 0 | 27.4 | 0 | 1 | DFO
Operable | 17539 | Dominion Energy South Carolina, Inc |  | 3285 | Hagood | SC | Vertical | Charleston | 6 | Natural Gas Fired Combustion Turbine | GT |  | S | X | X |  |  | 27.9 | 0.85 | 20 | 21 | 2.5 | N |  |  | OP | X | 2 | 2010 | 2010 |  |  | N | Electric Utility | Utility | Investor Owned Utility | 1 | X | NG | Non-Renewable | 0 | 27.9 | 0 | 1 | DFO
Operable | 17539 | Dominion Energy South Carolina, Inc |  | 3287 | McMeekin | SC | Vertical | Lexington | 1 | Natural Gas Steam Turbine | ST |  | S | X | X |  |  | 146.8 | 0.85 | 125 | 125 | 35 | N |  |  | OP | X | 7 | 1958 | Pre-2000 |  |  | N | Electric Utility | Utility | Investor Owned Utility | 1 | X | NG | Non-Renewable | 0 | 146.8 | 0 | 1
Operable | 17539 | Dominion Energy South Carolina, Inc |  | 3287 | McMeekin | SC | Vertical | Lexington | 2 | Natural Gas Steam Turbine | ST |  | S | X | X |  |  | 146.8 | 0.85 | 125 | 125 | 35 | N |  |  | OP | X | 12 | 1958 | Pre-2000 |  |  | N | Electric Utility | Utility | Investor Owned Utility | 1 | X | NG | Non-Renewable | 0 | 146.8 | 0 | 1
Operable | 17539 | Dominion Energy South Carolina, Inc |  | 3289 | Neal Shoals | SC | Vertical | Union | 1 | Conventional Hydroelectric | HY |  | S | X | X |  |  | 1.1 | 0.85 | 1.1 | 1.1 | 0.3 | N |  |  | OP | X | 6 | 1905 | Pre-2000 |  |  | N | Electric Utility | Utility | Investor Owned Utility | 1 | X | WAT | Renewable | 1.1 | 0 | 1 | 0
Operable | 17539 | Dominion Energy South Carolina, Inc |  | 3289 | Neal Shoals | SC | Vertical | Union | 2 | Conventional Hydroelectric | HY |  | S | X | X |  |  | 1.1 | 0.85 | 1.1 | 1.1 | 0.3 | N |  |  | OP | X | 6 | 1905 | Pre-2000 |  |  | N | Electric Utility | Utility | Investor Owned Utility | 1 | X | WAT | Renewable | 1.1 | 0 | 1 | 0
Operable | 17539 | Dominion Energy South Carolina, Inc |  | 3289 | Neal Shoals | SC | Vertical | Union | 3 | Conventional Hydroelectric | HY |  | S | X | X |  |  | 1.1 | 0.85 | 1.1 | 1.1 | 0.3 | N |  |  | OP | X | 6 | 1905 | Pre-2000 |  |  | N | Electric Utility | Utility | Investor Owned Utility | 1 | X | WAT | Renewable | 1.1 | 0 | 1 | 0
Operable | 17539 | Dominion Energy South Carolina, Inc |  | 3289 | Neal Shoals | SC | Vertical | Union | 4 | Conventional Hydroelectric | HY |  | S | X | X |  |  | 1.1 | 0.85 | 1.1 | 1.1 | 0.3 | N |  |  | OP | X | 6 | 1905 | Pre-2000 |  |  | N | Electric Utility | Utility | Investor Owned Utility | 1 | X | WAT | Renewable | 1.1 | 0 | 1 | 0
Operable | 17539 | Dominion Energy South Carolina, Inc |  | 3290 | Parr Hydro | SC | Vertical | Fairfield | 1 | Conventional Hydroelectric | HY |  | S | X | X |  |  | 2.5 | 0.9 | 2.5 | 2.5 | 0.2 | N |  |  | OP | X | 8 | 1914 | Pre-2000 |  |  | N | Electric Utility | Utility | Investor Owned Utility | 1 | X | WAT | Renewable | 2.5 | 0 | 1 | 0
Operable | 17539 | Dominion Energy South Carolina, Inc |  | 3290 | Parr Hydro | SC | Vertical | Fairfield | 2 | Conventional Hydroelectric | HY |  | S | X | X |  |  | 2.5 | 0.9 | 2.5 | 2.5 | 0.2 | N |  |  | OP | X | 8 | 1914 | Pre-2000 |  |  | N | Electric Utility | Utility | Investor Owned Utility | 1 | X | WAT | Renewable | 2.5 | 0 | 1 | 0
Operable | 17539 | Dominion Energy South Carolina, Inc |  | 3290 | Parr Hydro | SC | Vertical | Fairfield | 3 | Conventional Hydroelectric | HY |  | S | X | X |  |  | 2.5 | 0.9 | 2.5 | 2.5 | 0.2 | N |  |  | OP | X | 8 | 1914 | Pre-2000 |  |  | N | Electric Utility | Utility | Investor Owned Utility | 1 | X | WAT | Renewable | 2.5 | 0 | 1 | 0
Operable | 17539 | Dominion Energy South Carolina, Inc |  | 3290 | Parr Hydro | SC | Vertical | Fairfield | 4 | Conventional Hydroelectric | HY |  | S | X | X |  |  | 2.5 | 0.9 | 2.5 | 2.5 | 0.2 | N |  |  | OP | X | 8 | 1914 | Pre-2000 |  |  | N | Electric Utility | Utility | Investor Owned Utility | 1 | X | WAT | Renewable | 2.5 | 0 | 1 | 0
Operable | 17539 | Dominion Energy South Carolina, Inc |  | 3290 | Parr Hydro | SC | Vertical | Fairfield | 5 | Conventional Hydroelectric | HY |  | S | X | X |  |  | 2.5 | 0.9 | 2.5 | 2.5 | 0.2 | N |  |  | OP | X | 8 | 1914 | Pre-2000 |  |  | N | Electric Utility | Utility | Investor Owned Utility | 1 | X | WAT | Renewable | 2.5 | 0 | 1 | 0
Operable | 17539 | Dominion Energy South Carolina, Inc |  | 3290 | Parr Hydro | SC | Vertical | Fairfield | 6 | Conventional Hydroelectric | HY |  | S | X | X |  |  | 2.5 | 0.9 | 2.5 | 2.5 | 0.2 | N |  |  | OP | X | 8 | 1921 | Pre-2000 |  |  | N | Electric Utility | Utility | Investor Owned Utility | 1 | X | WAT | Renewable | 2.5 | 0 | 1 | 0
Operable | 17539 | Dominion Energy South Carolina, Inc |  | 3293 | Saluda Lexington | SC | Vertical | Lexington | 1 | Conventional Hydroelectric | HY |  | S | X | X |  |  | 32.5 | 0.8 | 32.5 | 32.5 | 1.5 | N |  |  | OP | X | 8 | 1930 | Pre-2000 |  |  | N | Electric Utility | Utility | Investor Owned Utility | 1 | X | WAT | Renewable | 32.5 | 0 | 1 | 0
Operable | 17539 | Dominion Energy South Carolina, Inc |  | 3293 | Saluda Lexington | SC | Vertical | Lexington | 2 | Conventional Hydroelectric | HY |  | S | X | X |  |  | 32.5 | 0.8 | 32.5 | 32.5 | 1.5 | N |  |  | OP | X | 8 | 1930 | Pre-2000 |  |  | N | Electric Utility | Utility | Investor Owned Utility | 1 | X | WAT | Renewable | 32.5 | 0 | 1 | 0
Operable | 17539 | Dominion Energy South Carolina, Inc |  | 3293 | Saluda Lexington | SC | Vertical | Lexington | 3 | Conventional Hydroelectric | HY |  | S | X | X |  |  | 42.3 | 0.9 | 35 | 35 | 2 | N |  |  | OP | X | 8 | 1930 | Pre-2000 |  |  | N | Electric Utility | Utility | Investor Owned Utility | 1 | X | WAT | Renewable | 42.3 | 0 | 1 | 0
Operable | 17539 | Dominion Energy South Carolina, Inc |  | 3293 | Saluda Lexington | SC | Vertical | Lexington | 4 | Conventional Hydroelectric | HY |  | S | X | X |  |  | 32.5 | 0.8 | 32.5 | 32.5 | 1.5 | N |  |  | OP | X | 8 | 1930 | Pre-2000 |  |  | N | Electric Utility | Utility | Investor Owned Utility | 1 | X | WAT | Renewable | 32.5 | 0 | 1 | 0
Operable | 17539 | Dominion Energy South Carolina, Inc |  | 3293 | Saluda Lexington | SC | Vertical | Lexington | 5 | Conventional Hydroelectric | HY |  | S | X | X |  |  | 67.5 | 0.9 | 66 | 66 | 4 | N |  |  | OP | X | 7 | 1971 | Pre-2000 |  |  | N | Electric Utility | Utility | Investor Owned Utility | 1 | X | WAT | Renewable | 67.5 | 0 | 1 | 0
Operable | 17539 | Dominion Energy South Carolina, Inc |  | 3295 | Urquhart | SC | Vertical | Aiken | 1 | Natural Gas Fired Combined Cycle | CA | UR15 | S | N | X |  |  | 75 | 0.8 | 64 | 65 | 50 | N |  |  | OP | X | 12 | 1953 | Pre-2000 |  |  | N | Electric Utility | Utility | Investor Owned Utility | 1 | X | NG | Non-Renewable | 0 | 75 | 0 | 1 | DFO
Operable | 17539 | Dominion Energy South Carolina, Inc |  | 3295 | Urquhart | SC | Vertical | Aiken | 2 | Natural Gas Fired Combined Cycle | CA | UR26 | S | N | X |  |  | 75 | 0.8 | 64 | 66 | 50 | N |  |  | OP | X | 2 | 1954 | Pre-2000 |  |  | N | Electric Utility | Utility | Investor Owned Utility | 1 | X | NG | Non-Renewable | 0 | 75 | 0 | 1 | DFO
Operable | 17539 | Dominion Energy South Carolina, Inc |  | 3295 | Urquhart | SC | Vertical | Aiken | 3 | Natural Gas Steam Turbine | ST |  | S | X | X |  |  | 100 | 0.8 | 95 | 96 | 30 | N |  |  | OP | X | 11 | 1955 | Pre-2000 |  |  | N | Electric Utility | Utility | Investor Owned Utility | 1 | X | NG | Non-Renewable | 0 | 100 | 0 | 1
Operable | 17539 | Dominion Energy South Carolina, Inc |  | 3295 | Urquhart | SC | Vertical | Aiken | CT1 | Natural Gas Fired Combined Cycle | CT | UR15 | S | X | N |  |  | 198.9 | 0.8 | 162 | 177 | 75 | N |  |  | OP | X | 6 | 2002 | 2002 |  |  | N | Electric Utility | Utility | Investor Owned Utility | 1 | X | NG | Non-Renewable | 0 | 198.9 | 0 | 1 | DFO
Operable | 17539 | Dominion Energy South Carolina, Inc |  | 3295 | Urquhart | SC | Vertical | Aiken | CT2 | Natural Gas Fired Combined Cycle | CT | UR26 | S | X | N |  |  | 198.9 | 0.85 | 168 | 176 | 75 | N |  |  | OP | X | 6 | 2002 | 2002 |  |  | N | Electric Utility | Utility | Investor Owned Utility | 1 | X | NG | Non-Renewable | 0 | 198.9 | 0 | 1 | DFO
Operable | 17539 | Dominion Energy South Carolina, Inc |  | 3295 | Urquhart | SC | Vertical | Aiken | GT1 | Natural Gas Fired Combustion Turbine | GT |  | S | X | X |  |  | 19.6 | 0.85 | 13 | 16 | 5 | N |  |  | OP | X | 10 | 1969 | Pre-2000 |  |  | N | Electric Utility | Utility | Investor Owned Utility | 1 | X | NG | Non-Renewable | 0 | 19.6 | 0 | 1 | DFO
Operable | 17539 | Dominion Energy South Carolina, Inc |  | 3295 | Urquhart | SC | Vertical | Aiken | GT2 | Natural Gas Fired Combustion Turbine | GT |  | S | X | X |  |  | 16.3 | 0.85 | 14 | 17 | 5 | N |  |  | OP | X | 8 | 1969 | Pre-2000 |  |  | N | Electric Utility | Utility | Investor Owned Utility | 1 | X | NG | Non-Renewable | 0 | 16.3 | 0 | 1 | DFO
Operable | 17539 | Dominion Energy South Carolina, Inc |  | 3295 | Urquhart | SC | Vertical | Aiken | GT3 | Natural Gas Fired Combustion Turbine | GT |  | S | X | X |  |  | 16.3 | 0.85 | 12 | 15 | 5 | N |  |  | OP | X | 7 | 1969 | Pre-2000 |  |  | N | Electric Utility | Utility | Investor Owned Utility | 1 | X | NG | Non-Renewable | 0 | 16.3 | 0 | 1 | DFO
Operable | 17539 | Dominion Energy South Carolina, Inc |  | 3295 | Urquhart | SC | Vertical | Aiken | GT4 | Natural Gas Fired Combustion Turbine | GT |  | S | X | X |  |  | 58.9 | 0.85 | 48 | 49 | 15 | N |  |  | OP | X | 6 | 1999 | Pre-2000 |  |  | N | Electric Utility | Utility | Investor Owned Utility | 1 | X | NG | Non-Renewable | 0 | 58.9 | 0 | 1 | DFO
Operable | 17539 | Dominion Energy South Carolina, Inc |  | 3297 | Wateree | SC | Vertical | Richland | 1 | Conventional Steam Coal | ST |  | S | X | X |  |  | 385.9 | 0.85 | 342 | 342 | 220 | N |  |  | OP | X | 9 | 1970 | Pre-2000 |  |  | N | Electric Utility | Utility | Investor Owned Utility | 1 | X | BIT | Non-Renewable | 0 | 385.9 | 0 | 1
Operable | 17539 | Dominion Energy South Carolina, Inc |  | 3297 | Wateree | SC | Vertical | Richland | 2 | Conventional Steam Coal | ST |  | S | X | X |  |  | 385.9 | 0.85 | 342 | 342 | 220 | N |  |  | OP | X | 12 | 1971 | Pre-2000 |  |  | N | Electric Utility | Utility | Investor Owned Utility | 1 | X | BIT | Non-Renewable | 0 | 385.9 | 0 | 1
Operable | 17539 | Dominion Energy South Carolina, Inc |  | 6126 | Fairfield Pumped Storage | SC | Vertical | Fairfield | 1 | Hydroelectric Pumped Storage | PS |  | S | X | X |  |  | 73.4 | 0.9 | 72 | 72 | 50 | N |  |  | OP | X | 6 | 1978 | Pre-2000 |  |  | N | Electric Utility | Utility | Investor Owned Utility | 1 | X | WAT | Renewable | 73.4 | 0 | 1 | 0
Operable | 17539 | Dominion Energy South Carolina, Inc |  | 6126 | Fairfield Pumped Storage | SC | Vertical | Fairfield | 2 | Hydroelectric Pumped Storage | PS |  | S | X | X |  |  | 73.4 | 0.9 | 72 | 72 | 50 | N |  |  | OP | X | 6 | 1978 | Pre-2000 |  |  | N | Electric Utility | Utility | Investor Owned Utility | 1 | X | WAT | Renewable | 73.4 | 0 | 1 | 0
Operable | 17539 | Dominion Energy South Carolina, Inc |  | 6126 | Fairfield Pumped Storage | SC | Vertical | Fairfield | 3 | Hydroelectric Pumped Storage | PS |  | S | X | X |  |  | 73.4 | 0.9 | 72 | 72 | 50 | N |  |  | OP | X | 6 | 1978 | Pre-2000 |  |  | N | Electric Utility | Utility | Investor Owned Utility | 1 | X | WAT | Renewable | 73.4 | 0 | 1 | 0
Operable | 17539 | Dominion Energy South Carolina, Inc |  | 6126 | Fairfield Pumped Storage | SC | Vertical | Fairfield | 4 | Hydroelectric Pumped Storage | PS |  | S | X | X |  |  | 73.4 | 0.9 | 72 | 72 | 50 | N |  |  | OP | X | 6 | 1978 | Pre-2000 |  |  | N | Electric Utility | Utility | Investor Owned Utility | 1 | X | WAT | Renewable | 73.4 | 0 | 1 | 0
Operable | 17539 | Dominion Energy South Carolina, Inc |  | 6126 | Fairfield Pumped Storage | SC | Vertical | Fairfield | 5 | Hydroelectric Pumped Storage | PS |  | S | X | X |  |  | 73.4 | 0.9 | 72 | 72 | 50 | N |  |  | OP | X | 12 | 1978 | Pre-2000 |  |  | N | Electric Utility | Utility | Investor Owned Utility | 1 | X | WAT | Renewable | 73.4 | 0 | 1 | 0
Operable | 17539 | Dominion Energy South Carolina, Inc |  | 6126 | Fairfield Pumped Storage | SC | Vertical | Fairfield | 6 | Hydroelectric Pumped Storage | PS |  | S | X | X |  |  | 73.4 | 0.9 | 72 | 72 | 50 | N |  |  | OP | X | 12 | 1978 | Pre-2000 |  |  | N | Electric Utility | Utility | Investor Owned Utility | 1 | X | WAT | Renewable | 73.4 | 0 | 1 | 0
Operable | 17539 | Dominion Energy South Carolina, Inc |  | 6126 | Fairfield Pumped Storage | SC | Vertical | Fairfield | 7 | Hydroelectric Pumped Storage | PS |  | S | X | X |  |  | 73.4 | 0.9 | 72 | 72 | 50 | N |  |  | OP | X | 12 | 1978 | Pre-2000 |  |  | N | Electric Utility | Utility | Investor Owned Utility | 1 | X | WAT | Renewable | 73.4 | 0 | 1 | 0
Operable | 17539 | Dominion Energy South Carolina, Inc |  | 6126 | Fairfield Pumped Storage | SC | Vertical | Fairfield | 8 | Hydroelectric Pumped Storage | PS |  | S | X | X |  |  | 73.4 | 0.9 | 72 | 72 | 50 | N |  |  | OP | X | 12 | 1978 | Pre-2000 |  |  | N | Electric Utility | Utility | Investor Owned Utility | 1 | X | WAT | Renewable | 73.4 | 0 | 1 | 0
Operable | 17539 | Dominion Energy South Carolina, Inc |  | 6127 | V C Summer | SC | Vertical | Fairfield | 1 | Nuclear | ST |  | J | X | X |  |  | 1029.6 | 0.905 | 977.2 | 999.3 | 150 | N |  |  | OP | X | 1 | 1984 | Pre-2000 |  |  | N | Electric Utility | Utility | Investor Owned Utility | 1 | X | NUC | Other | 0 | 0 | 0 | 0
Operable | 17539 | Dominion Energy South Carolina, Inc |  | 7210 | Cope | SC | Vertical | Orangeburg | ST1 | Natural Gas Steam Turbine | ST |  | S | X | X |  |  | 417.3 | 0.85 | 415 | 415 | 110 | N |  |  | OP | X | 1 | 1996 | Pre-2000 |  |  | N | Electric Utility | Utility | Investor Owned Utility | 1 | X | NG | Non-Renewable | 0 | 417.3 | 0 | 1 | BIT
Operable | 17539 | Dominion Energy South Carolina, Inc |  | 55386 | Columbia Energy Center (SC) | SC | Vertical | Calhoun | CT1 | Natural Gas Fired Combined Cycle | CT | CC1 | S | X | N |  |  | 197 | 0.85 | 166.5 | 197.1 | 100 | Y | 5 | 2023 | OP | X | 5 | 2004 | 2004 |  |  | Y | Electric Utility | Utility | Investor Owned Utility | 1 | T | NG | Non-Renewable | 0 | 197 | 0 | 1 | DFO
Operable | 17539 | Dominion Energy South Carolina, Inc |  | 55386 | Columbia Energy Center (SC) | SC | Vertical | Calhoun | CT2 | Natural Gas Fired Combined Cycle | CT | CC1 | S | X | N |  |  | 197 | 0.85 | 166.5 | 197.1 | 100 | Y | 5 | 2023 | OP | X | 5 | 2004 | 2004 |  |  | Y | Electric Utility | Utility | Investor Owned Utility | 1 | T | NG | Non-Renewable | 0 | 197 | 0 | 1 | DFO
Operable | 17539 | Dominion Energy South Carolina, Inc |  | 55386 | Columbia Energy Center (SC) | SC | Vertical | Calhoun | ST1 | Natural Gas Fired Combined Cycle | CA | CC1 | S | Y | X |  |  | 274.5 | 0.9 | 240 | 273 | 20 | N |  |  | OP | X | 5 | 2004 | 2004 |  |  | Y | Electric Utility | Utility | Investor Owned Utility | 1 | T | NG | Non-Renewable | 0 | 274.5 | 0 | 1
Operable | 17539 | Dominion Energy South Carolina, Inc |  | 55927 | Jasper | SC | Vertical | Jasper | CT1 | Natural Gas Fired Combined Cycle | CT | JASP | S | X | N |  |  | 212.8 | 0.85 | 170 | 184 | 85 | N |  |  | OP | X | 5 | 2004 | 2004 |  |  | N | Electric Utility | Utility | Investor Owned Utility | 1 | X | NG | Non-Renewable | 0 | 212.8 | 0 | 1 | DFO
Operable | 17539 | Dominion Energy South Carolina, Inc |  | 55927 | Jasper | SC | Vertical | Jasper | CT2 | Natural Gas Fired Combined Cycle | CT | JASP | S | X | N |  |  | 198.9 | 0.85 | 177 | 190 | 85 | N |  |  | OP | X | 5 | 2004 | 2004 |  |  | N | Electric Utility | Utility | Investor Owned Utility | 1 | X | NG | Non-Renewable | 0 | 198.9 | 0 | 1 | DFO
Operable | 17539 | Dominion Energy South Carolina, Inc |  | 55927 | Jasper | SC | Vertical | Jasper | CT3 | Natural Gas Fired Combined Cycle | CT | JASP | S | X | N |  |  | 212.8 | 0.85 | 158 | 185 | 85 | N |  |  | OP | X | 5 | 2004 | 2004 |  |  | N | Electric Utility | Utility | Investor Owned Utility | 1 | X | NG | Non-Renewable | 0 | 212.8 | 0 | 1 | DFO
Operable | 17539 | Dominion Energy South Carolina, Inc |  | 55927 | Jasper | SC | Vertical | Jasper | ST1 | Natural Gas Fired Combined Cycle | CA | JASP | S | Y | X |  |  | 443.7 | 0.9 | 390 | 402 | 55 | N |  |  | OP | X | 5 | 2004 | 2004 |  |  | N | Electric Utility | Utility | Investor Owned Utility | 1 | X | NG | Non-Renewable | 0 | 443.7 | 0 | 1
Operable | 58468 | Dominion Renewable Energy |  | 59103 | Fremont Farm LLC | NC | Vertical | Wayne | 1 | Solar Photovoltaic | PV |  | S | X | X |  |  | 5 |  | 5 | 5 |  | N |  |  | OP | X | 11 | 2017 | 2017 |  |  | N | IPP Non-CHP | IPP | IPP | 2 | X | SUN | Renewable | 5 | 0 | 1 | 0
Operable | 58468 | Dominion Renewable Energy |  | 59213 | Clipperton Holdings LLC | NC | Vertical | Sampson | PV1 | Solar Photovoltaic | PV |  | S | X | X |  |  | 5 |  | 5 | 5 |  | N |  |  | OP | X | 11 | 2017 | 2017 |  |  | N | IPP Non-CHP | IPP | IPP | 2 | X | SUN | Renewable | 5 | 0 | 1 | 0
Operable | 58468 | Dominion Renewable Energy |  | 59665 | Innovative Solar 37 LLC | NC | Vertical | Anson | IS037 | Solar Photovoltaic | PV |  | S | X | X |  |  | 100 |  | 97.5 | 97.5 |  | N |  |  | OP | X | 5 | 2017 | 2017 |  |  | N | IPP Non-CHP | IPP | IPP | 2 | X | SUN | Renewable | 100 | 0 | 1 | 0
Operable | 58468 | Dominion Renewable Energy |  | 60030 | Pecan Solar | NC | Vertical | Northampton | PECAN | Solar Photovoltaic | PV |  | S | X | X |  |  | 74.9 |  | 74.9 | 74.9 |  | N |  |  | OP | X | 12 | 2018 | 2018 |  |  | N | Electric Utility | Utility | Investor Owned Utility | 1 | X | SUN | Renewable | 74.9 | 0 | 1 | 0
Operable | 58468 | Dominion Renewable Energy |  | 60127 | Eastern Shore Solar, LLC | VA | Vertical | Accomack | PV1 | Solar Photovoltaic | PV |  | S | X | X |  |  | 80 | 0.915 | 80 | 80 |  | N |  |  | OP | X | 10 | 2016 | 2016 |  |  | N | IPP Non-CHP | IPP | IPP | 2 | X | SUN | Renewable | 80 | 0 | 1 | 0
Operable | 58468 | Dominion Renewable Energy |  | 60237 | Midway Solar Farm II | CA | Vertical | Imperial | MSF2 | Solar Photovoltaic | PV |  | S | X | X |  |  | 30 |  | 30 | 30 |  | N |  |  | OP | X | 5 | 2017 | 2017 |  |  | N | IPP Non-CHP | IPP | IPP | 2 | X | SUN | Renewable | 30 | 0 | 1 | 0
Operable | 58468 | Dominion Renewable Energy |  | 60422 | Morgan's Corner | NC | Vertical | Pasquotank | 1 | Solar Photovoltaic | PV |  | S | X | X |  |  | 20 |  | 19.8 | 19.8 |  | N |  |  | OP | X | 12 | 2015 | 2015 |  |  | N | Electric Utility | Utility | Investor Owned Utility | 1 | X | SUN | Renewable | 20 | 0 | 1 | 0
Operable | 58468 | Dominion Renewable Energy |  | 60611 | Summit Farms Solar | NC | Vertical | Currituck | PV1 | Solar Photovoltaic | PV |  | S | X | X | MOYOCK 34.5 KV SUMMITSP | Moyock 230kV substation fence line | 62.4 |  | 62.4 | 62.4 |  | N |  |  | OP | X | 3 | 2017 | 2017 |  |  | N | IPP Non-CHP | IPP | IPP | 2 | X | SUN | Renewable | 62.4 | 0 | 1 | 0
Operable | 58468 | Dominion Renewable Energy |  | 60658 | Moffett Solar Project | SC | Vertical | Jasper | PV1 | Solar Photovoltaic | PV |  | S | X | X |  |  | 71.4 |  | 71.4 | 71.4 |  | N |  |  | OP | X | 12 | 2017 | 2017 |  |  | N | IPP Non-CHP | IPP | IPP | 2 | X | SUN | Renewable | 71.4 | 0 | 1 | 0
Operable | 58468 | Dominion Renewable Energy |  | 60659 | Ridgeland Solar Project | SC | Vertical | Jasper | PV1 | Solar Photovoltaic | PV |  | S | X | X |  |  | 10 |  | 10 | 10 |  | N |  |  | OP | X | 6 | 2017 | 2017 |  |  | N | IPP Non-CHP | IPP | IPP | 2 | X | SUN | Renewable | 10 | 0 | 1 | 0
Operable | 58468 | Dominion Renewable Energy |  | 60915 | Correctional Solar LLC | VA | Vertical | New Kent | PV1 | Solar Photovoltaic | PV |  | S | X | X |  |  | 20 |  | 20 | 20 |  | N |  |  | OP | X | 12 | 2017 | 2017 |  |  | N | IPP Non-CHP | IPP | IPP | 2 | X | SUN | Renewable | 20 | 0 | 1 | 0
Operable | 58468 | Dominion Renewable Energy |  | 60916 | Sussex Drive, LLC | VA | Vertical | Sussex | PV1 | Solar Photovoltaic | PV |  | S | X | X |  |  | 20 |  | 20 | 20 |  | N |  |  | OP | X | 11 | 2017 | 2017 |  |  | N | IPP Non-CHP | IPP | IPP | 2 | X | SUN | Renewable | 20 | 0 | 1 | 0
Operable | 58468 | Dominion Renewable Energy |  | 60917 | Buckingham Solar LLC | VA | Vertical | Buckingham | PV1 | Solar Photovoltaic | PV |  | S | X | X |  |  | 19.8 |  | 19.8 | 19.8 |  | N |  |  | OP | X | 11 | 2017 | 2017 |  |  | N | IPP Non-CHP | IPP | IPP | 2 | X | SUN | Renewable | 19.8 | 0 | 1 | 0
Operable | 58468 | Dominion Renewable Energy |  | 60968 | Scott-II Solar LLC | VA | Vertical | Powhatan | PV1 | Solar Photovoltaic | PV |  | S | X | X |  |  | 20 |  | 20 | 20 |  | N |  |  | OP | X | 12 | 2017 | 2017 |  |  | N | IPP Non-CHP | IPP | IPP | 2 | X | SUN | Renewable | 20 | 0 | 1 | 0
Operable | 58468 | Dominion Renewable Energy |  | 61011 | Chestnut Solar | NC | Vertical | Halifax | PV1 | Solar Photovoltaic | PV |  | S | X | X |  |  | 74.9 | 1 | 74.9 | 74.9 |  | N |  |  | OP | X | 3 | 2020 | 2020 |  |  | N | Electric Utility | Utility | Investor Owned Utility | 1 | X | SUN | Renewable | 74.9 | 0 | 1 | 0
Operable | 58468 | Dominion Renewable Energy |  | 61374 | Hecate Energy Clarke County LLC | VA | Vertical | Clarke | PV1 | Solar Photovoltaic | PV |  | S | X | X |  |  | 10 |  | 10 | 10 |  | N |  |  | OP | X | 8 | 2017 | 2017 |  |  | N | IPP Non-CHP | IPP | IPP | 2 | X | SUN | Renewable | 10 | 0 | 1 | 0
Operable | 58468 | Dominion Renewable Energy |  | 61375 | Hecate Energy Cherrydale LLC | VA | Vertical | Northampton | PV1 | Solar Photovoltaic | PV |  | S | X | X |  |  | 20 |  | 20 | 20 |  | N |  |  | OP | X | 11 | 2017 | 2017 |  |  | N | IPP Non-CHP | IPP | IPP | 2 | X | SUN | Renewable | 20 | 0 | 1 | 0
Operable | 58468 | Dominion Renewable Energy |  | 61404 | Pikeville Farm | NC | Vertical | Wayne | 1 | Solar Photovoltaic | PV |  | S | X | X |  |  | 5 |  | 5 | 5 |  | N |  |  | OP | X | 11 | 2017 | 2017 |  |  | N | IPP Non-CHP | IPP | IPP | 2 | X | SUN | Renewable | 5 | 0 | 1 | 0
Operable | 58468 | Dominion Renewable Energy |  | 61405 | Moorings Farm 2, LLC | NC | Vertical | Lenoir | 1 | Solar Photovoltaic | PV |  | S | X | X |  |  | 5 |  | 5 | 5 |  | N |  |  | OP | X | 9 | 2017 | 2017 |  |  | N | IPP Non-CHP | IPP | IPP | 2 | X | SUN | Renewable | 5 | 0 | 1 | 0
Operable | 58468 | Dominion Renewable Energy |  | 61422 | Southampton Solar, LLC | VA | Vertical | Southampton | PV1 | Solar Photovoltaic | PV |  | S | X | X |  |  | 100 |  | 103.6 | 103.6 |  | N |  |  | OP | X | 12 | 2017 | 2017 |  |  | N | IPP Non-CHP | IPP | IPP | 2 | X | SUN | Renewable | 100 | 0 | 1 | 0
Operable | 58468 | Dominion Renewable Energy |  | 61533 | Mustang Solar | NC | Vertical | Moore | GEN1 | Solar Photovoltaic | PV |  | S | X | X |  |  | 5 |  | 5 | 5 |  | N |  |  | OP | X | 7 | 2018 | 2018 |  |  | N | IPP Non-CHP | IPP | IPP | 2 | X | SUN | Renewable | 5 | 0 | 1 | 0
Operable | 58468 | Dominion Renewable Energy |  | 62211 | Denmark Solar | SC | Vertical | Bamberg | 35 | Solar Photovoltaic | PV |  | W | X | X |  |  | 6 |  | 6 | 6 |  | N |  |  | OP | X | 12 | 2020 | 2020 |  |  | N | IPP Non-CHP | IPP | IPP | 2 | X | SUN | Renewable | 6 | 0 | 1 | 0
Operable | 58468 | Dominion Renewable Energy |  | 62346 | Trask East Solar | SC | Vertical | Beaufort | 83 | Solar Photovoltaic | PV |  | W | X | X |  |  | 12 |  | 12 | 12 |  | N |  |  | OP | X | 12 | 2020 | 2020 |  |  | N | IPP Non-CHP | IPP | IPP | 2 | X | SUN | Renewable | 12 | 0 | 1 | 0
Operable | 58468 | Dominion Renewable Energy |  | 62353 | Yemassee Solar | SC | Vertical | Beaufort | 93 | Solar Photovoltaic | PV |  | W | X | X |  |  | 10 |  | 10 | 10 |  | N |  |  | OP | X | 12 | 2020 | 2020 |  |  | N | IPP Non-CHP | IPP | IPP | 2 | X | SUN | Renewable | 10 | 0 | 1 | 0
Operable | 58468 | Dominion Renewable Energy |  | 62544 | Wilkinson Solar LLC | NC | Vertical | Beaufort | GEN1 | Solar Photovoltaic | PV |  | S | X | X |  |  | 80.6 |  | 80.6 | 80.6 |  | N |  |  | OP | X | 12 | 2019 | 2019 |  |  | N | IPP Non-CHP | IPP | IPP | 2 | X | SUN | Renewable | 80.6 | 0 | 1 | 0
Operable | 58468 | Dominion Renewable Energy |  | 62730 | Desper Solar | VA | Vertical | Louisa | 1 | Solar Photovoltaic | PV |  | S | X | X |  |  | 88.2 |  | 88.2 | 88.2 |  | N |  |  | OP | X | 12 | 2021 | 2021 |  |  | N | Electric Utility | Utility | Investor Owned Utility | 1 | X | SUN | Renewable | 88.2 | 0 | 1 | 0
Operable | 58468 | Dominion Renewable Energy |  | 62758 | Meherrin Solar | VA | Vertical | Greensville | MEHER | Solar Photovoltaic | PV |  | S | X | X |  |  | 59.6 |  | 59.6 | 59.6 |  | N |  |  | OP | X | 9 | 2022 | 2022 |  |  | N | Electric Utility | Utility | Investor Owned Utility | 1 | X | SUN | Renewable | 59.6 | 0 | 1 | 0
Operable | 58468 | Dominion Renewable Energy |  | 65319 | Maplewood Solar | VA | Vertical | Pittsylvania | MAPL | Solar Photovoltaic | PV |  | S | X | X |  |  | 120 |  | 120 | 120 |  | N |  |  | OP | X | 12 | 2022 | 2022 |  |  | N | Electric Utility | Utility | Investor Owned Utility | 1 | X | SUN | Renewable | 120 | 0 | 1 | 0
Operable | 58468 | Dominion Renewable Energy |  | 65321 | Rochambeau Solar | VA | Vertical | James City | RBSO | Solar Photovoltaic | PV |  | S | X | X |  |  | 19.9 |  | 19.9 | 19.9 |  | N |  |  | OP | X | 12 | 2021 | 2021 |  |  | N | Electric Utility | Utility | Investor Owned Utility | 1 | X | SUN | Renewable | 19.9 | 0 | 1 | 0
Operable | 58468 | Dominion Renewable Energy |  | 65322 | Fort Powhatan Solar | VA | Vertical | Prince George | FTPW | Solar Photovoltaic | PV |  | S | X | X |  |  | 150 |  | 150 | 150 |  | N |  |  | OP | X | 1 | 2022 | 2022 |  |  | N | Electric Utility | Utility | Investor Owned Utility | 1 | X | SUN | Renewable | 150 | 0 | 1 | 0
Operable | 58468 | Dominion Renewable Energy |  | 65323 | Bedford Solar | VA | Vertical | Chesapeake City | BEDF | Solar Photovoltaic | PV |  | S | X | X |  |  | 70 |  | 70 | 70 |  | N |  |  | OP | X | 11 | 2021 | 2021 |  |  | N | Electric Utility | Utility | Investor Owned Utility | 1 | X | SUN | Renewable | 70 | 0 | 1 | 0
Operable | 5033 | Domtar Industries Inc |  | 50395 | Georgia-Pacific Corp - Nekoosa Mill | WI | Vertical | Wood | HY1 | Conventional Hydroelectric | HY |  | S | X | X |  |  | 0.8 | 0.8 | 0.8 | 0.7 | 0.4 | N |  |  | OP | X | 1 | 1917 | Pre-2000 |  |  | N | Industrial CHP | Customer Sited | Other | 7 | X | WAT | Renewable | 0.8 | 0 | 1 | 0
Operable | 5033 | Domtar Industries Inc |  | 50395 | Georgia-Pacific Corp - Nekoosa Mill | WI | Vertical | Wood | HY2 | Conventional Hydroelectric | HY |  | S | X | X |  |  | 0.8 | 0.8 | 0.8 | 0.7 | 0.4 | N |  |  | OP | X | 1 | 1917 | Pre-2000 |  |  | N | Industrial CHP | Customer Sited | Other | 7 | X | WAT | Renewable | 0.8 | 0 | 1 | 0
Operable | 5033 | Domtar Industries Inc |  | 50395 | Georgia-Pacific Corp - Nekoosa Mill | WI | Vertical | Wood | HY3 | Conventional Hydroelectric | HY |  | S | X | X |  |  | 0.8 | 0.8 | 0.8 | 0.7 | 0.4 | N |  |  | OP | X | 1 | 1923 | Pre-2000 |  |  | N | Industrial CHP | Customer Sited | Other | 7 | X | WAT | Renewable | 0.8 | 0 | 1 | 0
Operable | 5033 | Domtar Industries Inc |  | 50395 | Georgia-Pacific Corp - Nekoosa Mill | WI | Vertical | Wood | HY4 | Conventional Hydroelectric | HY |  | S | X | X |  |  | 0.6 | 0.8 | 0.6 | 0.6 | 0.3 | N |  |  | OP | X | 1 | 1912 | Pre-2000 |  |  | N | Industrial CHP | Customer Sited | Other | 7 | X | WAT | Renewable | 0.6 | 0 | 1 | 0
Operable | 5033 | Domtar Industries Inc |  | 50395 | Georgia-Pacific Corp - Nekoosa Mill | WI | Vertical | Wood | HY5 | Conventional Hydroelectric | HY |  | S | X | X |  |  | 0.7 | 0.8 | 0.7 | 0.6 | 0.3 | N |  |  | OA | X | 1 | 1950 | Pre-2000 |  |  | N | Industrial CHP | Customer Sited | Other | 7 | X | WAT | Renewable | 0.7 | 0 | 1 | 0
Operable | 5033 | Domtar Industries Inc |  | 50395 | Georgia-Pacific Corp - Nekoosa Mill | WI | Vertical | Wood | NHG1 | Conventional Hydroelectric | HY |  | S | X | X |  |  | 0.2 | 0.8 | 0.2 | 0.2 | 0.1 | N |  |  | OP | X | 1 | 1926 | Pre-2000 |  |  | N | Industrial CHP | Customer Sited | Other | 7 | X | WAT | Renewable | 0.2 | 0 | 1 | 0
Operable | 5033 | Domtar Industries Inc |  | 50395 | Georgia-Pacific Corp - Nekoosa Mill | WI | Vertical | Wood | TG14 | Wood/Wood Waste Biomass | ST |  | S | X | X |  |  | 13.1 | 1 | 12.5 | 12.1 | 1 | N |  |  | OP | X | 2 | 1991 | Pre-2000 |  |  | Y | Industrial CHP | Customer Sited | Other | 7 | T | BLQ | Renewable | 13.1 | 0 | 1 | 0 | NG
Operable | 5033 | Domtar Industries Inc |  | 50395 | Georgia-Pacific Corp - Nekoosa Mill | WI | Vertical | Wood | TG6 | Natural Gas Steam Turbine | ST |  | S | X | X |  |  | 6 | 1 | 5.7 | 5.5 | 1 | N |  |  | OP | X | 1 | 1951 | Pre-2000 |  |  | Y | Industrial CHP | Customer Sited | Other | 7 | T | NG | Non-Renewable | 0 | 6 | 0 | 1
Operable | 5033 | Domtar Industries Inc |  | 50395 | Georgia-Pacific Corp - Nekoosa Mill | WI | Vertical | Wood | TG8 | Natural Gas Steam Turbine | ST |  | S | X | X |  |  | 16 | 1 | 13 | 15 | 1 | N |  |  | OP | X | 1 | 1966 | Pre-2000 |  |  | Y | Industrial CHP | Customer Sited | Other | 7 | T | NG | Non-Renewable | 0 | 16 | 0 | 1
Operable | 5033 | Domtar Industries Inc |  | 54103 | Port Edwards Mill | WI | Vertical | Wood | HG1 | Conventional Hydroelectric | HY |  | S | X | X |  |  | 0.4 | 0.8 | 0.4 | 0.4 | 0.2 | N |  |  | OP | X | 1 | 1913 | Pre-2000 |  |  | N | Industrial Non-CHP | Customer Sited | Other | 6 | X | WAT | Renewable | 0.4 | 0 | 1 | 0
Operable | 5033 | Domtar Industries Inc |  | 54103 | Port Edwards Mill | WI | Vertical | Wood | HG2 | Conventional Hydroelectric | HY |  | S | X | X |  |  | 0.4 | 0.8 | 0.4 | 0.4 | 0.2 | N |  |  | OP | X | 1 | 1913 | Pre-2000 |  |  | N | Industrial Non-CHP | Customer Sited | Other | 6 | X | WAT | Renewable | 0.4 | 0 | 1 | 0
Operable | 5033 | Domtar Industries Inc |  | 54103 | Port Edwards Mill | WI | Vertical | Wood | HG3 | Conventional Hydroelectric | HY |  | S | X | X |  |  | 0.4 | 0.8 | 0.4 | 0.4 | 0.2 | N |  |  | OP | X | 1 | 1913 | Pre-2000 |  |  | N | Industrial Non-CHP | Customer Sited | Other | 6 | X | WAT | Renewable | 0.4 | 0 | 1 | 0
Operable | 5033 | Domtar Industries Inc |  | 54103 | Port Edwards Mill | WI | Vertical | Wood | HG4 | Conventional Hydroelectric | HY |  | S | X | X |  |  | 0.4 | 0.8 | 0.4 | 0.4 | 0.2 | N |  |  | OP | X | 1 | 1913 | Pre-2000 |  |  | N | Industrial Non-CHP | Customer Sited | Other | 6 | X | WAT | Renewable | 0.4 | 0 | 1 | 0
Operable | 5033 | Domtar Industries Inc |  | 54103 | Port Edwards Mill | WI | Vertical | Wood | HG5 | Conventional Hydroelectric | HY |  | S | X | X |  |  | 0.8 | 0.8 | 0.8 | 0.7 | 0.4 | N |  |  | OP | X | 1 | 1926 | Pre-2000 |  |  | N | Industrial Non-CHP | Customer Sited | Other | 6 | X | WAT | Renewable | 0.8 | 0 | 1 | 0
Operable | 5033 | Domtar Industries Inc |  | 54103 | Port Edwards Mill | WI | Vertical | Wood | HG6 | Conventional Hydroelectric | HY |  | S | X | X |  |  | 0.8 | 0.8 | 0.8 | 0.7 | 0.4 | N |  |  | OP | X | 1 | 1926 | Pre-2000 |  |  | N | Industrial Non-CHP | Customer Sited | Other | 6 | X | WAT | Renewable | 0.8 | 0 | 1 | 0
Operable | 5033 | Domtar Industries Inc |  | 54103 | Port Edwards Mill | WI | Vertical | Wood | JHG1 | Conventional Hydroelectric | HY |  | S | X | X |  |  | 1.3 | 1 | 1.2 | 1.2 | 0.6 | N |  |  | OP | X | 1 | 1926 | Pre-2000 |  |  | N | Industrial Non-CHP | Customer Sited | Other | 6 | X | WAT | Renewable | 1.3 | 0 | 1 | 0
Operable | 5033 | Domtar Industries Inc |  | 54103 | Port Edwards Mill | WI | Vertical | Wood | JHG2 | Conventional Hydroelectric | HY |  | S | X | X |  |  | 0.6 | 0.8 | 0.6 | 0.6 | 0.3 | N |  |  | OP | X | 1 | 1938 | Pre-2000 |  |  | N | Industrial Non-CHP | Customer Sited | Other | 6 | X | WAT | Renewable | 0.6 | 0 | 1 | 0
Operable | 5033 | Domtar Industries Inc |  | 54103 | Port Edwards Mill | WI | Vertical | Wood | JHG3 | Conventional Hydroelectric | HY |  | S | X | X |  |  | 0.6 | 0.8 | 0.6 | 0.6 | 0.3 | N |  |  | OP | X | 1 | 1939 | Pre-2000 |  |  | N | Industrial Non-CHP | Customer Sited | Other | 6 | X | WAT | Renewable | 0.6 | 0 | 1 | 0
Operable | 5033 | Domtar Industries Inc |  | 54103 | Port Edwards Mill | WI | Vertical | Wood | JHG4 | Conventional Hydroelectric | HY |  | S | X | X |  |  | 0.4 | 0.8 | 0.4 | 0.4 | 0.2 | N |  |  | OP | X | 1 | 1943 | Pre-2000 |  |  | N | Industrial Non-CHP | Customer Sited | Other | 6 | X | WAT | Renewable | 0.4 | 0 | 1 | 0
Operable | 5033 | Domtar Industries Inc |  | 54103 | Port Edwards Mill | WI | Vertical | Wood | JHG5 | Conventional Hydroelectric | HY |  | S | X | X |  |  | 0.6 | 0.8 | 0.6 | 0.6 | 0.3 | N |  |  | OA | X | 1 | 1977 | Pre-2000 |  |  | N | Industrial Non-CHP | Customer Sited | Other | 6 | X | WAT | Renewable | 0.6 | 0 | 1 | 0
Operable | 5262 | Domtar Industries Inc |  | 54104 | Ashdown | AR | Vertical | Little River | GEN1 | Wood/Wood Waste Biomass | ST |  | S | X | X |  |  | 19.5 | 0.9 | 17 | 17 | 5 | N |  |  | OP | X | 1 | 1968 | Pre-2000 |  |  | Y | Industrial CHP | Customer Sited | Other | 7 | T | BLQ | Renewable | 19.5 | 0 | 1 | 0 | NG | WDS | BIT | RFO | TDF
Operable | 5262 | Domtar Industries Inc |  | 54104 | Ashdown | AR | Vertical | Little River | GEN2 | Wood/Wood Waste Biomass | ST |  | S | X | X |  |  | 47 | 0.9 | 40 | 40 | 5 | N |  |  | OP | X | 10 | 1979 | Pre-2000 |  |  | Y | Industrial CHP | Customer Sited | Other | 7 | T | BLQ | Renewable | 47 | 0 | 1 | 0 | NG | WDS | BIT | RFO | TDF
Operable | 5262 | Domtar Industries Inc |  | 54104 | Ashdown | AR | Vertical | Little River | GEN3 | Wood/Wood Waste Biomass | ST |  | S | X | X |  |  | 45 | 0.9 | 33 | 33 | 5 | N |  |  | OP | X | 4 | 1991 | Pre-2000 |  |  | Y | Industrial CHP | Customer Sited | Other | 7 | T | BLQ | Renewable | 45 | 0 | 1 | 0 | NG | WDS | BIT | RFO | TDF
Operable | 5262 | Domtar Industries Inc |  | 54104 | Ashdown | AR | Vertical | Little River | GEN4 | Wood/Wood Waste Biomass | ST |  | S | X | X |  |  | 45 | 0.9 | 38 | 38 | 5 | N |  |  | OP | X | 4 | 1991 | Pre-2000 |  |  | Y | Industrial CHP | Customer Sited | Other | 7 | T | BLQ | Renewable | 45 | 0 | 1 | 0 | NG | WDS | BIT | RFO | TDF
Operable | 56137 | Domtar LLC |  | 54638 | Johnsonburg Mill | PA | Restructured | Elk | PT1 | Wood/Wood Waste Biomass | ST |  | S | X | X | 50785 | 50785 | 54 | 0.9 | 49 | 49 | 12 | N |  |  | OP | X | 2 | 1993 | Pre-2000 |  |  | Y | Industrial CHP | Customer Sited | Other | 7 | T | BLQ | Renewable | 54 | 0 | 1 | 0 | NG
Operable | 55849 | Domtar Paper Co LLC Kingsport Mill |  | 10252 | Domtar Kingsport Mill | TN | Vertical | Sullivan | NO.1 | Natural Gas Steam Turbine | ST |  | S | X | X |  | 48934185 | 50 | 0.85 | 46.5 | 47 | 18 | N |  |  | OP | X | 10 | 2006 | 2006 |  |  | Y | Industrial CHP | Customer Sited | Other | 7 | T | NG | Non-Renewable | 0 | 50 | 0 | 1 | WDS | DFO | OBS | SLW
Operable | 56788 | Domtar Paper Company Bennettsville |  | 57470 | Marlboro Mill | SC | Vertical | Marlboro | MG1 | Wood/Wood Waste Biomass | ST |  | S | X | X |  |  | 51.4 | 0.85 | 34.2 | 38 | 15 | N |  |  | OP | X | 9 | 2010 | 2010 |  |  | Y | Industrial CHP | Customer Sited | Other | 7 | T | BLQ | Renewable | 51.4 | 0 | 1 | 0 | WDS
Operable | 55903 | Domtar Paper Company LLC |  | 50189 | Domtar Paper Co LLC Plymouth NC | NC | Vertical | Martin | TG10 | Wood/Wood Waste Biomass | ST |  | S | X | X |  |  | 72 | 0.97 | 74 | 74 | 14 | N |  |  | OP | X | 6 | 1978 | Pre-2000 |  |  | Y | Industrial CHP | Customer Sited | Other | 7 | T | WDS | Renewable | 72 | 0 | 1 | 0 | NG | SLW | DFO
Operable | 55903 | Domtar Paper Company LLC |  | 50189 | Domtar Paper Co LLC Plymouth NC | NC | Vertical | Martin | TG9 | Wood/Wood Waste Biomass | ST |  | S | X | X |  |  | 42 | 0.8 | 40.8 | 40.8 | 14 | N |  |  | OP | X | 9 | 1976 | Pre-2000 |  |  | Y | Industrial CHP | Customer Sited | Other | 7 | T | BLQ | Renewable | 42 | 0 | 1 | 0 | DFO | WDS | RFO | NG
Operable | 55839 | Domtar Paper Company LLC |  | 55429 | Kentucky Mills | KY | Vertical | Hancock | 1 | Wood/Wood Waste Biomass | ST |  | S | X | X |  |  | 88 | 0.9 | 49 | 60 | 15 | N |  |  | OP | X | 6 | 2001 | 2001 |  |  | Y | Industrial CHP | Customer Sited | Other | 7 | T | BLQ | Renewable | 88 | 0 | 1 | 0 | WDS | NG | SLW
Operable | 55997 | Domtar Paper Company Rothschild |  | 50190 | Domtar Paper Company Rothschild | WI | Vertical | Marathon | HG3 | Conventional Hydroelectric | HY |  | S | X | X |  |  | 0.6 | 0.8 | 0.6 | 0.6 | 0.1 | N |  |  | OP | X | 1 | 1910 | Pre-2000 |  |  | N | Industrial Non-CHP | Customer Sited | Other | 6 | X | WAT | Renewable | 0.6 | 0 | 1 | 0
Operable | 55997 | Domtar Paper Company Rothschild |  | 50190 | Domtar Paper Company Rothschild | WI | Vertical | Marathon | HG7 | Conventional Hydroelectric | HY |  | S | X | X |  |  | 0.5 | 0.8 | 0.5 | 0.5 | 0.2 | N |  |  | OP | X | 1 | 1910 | Pre-2000 |  |  | N | Industrial Non-CHP | Customer Sited | Other | 6 | X | WAT | Renewable | 0.5 | 0 | 1 | 0
Operable | 64538 | Donaghy Sales Inc. |  | 65177 | Donaghy-Stockton | CA | Vertical | San Joaquin | DSPV1 | Solar Photovoltaic | PV |  | S | X | X |  |  | 1.1 |  | 1.1 | 0.7 |  | N |  |  | OP | X | 10 | 2021 | 2021 |  |  | N | Commercial Non-CHP | Customer Sited | Other | 4 | X | SUN | Renewable | 1.1 | 0 | 1 | 0
Operable | 63514 | Dorchester Biomass LLC |  | 58707 | Dorchester Biomass | SC | Vertical | Dorchester | GEN1 | Wood/Wood Waste Biomass | ST |  | S | X | X |  |  | 22.5 | 0.85 | 20 | 20 | 4 | N |  |  | OP | X | 11 | 2013 | 2013 |  |  | N | IPP Non-CHP | IPP | IPP | 2 | X | WDS | Renewable | 22.5 | 0 | 1 | 0
Operable | 59140 | Dorena Hydro, LLC |  | 59357 | Dorena Hydro-Electric Facility | OR | Vertical | Lane | FRNCS | Conventional Hydroelectric | HY |  | S | X | X |  |  | 1.4 | 1 | 1.4 | 1.4 | 0.4 | N |  |  | OP | X | 6 | 2014 | 2014 |  |  | N | IPP Non-CHP | IPP | IPP | 2 | X | WAT | Renewable | 1.4 | 0 | 1 | 0
Operable | 59140 | Dorena Hydro, LLC |  | 59357 | Dorena Hydro-Electric Facility | OR | Vertical | Lane | KAPLN | Conventional Hydroelectric | HY |  | S | X | X |  |  | 6.1 | 0.9 | 6.1 | 6.1 | 1.8 | N |  |  | OP | X | 6 | 2014 | 2014 |  |  | N | IPP Non-CHP | IPP | IPP | 2 | X | WAT | Renewable | 6.1 | 0 | 1 | 0
Operable | 5310 | Doswell Ltd Partnership |  | 52019 | Doswell Energy Center | VA | Vertical | Hanover | GEN1 | Natural Gas Fired Combined Cycle | CT | UNT5 | S | X | N | 71856749 | 71856749 | 122 | 0.85 | 112.5 | 122 | 73.3 | N |  |  | OP | X | 11 | 1991 | Pre-2000 |  |  | N | IPP Non-CHP | IPP | IPP | 2 | X | NG | Non-Renewable | 0 | 122 | 0 | 1 | DFO
Operable | 5310 | Doswell Ltd Partnership |  | 52019 | Doswell Energy Center | VA | Vertical | Hanover | GEN2 | Natural Gas Fired Combined Cycle | CT | UNT5 | S | X | N | 71856749 | 71856749 | 122 | 0.85 | 112.5 | 122 | 73.3 | N |  |  | OP | X | 12 | 1991 | Pre-2000 |  |  | N | IPP Non-CHP | IPP | IPP | 2 | X | NG | Non-Renewable | 0 | 122 | 0 | 1 | DFO
Operable | 5310 | Doswell Ltd Partnership |  | 52019 | Doswell Energy Center | VA | Vertical | Hanover | GEN3 | Natural Gas Fired Combined Cycle | CA | UNT5 | S | Y | X | 71856749 | 71856749 | 132 | 0.9 | 123 | 132 | 28.7 | N |  |  | OP | X | 12 | 1991 | Pre-2000 |  |  | N | IPP Non-CHP | IPP | IPP | 2 | X | NG | Non-Renewable | 0 | 132 | 0 | 1
Operable | 5310 | Doswell Ltd Partnership |  | 52019 | Doswell Energy Center | VA | Vertical | Hanover | GEN4 | Natural Gas Fired Combined Cycle | CT | UNT6 | S | X | N | 71856755 | 71856755 | 122 | 0.85 | 112.5 | 122 | 73.3 | N |  |  | OP | X | 1 | 1992 | Pre-2000 |  |  | N | IPP Non-CHP | IPP | IPP | 2 | X | NG | Non-Renewable | 0 | 122 | 0 | 1 | DFO
Operable | 5310 | Doswell Ltd Partnership |  | 52019 | Doswell Energy Center | VA | Vertical | Hanover | GEN5 | Natural Gas Fired Combined Cycle | CT | UNT6 | S | X | N | 71856755 | 71856755 | 122 | 0.85 | 112.5 | 122 | 73.3 | N |  |  | OP | X | 1 | 1992 | Pre-2000 |  |  | N | IPP Non-CHP | IPP | IPP | 2 | X | NG | Non-Renewable | 0 | 122 | 0 | 1 | DFO
Operable | 5310 | Doswell Ltd Partnership |  | 52019 | Doswell Energy Center | VA | Vertical | Hanover | GEN6 | Natural Gas Fired Combined Cycle | CA | UNT6 | S | Y | X | 71856755 | 71856755 | 132 | 0.9 | 123 | 132 | 28.7 | N |  |  | OP | X | 1 | 1992 | Pre-2000 |  |  | N | IPP Non-CHP | IPP | IPP | 2 | X | NG | Non-Renewable | 0 | 132 | 0 | 1
Operable | 5310 | Doswell Ltd Partnership |  | 52019 | Doswell Energy Center | VA | Vertical | Hanover | GEN7 | Natural Gas Fired Combustion Turbine | GT |  | S | X | X | 71856761 | 71856761 | 187 | 0.9 | 170 | 188 | 74.5 | N |  |  | OP | X | 3 | 2001 | 2001 |  |  | N | IPP Non-CHP | IPP | IPP | 2 | X | NG | Non-Renewable | 0 | 187 | 0 | 1 | DFO
Operable | 5310 | Doswell Ltd Partnership |  | 52019 | Doswell Energy Center | VA | Vertical | Hanover | GEN8 | Natural Gas Fired Combustion Turbine | GT |  | S | X | X | 1379268472 | 1379268472 | 187 | 0.9 | 161.5 | 188 | 90 | N |  |  | OP | X | 3 | 2018 | 2018 |  |  | N | IPP Non-CHP | IPP | IPP | 2 | X | NG | Non-Renewable | 0 | 187 | 0 | 1
Operable | 5310 | Doswell Ltd Partnership |  | 52019 | Doswell Energy Center | VA | Vertical | Hanover | GEN9 | Natural Gas Fired Combustion Turbine | GT |  | S | X | X | 1379268471 | 1379268471 | 187 | 0.9 | 161.5 | 188 | 90 | N |  |  | OP | X | 4 | 2018 | 2018 |  |  | N | IPP Non-CHP | IPP | IPP | 2 | X | NG | Non-Renewable | 0 | 187 | 0 | 1
Operable | 61911 | Dougherty County Solar, LLC |  | 62375 | Dougherty County Solar, LLC | GA | Vertical | Dougherty | PV1 | Solar Photovoltaic | PV |  | W | X | X |  |  | 120 |  | 120 | 120 | 0.1 | N |  |  | OP | X | 12 | 2019 | 2019 |  |  | N | IPP Non-CHP | IPP | IPP | 2 | X | SUN | Renewable | 120 | 0 | 1 | 0
Operable | 5187 | Douglas County |  | 50938 | Galesville Project | OR | Vertical | Douglas | GV1 | Conventional Hydroelectric | HY |  | S | X | X |  |  | 0.8 | 0.9 | 0.8 | 1 | 0.1 | N |  |  | OP | X | 2 | 1987 | Pre-2000 |  |  | N | IPP Non-CHP | IPP | IPP | 2 | X | WAT | Renewable | 0.8 | 0 | 1 | 0
Operable | 5187 | Douglas County |  | 50938 | Galesville Project | OR | Vertical | Douglas | GV2 | Conventional Hydroelectric | HY |  | S | X | X |  |  | 0.8 | 0.9 | 0.8 | 1 | 0.1 | N |  |  | OP | X | 2 | 1987 | Pre-2000 |  |  | N | IPP Non-CHP | IPP | IPP | 2 | X | WAT | Renewable | 0.8 | 0 | 1 | 0
Operable | 61393 | Douglas County Forest Products |  | 61761 | Douglas County Forest Products | OR | Vertical | Douglas | GEN-1 | Wood/Wood Waste Biomass | ST |  | S | X | X |  |  | 6.3 | 0.95 | 6.3 | 6.3 | 1 | N |  |  | OP | X | 12 | 2006 | 2006 |  |  | Y | Industrial CHP | Customer Sited | Other | 7 | B | WDS | Renewable | 6.3 | 0 | 1 | 0
Operable | 5347 | Dow Chemical Co |  | 52006 | LaO Energy Systems | LA | Vertical | Iberville | GEN1 | Natural Gas Fired Combined Cycle | CA | CC1 | S | Y | X | EES,DOWCHEM | EES,DOWCHEM | 57 | 0.85 | 57 | 57 | 8 | N |  |  | OS | X | 6 | 1958 | Pre-2000 | 4 | 2024 | Y | Industrial CHP | Customer Sited | Other | 7 | T | NG | Non-Renewable | 0 | 57 | 0 | 1 | OG | OTH
Operable | 5347 | Dow Chemical Co |  | 52006 | LaO Energy Systems | LA | Vertical | Iberville | GEN2 | Natural Gas Fired Combined Cycle | CA | CC1 | S | Y | X | EES,DOWCHEM | EES,DOWCHEM | 88 | 0.85 | 80 | 80 | 22 | N |  |  | OP | X | 6 | 1962 | Pre-2000 | 11 | 2024 | Y | Industrial CHP | Customer Sited | Other | 7 | T | NG | Non-Renewable | 0 | 88 | 0 | 1 | OG | OTH
Operable | 5347 | Dow Chemical Co |  | 52006 | LaO Energy Systems | LA | Vertical | Iberville | GEN3 | Natural Gas Fired Combined Cycle | CA | CC1 | S | Y | X | EES,DOWCHEM | EES,DOWCHEM | 90 | 0.85 | 94 | 94 | 13 | N |  |  | OP | X | 6 | 1966 | Pre-2000 | 11 | 2024 | Y | Industrial CHP | Customer Sited | Other | 7 | T | NG | Non-Renewable | 0 | 90 | 0 | 1 | OG | OTH
Operable | 5347 | Dow Chemical Co |  | 52006 | LaO Energy Systems | LA | Vertical | Iberville | GEN4 | Natural Gas Fired Combined Cycle | CA | CC1 | S | Y | X | EES,DOWCHEM | EES,DOWCHEM | 76.5 | 0.9 | 49 | 49 | 3 | N |  |  | OP | X | 6 | 1969 | Pre-2000 | 10 | 2024 | Y | Industrial CHP | Customer Sited | Other | 7 | T | NG | Non-Renewable | 0 | 76.5 | 0 | 1 | OG | OTH
Operable | 5347 | Dow Chemical Co |  | 52006 | LaO Energy Systems | LA | Vertical | Iberville | GEN5 | Natural Gas Fired Combined Cycle | CT | CC1 | S | X | N | EES,DOWCHEM | EES,DOWCHEM | 76.5 | 0.9 | 52 | 65 | 45 | N |  |  | OP | X | 11 | 1978 | Pre-2000 | 4 | 2024 | Y | Industrial CHP | Customer Sited | Other | 7 | T | NG | Non-Renewable | 0 | 76.5 | 0 | 1
Operable | 5347 | Dow Chemical Co |  | 52006 | LaO Energy Systems | LA | Vertical | Iberville | GEN6 | Natural Gas Fired Combined Cycle | CT | CC1 | S | X | N | EES,DOWCHEM | EES,DOWCHEM | 76.5 | 0.9 | 52 | 65 | 45 | N |  |  | OP | X | 2 | 1979 | Pre-2000 | 1 | 2025 | Y | Industrial CHP | Customer Sited | Other | 7 | T | NG | Non-Renewable | 0 | 76.5 | 0 | 1
Operable | 5347 | Dow Chemical Co |  | 55419 | Plaquemine Cogeneration Plant | LA | Vertical | Iberville | G500 | Natural Gas Fired Combined Cycle | CT | CC2 | S | X | N | EES,DOWCHEM | EES,DOWCHEM | 198 | 0.85 | 151 | 186 | 75 | N |  |  | OP | X | 3 | 2004 | 2004 |  |  | Y | Industrial CHP | Customer Sited | Other | 7 | T | NG | Non-Renewable | 0 | 198 | 0 | 1 | OG
Operable | 5347 | Dow Chemical Co |  | 55419 | Plaquemine Cogeneration Plant | LA | Vertical | Iberville | G600 | Natural Gas Fired Combined Cycle | CT | CC2 | S | X | N | EES,DOWCHEM | EES,DOWCHEM | 198 | 0.85 | 151 | 186 | 75 | N |  |  | OP | X | 3 | 2004 | 2004 |  |  | Y | Industrial CHP | Customer Sited | Other | 7 | T | NG | Non-Renewable | 0 | 198 | 0 | 1 | OG
Operable | 5347 | Dow Chemical Co |  | 55419 | Plaquemine Cogeneration Plant | LA | Vertical | Iberville | G700 | Natural Gas Fired Combined Cycle | CT | CC2 | S | X | N | EES,DOWCHEM | EES,DOWCHEM | 198 | 0.85 | 151 | 186 | 75 | N |  |  | OP | X | 3 | 2004 | 2004 |  |  | Y | Industrial CHP | Customer Sited | Other | 7 | T | NG | Non-Renewable | 0 | 198 | 0 | 1 | OG
Operable | 5347 | Dow Chemical Co |  | 55419 | Plaquemine Cogeneration Plant | LA | Vertical | Iberville | G800 | Natural Gas Fired Combined Cycle | CT | CC2 | S | X | N | EES,DOWCHEM | EES,DOWCHEM | 198 | 0.85 | 151 | 186 | 45 | N |  |  | OP | X | 3 | 2004 | 2004 |  |  | Y | Industrial CHP | Customer Sited | Other | 7 | T | NG | Non-Renewable | 0 | 198 | 0 | 1 | OG
Operable | 5347 | Dow Chemical Co |  | 55419 | Plaquemine Cogeneration Plant | LA | Vertical | Iberville | ST5 | Natural Gas Fired Combined Cycle | CA | CC2 | S | Y | X | EES,DOWCHEM | EES,DOWCHEM | 195 | 0.85 | 189 | 189 | 8 | N |  |  | OP | X | 3 | 2004 | 2004 |  |  | Y | Industrial CHP | Customer Sited | Other | 7 | T | NG | Non-Renewable | 0 | 195 | 0 | 1 | OG | OTH
Operable | 5338 | Dow Chemical Co |  | 56152 | Freeport Energy Center | TX | Restructured | Brazoria | CTG1 | Natural Gas Fired Combined Cycle | CT | PLTB | W | X | N |  |  | 180 | 0.85 | 169.4 | 188.7 | 110 | N |  |  | OP | X | 5 | 2007 | 2007 |  |  | Y | Industrial CHP | Customer Sited | Other | 7 | T | NG | Non-Renewable | 0 | 180 | 0 | 1
Operable | 5338 | Dow Chemical Co |  | 56152 | Freeport Energy Center | TX | Restructured | Brazoria | STG1 | Natural Gas Fired Combined Cycle | CA | PLTB | W | N | X |  |  | 80 | 0.85 | 50 | 70 | 4 | N |  |  | OP | X | 5 | 2007 | 2007 |  |  | Y | Industrial CHP | Customer Sited | Other | 7 | T | NG | Non-Renewable | 0 | 80 | 0 | 1
Operable | 5352 | Dow Chemical Co - St Charles |  | 50152 | Dow St Charles Operations | LA | Vertical | St Charles | CGN1 | Natural Gas Fired Combined Cycle | CT | CC1 | S | X | N |  |  | 125.8 | 0.95 | 100 | 116 | 60 | N |  |  | OP | X | 12 | 1996 | Pre-2000 |  |  | Y | Industrial CHP | Customer Sited | Other | 7 | T | NG | Non-Renewable | 0 | 125.8 | 0 | 1 | OG
Operable | 5352 | Dow Chemical Co - St Charles |  | 50152 | Dow St Charles Operations | LA | Vertical | St Charles | CGN2 | Natural Gas Fired Combined Cycle | CT | CC1 | S | X | N |  |  | 125.8 | 0.95 | 100 | 116 | 60 | N |  |  | OP | X | 1 | 1997 | Pre-2000 |  |  | Y | Industrial CHP | Customer Sited | Other | 7 | T | NG | Non-Renewable | 0 | 125.8 | 0 | 1 | OG
Operable | 5352 | Dow Chemical Co - St Charles |  | 50152 | Dow St Charles Operations | LA | Vertical | St Charles | CSTG | Natural Gas Fired Combined Cycle | CA | CC1 | S | Y | X |  |  | 50 | 0.95 | 50 | 50 | 15 | N |  |  | OP | X | 12 | 2002 | 2002 |  |  | Y | Industrial CHP | Customer Sited | Other | 7 | T | NG | Non-Renewable | 0 | 50 | 0 | 1 | OG
Operable | 5352 | Dow Chemical Co - St Charles |  | 50152 | Dow St Charles Operations | LA | Vertical | St Charles | STG | Natural Gas Fired Combined Cycle | CA | CC1 | S | Y | X |  |  | 22 | 0.95 | 20 | 20 | 5 | N |  |  | OP | X | 2 | 1997 | Pre-2000 |  |  | Y | Industrial CHP | Customer Sited | Other | 7 | T | NG | Non-Renewable | 0 | 22 | 0 | 1 | OG
Operable | 5374 | Dow Chemical Company-Oyster Creek VIII |  | 54676 | Oyster Creek Unit VIII | TX | Restructured | Brazoria | G81 | Natural Gas Fired Combined Cycle | CT | CC1 | J | X | N | N/A | N/A | 99 | 1 | 73 | 90 | 70 | N |  |  | OP | X | 10 | 1994 | Pre-2000 |  |  | Y | IPP CHP | IPP | IPP | 3 | T | NG | Non-Renewable | 0 | 99 | 0 | 1
Operable | 5374 | Dow Chemical Company-Oyster Creek VIII |  | 54676 | Oyster Creek Unit VIII | TX | Restructured | Brazoria | G82 | Natural Gas Fired Combined Cycle | CT | CC1 | J | X | N | N/A | N/A | 99 | 1 | 73 | 90 | 70 | N |  |  | OP | X | 10 | 1994 | Pre-2000 |  |  | Y | IPP CHP | IPP | IPP | 3 | T | NG | Non-Renewable | 0 | 99 | 0 | 1
Operable | 5374 | Dow Chemical Company-Oyster Creek VIII |  | 54676 | Oyster Creek Unit VIII | TX | Restructured | Brazoria | G83 | Natural Gas Fired Combined Cycle | CT | CC1 | J | X | N | N/A | N/A | 99 | 1 | 73 | 90 | 70 | N |  |  | OP | X | 10 | 1994 | Pre-2000 |  |  | Y | IPP CHP | IPP | IPP | 3 | T | NG | Non-Renewable | 0 | 99 | 0 | 1
Operable | 5374 | Dow Chemical Company-Oyster Creek VIII |  | 54676 | Oyster Creek Unit VIII | TX | Restructured | Brazoria | G84 | Natural Gas Fired Combined Cycle | CA | CC1 | J | Y | X | N/A | N/A | 200.9 | 1 | 160 | 160 | 50 | N |  |  | OP | X | 10 | 1994 | Pre-2000 |  |  | Y | IPP CHP | IPP | IPP | 3 | T | NG | Non-Renewable | 0 | 200.9 | 0 | 1 | OG
Operable | 56728 | Dow Jones & Co |  | 57397 | Dow Jones South Brunswick Solar | NJ | Restructured | Middlesex | PV01 | Solar Photovoltaic | PV |  | S | X | X |  |  | 2.2 |  | 2.2 | 2.2 | 0.1 | N |  |  | OP | X | 12 | 2010 | 2010 |  |  | N | IPP Non-CHP | IPP | IPP | 2 | X | SUN | Renewable | 2.2 | 0 | 1 | 0
Operable | 56728 | Dow Jones & Co |  | 57397 | Dow Jones South Brunswick Solar | NJ | Restructured | Middlesex | PV02 | Solar Photovoltaic | PV |  | S | X | X |  |  | 1.4 |  | 1.4 | 1.4 | 0.1 | N |  |  | OP | X | 3 | 2011 | 2011 |  |  | N | IPP Non-CHP | IPP | IPP | 2 | X | SUN | Renewable | 1.4 | 0 | 1 | 0
Operable | 19272 | Doyon Utilities - Fort Greely |  | 54834 | Fort Greely Power Plant | AK | Vertical | Southeast Fairbanks | EN-4 | Petroleum Liquids | IC |  | S | X | X |  |  | 1.2 | 0.8 | 1.2 | 1.2 | 0.9 | N |  |  | SB | Y | 1 | 1959 | Pre-2000 |  |  | N | Commercial Non-CHP | Customer Sited | Other | 4 | X | DFO | Non-Renewable | 0 | 1.2 | 0 | 1
Operable | 19272 | Doyon Utilities - Fort Greely |  | 54834 | Fort Greely Power Plant | AK | Vertical | Southeast Fairbanks | EN-5 | Petroleum Liquids | IC |  | S | X | X |  |  | 1.2 | 0.8 | 1.2 | 1.2 | 0.9 | N |  |  | SB | Y | 1 | 1959 | Pre-2000 |  |  | N | Commercial Non-CHP | Customer Sited | Other | 4 | X | DFO | Non-Renewable | 0 | 1.2 | 0 | 1
Operable | 19272 | Doyon Utilities - Fort Greely |  | 54834 | Fort Greely Power Plant | AK | Vertical | Southeast Fairbanks | EN-6 | Petroleum Liquids | IC |  | S | X | X |  |  | 2.5 | 0.8 | 2.5 | 2.5 | 1 | N |  |  | SB | Y | 1 | 2010 | 2010 |  |  | N | Commercial Non-CHP | Customer Sited | Other | 4 | X | DFO | Non-Renewable | 0 | 2.5 | 0 | 1
Operable | 19272 | Doyon Utilities - Fort Greely |  | 54834 | Fort Greely Power Plant | AK | Vertical | Southeast Fairbanks | EN-7 | Petroleum Liquids | IC |  | S | X | X |  |  | 2.5 | 0.8 | 2.5 | 2.5 | 1 | N |  |  | SB | Y | 1 | 2010 | 2010 |  |  | N | Commercial Non-CHP | Customer Sited | Other | 4 | X | DFO | Non-Renewable | 0 | 2.5 | 0 | 1
Operable | 56389 | Doyon Utilities - Ft. Wainwright |  | 50308 | Utility Plants Section | AK | Vertical | Fairbanks North Star | GEN1 | Conventional Steam Coal | ST | F401 | S | X | X |  |  | 5 | 0.8 | 3.5 | 4.3 | 1.5 | N |  |  | OP | X | 1 | 1955 | Pre-2000 |  |  | Y | Electric Utility | Utility | Investor Owned Utility | 1 | T | SUB | Non-Renewable | 0 | 5 | 0 | 1
Operable | 56389 | Doyon Utilities - Ft. Wainwright |  | 50308 | Utility Plants Section | AK | Vertical | Fairbanks North Star | GEN3 | Conventional Steam Coal | ST | F401 | S | X | X |  |  | 5 | 0.8 | 6.2 | 6.2 | 1.5 | N |  |  | OP | X | 1 | 1955 | Pre-2000 |  |  | Y | Electric Utility | Utility | Investor Owned Utility | 1 | T | SUB | Non-Renewable | 0 | 5 | 0 | 1
Operable | 56389 | Doyon Utilities - Ft. Wainwright |  | 50308 | Utility Plants Section | AK | Vertical | Fairbanks North Star | GEN4 | Conventional Steam Coal | ST | F401 | S | X | X |  |  | 5 | 0.8 | 6.2 | 6.2 | 1.5 | N |  |  | OP | X | 1 | 1955 | Pre-2000 |  |  | Y | Electric Utility | Utility | Investor Owned Utility | 1 | T | SUB | Non-Renewable | 0 | 5 | 0 | 1
Operable | 56389 | Doyon Utilities - Ft. Wainwright |  | 50308 | Utility Plants Section | AK | Vertical | Fairbanks North Star | GEN5 | Conventional Steam Coal | ST | F401 | S | X | X |  |  | 5 | 0.8 | 6.2 | 6.2 | 1.5 | N |  |  | OP | X | 1 | 1989 | Pre-2000 |  |  | Y | Electric Utility | Utility | Investor Owned Utility | 1 | T | SUB | Non-Renewable | 0 | 5 | 0 | 1
Operable | 58368 | Doyon Utilities, LLC |  | 58380 | JBER Landfill Gas Power Plant | AK | Vertical | Anchorage | 1 | Landfill Gas | IC |  | S | X | X |  |  | 2.3 | 0.8 | 1.4 | 1.4 | 1 | N |  |  | OP | X | 8 | 2012 | 2012 |  |  | N | Commercial Non-CHP | Customer Sited | Other | 4 | X | LFG | Renewable | 2.3 | 0 | 1 | 0 | NG
Operable | 58368 | Doyon Utilities, LLC |  | 58380 | JBER Landfill Gas Power Plant | AK | Vertical | Anchorage | 2 | Landfill Gas | IC |  | S | X | X |  |  | 2.3 | 0.8 | 1.4 | 1.4 | 1 | N |  |  | OP | X | 8 | 2012 | 2012 |  |  | N | Commercial Non-CHP | Customer Sited | Other | 4 | X | LFG | Renewable | 2.3 | 0 | 1 | 0 | NG
Operable | 58368 | Doyon Utilities, LLC |  | 58380 | JBER Landfill Gas Power Plant | AK | Vertical | Anchorage | 3 | Landfill Gas | IC |  | S | X | X |  |  | 2.3 | 0.8 | 1.4 | 1.4 | 1 | N |  |  | OP | X | 8 | 2012 | 2012 |  |  | N | Commercial Non-CHP | Customer Sited | Other | 4 | X | LFG | Renewable | 2.3 | 0 | 1 | 0 | NG
Operable | 58368 | Doyon Utilities, LLC |  | 58380 | JBER Landfill Gas Power Plant | AK | Vertical | Anchorage | 4 | Landfill Gas | IC |  | S | X | X |  |  | 2.3 | 0.8 | 1.4 | 1.4 | 1 | N |  |  | OP | X | 8 | 2012 | 2012 |  |  | N | Commercial Non-CHP | Customer Sited | Other | 4 | X | LFG | Renewable | 2.3 | 0 | 1 | 0 | NG
Operable | 58368 | Doyon Utilities, LLC |  | 58380 | JBER Landfill Gas Power Plant | AK | Vertical | Anchorage | 5 | Landfill Gas | IC |  | S | X | X |  |  | 2.3 | 0.8 | 1.4 | 1.4 | 1 | N |  |  | OP | X | 8 | 2013 | 2013 |  |  | N | Commercial Non-CHP | Customer Sited | Other | 4 | X | LFG | Renewable | 2.3 | 0 | 1 | 0 | NG
Operable | 61567 | DP-C2 Episode 1 LLC |  | 61972 | Richardson Solar | SC | Vertical | Barnwell | C2BV | Solar Photovoltaic | PV |  | S | X | X |  |  | 3.6 |  | 3.6 | 3.6 |  | N |  |  | OP | X | 7 | 2019 | 2019 |  |  | N | IPP Non-CHP | IPP | IPP | 2 | X | SUN | Renewable | 3.6 | 0 | 1 | 0
Operable | 61567 | DP-C2 Episode 1 LLC |  | 61973 | Blackville Solar II | SC | Vertical | Barnwell | C2BV | Solar Photovoltaic | PV |  | S | X | X |  |  | 20 |  | 20 | 20 |  | N |  |  | OP | X | 5 | 2019 | 2019 |  |  | N | IPP Non-CHP | IPP | IPP | 2 | X | SUN | Renewable | 20 | 0 | 1 | 0
Operable | 61567 | DP-C2 Episode 1 LLC |  | 61974 | Diamond Solar | SC | Vertical | Lexington | C2BV | Solar Photovoltaic | PV |  | S | X | X |  |  | 8.2 |  | 8.2 | 8.2 |  | N |  |  | OP | X | 6 | 2019 | 2019 |  |  | N | IPP Non-CHP | IPP | IPP | 2 | X | SUN | Renewable | 8.2 | 0 | 1 | 0
Operable | 61567 | DP-C2 Episode 1 LLC |  | 61975 | Edison Solar | SC | Vertical | Barnwell | C2BV | Solar Photovoltaic | PV |  | S | X | X |  |  | 4.8 |  | 4.8 | 4.8 |  | N |  |  | OP | X | 6 | 2019 | 2019 |  |  | N | IPP Non-CHP | IPP | IPP | 2 | X | SUN | Renewable | 4.8 | 0 | 1 | 0
Operable | 64070 | Dresser Hill Solar, LLC |  | 64437 | Dresser Hill CSG | MA | Restructured | Worcester | DRH | Solar Photovoltaic | PV |  | S | X | X |  |  | 3.7 |  | 3.7 | 3.7 |  | N |  |  | OP | X | 1 | 2021 | 2021 |  |  | N | IPP Non-CHP | IPP | IPP | 2 | X | SUN | Renewable | 3.7 | 0 | 1 | 0
Operable | 63815 | Dressor Plains Solar, LLC |  | 64224 | Dressor Plains Solar, LLC | IL | Restructured | Fayette | DPS | Solar Photovoltaic | PV |  | S | X | X |  |  | 99 |  | 99 | 99 |  | N |  |  | OP | X | 9 | 2021 | 2021 |  |  | N | IPP Non-CHP | IPP | IPP | 2 | X | SUN | Renewable | 99 | 0 | 1 | 0
Operable | 62911 | Drew Solar LLC |  | 63127 | Drew Solar LLC | CA | Vertical | Imperial | DS | Solar Photovoltaic | PV |  | S | X | X |  |  | 100 |  | 100 | 100 |  | N |  |  | OP | X | 11 | 2022 | 2022 |  |  | N | IPP Non-CHP | IPP | IPP | 2 | X | SUN | Renewable | 100 | 0 | 1 | 0
Operable | 63207 | Drift Creek Solar, LLC |  | 63466 | Drift Creek Solar | OR | Vertical | Marion | PGR18 | Solar Photovoltaic | PV |  | S | X | X |  |  | 2.2 |  | 2.2 | 2.2 |  | N |  |  | OP | X | 5 | 2020 | 2020 |  |  | N | IPP Non-CHP | IPP | IPP | 2 | X | SUN | Renewable | 2.2 | 0 | 1 | 0
Operable | 60814 | Drop 5 Hydro LLC |  | 61191 | Drop 5 | CO | Vertical | Montrose | GEN1 | Conventional Hydroelectric | HY |  | S | X | X |  |  | 2.4 | 0.9 | 2.4 |  | 2.4 | N |  |  | OP | X | 3 | 2017 | 2017 |  |  | N | IPP Non-CHP | IPP | IPP | 2 | X | WAT | Renewable | 2.4 | 0 | 1 | 0
Operable | 5385 | Dry Creek LLC |  | 54394 | Dry Creek Project | ID | Vertical | Butte | GEN1 | Conventional Hydroelectric | HY |  | S | X | X |  |  | 3.6 | 1 | 2.2 | 1.5 | 0.2 | N |  |  | OP | X | 12 | 1987 | Pre-2000 |  |  | N | IPP Non-CHP | IPP | IPP | 2 | X | WAT | Renewable | 3.6 | 0 | 1 | 0
Operable | 58115 | DTE Ashtabula, LLC |  | 55990 | Ashtabula | OH | Restructured | Ashtabula | 1 | Natural Gas Fired Combined Cycle | CT | G1 | S | X | N |  |  | 4.9 | 0.8 | 4.4 | 5.4 | 1.6 | N |  |  | OP | X | 2 | 2001 | 2001 |  |  | Y | IPP CHP | IPP | IPP | 3 | T | NG | Non-Renewable | 0 | 4.9 | 0 | 1
Operable | 58115 | DTE Ashtabula, LLC |  | 55990 | Ashtabula | OH | Restructured | Ashtabula | 2 | Natural Gas Fired Combined Cycle | CT | G1 | S | X | N |  |  | 4.9 | 0.8 | 4.4 | 5.4 | 1.6 | N |  |  | OP | X | 2 | 2001 | 2001 |  |  | Y | IPP CHP | IPP | IPP | 3 | T | NG | Non-Renewable | 0 | 4.9 | 0 | 1
Operable | 58115 | DTE Ashtabula, LLC |  | 55990 | Ashtabula | OH | Restructured | Ashtabula | 3 | Natural Gas Fired Combined Cycle | CT | G1 | S | X | N |  |  | 4.9 | 0.8 | 4.4 | 5.4 | 1.6 | N |  |  | OP | X | 2 | 2001 | 2001 |  |  | Y | IPP CHP | IPP | IPP | 3 | T | NG | Non-Renewable | 0 | 4.9 | 0 | 1
Operable | 58115 | DTE Ashtabula, LLC |  | 55990 | Ashtabula | OH | Restructured | Ashtabula | 4 | Natural Gas Fired Combined Cycle | CT | G1 | S | X | N |  |  | 4.9 | 0.8 | 4.4 | 5.4 | 1.6 | N |  |  | OP | X | 2 | 2001 | 2001 |  |  | Y | IPP CHP | IPP | IPP | 3 | T | NG | Non-Renewable | 0 | 4.9 | 0 | 1
Operable | 58115 | DTE Ashtabula, LLC |  | 55990 | Ashtabula | OH | Restructured | Ashtabula | 5 | Natural Gas Fired Combined Cycle | CT | G1 | S | X | N |  |  | 4.9 | 0.8 | 4.4 | 5.4 | 1.6 | N |  |  | OP | X | 2 | 2001 | 2001 |  |  | Y | IPP CHP | IPP | IPP | 3 | T | NG | Non-Renewable | 0 | 4.9 | 0 | 1
Operable | 58115 | DTE Ashtabula, LLC |  | 55990 | Ashtabula | OH | Restructured | Ashtabula | 6 | Natural Gas Fired Combined Cycle | CA | G1 | S | Y | X |  |  | 0.8 | 0.8 | 0.7 | 0.8 | 0.2 | N |  |  | OP | X | 2 | 2001 | 2001 |  |  | Y | IPP CHP | IPP | IPP | 3 | T | NG | Non-Renewable | 0 | 0.8 | 0 | 1
Operable | 58115 | DTE Ashtabula, LLC |  | 55990 | Ashtabula | OH | Restructured | Ashtabula | 7 | Natural Gas Fired Combined Cycle | CA | G1 | S | Y | X |  |  | 0.8 | 0.8 | 0.7 | 0.8 | 0.2 | N |  |  | OP | X | 2 | 2001 | 2001 |  |  | Y | IPP CHP | IPP | IPP | 3 | T | NG | Non-Renewable | 0 | 0.8 | 0 | 1
Operable | 63875 | DTE Atlantic, LLC |  | 62492 | DTE Atlantic, LLC | NJ | Restructured | Atlantic | ACB-1 | Natural Gas Fired Combustion Turbine | GT |  | S | X | X |  |  | 7.5 | 1 | 7.1 | 7.8 | 5 | N |  |  | OP | X | 12 | 2010 | 2010 |  |  | N | IPP Non-CHP | IPP | IPP | 2 | X | NG | Non-Renewable | 0 | 7.5 | 0 | 1
Operable | 57295 | DTE Calvert City LLC |  | 55308 | Calvert City | KY | Vertical | Marshall | GEN1 | Natural Gas Fired Combustion Turbine | GT |  | S | X | X |  |  | 26.7 | 0.9 | 23 | 28.5 | 3 | N |  |  | OP | X | 4 | 2000 | 2000 |  |  | Y | Industrial CHP | Customer Sited | Other | 7 | T | NG | Non-Renewable | 0 | 26.7 | 0 | 1
Operable | 5109 | DTE Electric Company |  | 1725 | Colfax | MI | Vertical | Livingston | 1 | Petroleum Liquids | IC |  | S | X | X |  |  | 2.7 | 0.8 | 2 | 2 | 0.6 | N |  |  | OP | X | 11 | 1969 | Pre-2000 |  |  | N | Electric Utility | Utility | Investor Owned Utility | 1 | X | DFO | Non-Renewable | 0 | 2.7 | 0 | 1
Operable | 5109 | DTE Electric Company |  | 1725 | Colfax | MI | Vertical | Livingston | 2 | Petroleum Liquids | IC |  | S | X | X |  |  | 2.7 | 0.8 | 3 | 3 | 0.6 | N |  |  | OP | X | 12 | 1969 | Pre-2000 |  |  | N | Electric Utility | Utility | Investor Owned Utility | 1 | X | DFO | Non-Renewable | 0 | 2.7 | 0 | 1
Operable | 5109 | DTE Electric Company |  | 1725 | Colfax | MI | Vertical | Livingston | 3 | Petroleum Liquids | IC |  | S | X | X |  |  | 2.7 | 0.8 | 3 | 3 | 0.6 | N |  |  | OP | X | 11 | 1969 | Pre-2000 |  |  | N | Electric Utility | Utility | Investor Owned Utility | 1 | X | DFO | Non-Renewable | 0 | 2.7 | 0 | 1
Operable | 5109 | DTE Electric Company |  | 1725 | Colfax | MI | Vertical | Livingston | 4 | Petroleum Liquids | IC |  | S | X | X |  |  | 2.7 | 0.8 | 3 | 3 | 0.6 | N |  |  | OP | X | 12 | 1969 | Pre-2000 |  |  | N | Electric Utility | Utility | Investor Owned Utility | 1 | X | DFO | Non-Renewable | 0 | 2.7 | 0 | 1
Operable | 5109 | DTE Electric Company |  | 1725 | Colfax | MI | Vertical | Livingston | 5 | Petroleum Liquids | IC |  | S | X | X |  |  | 2.7 | 0.8 | 3 | 3 | 0.6 | N |  |  | OP | X | 11 | 1969 | Pre-2000 |  |  | N | Electric Utility | Utility | Investor Owned Utility | 1 | X | DFO | Non-Renewable | 0 | 2.7 | 0 | 1
Operable | 5109 | DTE Electric Company |  | 1728 | Delray | MI | Vertical | Wayne | 2025-11-01 | Natural Gas Fired Combustion Turbine | GT |  | S | X | X |  |  | 71.1 | 0.97 | 64 | 80 | 35 | N |  |  | OP | X | 2 | 2000 | 2000 |  |  | N | Electric Utility | Utility | Investor Owned Utility | 1 | X | NG | Non-Renewable | 0 | 71.1 | 0 | 1
Operable | 5109 | DTE Electric Company |  | 1728 | Delray | MI | Vertical | Wayne | 2025-12-01 | Natural Gas Fired Combustion Turbine | GT |  | S | X | X |  |  | 71.1 | 0.85 | 63 | 79 | 35 | N |  |  | OP | X | 2 | 2000 | 2000 |  |  | N | Electric Utility | Utility | Investor Owned Utility | 1 | X | NG | Non-Renewable | 0 | 71.1 | 0 | 1
Operable | 5109 | DTE Electric Company |  | 1729 | Fermi | MI | Vertical | Monroe | 2 | Nuclear | ST |  | S | X | X |  |  | 1217 | 0.9 | 1141 | 1161 | 690 | N |  |  | OP | X | 1 | 1988 | Pre-2000 |  |  | N | Electric Utility | Utility | Investor Owned Utility | 1 | X | NUC | Other | 0 | 0 | 0 | 0
Operable | 5109 | DTE Electric Company |  | 1729 | Fermi | MI | Vertical | Monroe | 3 | Petroleum Liquids | GT |  | S | X | X |  |  | 16 | 0.85 | 13 | 19 | 4 | N |  |  | OP | X | 4 | 1966 | Pre-2000 |  |  | N | Electric Utility | Utility | Investor Owned Utility | 1 | X | DFO | Non-Renewable | 0 | 16 | 0 | 1
Operable | 5109 | DTE Electric Company |  | 1729 | Fermi | MI | Vertical | Monroe | 4 | Petroleum Liquids | GT |  | S | X | X |  |  | 16 | 0.85 | 12 | 18 | 4 | N |  |  | OP | X | 4 | 1966 | Pre-2000 |  |  | N | Electric Utility | Utility | Investor Owned Utility | 1 | X | DFO | Non-Renewable | 0 | 16 | 0 | 1
Operable | 5109 | DTE Electric Company |  | 1729 | Fermi | MI | Vertical | Monroe | GT1 | Petroleum Liquids | GT |  | S | X | X |  |  | 16 | 0.85 | 13 | 19 | 4 | N |  |  | OP | X | 4 | 1966 | Pre-2000 |  |  | N | Electric Utility | Utility | Investor Owned Utility | 1 | X | DFO | Non-Renewable | 0 | 16 | 0 | 1
Operable | 5109 | DTE Electric Company |  | 1729 | Fermi | MI | Vertical | Monroe | GT2 | Petroleum Liquids | GT |  | S | X | X |  |  | 16 | 0.85 | 13 | 19 | 4 | N |  |  | OP | X | 4 | 1966 | Pre-2000 |  |  | N | Electric Utility | Utility | Investor Owned Utility | 1 | X | DFO | Non-Renewable | 0 | 16 | 0 | 1
Operable | 5109 | DTE Electric Company |  | 1730 | Hancock | MI | Vertical | Oakland | 1 | Natural Gas Fired Combustion Turbine | GT |  | S | X | X |  |  | 19 | 0.85 | 11 | 18 | 3 | N |  |  | OP | X | 9 | 1967 | Pre-2000 |  |  | N | Electric Utility | Utility | Investor Owned Utility | 1 | X | NG | Non-Renewable | 0 | 19 | 0 | 1
Operable | 5109 | DTE Electric Company |  | 1730 | Hancock | MI | Vertical | Oakland | 3 | Natural Gas Fired Combustion Turbine | GT |  | S | X | X |  |  | 19 | 0.85 | 17 | 22 | 3 | N |  |  | OP | X | 11 | 1967 | Pre-2000 |  |  | N | Electric Utility | Utility | Investor Owned Utility | 1 | X | NG | Non-Renewable | 0 | 19 | 0 | 1
Operable | 5109 | DTE Electric Company |  | 1730 | Hancock | MI | Vertical | Oakland | 5 | Natural Gas Fired Combustion Turbine | GT |  | S | X | X |  |  | 41.8 | 0.9 | 32 | 42 | 4 | N |  |  | OP | X | 5 | 1970 | Pre-2000 |  |  | N | Electric Utility | Utility | Investor Owned Utility | 1 | X | NG | Non-Renewable | 0 | 41.8 | 0 | 1
Operable | 5109 | DTE Electric Company |  | 1730 | Hancock | MI | Vertical | Oakland | 6 | Natural Gas Fired Combustion Turbine | GT |  | S | X | X |  |  | 41.8 | 0.9 | 33 | 42 | 4 | N |  |  | OP | X | 4 | 1966 | Pre-2000 |  |  | N | Electric Utility | Utility | Investor Owned Utility | 1 | X | NG | Non-Renewable | 0 | 41.8 | 0 | 1
Operable | 5109 | DTE Electric Company |  | 1733 | Monroe (MI) | MI | Vertical | Monroe | 1 | Conventional Steam Coal | ST |  | S | X | X |  |  | 817.2 | 0.9 | 758 | 758 | 280 | N |  |  | OP | X | 6 | 1971 | Pre-2000 | 12 | 2032 | N | Electric Utility | Utility | Investor Owned Utility | 1 | X | SUB | Non-Renewable | 0 | 817.2 | 0 | 1 | RC | BIT | PC | DFO
Operable | 5109 | DTE Electric Company |  | 1733 | Monroe (MI) | MI | Vertical | Monroe | 2 | Conventional Steam Coal | ST |  | S | X | X |  |  | 822.6 | 0.95 | 773 | 783 | 280 | N |  |  | OP | X | 3 | 1973 | Pre-2000 | 12 | 2032 | N | Electric Utility | Utility | Investor Owned Utility | 1 | X | SUB | Non-Renewable | 0 | 822.6 | 0 | 1 | RC | BIT | PC | DFO
Operable | 5109 | DTE Electric Company |  | 1733 | Monroe (MI) | MI | Vertical | Monroe | 3 | Conventional Steam Coal | ST |  | S | X | X |  |  | 822.6 | 0.9 | 773 | 783 | 280 | N |  |  | OP | X | 5 | 1973 | Pre-2000 | 12 | 2028 | N | Electric Utility | Utility | Investor Owned Utility | 1 | X | SUB | Non-Renewable | 0 | 822.6 | 0 | 1 | RC | BIT | PC | DFO
Operable | 5109 | DTE Electric Company |  | 1733 | Monroe (MI) | MI | Vertical | Monroe | 4 | Conventional Steam Coal | ST |  | S | X | X |  |  | 817.2 | 0.95 | 762 | 762 | 280 | N |  |  | OP | X | 5 | 1974 | Pre-2000 | 12 | 2028 | N | Electric Utility | Utility | Investor Owned Utility | 1 | X | SUB | Non-Renewable | 0 | 817.2 | 0 | 1 | BIT | PC | RC | DFO
Operable | 5109 | DTE Electric Company |  | 1733 | Monroe (MI) | MI | Vertical | Monroe | IC1 | Petroleum Liquids | IC |  | S | X | X |  |  | 2.7 | 0.8 | 2 | 2 | 0.6 | N |  |  | OP | X | 11 | 1969 | Pre-2000 |  |  | N | Electric Utility | Utility | Investor Owned Utility | 1 | X | DFO | Non-Renewable | 0 | 2.7 | 0 | 1
Operable | 5109 | DTE Electric Company |  | 1733 | Monroe (MI) | MI | Vertical | Monroe | IC2 | Petroleum Liquids | IC |  | S | X | X |  |  | 2.7 | 0.8 | 3 | 3 | 0.6 | N |  |  | OP | X | 12 | 1969 | Pre-2000 |  |  | N | Electric Utility | Utility | Investor Owned Utility | 1 | X | DFO | Non-Renewable | 0 | 2.7 | 0 | 1
Operable | 5109 | DTE Electric Company |  | 1733 | Monroe (MI) | MI | Vertical | Monroe | IC3 | Petroleum Liquids | IC |  | S | X | X |  |  | 2.7 | 0.8 | 3 | 3 | 0.6 | N |  |  | OP | X | 11 | 1969 | Pre-2000 |  |  | N | Electric Utility | Utility | Investor Owned Utility | 1 | X | DFO | Non-Renewable | 0 | 2.7 | 0 | 1
Operable | 5109 | DTE Electric Company |  | 1733 | Monroe (MI) | MI | Vertical | Monroe | IC4 | Petroleum Liquids | IC |  | S | X | X |  |  | 2.7 | 0.8 | 3 | 3 | 0.6 | N |  |  | OP | X | 12 | 1969 | Pre-2000 |  |  | N | Electric Utility | Utility | Investor Owned Utility | 1 | X | DFO | Non-Renewable | 0 | 2.7 | 0 | 1
Operable | 5109 | DTE Electric Company |  | 1733 | Monroe (MI) | MI | Vertical | Monroe | IC5 | Petroleum Liquids | IC |  | S | X | X |  |  | 2.7 | 0.8 | 3 | 3 | 0.6 | N |  |  | OP | X | 11 | 1969 | Pre-2000 |  |  | N | Electric Utility | Utility | Investor Owned Utility | 1 | X | DFO | Non-Renewable | 0 | 2.7 | 0 | 1
Operable | 5109 | DTE Electric Company |  | 1734 | Northeast (MI) | MI | Vertical | Macomb | 1 | Natural Gas Fired Combustion Turbine | GT |  | S | X | X |  |  | 16 | 0.85 | 15 | 20 | 7 | N |  |  | OP | X | 9 | 1967 | Pre-2000 |  |  | N | Electric Utility | Utility | Investor Owned Utility | 1 | X | NG | Non-Renewable | 0 | 16 | 0 | 1
Operable | 5109 | DTE Electric Company |  | 1734 | Northeast (MI) | MI | Vertical | Macomb | 2 | Natural Gas Fired Combustion Turbine | GT |  | S | X | X |  |  | 16 | 0.85 | 15 | 20 | 6.5 | N |  |  | OP | X | 6 | 1966 | Pre-2000 |  |  | N | Electric Utility | Utility | Investor Owned Utility | 1 | X | NG | Non-Renewable | 0 | 16 | 0 | 1
Operable | 5109 | DTE Electric Company |  | 1734 | Northeast (MI) | MI | Vertical | Macomb | 3 | Natural Gas Fired Combustion Turbine | GT |  | S | X | X |  |  | 16 | 0.85 | 14 | 20 | 6.5 | N |  |  | OP | X | 5 | 1966 | Pre-2000 |  |  | N | Electric Utility | Utility | Investor Owned Utility | 1 | X | NG | Non-Renewable | 0 | 16 | 0 | 1
Operable | 5109 | DTE Electric Company |  | 1734 | Northeast (MI) | MI | Vertical | Macomb | 4 | Natural Gas Fired Combustion Turbine | GT |  | S | X | X |  |  | 16 | 0.85 | 15 | 20 | 6.5 | N |  |  | OP | X | 5 | 1966 | Pre-2000 |  |  | N | Electric Utility | Utility | Investor Owned Utility | 1 | X | NG | Non-Renewable | 0 | 16 | 0 | 1
Operable | 5109 | DTE Electric Company |  | 1734 | Northeast (MI) | MI | Vertical | Macomb | 5 | Natural Gas Fired Combustion Turbine | GT |  | S | X | X |  |  | 23.4 | 0.85 | 18 | 24 | 8 | N |  |  | OP | X | 6 | 1971 | Pre-2000 |  |  | N | Electric Utility | Utility | Investor Owned Utility | 1 | X | NG | Non-Renewable | 0 | 23.4 | 0 | 1 | DFO
Operable | 5109 | DTE Electric Company |  | 1734 | Northeast (MI) | MI | Vertical | Macomb | 6 | Petroleum Liquids | GT |  | S | X | X |  |  | 21.2 | 0.85 | 19 | 23 | 8 | N |  |  | OP | X | 5 | 1971 | Pre-2000 |  |  | N | Electric Utility | Utility | Investor Owned Utility | 1 | X | DFO | Non-Renewable | 0 | 21.2 | 0 | 1
Operable | 5109 | DTE Electric Company |  | 1734 | Northeast (MI) | MI | Vertical | Macomb | 7 | Petroleum Liquids | GT |  | S | X | X |  |  | 21.2 | 0.85 | 20 | 23 | 8 | N |  |  | OP | X | 5 | 1971 | Pre-2000 |  |  | N | Electric Utility | Utility | Investor Owned Utility | 1 | X | DFO | Non-Renewable | 0 | 21.2 | 0 | 1
Operable | 5109 | DTE Electric Company |  | 1735 | Oliver | MI | Vertical | Huron | 1 | Petroleum Liquids | IC |  | S | X | X |  |  | 2.7 | 0.8 | 2 | 2 | 0.6 | N |  |  | OP | X | 1 | 1970 | Pre-2000 |  |  | N | Electric Utility | Utility | Investor Owned Utility | 1 | X | DFO | Non-Renewable | 0 | 2.7 | 0 | 1
Operable | 5109 | DTE Electric Company |  | 1735 | Oliver | MI | Vertical | Huron | 2 | Petroleum Liquids | IC |  | S | X | X |  |  | 2.7 | 0.8 | 3 | 3 | 0.6 | N |  |  | OP | X | 1 | 1970 | Pre-2000 |  |  | N | Electric Utility | Utility | Investor Owned Utility | 1 | X | DFO | Non-Renewable | 0 | 2.7 | 0 | 1
Operable | 5109 | DTE Electric Company |  | 1735 | Oliver | MI | Vertical | Huron | 3 | Petroleum Liquids | IC |  | S | X | X |  |  | 2.7 | 0.8 | 3 | 3 | 0.6 | N |  |  | OP | X | 1 | 1970 | Pre-2000 |  |  | N | Electric Utility | Utility | Investor Owned Utility | 1 | X | DFO | Non-Renewable | 0 | 2.7 | 0 | 1
Operable | 5109 | DTE Electric Company |  | 1735 | Oliver | MI | Vertical | Huron | 4 | Petroleum Liquids | IC |  | S | X | X |  |  | 2.7 | 0.8 | 3 | 3 | 0.6 | N |  |  | OP | X | 1 | 1970 | Pre-2000 |  |  | N | Electric Utility | Utility | Investor Owned Utility | 1 | X | DFO | Non-Renewable | 0 | 2.7 | 0 | 1
Operable | 5109 | DTE Electric Company |  | 1735 | Oliver | MI | Vertical | Huron | 5 | Petroleum Liquids | IC |  | S | X | X |  |  | 2.7 | 0.8 | 3 | 3 | 0.6 | N |  |  | OP | X | 1 | 1970 | Pre-2000 |  |  | N | Electric Utility | Utility | Investor Owned Utility | 1 | X | DFO | Non-Renewable | 0 | 2.7 | 0 | 1
Operable | 5109 | DTE Electric Company |  | 1737 | Placid 12 | MI | Vertical | Oakland | 1 | Petroleum Liquids | IC |  | S | X | X |  |  | 2.7 | 0.8 | 2 | 2 | 0.6 | N |  |  | OP | X | 11 | 1970 | Pre-2000 |  |  | N | Electric Utility | Utility | Investor Owned Utility | 1 | X | DFO | Non-Renewable | 0 | 2.7 | 0 | 1
Operable | 5109 | DTE Electric Company |  | 1737 | Placid 12 | MI | Vertical | Oakland | 2 | Petroleum Liquids | IC |  | S | X | X |  |  | 2.7 | 0.8 | 3 | 3 | 0.6 | N |  |  | OP | X | 12 | 1970 | Pre-2000 |  |  | N | Electric Utility | Utility | Investor Owned Utility | 1 | X | DFO | Non-Renewable | 0 | 2.7 | 0 | 1
Operable | 5109 | DTE Electric Company |  | 1737 | Placid 12 | MI | Vertical | Oakland | 3 | Petroleum Liquids | IC |  | S | X | X |  |  | 2.7 | 0.8 | 3 | 3 | 0.6 | N |  |  | OP | X | 11 | 1970 | Pre-2000 |  |  | N | Electric Utility | Utility | Investor Owned Utility | 1 | X | DFO | Non-Renewable | 0 | 2.7 | 0 | 1
Operable | 5109 | DTE Electric Company |  | 1737 | Placid 12 | MI | Vertical | Oakland | 4 | Petroleum Liquids | IC |  | S | X | X |  |  | 2.7 | 0.8 | 3 | 3 | 0.6 | N |  |  | OP | X | 11 | 1970 | Pre-2000 |  |  | N | Electric Utility | Utility | Investor Owned Utility | 1 | X | DFO | Non-Renewable | 0 | 2.7 | 0 | 1
Operable | 5109 | DTE Electric Company |  | 1737 | Placid 12 | MI | Vertical | Oakland | 5 | Petroleum Liquids | IC |  | S | X | X |  |  | 2.7 | 0.8 | 3 | 3 | 0.6 | N |  |  | OP | X | 11 | 1970 | Pre-2000 |  |  | N | Electric Utility | Utility | Investor Owned Utility | 1 | X | DFO | Non-Renewable | 0 | 2.7 | 0 | 1
Operable | 5109 | DTE Electric Company |  | 1739 | Putnam (MI) | MI | Vertical | Oakland | 1 | Petroleum Liquids | IC |  | S | X | X |  |  | 2.7 | 0.8 | 2 | 2 | 0.6 | N |  |  | OP | X | 6 | 1971 | Pre-2000 |  |  | N | Electric Utility | Utility | Investor Owned Utility | 1 | X | DFO | Non-Renewable | 0 | 2.7 | 0 | 1
Operable | 5109 | DTE Electric Company |  | 1739 | Putnam (MI) | MI | Vertical | Oakland | 2 | Petroleum Liquids | IC |  | S | X | X |  |  | 2.7 | 0.8 | 3 | 3 | 0.6 | N |  |  | OP | X | 6 | 1971 | Pre-2000 |  |  | N | Electric Utility | Utility | Investor Owned Utility | 1 | X | DFO | Non-Renewable | 0 | 2.7 | 0 | 1
Operable | 5109 | DTE Electric Company |  | 1739 | Putnam (MI) | MI | Vertical | Oakland | 3 | Petroleum Liquids | IC |  | S | X | X |  |  | 2.7 | 0.8 | 3 | 3 | 0.6 | N |  |  | OP | X | 6 | 1971 | Pre-2000 |  |  | N | Electric Utility | Utility | Investor Owned Utility | 1 | X | DFO | Non-Renewable | 0 | 2.7 | 0 | 1
Operable | 5109 | DTE Electric Company |  | 1739 | Putnam (MI) | MI | Vertical | Oakland | 4 | Petroleum Liquids | IC |  | S | X | X |  |  | 2.7 | 0.8 | 3 | 3 | 0.6 | N |  |  | OP | X | 6 | 1971 | Pre-2000 |  |  | N | Electric Utility | Utility | Investor Owned Utility | 1 | X | DFO | Non-Renewable | 0 | 2.7 | 0 | 1
Operable | 5109 | DTE Electric Company |  | 1739 | Putnam (MI) | MI | Vertical | Oakland | 5 | Petroleum Liquids | IC |  | S | X | X |  |  | 2.7 | 0.8 | 3 | 3 | 0.6 | N |  |  | OP | X | 6 | 1971 | Pre-2000 |  |  | N | Electric Utility | Utility | Investor Owned Utility | 1 | X | DFO | Non-Renewable | 0 | 2.7 | 0 | 1
Operable | 5109 | DTE Electric Company |  | 1740 | River Rouge | MI | Vertical | Wayne | IC1 | Petroleum Liquids | IC |  | S | X | X |  |  | 2.7 | 0.8 | 2 | 2 | 0.8 | N |  |  | OP | X | 11 | 1967 | Pre-2000 |  |  | N | Electric Utility | Utility | Investor Owned Utility | 1 | X | DFO | Non-Renewable | 0 | 2.7 | 0 | 1
Operable | 5109 | DTE Electric Company |  | 1740 | River Rouge | MI | Vertical | Wayne | IC2 | Petroleum Liquids | IC |  | S | X | X |  |  | 2.7 | 0.8 | 3 | 3 | 0.8 | N |  |  | OP | X | 12 | 1967 | Pre-2000 |  |  | N | Electric Utility | Utility | Investor Owned Utility | 1 | X | DFO | Non-Renewable | 0 | 2.7 | 0 | 1
Operable | 5109 | DTE Electric Company |  | 1740 | River Rouge | MI | Vertical | Wayne | IC3 | Petroleum Liquids | IC |  | S | X | X |  |  | 2.7 | 0.8 | 3 | 3 | 0.8 | N |  |  | OP | X | 11 | 1967 | Pre-2000 |  |  | N | Electric Utility | Utility | Investor Owned Utility | 1 | X | DFO | Non-Renewable | 0 | 2.7 | 0 | 1
Operable | 5109 | DTE Electric Company |  | 1740 | River Rouge | MI | Vertical | Wayne | IC4 | Petroleum Liquids | IC |  | S | X | X |  |  | 2.7 | 0.8 | 3 | 3 | 0.8 | N |  |  | OP | X | 11 | 1967 | Pre-2000 |  |  | N | Electric Utility | Utility | Investor Owned Utility | 1 | X | DFO | Non-Renewable | 0 | 2.7 | 0 | 1
Operable | 5109 | DTE Electric Company |  | 1743 | St Clair | MI | Vertical | St Clair | 11 | Natural Gas Fired Combustion Turbine | GT |  | S | X | X |  |  | 18.5 | 0.85 | 19 | 23 | 3 | N |  |  | OP | X | 5 | 1968 | Pre-2000 |  |  | N | Electric Utility | Utility | Investor Owned Utility | 1 | X | NG | Non-Renewable | 0 | 18.5 | 0 | 1 | DFO
Operable | 5109 | DTE Electric Company |  | 1743 | St Clair | MI | Vertical | St Clair | 12A | Petroleum Liquids | IC |  | S | X | X |  |  | 2.7 | 0.8 | 2 | 2 | 0.6 | N |  |  | OP | X | 12 | 1970 | Pre-2000 |  |  | N | Electric Utility | Utility | Investor Owned Utility | 1 | X | DFO | Non-Renewable | 0 | 2.7 | 0 | 1
Operable | 5109 | DTE Electric Company |  | 1743 | St Clair | MI | Vertical | St Clair | 12B | Petroleum Liquids | IC |  | S | X | X |  |  | 2.7 | 0.8 | 3 | 3 | 0.6 | N |  |  | OP | X | 12 | 1970 | Pre-2000 |  |  | N | Electric Utility | Utility | Investor Owned Utility | 1 | X | DFO | Non-Renewable | 0 | 2.7 | 0 | 1
Operable | 5109 | DTE Electric Company |  | 1744 | Superior | MI | Vertical | Washtenaw | 1 | Petroleum Liquids | GT |  | S | X | X |  |  | 16 | 0.85 | 13 | 19 | 5 | N |  |  | OP | X | 10 | 1966 | Pre-2000 |  |  | N | Electric Utility | Utility | Investor Owned Utility | 1 | X | DFO | Non-Renewable | 0 | 16 | 0 | 1
Operable | 5109 | DTE Electric Company |  | 1744 | Superior | MI | Vertical | Washtenaw | 2 | Petroleum Liquids | GT |  | S | X | X |  |  | 16 | 0.85 | 13 | 19 | 5 | N |  |  | OP | X | 10 | 1966 | Pre-2000 |  |  | N | Electric Utility | Utility | Investor Owned Utility | 1 | X | DFO | Non-Renewable | 0 | 16 | 0 | 1
Operable | 5109 | DTE Electric Company |  | 1744 | Superior | MI | Vertical | Washtenaw | 3 | Petroleum Liquids | GT |  | S | X | X |  |  | 16 | 0.85 | 12 | 18 | 5 | N |  |  | OP | X | 10 | 1966 | Pre-2000 |  |  | N | Electric Utility | Utility | Investor Owned Utility | 1 | X | DFO | Non-Renewable | 0 | 16 | 0 | 1
Operable | 5109 | DTE Electric Company |  | 1744 | Superior | MI | Vertical | Washtenaw | 4 | Petroleum Liquids | GT |  | S | X | X |  |  | 16 | 0.85 | 14 | 20 | 5 | N |  |  | OP | X | 10 | 1966 | Pre-2000 |  |  | N | Electric Utility | Utility | Investor Owned Utility | 1 | X | DFO | Non-Renewable | 0 | 16 | 0 | 1
Operable | 5109 | DTE Electric Company |  | 1746 | Wilmot | MI | Vertical | Tuscola | 1 | Petroleum Liquids | IC |  | S | X | X |  |  | 2.7 | 0.8 | 2 | 2 | 0.6 | N |  |  | OP | X | 12 | 1968 | Pre-2000 |  |  | N | Electric Utility | Utility | Investor Owned Utility | 1 | X | DFO | Non-Renewable | 0 | 2.7 | 0 | 1
Operable | 5109 | DTE Electric Company |  | 1746 | Wilmot | MI | Vertical | Tuscola | 2 | Petroleum Liquids | IC |  | S | X | X |  |  | 2.7 | 0.8 | 3 | 3 | 0.6 | N |  |  | OP | X | 12 | 1968 | Pre-2000 |  |  | N | Electric Utility | Utility | Investor Owned Utility | 1 | X | DFO | Non-Renewable | 0 | 2.7 | 0 | 1
Operable | 5109 | DTE Electric Company |  | 1746 | Wilmot | MI | Vertical | Tuscola | 3 | Petroleum Liquids | IC |  | S | X | X |  |  | 2.7 | 0.8 | 3 | 3 | 0.6 | N |  |  | OP | X | 12 | 1968 | Pre-2000 |  |  | N | Electric Utility | Utility | Investor Owned Utility | 1 | X | DFO | Non-Renewable | 0 | 2.7 | 0 | 1
Operable | 5109 | DTE Electric Company |  | 1746 | Wilmot | MI | Vertical | Tuscola | 4 | Petroleum Liquids | IC |  | S | X | X |  |  | 2.7 | 0.8 | 3 | 3 | 0.6 | N |  |  | OP | X | 12 | 1968 | Pre-2000 |  |  | N | Electric Utility | Utility | Investor Owned Utility | 1 | X | DFO | Non-Renewable | 0 | 2.7 | 0 | 1
Operable | 5109 | DTE Electric Company |  | 1746 | Wilmot | MI | Vertical | Tuscola | 5 | Petroleum Liquids | IC |  | S | X | X |  |  | 2.7 | 0.8 | 3 | 3 | 0.6 | N |  |  | OP | X | 12 | 1968 | Pre-2000 |  |  | N | Electric Utility | Utility | Investor Owned Utility | 1 | X | DFO | Non-Renewable | 0 | 2.7 | 0 | 1
Operable | 5109 | DTE Electric Company |  | 6034 | Belle River | MI | Vertical | St Clair | 2025-12-01 | Natural Gas Fired Combustion Turbine | GT |  | S | X | X |  |  | 85.3 | 0.85 | 75 | 93 | 12 | N |  |  | OP | X | 9 | 1999 | Pre-2000 |  |  | N | Electric Utility | Utility | Investor Owned Utility | 1 | X | NG | Non-Renewable | 0 | 85.3 | 0 | 1
Operable | 5109 | DTE Electric Company |  | 6034 | Belle River | MI | Vertical | St Clair | 2025-12-02 | Natural Gas Fired Combustion Turbine | GT |  | S | X | X |  |  | 85.3 | 0.85 | 75 | 93 | 12 | N |  |  | OP | X | 9 | 1999 | Pre-2000 |  |  | N | Electric Utility | Utility | Investor Owned Utility | 1 | X | NG | Non-Renewable | 0 | 85.3 | 0 | 1
Operable | 5109 | DTE Electric Company |  | 6034 | Belle River | MI | Vertical | St Clair | 13-1 | Natural Gas Fired Combustion Turbine | GT |  | S | X | X |  |  | 85.3 | 0.85 | 74 | 92 | 12 | N |  |  | OP | X | 9 | 1999 | Pre-2000 |  |  | N | Electric Utility | Utility | Investor Owned Utility | 1 | X | NG | Non-Renewable | 0 | 85.3 | 0 | 1
Operable | 5109 | DTE Electric Company |  | 6034 | Belle River | MI | Vertical | St Clair | 3 | Petroleum Liquids | IC |  | S | X | X |  |  | 2.7 | 0.8 | 3 | 3 | 0.6 | N |  |  | OP | X | 11 | 1981 | Pre-2000 |  |  | N | Electric Utility | Utility | Investor Owned Utility | 1 | X | DFO | Non-Renewable | 0 | 2.7 | 0 | 1
Operable | 5109 | DTE Electric Company |  | 6034 | Belle River | MI | Vertical | St Clair | 4 | Petroleum Liquids | IC |  | S | X | X |  |  | 2.7 | 0.8 | 3 | 3 | 0.6 | N |  |  | OP | X | 11 | 1981 | Pre-2000 |  |  | N | Electric Utility | Utility | Investor Owned Utility | 1 | X | DFO | Non-Renewable | 0 | 2.7 | 0 | 1
Operable | 5109 | DTE Electric Company |  | 6034 | Belle River | MI | Vertical | St Clair | 5 | Petroleum Liquids | IC |  | S | X | X |  |  | 2.7 | 0.8 | 3 | 3 | 0.6 | N |  |  | OP | X | 11 | 1981 | Pre-2000 |  |  | N | Electric Utility | Utility | Investor Owned Utility | 1 | X | DFO | Non-Renewable | 0 | 2.7 | 0 | 1
Operable | 5109 | DTE Electric Company |  | 6034 | Belle River | MI | Vertical | St Clair | IC1 | Petroleum Liquids | IC |  | S | X | X |  |  | 2.7 | 0.8 | 2 | 2 | 0.6 | N |  |  | OP | X | 11 | 1981 | Pre-2000 |  |  | N | Electric Utility | Utility | Investor Owned Utility | 1 | X | DFO | Non-Renewable | 0 | 2.7 | 0 | 1
Operable | 5109 | DTE Electric Company |  | 6034 | Belle River | MI | Vertical | St Clair | IC2 | Petroleum Liquids | IC |  | S | X | X |  |  | 2.7 | 0.8 | 3 | 3 | 0.6 | N |  |  | OP | X | 11 | 1981 | Pre-2000 |  |  | N | Electric Utility | Utility | Investor Owned Utility | 1 | X | DFO | Non-Renewable | 0 | 2.7 | 0 | 1
Operable | 5109 | DTE Electric Company |  | 6034 | Belle River | MI | Vertical | St Clair | ST1 | Conventional Steam Coal | ST |  | J | X | X |  |  | 697.5 | 0.9 | 635 | 635 | 155 | N |  |  | OP | X | 8 | 1984 | Pre-2000 | 12 | 2028 | N | Electric Utility | Utility | Investor Owned Utility | 1 | X | SUB | Non-Renewable | 0 | 697.5 | 0 | 1 | DFO | RC
Operable | 5109 | DTE Electric Company |  | 6034 | Belle River | MI | Vertical | St Clair | ST2 | Conventional Steam Coal | ST |  | J | X | X |  |  | 697.5 | 0.9 | 635 | 635 | 155 | N |  |  | OP | X | 7 | 1985 | Pre-2000 | 12 | 2028 | N | Electric Utility | Utility | Investor Owned Utility | 1 | X | SUB | Non-Renewable | 0 | 697.5 | 0 | 1 | DFO | RC
Operable | 5109 | DTE Electric Company |  | 6035 | Greenwood (MI) | MI | Vertical | St Clair | 1 | Natural Gas Steam Turbine | ST |  | S | X | X |  |  | 815.4 | 0.9 | 785 | 785 | 155 | N |  |  | OP | X | 7 | 1979 | Pre-2000 |  |  | N | Electric Utility | Utility | Investor Owned Utility | 1 | X | NG | Non-Renewable | 0 | 815.4 | 0 | 1 | DFO | WO | RFO
Operable | 5109 | DTE Electric Company |  | 6035 | Greenwood (MI) | MI | Vertical | St Clair | 2025-11-01 | Natural Gas Fired Combustion Turbine | GT |  | S | X | X |  |  | 85.3 | 0.85 | 75 | 93 | 12 | N |  |  | OP | X | 9 | 1999 | Pre-2000 |  |  | N | Electric Utility | Utility | Investor Owned Utility | 1 | X | NG | Non-Renewable | 0 | 85.3 | 0 | 1
Operable | 5109 | DTE Electric Company |  | 6035 | Greenwood (MI) | MI | Vertical | St Clair | 2025-11-02 | Natural Gas Fired Combustion Turbine | GT |  | S | X | X |  |  | 85.3 | 0.85 | 75 | 93 | 12 | N |  |  | OP | X | 9 | 1999 | Pre-2000 |  |  | N | Electric Utility | Utility | Investor Owned Utility | 1 | X | NG | Non-Renewable | 0 | 85.3 | 0 | 1
Operable | 5109 | DTE Electric Company |  | 6035 | Greenwood (MI) | MI | Vertical | St Clair | 2025-11-03 | Natural Gas Fired Combustion Turbine | GT |  | S | X | X |  |  | 85.3 | 0.85 | 74 | 92 | 12 | N |  |  | OP | X | 9 | 1999 | Pre-2000 |  |  | N | Electric Utility | Utility | Investor Owned Utility | 1 | X | NG | Non-Renewable | 0 | 85.3 | 0 | 1
Operable | 5109 | DTE Electric Company |  | 55402 | Renaissance Power Plant | MI | Vertical | Montcalm | CT1 | Natural Gas Fired Combustion Turbine | GT |  | S | X | X | CONS.RENAIGEN1 |  | 195.5 | 0.85 | 163 | 194 | 116 | N |  |  | OP | X | 3 | 2002 | 2002 |  |  | N | Electric Utility | Utility | Investor Owned Utility | 1 | X | NG | Non-Renewable | 0 | 195.5 | 0 | 1
Operable | 5109 | DTE Electric Company |  | 55402 | Renaissance Power Plant | MI | Vertical | Montcalm | CT2 | Natural Gas Fired Combustion Turbine | GT |  | S | X | X | CONS.RENAIGEN2 |  | 195.5 | 0.85 | 163 | 194 | 116 | N |  |  | OP | X | 3 | 2002 | 2002 |  |  | N | Electric Utility | Utility | Investor Owned Utility | 1 | X | NG | Non-Renewable | 0 | 195.5 | 0 | 1
Operable | 5109 | DTE Electric Company |  | 55402 | Renaissance Power Plant | MI | Vertical | Montcalm | CT3 | Natural Gas Fired Combustion Turbine | GT |  | S | X | X | CONS.RENAIGEN3 |  | 195.5 | 0.85 | 163 | 194 | 116 | N |  |  | OP | X | 3 | 2002 | 2002 |  |  | N | Electric Utility | Utility | Investor Owned Utility | 1 | X | NG | Non-Renewable | 0 | 195.5 | 0 | 1
Operable | 5109 | DTE Electric Company |  | 55402 | Renaissance Power Plant | MI | Vertical | Montcalm | CT4 | Natural Gas Fired Combustion Turbine | GT |  | S | X | X | CONS.RENAIGEN4 |  | 195.5 | 0.85 | 163 | 194 | 116 | N |  |  | OP | X | 3 | 2002 | 2002 |  |  | N | Electric Utility | Utility | Investor Owned Utility | 1 | X | NG | Non-Renewable | 0 | 195.5 | 0 | 1
Operable | 5109 | DTE Electric Company |  | 55718 | Dean | MI | Vertical | St Clair | GT1 | Natural Gas Fired Combustion Turbine | GT |  | S | X | X |  |  | 89.4 | 0.85 | 78 | 96 | 50 | N |  |  | OP | X | 6 | 2002 | 2002 |  |  | N | Electric Utility | Utility | Investor Owned Utility | 1 | X | NG | Non-Renewable | 0 | 89.4 | 0 | 1
Operable | 5109 | DTE Electric Company |  | 55718 | Dean | MI | Vertical | St Clair | GT2 | Natural Gas Fired Combustion Turbine | GT |  | S | X | X |  |  | 89.4 | 0.85 | 78 | 96 | 50 | N |  |  | OP | X | 6 | 2002 | 2002 |  |  | N | Electric Utility | Utility | Investor Owned Utility | 1 | X | NG | Non-Renewable | 0 | 89.4 | 0 | 1
Operable | 5109 | DTE Electric Company |  | 55718 | Dean | MI | Vertical | St Clair | GT3 | Natural Gas Fired Combustion Turbine | GT |  | S | X | X |  |  | 89.4 | 0.85 | 78 | 96 | 50 | N |  |  | OP | X | 6 | 2002 | 2002 |  |  | N | Electric Utility | Utility | Investor Owned Utility | 1 | X | NG | Non-Renewable | 0 | 89.4 | 0 | 1
Operable | 5109 | DTE Electric Company |  | 55718 | Dean | MI | Vertical | St Clair | GT4 | Natural Gas Fired Combustion Turbine | GT |  | S | X | X |  |  | 89.4 | 0.85 | 78 | 96 | 50 | N |  |  | OP | X | 6 | 2002 | 2002 |  |  | N | Electric Utility | Utility | Investor Owned Utility | 1 | X | NG | Non-Renewable | 0 | 89.4 | 0 | 1
Operable | 5109 | DTE Electric Company |  | 57421 | Gratiot Wind Park | MI | Vertical | Gratiot | 1 | Onshore Wind Turbine | WT |  | S | X | X |  |  | 102 |  | 102 | 102 | 4 | N |  |  | OP | X | 11 | 2011 | 2011 |  |  | N | Electric Utility | Utility | Investor Owned Utility | 1 | X | WND | Renewable | 102 | 0 | 1 | 0
Operable | 5109 | DTE Electric Company |  | 57851 | Sigel Wind Park | MI | Vertical | Huron | 1 | Onshore Wind Turbine | WT |  | S | X | X |  |  | 64 |  | 64 | 64 | 4 | N |  |  | OP | X | 12 | 2012 | 2012 |  |  | N | Electric Utility | Utility | Investor Owned Utility | 1 | X | WND | Renewable | 64 | 0 | 1 | 0
Operable | 5109 | DTE Electric Company |  | 57852 | Minden Wind Park | MI | Vertical | Sanilac | 1 | Onshore Wind Turbine | WT |  | S | X | X |  |  | 32 |  | 32 | 32 | 4 | N |  |  | OP | X | 12 | 2012 | 2012 |  |  | N | Electric Utility | Utility | Investor Owned Utility | 1 | X | WND | Renewable | 32 | 0 | 1 | 0
Operable | 5109 | DTE Electric Company |  | 57853 | McKinley Wind Park | MI | Vertical | Huron | 1 | Onshore Wind Turbine | WT |  | S | X | X |  |  | 14.4 |  | 14 | 14 | 4 | N |  |  | OP | X | 12 | 2012 | 2012 |  |  | N | Electric Utility | Utility | Investor Owned Utility | 1 | X | WND | Renewable | 14.4 | 0 | 1 | 0
Operable | 5109 | DTE Electric Company |  | 58121 | Echo Wind Park | MI | Vertical | Huron | GEN1 | Onshore Wind Turbine | WT |  | S | X | X |  |  | 49.6 |  | 49.6 | 49.6 | 5 | N |  |  | OP | X | 1 | 2014 | 2014 |  |  | N | Electric Utility | Utility | Investor Owned Utility | 1 | X | WND | Renewable | 49.6 | 0 | 1 | 0
Operable | 5109 | DTE Electric Company |  | 58121 | Echo Wind Park | MI | Vertical | Huron | GEN2 | Onshore Wind Turbine | WT |  | S | X | X |  |  | 62.4 |  | 62.4 | 62.4 | 5 | N |  |  | OP | X | 12 | 2014 | 2014 |  |  | N | Electric Utility | Utility | Investor Owned Utility | 1 | X | WND | Renewable | 62.4 | 0 | 1 | 0
Operable | 5109 | DTE Electric Company |  | 58121 | Echo Wind Park | MI | Vertical | Huron | GEN3 | Onshore Wind Turbine | WT |  | S | X | X |  |  | 50 |  | 50 | 50 | 5 | N |  |  | OP | X | 12 | 2016 | 2016 |  |  | N | Electric Utility | Utility | Investor Owned Utility | 1 | X | WND | Renewable | 50 | 0 | 1 | 0
Operable | 5109 | DTE Electric Company |  | 58719 | Brookfield | MI | Vertical | Huron | WPH2 | Onshore Wind Turbine | WT |  | S | X | X |  |  | 74.8 |  | 74.8 | 74.8 | 7 | N |  |  | OP | X | 2 | 2014 | 2014 |  |  | N | Electric Utility | Utility | Investor Owned Utility | 1 | X | WND | Renewable | 74.8 | 0 | 1 | 0
Operable | 5109 | DTE Electric Company |  | 60017 | Domino Farms Solar | MI | Vertical | Washtenaw | 1 | Solar Photovoltaic | PV |  | S | X | X |  |  | 1 |  | 1 | 1 |  | N |  |  | OP | X | 9 | 2015 | 2015 |  |  | N | Electric Utility | Utility | Investor Owned Utility | 1 | X | SUN | Renewable | 1 | 0 | 1 | 0
Operable | 5109 | DTE Electric Company |  | 60019 | Greenwood Solar Farm | MI | Vertical | St Clair | 1 | Solar Photovoltaic | PV |  | S | X | X |  |  | 1.4 |  | 1.4 | 1.4 |  | N |  |  | OP | X | 1 | 2016 | 2016 |  |  | N | Electric Utility | Utility | Investor Owned Utility | 1 | X | SUN | Renewable | 1.4 | 0 | 1 | 0
Operable | 5109 | DTE Electric Company |  | 60346 | Demille Solar Farm | MI | Vertical | Lapeer | 1 | Solar Photovoltaic | PV |  | S | X | X |  |  | 28.4 |  | 28.4 | 28.4 |  | N |  |  | OP | X | 5 | 2017 | 2017 |  |  | N | Electric Utility | Utility | Investor Owned Utility | 1 | X | SUN | Renewable | 28.4 | 0 | 1 | 0
Operable | 5109 | DTE Electric Company |  | 60347 | Turrill Solar Farm | MI | Vertical | Lapeer | 1 | Solar Photovoltaic | PV |  | S | X | X |  |  | 19.6 |  | 19.6 | 19.6 |  | N |  |  | OP | X | 5 | 2017 | 2017 |  |  | N | Electric Utility | Utility | Investor Owned Utility | 1 | X | SUN | Renewable | 19.6 | 0 | 1 | 0
Operable | 5109 | DTE Electric Company |  | 60348 | O'Shea Solar Farm | MI | Vertical | Wayne | 1 | Solar Photovoltaic | PV |  | S | X | X |  |  | 2 |  | 2 | 2 |  | N |  |  | OP | X | 7 | 2017 | 2017 |  |  | N | Electric Utility | Utility | Investor Owned Utility | 1 | X | SUN | Renewable | 2 | 0 | 1 | 0
Operable | 5109 | DTE Electric Company |  | 61106 | Pine River Wind Park | MI | Vertical | Isabella | 1 | Onshore Wind Turbine | WT |  | S | X | X |  |  | 161.3 |  | 161.3 | 161.3 | 0.6 | N |  |  | OP | X | 3 | 2019 | 2019 |  |  | N | Electric Utility | Utility | Investor Owned Utility | 1 | X | WND | Renewable | 161.3 | 0 | 1 | 0
Operable | 5109 | DTE Electric Company |  | 62192 | Blue Water Energy Center | MI | Vertical | St Clair | 11 | Natural Gas Fired Combined Cycle | CT | BWEC | S | X | N |  |  | 394.4 | 0.85 | 359 | 375.6 | 150 | N |  |  | OP | X | 6 | 2022 | 2022 |  |  | N | Electric Utility | Utility | Investor Owned Utility | 1 | X | NG | Non-Renewable | 0 | 394.4 | 0 | 1
Operable | 5109 | DTE Electric Company |  | 62192 | Blue Water Energy Center | MI | Vertical | St Clair | 12 | Natural Gas Fired Combined Cycle | CT | BWEC | S | X | N |  |  | 394.4 | 0.85 | 359 | 375.6 | 150 | N |  |  | OP | X | 6 | 2022 | 2022 |  |  | N | Electric Utility | Utility | Investor Owned Utility | 1 | X | NG | Non-Renewable | 0 | 394.4 | 0 | 1
Operable | 5109 | DTE Electric Company |  | 62192 | Blue Water Energy Center | MI | Vertical | St Clair | 1S | Natural Gas Fired Combined Cycle | CA | BWEC | S | Y | X |  |  | 478.6 | 0.85 | 428 | 417.8 | 80 | N |  |  | OP | X | 6 | 2022 | 2022 |  |  | N | Electric Utility | Utility | Investor Owned Utility | 1 | X | NG | Non-Renewable | 0 | 478.6 | 0 | 1
Operable | 5109 | DTE Electric Company |  | 62289 | Dearborn Energy Center | MI | Vertical | Wayne | GTG-1 | Natural Gas Fired Combined Cycle | CT | CTCA | S | X | Y |  |  | 15 | 0.8 | 11.2 | 14.6 |  | N |  |  | OP | X | 12 | 2019 | 2019 |  |  | Y | Electric Utility | Utility | Investor Owned Utility | 1 | T | NG | Non-Renewable | 0 | 15 | 0 | 1
Operable | 5109 | DTE Electric Company |  | 62289 | Dearborn Energy Center | MI | Vertical | Wayne | GTG-2 | Natural Gas Fired Combined Cycle | CT | CTCA | S | X | Y |  |  | 15 | 0.8 | 11.2 | 14.6 |  | N |  |  | OP | X | 12 | 2019 | 2019 |  |  | Y | Electric Utility | Utility | Investor Owned Utility | 1 | T | NG | Non-Renewable | 0 | 15 | 0 | 1
Operable | 5109 | DTE Electric Company |  | 62289 | Dearborn Energy Center | MI | Vertical | Wayne | STG-1 | Natural Gas Fired Combined Cycle | CA | CTCA | S | N | X |  |  | 5 | 0.8 | 4.5 | 4.5 |  | N |  |  | OP | X | 12 | 2019 | 2019 |  |  | Y | Electric Utility | Utility | Investor Owned Utility | 1 | B | NG | Non-Renewable | 0 | 5 | 0 | 1
Operable | 5109 | DTE Electric Company |  | 62290 | Polaris Wind Park | MI | Vertical | Gratiot | 1 | Onshore Wind Turbine | WT |  | S | X | X |  |  | 168.6 |  | 168.6 | 168.6 | 1 | N |  |  | OP | X | 5 | 2020 | 2020 |  |  | N | Electric Utility | Utility | Investor Owned Utility | 1 | X | WND | Renewable | 168.6 | 0 | 1 | 0
Operable | 5109 | DTE Electric Company |  | 62815 | Fairbanks Wind Park | MI | Vertical | Delta | GNWF1 | Onshore Wind Turbine | WT |  | S | X | X |  |  | 72.8 |  | 72.8 | 72.8 | 37 | N |  |  | OP | X | 1 | 2022 | 2022 |  |  | N | Electric Utility | Utility | Investor Owned Utility | 1 | X | WND | Renewable | 72.8 | 0 | 1 | 0
Operable | 5109 | DTE Electric Company |  | 63601 | Isabella Wind Park | MI | Vertical | Isabella | 1 | Onshore Wind Turbine | WT |  | S | X | X |  |  | 383.5 | 0.9 | 383.5 | 383.5 | 10 | N |  |  | OP | X | 6 | 2021 | 2021 |  |  | N | Electric Utility | Utility | Investor Owned Utility | 1 | X | WND | Renewable | 383.5 | 0 | 1 | 0
Operable | 5109 | DTE Electric Company |  | 65143 | Big Turtle Wind Farm 2 | MI | Vertical | Huron | BTWF2 | Onshore Wind Turbine | WT |  | S | X | X |  |  | 29.4 |  | 29.4 | 29.4 | 0.4 | N |  |  | OP | X | 10 | 2016 | 2016 |  |  | N | Electric Utility | Utility | Investor Owned Utility | 1 | X | WND | Renewable | 29.4 | 0 | 1 | 0
Operable | 5109 | DTE Electric Company |  | 65328 | Meridian Wind Park | MI | Vertical | Gratiot | 1 | Onshore Wind Turbine | WT |  | S | X | X |  |  | 225 |  | 225 | 225 | 6 | N |  |  | OP | X | 4 | 2023 | 2023 |  |  | N | Electric Utility | Utility | Investor Owned Utility | 1 | X | WND | Renewable | 225 | 0 | 1 | 0
Operable | 54806 | DTE Energy Services-Woodland |  | 10836 | Woodland Biomass Power Ltd | CA | Vertical | Yolo | GEN1 | Wood/Wood Waste Biomass | ST |  | W | X | X |  |  | 28 | 0.85 | 25 | 25 | 4 | N |  |  | OP | X | 9 | 1989 | Pre-2000 |  |  | N | IPP Non-CHP | IPP | IPP | 2 | X | WDS | Renewable | 28 | 0 | 1 | 0
Operable | 3476 | DTE San Diego COGEN Inc. |  | 10175 | Childrens Hospital | CA | Vertical | San Diego | 799 | Petroleum Liquids | IC |  | S | X | X |  |  | 2 | 0.8 | 2 | 2 | 0.2 | N |  |  | SB | N | 4 | 2000 | 2000 | 1 | 2027 | N | Commercial CHP | Customer Sited | Other | 5 | X | DFO | Non-Renewable | 0 | 2 | 0 | 1
Operable | 3476 | DTE San Diego COGEN Inc. |  | 10175 | Childrens Hospital | CA | Vertical | San Diego | 1711 | Natural Gas Fired Combustion Turbine | GT |  | S | X | X |  |  | 4.8 | 0.9 | 4.8 | 4.8 | 2.8 | N |  |  | OP | X | 12 | 2004 | 2004 |  |  | Y | Commercial CHP | Customer Sited | Other | 5 | T | NG | Non-Renewable | 0 | 4.8 | 0 | 1
Operable | 3476 | DTE San Diego COGEN Inc. |  | 10175 | Childrens Hospital | CA | Vertical | San Diego | 5083 | Petroleum Liquids | IC |  | S | X | X |  |  | 1.5 | 0.8 | 1.5 | 1.5 | 0.1 | N |  |  | SB | Y | 10 | 2010 | 2010 |  |  | N | Commercial CHP | Customer Sited | Other | 5 | X | DFO | Non-Renewable | 0 | 1.5 | 0 | 1
Operable | 3476 | DTE San Diego COGEN Inc. |  | 10175 | Childrens Hospital | CA | Vertical | San Diego | 5084 | Petroleum Liquids | IC |  | S | X | X |  |  | 1.5 | 0.8 | 1.5 | 1.5 | 0.1 | N |  |  | SB | Y | 10 | 2010 | 2010 |  |  | N | Commercial CHP | Customer Sited | Other | 5 | X | DFO | Non-Renewable | 0 | 1.5 | 0 | 1
Operable | 3476 | DTE San Diego COGEN Inc. |  | 10175 | Childrens Hospital | CA | Vertical | San Diego | 5085 | Petroleum Liquids | IC |  | S | X | X |  |  | 1.5 | 0.8 | 1.5 | 1.5 | 0.1 | N |  |  | SB | Y | 10 | 2010 | 2010 |  |  | N | Commercial CHP | Customer Sited | Other | 5 | X | DFO | Non-Renewable | 0 | 1.5 | 0 | 1
Operable | 56652 | DTE Stockton LLC |  | 54238 | Stockton Biomass | CA | Vertical | San Joaquin | STG | Wood/Wood Waste Biomass | ST |  | S | X | X | COGNAT_1_UNIT | COGNAT_1_UNIT | 54 | 0.85 | 45 | 45 | 22 | N |  |  | OP | X | 12 | 1987 | Pre-2000 |  |  | Y | IPP CHP | IPP | IPP | 3 | T | WDS | Renewable | 54 | 0 | 1 | 0 | NG
Operable | 64331 | DTE Sustainable Generation |  | 57131 | Stoney Corners Wind Farm | MI | Vertical | Missaukee | SCWF1 | Onshore Wind Turbine | WT |  | S | X | X |  |  | 60 |  | 59 | 59 | 0 | N |  |  | OP | X | 12 | 2009 | 2009 |  |  | N | IPP Non-CHP | IPP | IPP | 2 | X | WND | Renewable | 60 | 0 | 1 | 0
Operable | 64331 | DTE Sustainable Generation |  | 58103 | Heritage Garden Wind Farm I LLC | MI | Vertical | Delta | 1 | Onshore Wind Turbine | WT |  | S | X | X |  |  | 28 |  | 28 | 28 | 0 | N |  |  | OP | X | 9 | 2012 | 2012 |  |  | N | IPP Non-CHP | IPP | IPP | 2 | X | WND | Renewable | 28 | 0 | 1 | 0
Operable | 64331 | DTE Sustainable Generation |  | 58891 | Big Turtle Wind Farm, LLC | MI | Vertical | Huron | BTWF1 | Onshore Wind Turbine | WT |  | S | X | X |  |  | 20 |  | 20 | 20 | 0 | N |  |  | OP | X | 12 | 2014 | 2014 |  |  | N | IPP Non-CHP | IPP | IPP | 2 | X | WND | Renewable | 20 | 0 | 1 | 0
Operable | 64331 | DTE Sustainable Generation |  | 65497 | Garden 1 Solar Park | MI | Vertical | Delta | GRDS1 | Solar Photovoltaic | PV |  | S | X | X |  |  | 0.9 |  | 0.9 | 0.9 |  | N |  |  | OP | X | 9 | 2016 | 2016 |  |  | N | IPP Non-CHP | IPP | IPP | 2 | X | SUN | Renewable | 0.9 | 0 | 1 | 0
Operable | 64331 | DTE Sustainable Generation |  | 65498 | Garden 2 Solar Park | MI | Vertical | Delta | GRDS2 | Solar Photovoltaic | PV |  | S | X | X |  |  | 1.4 |  | 1.4 | 1.4 |  | N |  |  | OP | X | 6 | 2022 | 2022 |  |  | N | IPP Non-CHP | IPP | IPP | 2 | X | SUN | Renewable | 1.4 | 0 | 1 | 0
Operable | 66156 | Dudley Road Solar Project 2021, LLC |  | 67294 | Rutgers Cook Douglass Lot 97 & 98a | NJ | Restructured | Middlesex | P5294 | Solar Photovoltaic | PV |  | S | X | X |  |  | 1.2 |  | 1.2 | 1.2 |  | N |  |  | OP | X | 12 | 2023 | 2023 |  |  | N | IPP Non-CHP | IPP | IPP | 2 | X | SUN | Renewable | 1.2 | 0 | 1 | 0
Operable | 61698 | Dudley Solar, LLC |  | 62201 | Dudley Solar CSG | MA | Restructured | Worcester | 2419 | Solar Photovoltaic | PV |  | S | X | X |  |  | 1.9 |  | 1.9 | 1.5 |  | N |  |  | OP | X | 8 | 2017 | 2017 |  |  | N | IPP Non-CHP | IPP | IPP | 2 | X | SUN | Renewable | 1.9 | 0 | 1 | 0
Operable | 5416 | Duke Energy Carolinas, LLC |  | 2718 | G G Allen | NC | Vertical | Gaston | 1 | Conventional Steam Coal | ST |  | S | X | X |  |  | 163.2 | 0.85 | 120 | 125 | 85 | N |  |  | OP | X | 6 | 1957 | Pre-2000 | 12 | 2024 | N | Electric Utility | Utility | Investor Owned Utility | 1 | X | BIT | Non-Renewable | 0 | 163.2 | 0 | 1
Operable | 5416 | Duke Energy Carolinas, LLC |  | 2718 | G G Allen | NC | Vertical | Gaston | 5 | Conventional Steam Coal | ST |  | S | X | X |  |  | 272 | 0.85 | 259 | 259 | 140 | N |  |  | OP | X | 7 | 1961 | Pre-2000 | 12 | 2024 | N | Electric Utility | Utility | Investor Owned Utility | 1 | X | BIT | Non-Renewable | 0 | 272 | 0 | 1
Operable | 5416 | Duke Energy Carolinas, LLC |  | 2719 | Bridgewater | NC | Vertical | Burke | 1 | Conventional Hydroelectric | HY |  | S | X | X |  |  | 13 | 0.9 | 15 | 15 | 15 | N |  |  | OP | X | 5 | 1919 | Pre-2000 |  |  | N | Electric Utility | Utility | Investor Owned Utility | 1 | X | WAT | Renewable | 13 | 0 | 1 | 0
Operable | 5416 | Duke Energy Carolinas, LLC |  | 2719 | Bridgewater | NC | Vertical | Burke | 2 | Conventional Hydroelectric | HY |  | S | X | X |  |  | 13 | 0.9 | 15 | 15 | 15 | N |  |  | OP | X | 5 | 1919 | Pre-2000 |  |  | N | Electric Utility | Utility | Investor Owned Utility | 1 | X | WAT | Renewable | 13 | 0 | 1 | 0
Operable | 5416 | Duke Energy Carolinas, LLC |  | 2719 | Bridgewater | NC | Vertical | Burke | 3 | Conventional Hydroelectric | HY |  | S | X | X |  |  | 1.7 | 0.8 | 1.5 | 1.5 | 1.5 | N |  |  | OP | X | 11 | 2011 | 2011 |  |  | N | Electric Utility | Utility | Investor Owned Utility | 1 | X | WAT | Renewable | 1.7 | 0 | 1 | 0
Operable | 5416 | Duke Energy Carolinas, LLC |  | 2720 | Buck | NC | Vertical | Rowan | CT11 | Natural Gas Fired Combined Cycle | CT | CC1 | S | X | Y |  |  | 185.3 | 0.85 | 182 | 206 | 182 | N |  |  | OP | X | 11 | 2011 | 2011 |  |  | N | Electric Utility | Utility | Investor Owned Utility | 1 | X | NG | Non-Renewable | 0 | 185.3 | 0 | 1 | DFO
Operable | 5416 | Duke Energy Carolinas, LLC |  | 2720 | Buck | NC | Vertical | Rowan | CT12 | Natural Gas Fired Combined Cycle | CT | CC1 | S | X | Y |  |  | 185.3 | 0.85 | 182 | 206 | 182 | N |  |  | OP | X | 11 | 2011 | 2011 |  |  | N | Electric Utility | Utility | Investor Owned Utility | 1 | X | NG | Non-Renewable | 0 | 185.3 | 0 | 1 | DFO
Operable | 5416 | Duke Energy Carolinas, LLC |  | 2720 | Buck | NC | Vertical | Rowan | ST10 | Natural Gas Fired Combined Cycle | CA | CC1 | S | Y | X |  |  | 327.3 | 0.85 | 304 | 306 | 300 | N |  |  | OP | X | 11 | 2011 | 2011 |  |  | N | Electric Utility | Utility | Investor Owned Utility | 1 | X | NG | Non-Renewable | 0 | 327.3 | 0 | 1
Operable | 5416 | Duke Energy Carolinas, LLC |  | 2721 | James E. Rogers Energy Complex | NC | Vertical | Cleveland | 5 | Natural Gas Steam Turbine | ST |  | S | X | X |  |  | 621 | 0.9 | 544 | 546 | 127 | N |  |  | OP | X | 6 | 1972 | Pre-2000 |  |  | N | Electric Utility | Utility | Investor Owned Utility | 1 | X | NG | Non-Renewable | 0 | 621 | 0 | 1 | BIT | DFO
Operable | 5416 | Duke Energy Carolinas, LLC |  | 2721 | James E. Rogers Energy Complex | NC | Vertical | Cleveland | 6 | Natural Gas Steam Turbine | ST |  | S | X | X |  |  | 909.5 | 0.85 | 844 | 849 | 310 | N |  |  | OP | X | 12 | 2012 | 2012 |  |  | N | Electric Utility | Utility | Investor Owned Utility | 1 | X | NG | Non-Renewable | 0 | 909.5 | 0 | 1 | BIT | DFO
Operable | 5416 | Duke Energy Carolinas, LLC |  | 2722 | Cowans Ford | NC | Vertical | Lincoln | 1 | Conventional Hydroelectric | HY |  | S | X | X |  |  | 87.5 | 0.95 | 81 | 81 | 81 | N |  |  | OP | X | 9 | 1963 | Pre-2000 |  |  | N | Electric Utility | Utility | Investor Owned Utility | 1 | X | WAT | Renewable | 87.5 | 0 | 1 | 0
Operable | 5416 | Duke Energy Carolinas, LLC |  | 2722 | Cowans Ford | NC | Vertical | Lincoln | 2 | Conventional Hydroelectric | HY |  | S | X | X |  |  | 87.5 | 0.95 | 81 | 81 | 81 | N |  |  | OP | X | 9 | 1963 | Pre-2000 |  |  | N | Electric Utility | Utility | Investor Owned Utility | 1 | X | WAT | Renewable | 87.5 | 0 | 1 | 0
Operable | 5416 | Duke Energy Carolinas, LLC |  | 2722 | Cowans Ford | NC | Vertical | Lincoln | 3 | Conventional Hydroelectric | HY |  | S | X | X |  |  | 87.5 | 0.95 | 81 | 81 | 81 | N |  |  | OP | X | 9 | 1963 | Pre-2000 |  |  | N | Electric Utility | Utility | Investor Owned Utility | 1 | X | WAT | Renewable | 87.5 | 0 | 1 | 0
Operable | 5416 | Duke Energy Carolinas, LLC |  | 2722 | Cowans Ford | NC | Vertical | Lincoln | 4 | Conventional Hydroelectric | HY |  | S | X | X |  |  | 87.5 | 0.95 | 81 | 81 | 81 | N |  |  | OP | X | 4 | 1967 | Pre-2000 |  |  | N | Electric Utility | Utility | Investor Owned Utility | 1 | X | WAT | Renewable | 87.5 | 0 | 1 | 0
Operable | 5416 | Duke Energy Carolinas, LLC |  | 2723 | Dan River | NC | Vertical | Rockingham | CT8 | Natural Gas Fired Combined Cycle | CT | CC1 | S | X | Y |  |  | 185.3 | 0.85 | 177 | 206 | 177 | N |  |  | OP | X | 12 | 2012 | 2012 |  |  | N | Electric Utility | Utility | Investor Owned Utility | 1 | X | NG | Non-Renewable | 0 | 185.3 | 0 | 1
Operable | 5416 | Duke Energy Carolinas, LLC |  | 2723 | Dan River | NC | Vertical | Rockingham | CT9 | Natural Gas Fired Combined Cycle | CT | CC1 | S | X | Y |  |  | 185.3 | 0.85 | 177 | 206 | 177 | N |  |  | OP | X | 12 | 2012 | 2012 |  |  | N | Electric Utility | Utility | Investor Owned Utility | 1 | X | NG | Non-Renewable | 0 | 185.3 | 0 | 1
Operable | 5416 | Duke Energy Carolinas, LLC |  | 2723 | Dan River | NC | Vertical | Rockingham | ST7 | Natural Gas Fired Combined Cycle | CA | CC1 | S | Y | X |  |  | 327.3 | 0.85 | 308 | 306 | 300 | N |  |  | OP | X | 12 | 2012 | 2012 |  |  | N | Electric Utility | Utility | Investor Owned Utility | 1 | X | NG | Non-Renewable | 0 | 327.3 | 0 | 1
Operable | 5416 | Duke Energy Carolinas, LLC |  | 2726 | Lookout Shoals | NC | Vertical | Iredell | 1 | Conventional Hydroelectric | HY |  | S | X | X |  |  | 8.6 | 1 | 9 | 9 | 9 | N |  |  | OP | X | 12 | 1915 | Pre-2000 |  |  | N | Electric Utility | Utility | Investor Owned Utility | 1 | X | WAT | Renewable | 8.6 | 0 | 1 | 0
Operable | 5416 | Duke Energy Carolinas, LLC |  | 2726 | Lookout Shoals | NC | Vertical | Iredell | 2 | Conventional Hydroelectric | HY |  | S | X | X |  |  | 8.6 | 1 | 9 | 9 | 9 | N |  |  | OP | X | 12 | 1915 | Pre-2000 |  |  | N | Electric Utility | Utility | Investor Owned Utility | 1 | X | WAT | Renewable | 8.6 | 0 | 1 | 0
Operable | 5416 | Duke Energy Carolinas, LLC |  | 2726 | Lookout Shoals | NC | Vertical | Iredell | 3 | Conventional Hydroelectric | HY |  | S | X | X |  |  | 8.6 | 1 | 9 | 9 | 9 | N |  |  | OP | X | 12 | 1915 | Pre-2000 |  |  | N | Electric Utility | Utility | Investor Owned Utility | 1 | X | WAT | Renewable | 8.6 | 0 | 1 | 0
Operable | 5416 | Duke Energy Carolinas, LLC |  | 2727 | Marshall (NC) | NC | Vertical | Catawba | 1 | Natural Gas Steam Turbine | ST |  | S | X | X |  |  | 348.5 | 0.9 | 370 | 380 | 80 | N |  |  | OP | X | 3 | 1965 | Pre-2000 | 12 | 2034 | N | Electric Utility | Utility | Investor Owned Utility | 1 | X | NG | Non-Renewable | 0 | 348.5 | 0 | 1 | BIT
Operable | 5416 | Duke Energy Carolinas, LLC |  | 2727 | Marshall (NC) | NC | Vertical | Catawba | 2 | Conventional Steam Coal | ST |  | S | X | X |  |  | 348.5 | 0.9 | 370 | 380 | 80 | N |  |  | OP | X | 4 | 1966 | Pre-2000 | 12 | 2034 | N | Electric Utility | Utility | Investor Owned Utility | 1 | X | BIT | Non-Renewable | 0 | 348.5 | 0 | 1 | NG
Operable | 5416 | Duke Energy Carolinas, LLC |  | 2727 | Marshall (NC) | NC | Vertical | Catawba | 3 | Natural Gas Steam Turbine | ST |  | S | X | X |  |  | 711 | 0.9 | 658 | 658 | 178 | N |  |  | OP | X | 5 | 1969 | Pre-2000 |  |  | N | Electric Utility | Utility | Investor Owned Utility | 1 | X | NG | Non-Renewable | 0 | 711 | 0 | 1 | BIT
Operable | 5416 | Duke Energy Carolinas, LLC |  | 2727 | Marshall (NC) | NC | Vertical | Catawba | 4 | Conventional Steam Coal | ST |  | S | X | X |  |  | 711 | 0.9 | 660 | 660 | 180 | N |  |  | OP | X | 5 | 1970 | Pre-2000 |  |  | N | Electric Utility | Utility | Investor Owned Utility | 1 | X | BIT | Non-Renewable | 0 | 711 | 0 | 1 | NG
Operable | 5416 | Duke Energy Carolinas, LLC |  | 2728 | Mountain Island | NC | Vertical | Gaston | 1 | Conventional Hydroelectric | HY |  | S | X | X |  |  | 15 | 0.8 | 17 | 17 | 14 | Y | 6 | 2023 | OP | X | 12 | 1923 | Pre-2000 |  |  | N | Electric Utility | Utility | Investor Owned Utility | 1 | X | WAT | Renewable | 15 | 0 | 1 | 0
Operable | 5416 | Duke Energy Carolinas, LLC |  | 2728 | Mountain Island | NC | Vertical | Gaston | 2 | Conventional Hydroelectric | HY |  | S | X | X |  |  | 15 | 0.8 | 17 | 17 | 14 | N |  |  | OP | X | 12 | 1923 | Pre-2000 |  |  | N | Electric Utility | Utility | Investor Owned Utility | 1 | X | WAT | Renewable | 15 | 0 | 1 | 0
Operable | 5416 | Duke Energy Carolinas, LLC |  | 2728 | Mountain Island | NC | Vertical | Gaston | 3 | Conventional Hydroelectric | HY |  | S | X | X |  |  | 15 | 0.8 | 17 | 17 | 17 | N |  |  | OP | X | 12 | 1923 | Pre-2000 |  |  | N | Electric Utility | Utility | Investor Owned Utility | 1 | X | WAT | Renewable | 15 | 0 | 1 | 0
Operable | 5416 | Duke Energy Carolinas, LLC |  | 2728 | Mountain Island | NC | Vertical | Gaston | 4 | Conventional Hydroelectric | HY |  | S | X | X |  |  | 15 | 0.8 | 17 | 17 | 17 | N |  |  | OP | X | 12 | 1923 | Pre-2000 |  |  | N | Electric Utility | Utility | Investor Owned Utility | 1 | X | WAT | Renewable | 15 | 0 | 1 | 0
Operable | 5416 | Duke Energy Carolinas, LLC |  | 2729 | Oxford Dam | NC | Vertical | Catawba | 1 | Conventional Hydroelectric | HY |  | S | X | X |  |  | 18 | 0.8 | 20 | 20 | 20 | N |  |  | OP | X | 4 | 1928 | Pre-2000 |  |  | N | Electric Utility | Utility | Investor Owned Utility | 1 | X | WAT | Renewable | 18 | 0 | 1 | 0
Operable | 5416 | Duke Energy Carolinas, LLC |  | 2729 | Oxford Dam | NC | Vertical | Catawba | 2 | Conventional Hydroelectric | HY |  | S | X | X |  |  | 18 | 0.8 | 20 | 20 | 20 | N |  |  | OP | X | 4 | 1928 | Pre-2000 |  |  | N | Electric Utility | Utility | Investor Owned Utility | 1 | X | WAT | Renewable | 18 | 0 | 1 | 0
Operable | 5416 | Duke Energy Carolinas, LLC |  | 2730 | Rhodhiss | NC | Vertical | Caldwell | 1 | Conventional Hydroelectric | HY |  | S | X | X |  |  | 8.5 | 0.95 | 9.5 | 9.5 | 9.5 | N |  |  | OP | X | 2 | 1925 | Pre-2000 |  |  | N | Electric Utility | Utility | Investor Owned Utility | 1 | X | WAT | Renewable | 8.5 | 0 | 1 | 0
Operable | 5416 | Duke Energy Carolinas, LLC |  | 2730 | Rhodhiss | NC | Vertical | Caldwell | 2 | Conventional Hydroelectric | HY |  | S | X | X |  |  | 8.5 | 0.95 | 11.5 | 11.5 | 11.5 | N |  |  | OP | X | 2 | 1925 | Pre-2000 |  |  | N | Electric Utility | Utility | Investor Owned Utility | 1 | X | WAT | Renewable | 8.5 | 0 | 1 | 0
Operable | 5416 | Duke Energy Carolinas, LLC |  | 2730 | Rhodhiss | NC | Vertical | Caldwell | 3 | Conventional Hydroelectric | HY |  | S | X | X |  |  | 8.5 | 0.95 | 12.4 | 12.4 | 12.4 | N |  |  | OP | X | 2 | 1925 | Pre-2000 |  |  | N | Electric Utility | Utility | Investor Owned Utility | 1 | X | WAT | Renewable | 8.5 | 0 | 1 | 0
Operable | 5416 | Duke Energy Carolinas, LLC |  | 2741 | Bear Creek Dam | NC | Vertical | Jackson | 1 | Conventional Hydroelectric | HY |  | S | X | X |  |  | 9 | 0.9 | 9.5 | 9.5 | 9.5 | N |  |  | OP | X | 3 | 1954 | Pre-2000 |  |  | N | Electric Utility | Utility | Investor Owned Utility | 1 | X | WAT | Renewable | 9 | 0 | 1 | 0
Operable | 5416 | Duke Energy Carolinas, LLC |  | 2743 | Cedar Cliff | NC | Vertical | Jackson | 1 | Conventional Hydroelectric | HY |  | S | X | X |  |  | 6.4 | 0.85 | 6.4 | 6.4 | 6.4 | N |  |  | OP | X | 1 | 1952 | Pre-2000 |  |  | N | Electric Utility | Utility | Investor Owned Utility | 1 | X | WAT | Renewable | 6.4 | 0 | 1 | 0
Operable | 5416 | Duke Energy Carolinas, LLC |  | 2747 | Nantahala | NC | Vertical | Macon | 1 | Conventional Hydroelectric | HY |  | S | X | X |  |  | 43.2 | 0.8 | 45 | 45 | 45 | N |  |  | OP | X | 7 | 1942 | Pre-2000 |  |  | N | Electric Utility | Utility | Investor Owned Utility | 1 | X | WAT | Renewable | 43.2 | 0 | 1 | 0
Operable | 5416 | Duke Energy Carolinas, LLC |  | 2749 | Tennessee Creek | NC | Vertical | Jackson | 1 | Conventional Hydroelectric | HY |  | S | X | X |  |  | 10.8 | 0.9 | 11.5 | 11.5 | 9.8 | N |  |  | OP | X | 5 | 1955 | Pre-2000 |  |  | N | Electric Utility | Utility | Investor Owned Utility | 1 | X | WAT | Renewable | 10.8 | 0 | 1 | 0
Operable | 5416 | Duke Energy Carolinas, LLC |  | 2750 | Thorpe | NC | Vertical | Jackson | 1 | Conventional Hydroelectric | HY |  | S | X | X |  |  | 21.6 | 0.8 | 19.7 | 19.7 | 19.7 | N |  |  | OP | X | 10 | 1941 | Pre-2000 |  |  | N | Electric Utility | Utility | Investor Owned Utility | 1 | X | WAT | Renewable | 21.6 | 0 | 1 | 0
Operable | 5416 | Duke Energy Carolinas, LLC |  | 2751 | Tuckasegee | NC | Vertical | Jackson | 1 | Conventional Hydroelectric | HY |  | S | X | X |  |  | 3 | 0.9 | 2.5 | 2.5 | 2.5 | N |  |  | OP | X | 5 | 1950 | Pre-2000 |  |  | N | Electric Utility | Utility | Investor Owned Utility | 1 | X | WAT | Renewable | 3 | 0 | 1 | 0
Operable | 5416 | Duke Energy Carolinas, LLC |  | 3255 | Cedar Creek | SC | Vertical | Lancaster | 1 | Conventional Hydroelectric | HY |  | S | X | X |  |  | 15 | 0.8 | 15 | 15 | 15 | N |  |  | OP | X | 8 | 1926 | Pre-2000 |  |  | N | Electric Utility | Utility | Investor Owned Utility | 1 | X | WAT | Renewable | 15 | 0 | 1 | 0
Operable | 5416 | Duke Energy Carolinas, LLC |  | 3255 | Cedar Creek | SC | Vertical | Lancaster | 2 | Conventional Hydroelectric | HY |  | S | X | X |  |  | 15 | 0.9 | 15 | 15 | 15 | N |  |  | OP | X | 8 | 1926 | Pre-2000 |  |  | N | Electric Utility | Utility | Investor Owned Utility | 1 | X | WAT | Renewable | 15 | 0 | 1 | 0
Operable | 5416 | Duke Energy Carolinas, LLC |  | 3255 | Cedar Creek | SC | Vertical | Lancaster | 3 | Conventional Hydroelectric | HY |  | S | X | X |  |  | 15 | 0.9 | 15 | 15 | 15 | N |  |  | OP | X | 8 | 1926 | Pre-2000 |  |  | N | Electric Utility | Utility | Investor Owned Utility | 1 | X | WAT | Renewable | 15 | 0 | 1 | 0
Operable | 5416 | Duke Energy Carolinas, LLC |  | 3256 | Dearborn | SC | Vertical | Chester | 1 | Conventional Hydroelectric | HY |  | S | X | X |  |  | 15 | 0.8 | 14 | 14 | 14 | N |  |  | OP | X | 3 | 1923 | Pre-2000 |  |  | N | Electric Utility | Utility | Investor Owned Utility | 1 | X | WAT | Renewable | 15 | 0 | 1 | 0
Operable | 5416 | Duke Energy Carolinas, LLC |  | 3256 | Dearborn | SC | Vertical | Chester | 2 | Conventional Hydroelectric | HY |  | S | X | X |  |  | 15 | 0.8 | 14 | 14 | 14 | N |  |  | OP | X | 3 | 1923 | Pre-2000 |  |  | N | Electric Utility | Utility | Investor Owned Utility | 1 | X | WAT | Renewable | 15 | 0 | 1 | 0
Operable | 5416 | Duke Energy Carolinas, LLC |  | 3256 | Dearborn | SC | Vertical | Chester | 3 | Conventional Hydroelectric | HY |  | S | X | X |  |  | 15 | 0.8 | 14 | 14 | 14 | N |  |  | OP | X | 3 | 1923 | Pre-2000 |  |  | N | Electric Utility | Utility | Investor Owned Utility | 1 | X | WAT | Renewable | 15 | 0 | 1 | 0
Operable | 5416 | Duke Energy Carolinas, LLC |  | 3257 | Fishing Creek | SC | Vertical | Chester | 1 | Conventional Hydroelectric | HY |  | S | X | X |  |  | 9.3 | 0.9 | 11 | 11 | 11 | N |  |  | OP | X | 11 | 1916 | Pre-2000 |  |  | N | Electric Utility | Utility | Investor Owned Utility | 1 | X | WAT | Renewable | 9.3 | 0 | 1 | 0
Operable | 5416 | Duke Energy Carolinas, LLC |  | 3257 | Fishing Creek | SC | Vertical | Chester | 2 | Conventional Hydroelectric | HY |  | S | X | X |  |  | 8.8 | 0.9 | 10 | 10 | 10 | N |  |  | OP | X | 11 | 1916 | Pre-2000 |  |  | N | Electric Utility | Utility | Investor Owned Utility | 1 | X | WAT | Renewable | 8.8 | 0 | 1 | 0
Operable | 5416 | Duke Energy Carolinas, LLC |  | 3257 | Fishing Creek | SC | Vertical | Chester | 3 | Conventional Hydroelectric | HY |  | S | X | X |  |  | 8.8 | 0.9 | 10 | 10 | 10 | N |  |  | OP | X | 11 | 1916 | Pre-2000 |  |  | N | Electric Utility | Utility | Investor Owned Utility | 1 | X | WAT | Renewable | 8.8 | 0 | 1 | 0
Operable | 5416 | Duke Energy Carolinas, LLC |  | 3257 | Fishing Creek | SC | Vertical | Chester | 4 | Conventional Hydroelectric | HY |  | S | X | X |  |  | 9.4 | 0.9 | 11 | 11 | 11 | N |  |  | OP | X | 11 | 1916 | Pre-2000 |  |  | N | Electric Utility | Utility | Investor Owned Utility | 1 | X | WAT | Renewable | 9.4 | 0 | 1 | 0
Operable | 5416 | Duke Energy Carolinas, LLC |  | 3257 | Fishing Creek | SC | Vertical | Chester | 5 | Conventional Hydroelectric | HY |  | S | X | X |  |  | 6 | 0.9 | 9 | 9 | 8 | N |  |  | OP | X | 11 | 1916 | Pre-2000 |  |  | N | Electric Utility | Utility | Investor Owned Utility | 1 | X | WAT | Renewable | 6 | 0 | 1 | 0
Operable | 5416 | Duke Energy Carolinas, LLC |  | 3259 | Great Falls (SC) | SC | Vertical | Chester | 1 | Conventional Hydroelectric | HY |  | S | X | X |  |  | 3 | 0.8 | 3 | 3 | 3 | N |  |  | OP | X | 4 | 1907 | Pre-2000 |  |  | N | Electric Utility | Utility | Investor Owned Utility | 1 | X | WAT | Renewable | 3 | 0 | 1 | 0
Operable | 5416 | Duke Energy Carolinas, LLC |  | 3259 | Great Falls (SC) | SC | Vertical | Chester | 2 | Conventional Hydroelectric | HY |  | S | X | X |  |  | 3 | 0.8 | 3 | 3 | 3 | N |  |  | OP | X | 4 | 1907 | Pre-2000 |  |  | N | Electric Utility | Utility | Investor Owned Utility | 1 | X | WAT | Renewable | 3 | 0 | 1 | 0
Operable | 5416 | Duke Energy Carolinas, LLC |  | 3259 | Great Falls (SC) | SC | Vertical | Chester | 5 | Conventional Hydroelectric | HY |  | S | X | X |  |  | 3 | 0.8 | 3 | 3 | 3 | N |  |  | OP | X | 4 | 1907 | Pre-2000 |  |  | N | Electric Utility | Utility | Investor Owned Utility | 1 | X | WAT | Renewable | 3 | 0 | 1 | 0
Operable | 5416 | Duke Energy Carolinas, LLC |  | 3259 | Great Falls (SC) | SC | Vertical | Chester | 6 | Conventional Hydroelectric | HY |  | S | X | X |  |  | 3 | 0.8 | 3 | 3 | 3 | N |  |  | OP | X | 4 | 1907 | Pre-2000 |  |  | N | Electric Utility | Utility | Investor Owned Utility | 1 | X | WAT | Renewable | 3 | 0 | 1 | 0
Operable | 5416 | Duke Energy Carolinas, LLC |  | 3262 | Jocassee | SC | Vertical | Pickens | 1 | Hydroelectric Pumped Storage | PS |  | S | X | X |  |  | 193.5 | 0.9 | 195 | 195 | 150 | N |  |  | OP | X | 12 | 1973 | Pre-2000 |  |  | N | Electric Utility | Utility | Investor Owned Utility | 1 | X | WAT | Renewable | 193.5 | 0 | 1 | 0
Operable | 5416 | Duke Energy Carolinas, LLC |  | 3262 | Jocassee | SC | Vertical | Pickens | 2 | Hydroelectric Pumped Storage | PS |  | S | X | X |  |  | 193.5 | 0.9 | 195 | 195 | 150 | N |  |  | OP | X | 12 | 1973 | Pre-2000 |  |  | N | Electric Utility | Utility | Investor Owned Utility | 1 | X | WAT | Renewable | 193.5 | 0 | 1 | 0
Operable | 5416 | Duke Energy Carolinas, LLC |  | 3262 | Jocassee | SC | Vertical | Pickens | 3 | Hydroelectric Pumped Storage | PS |  | S | X | X |  |  | 193.5 | 0.9 | 195 | 195 | 150 | N |  |  | OP | X | 5 | 1975 | Pre-2000 |  |  | N | Electric Utility | Utility | Investor Owned Utility | 1 | X | WAT | Renewable | 193.5 | 0 | 1 | 0
Operable | 5416 | Duke Energy Carolinas, LLC |  | 3262 | Jocassee | SC | Vertical | Pickens | 4 | Hydroelectric Pumped Storage | PS |  | S | X | X |  |  | 193.5 | 0.9 | 195 | 195 | 150 | N |  |  | OP | X | 5 | 1975 | Pre-2000 |  |  | N | Electric Utility | Utility | Investor Owned Utility | 1 | X | WAT | Renewable | 193.5 | 0 | 1 | 0
Operable | 5416 | Duke Energy Carolinas, LLC |  | 3264 | W S Lee | SC | Vertical | Anderson | 7 | Natural Gas Fired Combustion Turbine | GT |  | S | X | X |  |  | 54 | 0.9 | 42 | 48 | 12 | N |  |  | OP | X | 1 | 2007 | 2007 |  |  | N | Electric Utility | Utility | Investor Owned Utility | 1 | X | NG | Non-Renewable | 0 | 54 | 0 | 1 | DFO
Operable | 5416 | Duke Energy Carolinas, LLC |  | 3264 | W S Lee | SC | Vertical | Anderson | 8 | Natural Gas Fired Combustion Turbine | GT |  | S | X | X |  |  | 54 | 0.9 | 42 | 48 | 12 | N |  |  | OP | X | 1 | 2007 | 2007 |  |  | N | Electric Utility | Utility | Investor Owned Utility | 1 | X | NG | Non-Renewable | 0 | 54 | 0 | 1 | DFO
Operable | 5416 | Duke Energy Carolinas, LLC |  | 3264 | W S Lee | SC | Vertical | Anderson | CT11 | Natural Gas Fired Combined Cycle | CT | CC1 | S | X | Y |  |  | 242.3 | 0.85 | 234 | 248 | 234 | N |  |  | OP | X | 4 | 2018 | 2018 |  |  | N | Electric Utility | Utility | Investor Owned Utility | 1 | X | NG | Non-Renewable | 0 | 242.3 | 0 | 1
Operable | 5416 | Duke Energy Carolinas, LLC |  | 3264 | W S Lee | SC | Vertical | Anderson | CT12 | Natural Gas Fired Combined Cycle | CT | CC1 | S | X | Y |  |  | 242.3 | 0.85 | 233 | 248 | 233 | N |  |  | OP | X | 4 | 2018 | 2018 |  |  | N | Electric Utility | Utility | Investor Owned Utility | 1 | X | NG | Non-Renewable | 0 | 242.3 | 0 | 1
Operable | 5416 | Duke Energy Carolinas, LLC |  | 3264 | W S Lee | SC | Vertical | Anderson | ST10 | Natural Gas Fired Combined Cycle | CA | CC1 | S | Y | X |  |  | 362.1 | 0.85 | 313 | 313 | 313 | N |  |  | OP | X | 4 | 2018 | 2018 |  |  | N | Electric Utility | Utility | Investor Owned Utility | 1 | X | NG | Non-Renewable | 0 | 362.1 | 0 | 1
Operable | 5416 | Duke Energy Carolinas, LLC |  | 3265 | Oconee | SC | Vertical | Oconee | 1 | Nuclear | ST |  | S | X | X |  |  | 886.7 | 0.9 | 847 | 865 | 847 | N |  |  | OP | X | 7 | 1973 | Pre-2000 |  |  | N | Electric Utility | Utility | Investor Owned Utility | 1 | X | NUC | Other | 0 | 0 | 0 | 0
Operable | 5416 | Duke Energy Carolinas, LLC |  | 3265 | Oconee | SC | Vertical | Oconee | 2 | Nuclear | ST |  | S | X | X |  |  | 886.7 | 0.9 | 848 | 872 | 848 | N |  |  | OP | X | 9 | 1974 | Pre-2000 |  |  | N | Electric Utility | Utility | Investor Owned Utility | 1 | X | NUC | Other | 0 | 0 | 0 | 0
Operable | 5416 | Duke Energy Carolinas, LLC |  | 3265 | Oconee | SC | Vertical | Oconee | 3 | Nuclear | ST |  | S | X | X |  |  | 893.3 | 0.9 | 859 | 881 | 859 | N |  |  | OP | X | 12 | 1974 | Pre-2000 |  |  | N | Electric Utility | Utility | Investor Owned Utility | 1 | X | NUC | Other | 0 | 0 | 0 | 0
Operable | 5416 | Duke Energy Carolinas, LLC |  | 3270 | Wateree Hydro | SC | Vertical | Kershaw | 1 | Conventional Hydroelectric | HY |  | S | X | X |  |  | 18.1 | 0.95 | 17 | 17 | 17 | N |  |  | OP | X | 10 | 1919 | Pre-2000 |  |  | N | Electric Utility | Utility | Investor Owned Utility | 1 | X | WAT | Renewable | 18.1 | 0 | 1 | 0
Operable | 5416 | Duke Energy Carolinas, LLC |  | 3270 | Wateree Hydro | SC | Vertical | Kershaw | 2 | Conventional Hydroelectric | HY |  | S | X | X |  |  | 18.1 | 0.95 | 17 | 17 | 17 | N |  |  | OP | X | 10 | 1919 | Pre-2000 |  |  | N | Electric Utility | Utility | Investor Owned Utility | 1 | X | WAT | Renewable | 18.1 | 0 | 1 | 0
Operable | 5416 | Duke Energy Carolinas, LLC |  | 3270 | Wateree Hydro | SC | Vertical | Kershaw | 3 | Conventional Hydroelectric | HY |  | S | X | X |  |  | 18.1 | 0.95 | 17 | 17 | 17 | N |  |  | OP | X | 10 | 1919 | Pre-2000 |  |  | N | Electric Utility | Utility | Investor Owned Utility | 1 | X | WAT | Renewable | 18.1 | 0 | 1 | 0
Operable | 5416 | Duke Energy Carolinas, LLC |  | 3270 | Wateree Hydro | SC | Vertical | Kershaw | 4 | Conventional Hydroelectric | HY |  | S | X | X |  |  | 18.1 | 0.95 | 17 | 17 | 17 | N |  |  | OP | X | 10 | 1919 | Pre-2000 |  |  | N | Electric Utility | Utility | Investor Owned Utility | 1 | X | WAT | Renewable | 18.1 | 0 | 1 | 0
Operable | 5416 | Duke Energy Carolinas, LLC |  | 3270 | Wateree Hydro | SC | Vertical | Kershaw | 5 | Conventional Hydroelectric | HY |  | S | X | X |  |  | 18.1 | 0.95 | 6 | 6 | 6 | N |  |  | OP | X | 10 | 1919 | Pre-2000 |  |  | N | Electric Utility | Utility | Investor Owned Utility | 1 | X | WAT | Renewable | 18.1 | 0 | 1 | 0
Operable | 5416 | Duke Energy Carolinas, LLC |  | 3271 | Wylie | SC | Vertical | York | 1 | Conventional Hydroelectric | HY |  | S | X | X |  |  | 15 | 0.9 | 18 | 18 | 18 | N |  |  | OP | X | 8 | 1925 | Pre-2000 |  |  | N | Electric Utility | Utility | Investor Owned Utility | 1 | X | WAT | Renewable | 15 | 0 | 1 | 0
Operable | 5416 | Duke Energy Carolinas, LLC |  | 3271 | Wylie | SC | Vertical | York | 2 | Conventional Hydroelectric | HY |  | S | X | X |  |  | 15 | 0.9 | 18 | 18 | 18 | N |  |  | OP | X | 8 | 1925 | Pre-2000 |  |  | N | Electric Utility | Utility | Investor Owned Utility | 1 | X | WAT | Renewable | 15 | 0 | 1 | 0
Operable | 5416 | Duke Energy Carolinas, LLC |  | 3271 | Wylie | SC | Vertical | York | 3 | Conventional Hydroelectric | HY |  | S | X | X |  |  | 15 | 0.9 | 18 | 18 | 18 | N |  |  | OP | X | 8 | 1925 | Pre-2000 |  |  | N | Electric Utility | Utility | Investor Owned Utility | 1 | X | WAT | Renewable | 15 | 0 | 1 | 0
Operable | 5416 | Duke Energy Carolinas, LLC |  | 3271 | Wylie | SC | Vertical | York | 4 | Conventional Hydroelectric | HY |  | S | X | X |  |  | 15 | 0.9 | 6 | 6 | 6 | N |  |  | OP | X | 8 | 1925 | Pre-2000 |  |  | N | Electric Utility | Utility | Investor Owned Utility | 1 | X | WAT | Renewable | 15 | 0 | 1 | 0
Operable | 5416 | Duke Energy Carolinas, LLC |  | 3272 | 99 Islands | SC | Vertical | Cherokee | 1 | Conventional Hydroelectric | HY |  | S | X | X |  |  | 3 | 0.8 | 4.2 | 4.2 | 4.2 | N |  |  | OP | X | 5 | 1910 | Pre-2000 |  |  | N | Electric Utility | Utility | Investor Owned Utility | 1 | X | WAT | Renewable | 3 | 0 | 1 | 0
Operable | 5416 | Duke Energy Carolinas, LLC |  | 3272 | 99 Islands | SC | Vertical | Cherokee | 2 | Conventional Hydroelectric | HY |  | S | X | X |  |  | 3 | 1 | 3.4 | 3.4 | 3.4 | N |  |  | OP | X | 5 | 1910 | Pre-2000 |  |  | N | Electric Utility | Utility | Investor Owned Utility | 1 | X | WAT | Renewable | 3 | 0 | 1 | 0
Operable | 5416 | Duke Energy Carolinas, LLC |  | 3272 | 99 Islands | SC | Vertical | Cherokee | 3 | Conventional Hydroelectric | HY |  | S | X | X |  |  | 3 | 0.8 | 4.2 | 4.2 | 4.2 | N |  |  | OP | X | 5 | 1910 | Pre-2000 |  |  | N | Electric Utility | Utility | Investor Owned Utility | 1 | X | WAT | Renewable | 3 | 0 | 1 | 0
Operable | 5416 | Duke Energy Carolinas, LLC |  | 3272 | 99 Islands | SC | Vertical | Cherokee | 4 | Conventional Hydroelectric | HY |  | S | X | X |  |  | 3 | 1 | 3.4 | 3.4 | 3.4 | N |  |  | OP | X | 5 | 1910 | Pre-2000 |  |  | N | Electric Utility | Utility | Investor Owned Utility | 1 | X | WAT | Renewable | 3 | 0 | 1 | 0
Operable | 5416 | Duke Energy Carolinas, LLC |  | 6036 | Catawba | SC | Vertical | York | 1 | Nuclear | ST |  | J | X | X |  |  | 1205.1 | 0.9 | 1160 | 1198.7 | 1160 | N |  |  | OP | X | 6 | 1985 | Pre-2000 |  |  | N | Electric Utility | Utility | Investor Owned Utility | 1 | X | NUC | Other | 0 | 0 | 0 | 0
Operable | 5416 | Duke Energy Carolinas, LLC |  | 6036 | Catawba | SC | Vertical | York | 2 | Nuclear | ST |  | J | X | X |  |  | 1205.1 | 0.9 | 1150.1 | 1179.8 | 1150.1 | N |  |  | OP | X | 8 | 1986 | Pre-2000 |  |  | N | Electric Utility | Utility | Investor Owned Utility | 1 | X | NUC | Other | 0 | 0 | 0 | 0
Operable | 5416 | Duke Energy Carolinas, LLC |  | 6038 | McGuire | NC | Vertical | Mecklenburg | 1 | Nuclear | ST |  | S | X | X |  |  | 1220.3 | 0.83 | 1158 | 1199 | 1158 | N |  |  | OP | X | 9 | 1981 | Pre-2000 |  |  | N | Electric Utility | Utility | Investor Owned Utility | 1 | X | NUC | Other | 0 | 0 | 0 | 0
Operable | 5416 | Duke Energy Carolinas, LLC |  | 6038 | McGuire | NC | Vertical | Mecklenburg | 2 | Nuclear | ST |  | S | X | X |  |  | 1220.3 | 0.87 | 1157.6 | 1187.2 | 1157.6 | N |  |  | OP | X | 3 | 1984 | Pre-2000 |  |  | N | Electric Utility | Utility | Investor Owned Utility | 1 | X | NUC | Other | 0 | 0 | 0 | 0
Operable | 5416 | Duke Energy Carolinas, LLC |  | 6438 | Queens Creek | NC | Vertical | Macon | 1 | Conventional Hydroelectric | HY |  | S | X | X |  |  | 1.4 | 0.8 | 1.4 | 1.4 | 1.4 | N |  |  | OP | X | 1 | 1949 | Pre-2000 |  |  | N | Electric Utility | Utility | Investor Owned Utility | 1 | X | WAT | Renewable | 1.4 | 0 | 1 | 0
Operable | 5416 | Duke Energy Carolinas, LLC |  | 6517 | Keowee | SC | Vertical | Pickens | 1 | Conventional Hydroelectric | HY |  | S | X | X |  |  | 78.8 | 0.9 | 76 | 76 | 76 | N |  |  | OP | X | 4 | 1971 | Pre-2000 |  |  | N | Electric Utility | Utility | Investor Owned Utility | 1 | X | WAT | Renewable | 78.8 | 0 | 1 | 0
Operable | 5416 | Duke Energy Carolinas, LLC |  | 6517 | Keowee | SC | Vertical | Pickens | 2 | Conventional Hydroelectric | HY |  | S | X | X |  |  | 78.8 | 0.9 | 76 | 76 | 76 | N |  |  | OP | X | 4 | 1971 | Pre-2000 |  |  | N | Electric Utility | Utility | Investor Owned Utility | 1 | X | WAT | Renewable | 78.8 | 0 | 1 | 0
Operable | 5416 | Duke Energy Carolinas, LLC |  | 7125 | Bad Creek | SC | Vertical | Oconee | 1 | Hydroelectric Pumped Storage | PS |  | S | X | X |  |  | 420 | 0.9 | 420 | 420 | 250 | N |  |  | OP | X | 5 | 1991 | Pre-2000 |  |  | N | Electric Utility | Utility | Investor Owned Utility | 1 | X | WAT | Renewable | 420 | 0 | 1 | 0
Operable | 5416 | Duke Energy Carolinas, LLC |  | 7125 | Bad Creek | SC | Vertical | Oconee | 2 | Hydroelectric Pumped Storage | PS |  | S | X | X |  |  | 420 | 0.9 | 420 | 420 | 320 | N |  |  | OP | X | 5 | 1991 | Pre-2000 |  |  | N | Electric Utility | Utility | Investor Owned Utility | 1 | X | WAT | Renewable | 420 | 0 | 1 | 0
Operable | 5416 | Duke Energy Carolinas, LLC |  | 7125 | Bad Creek | SC | Vertical | Oconee | 3 | Hydroelectric Pumped Storage | PS |  | S | X | X |  |  | 420 | 0.9 | 420 | 420 | 250 | Y | 3 | 2023 | OP | X | 9 | 1991 | Pre-2000 |  |  | N | Electric Utility | Utility | Investor Owned Utility | 1 | X | WAT | Renewable | 420 | 0 | 1 | 0
Operable | 5416 | Duke Energy Carolinas, LLC |  | 7125 | Bad Creek | SC | Vertical | Oconee | 4 | Hydroelectric Pumped Storage | PS |  | S | X | X |  |  | 324 | 0.9 | 340 | 340 | 250 | N |  |  | OP | X | 9 | 1991 | Pre-2000 |  |  | N | Electric Utility | Utility | Investor Owned Utility | 1 | X | WAT | Renewable | 324 | 0 | 1 | 0
Operable | 5416 | Duke Energy Carolinas, LLC |  | 7277 | Lincoln Combustion | NC | Vertical | Lincoln | 1 | Natural Gas Fired Combustion Turbine | GT |  | S | X | X |  |  | 109.6 | 0.9 | 73 | 94 | 73 | N |  |  | OP | X | 5 | 1995 | Pre-2000 |  |  | N | Electric Utility | Utility | Investor Owned Utility | 1 | X | NG | Non-Renewable | 0 | 109.6 | 0 | 1 | DFO
Operable | 5416 | Duke Energy Carolinas, LLC |  | 7277 | Lincoln Combustion | NC | Vertical | Lincoln | 10 | Natural Gas Fired Combustion Turbine | GT |  | S | X | X |  |  | 109.6 | 0.9 | 73 | 96 | 73 | N |  |  | OP | X | 11 | 1995 | Pre-2000 |  |  | N | Electric Utility | Utility | Investor Owned Utility | 1 | X | NG | Non-Renewable | 0 | 109.6 | 0 | 1 | DFO
Operable | 5416 | Duke Energy Carolinas, LLC |  | 7277 | Lincoln Combustion | NC | Vertical | Lincoln | 11 | Natural Gas Fired Combustion Turbine | GT |  | S | X | X |  |  | 109.6 | 0.9 | 73 | 95 | 73 | N |  |  | OP | X | 12 | 1995 | Pre-2000 |  |  | N | Electric Utility | Utility | Investor Owned Utility | 1 | X | NG | Non-Renewable | 0 | 109.6 | 0 | 1 | DFO
Operable | 5416 | Duke Energy Carolinas, LLC |  | 7277 | Lincoln Combustion | NC | Vertical | Lincoln | 12 | Natural Gas Fired Combustion Turbine | GT |  | S | X | X |  |  | 109.6 | 0.9 | 73 | 94 | 73 | N |  |  | OP | X | 12 | 1995 | Pre-2000 |  |  | N | Electric Utility | Utility | Investor Owned Utility | 1 | X | NG | Non-Renewable | 0 | 109.6 | 0 | 1 | DFO
Operable | 5416 | Duke Energy Carolinas, LLC |  | 7277 | Lincoln Combustion | NC | Vertical | Lincoln | 13 | Natural Gas Fired Combustion Turbine | GT |  | S | X | X |  |  | 109.6 | 0.9 | 72 | 93 | 72 | N |  |  | OP | X | 2 | 1996 | Pre-2000 |  |  | N | Electric Utility | Utility | Investor Owned Utility | 1 | X | NG | Non-Renewable | 0 | 109.6 | 0 | 1 | DFO
Operable | 5416 | Duke Energy Carolinas, LLC |  | 7277 | Lincoln Combustion | NC | Vertical | Lincoln | 14 | Natural Gas Fired Combustion Turbine | GT |  | S | X | X |  |  | 109.6 | 0.9 | 72 | 94 | 72 | N |  |  | OP | X | 2 | 1996 | Pre-2000 |  |  | N | Electric Utility | Utility | Investor Owned Utility | 1 | X | NG | Non-Renewable | 0 | 109.6 | 0 | 1 | DFO
Operable | 5416 | Duke Energy Carolinas, LLC |  | 7277 | Lincoln Combustion | NC | Vertical | Lincoln | 15 | Natural Gas Fired Combustion Turbine | GT |  | S | X | X |  |  | 109.6 | 0.9 | 73 | 94 | 73 | N |  |  | OP | X | 3 | 1996 | Pre-2000 |  |  | N | Electric Utility | Utility | Investor Owned Utility | 1 | X | NG | Non-Renewable | 0 | 109.6 | 0 | 1 | DFO
Operable | 5416 | Duke Energy Carolinas, LLC |  | 7277 | Lincoln Combustion | NC | Vertical | Lincoln | 16 | Natural Gas Fired Combustion Turbine | GT |  | S | X | X |  |  | 109.6 | 0.9 | 73 | 93 | 73 | N |  |  | OP | X | 3 | 1996 | Pre-2000 |  |  | N | Electric Utility | Utility | Investor Owned Utility | 1 | X | NG | Non-Renewable | 0 | 109.6 | 0 | 1 | DFO
Operable | 5416 | Duke Energy Carolinas, LLC |  | 7277 | Lincoln Combustion | NC | Vertical | Lincoln | 2 | Natural Gas Fired Combustion Turbine | GT |  | S | X | X |  |  | 109.6 | 0.9 | 74 | 96 | 74 | N |  |  | OP | X | 5 | 1995 | Pre-2000 |  |  | N | Electric Utility | Utility | Investor Owned Utility | 1 | X | NG | Non-Renewable | 0 | 109.6 | 0 | 1 | DFO
Operable | 5416 | Duke Energy Carolinas, LLC |  | 7277 | Lincoln Combustion | NC | Vertical | Lincoln | 3 | Natural Gas Fired Combustion Turbine | GT |  | S | X | X |  |  | 109.6 | 0.9 | 73 | 95 | 73 | N |  |  | OP | X | 6 | 1995 | Pre-2000 |  |  | N | Electric Utility | Utility | Investor Owned Utility | 1 | X | NG | Non-Renewable | 0 | 109.6 | 0 | 1 | DFO
Operable | 5416 | Duke Energy Carolinas, LLC |  | 7277 | Lincoln Combustion | NC | Vertical | Lincoln | 4 | Natural Gas Fired Combustion Turbine | GT |  | S | X | X |  |  | 109.6 | 0.9 | 73 | 94 | 73 | N |  |  | OP | X | 6 | 1995 | Pre-2000 |  |  | N | Electric Utility | Utility | Investor Owned Utility | 1 | X | NG | Non-Renewable | 0 | 109.6 | 0 | 1 | DFO
Operable | 5416 | Duke Energy Carolinas, LLC |  | 7277 | Lincoln Combustion | NC | Vertical | Lincoln | 5 | Natural Gas Fired Combustion Turbine | GT |  | S | X | X |  |  | 109.6 | 0.9 | 72 | 93 | 72 | N |  |  | OP | X | 7 | 1995 | Pre-2000 |  |  | N | Electric Utility | Utility | Investor Owned Utility | 1 | X | NG | Non-Renewable | 0 | 109.6 | 0 | 1 | DFO
Operable | 5416 | Duke Energy Carolinas, LLC |  | 7277 | Lincoln Combustion | NC | Vertical | Lincoln | 6 | Natural Gas Fired Combustion Turbine | GT |  | S | X | X |  |  | 109.6 | 0.9 | 72 | 93 | 72 | N |  |  | OP | X | 7 | 1995 | Pre-2000 |  |  | N | Electric Utility | Utility | Investor Owned Utility | 1 | X | NG | Non-Renewable | 0 | 109.6 | 0 | 1 | DFO
Operable | 5416 | Duke Energy Carolinas, LLC |  | 7277 | Lincoln Combustion | NC | Vertical | Lincoln | 7 | Natural Gas Fired Combustion Turbine | GT |  | S | X | X |  |  | 109.6 | 0.9 | 72 | 95 | 72 | N |  |  | OP | X | 9 | 1995 | Pre-2000 |  |  | N | Electric Utility | Utility | Investor Owned Utility | 1 | X | NG | Non-Renewable | 0 | 109.6 | 0 | 1 | DFO
Operable | 5416 | Duke Energy Carolinas, LLC |  | 7277 | Lincoln Combustion | NC | Vertical | Lincoln | 8 | Natural Gas Fired Combustion Turbine | GT |  | S | X | X |  |  | 109.6 | 0.9 | 72 | 94 | 72 | N |  |  | OP | X | 9 | 1995 | Pre-2000 |  |  | N | Electric Utility | Utility | Investor Owned Utility | 1 | X | NG | Non-Renewable | 0 | 109.6 | 0 | 1 | DFO
Operable | 5416 | Duke Energy Carolinas, LLC |  | 7277 | Lincoln Combustion | NC | Vertical | Lincoln | 9 | Natural Gas Fired Combustion Turbine | GT |  | S | X | X |  |  | 109.6 | 0.9 | 71 | 94 | 71 | N |  |  | OP | X | 11 | 1995 | Pre-2000 |  |  | N | Electric Utility | Utility | Investor Owned Utility | 1 | X | NG | Non-Renewable | 0 | 109.6 | 0 | 1 | DFO
Operable | 5416 | Duke Energy Carolinas, LLC |  | 7981 | Mill Creek (SC) | SC | Vertical | Cherokee | 1 | Natural Gas Fired Combustion Turbine | GT |  | S | X | X |  |  | 99.9 | 0.85 | 71 | 94 | 71 | N |  |  | OP | X | 12 | 2002 | 2002 |  |  | N | Electric Utility | Utility | Investor Owned Utility | 1 | X | NG | Non-Renewable | 0 | 99.9 | 0 | 1 | DFO
Operable | 5416 | Duke Energy Carolinas, LLC |  | 7981 | Mill Creek (SC) | SC | Vertical | Cherokee | 2 | Natural Gas Fired Combustion Turbine | GT |  | S | X | X |  |  | 99.9 | 0.85 | 70 | 94 | 70 | N |  |  | OP | X | 12 | 2002 | 2002 |  |  | N | Electric Utility | Utility | Investor Owned Utility | 1 | X | NG | Non-Renewable | 0 | 99.9 | 0 | 1 | DFO
Operable | 5416 | Duke Energy Carolinas, LLC |  | 7981 | Mill Creek (SC) | SC | Vertical | Cherokee | 3 | Natural Gas Fired Combustion Turbine | GT |  | S | X | X |  |  | 99.9 | 0.85 | 71 | 95 | 71 | N |  |  | OP | X | 12 | 2002 | 2002 |  |  | N | Electric Utility | Utility | Investor Owned Utility | 1 | X | NG | Non-Renewable | 0 | 99.9 | 0 | 1 | DFO
Operable | 5416 | Duke Energy Carolinas, LLC |  | 7981 | Mill Creek (SC) | SC | Vertical | Cherokee | 4 | Natural Gas Fired Combustion Turbine | GT |  | S | X | X |  |  | 99.9 | 0.85 | 70 | 94 | 70 | N |  |  | OP | X | 12 | 2002 | 2002 |  |  | N | Electric Utility | Utility | Investor Owned Utility | 1 | X | NG | Non-Renewable | 0 | 99.9 | 0 | 1 | DFO
Operable | 5416 | Duke Energy Carolinas, LLC |  | 7981 | Mill Creek (SC) | SC | Vertical | Cherokee | 5 | Natural Gas Fired Combustion Turbine | GT |  | S | X | X |  |  | 99.9 | 0.85 | 69 | 94 | 69 | N |  |  | OP | X | 5 | 2003 | 2003 |  |  | N | Electric Utility | Utility | Investor Owned Utility | 1 | X | NG | Non-Renewable | 0 | 99.9 | 0 | 1 | DFO
Operable | 5416 | Duke Energy Carolinas, LLC |  | 7981 | Mill Creek (SC) | SC | Vertical | Cherokee | 6 | Natural Gas Fired Combustion Turbine | GT |  | S | X | X |  |  | 99.9 | 0.85 | 71 | 92 | 71 | N |  |  | OP | X | 5 | 2003 | 2003 |  |  | N | Electric Utility | Utility | Investor Owned Utility | 1 | X | NG | Non-Renewable | 0 | 99.9 | 0 | 1 | DFO
Operable | 5416 | Duke Energy Carolinas, LLC |  | 7981 | Mill Creek (SC) | SC | Vertical | Cherokee | 7 | Natural Gas Fired Combustion Turbine | GT |  | S | X | X |  |  | 99.9 | 0.85 | 70 | 95 | 70 | N |  |  | OP | X | 5 | 2003 | 2003 |  |  | N | Electric Utility | Utility | Investor Owned Utility | 1 | X | NG | Non-Renewable | 0 | 99.9 | 0 | 1 | DFO
Operable | 5416 | Duke Energy Carolinas, LLC |  | 7981 | Mill Creek (SC) | SC | Vertical | Cherokee | 8 | Natural Gas Fired Combustion Turbine | GT |  | S | X | X |  |  | 99.9 | 0.85 | 71 | 93 | 71 | N |  |  | OP | X | 5 | 2003 | 2003 |  |  | N | Electric Utility | Utility | Investor Owned Utility | 1 | X | NG | Non-Renewable | 0 | 99.9 | 0 | 1 | DFO
Operable | 5416 | Duke Energy Carolinas, LLC |  | 8042 | Belews Creek | NC | Vertical | Stokes | 1 | Natural Gas Steam Turbine | ST |  | S | X | X |  |  | 1245.6 | 0.9 | 1110 | 1110 | 300 | N |  |  | OP | X | 8 | 1974 | Pre-2000 |  |  | N | Electric Utility | Utility | Investor Owned Utility | 1 | X | NG | Non-Renewable | 0 | 1245.6 | 0 | 1 | BIT | DFO
Operable | 5416 | Duke Energy Carolinas, LLC |  | 8042 | Belews Creek | NC | Vertical | Stokes | 2 | Natural Gas Steam Turbine | ST |  | S | X | X |  |  | 1245.6 | 0.9 | 1110 | 1110 | 300 | N |  |  | OP | X | 12 | 1975 | Pre-2000 |  |  | N | Electric Utility | Utility | Investor Owned Utility | 1 | X | NG | Non-Renewable | 0 | 1245.6 | 0 | 1 | BIT | DFO
Operable | 5416 | Duke Energy Carolinas, LLC |  | 55116 | Rockingham County CT Station | NC | Vertical | Rockingham | CT1 | Natural Gas Fired Combustion Turbine | GT |  | S | X | X |  |  | 195.5 | 0.85 | 165 | 179 | 130 | N |  |  | SB | Y | 6 | 2000 | 2000 |  |  | N | Electric Utility | Utility | Investor Owned Utility | 1 | X | NG | Non-Renewable | 0 | 195.5 | 0 | 1 | DFO
Operable | 5416 | Duke Energy Carolinas, LLC |  | 55116 | Rockingham County CT Station | NC | Vertical | Rockingham | CT2 | Natural Gas Fired Combustion Turbine | GT |  | S | X | X |  |  | 195.5 | 0.85 | 165 | 179 | 130 | N |  |  | SB | Y | 6 | 2000 | 2000 |  |  | N | Electric Utility | Utility | Investor Owned Utility | 1 | X | NG | Non-Renewable | 0 | 195.5 | 0 | 1 | DFO
Operable | 5416 | Duke Energy Carolinas, LLC |  | 55116 | Rockingham County CT Station | NC | Vertical | Rockingham | CT3 | Natural Gas Fired Combustion Turbine | GT |  | S | X | X |  |  | 195.5 | 0.85 | 165 | 179 | 130 | N |  |  | SB | Y | 6 | 2000 | 2000 |  |  | N | Electric Utility | Utility | Investor Owned Utility | 1 | X | NG | Non-Renewable | 0 | 195.5 | 0 | 1 | DFO
Operable | 5416 | Duke Energy Carolinas, LLC |  | 55116 | Rockingham County CT Station | NC | Vertical | Rockingham | CT4 | Natural Gas Fired Combustion Turbine | GT |  | S | X | X |  |  | 195.5 | 0.85 | 165 | 179 | 130 | N |  |  | SB | Y | 6 | 2000 | 2000 |  |  | N | Electric Utility | Utility | Investor Owned Utility | 1 | X | NG | Non-Renewable | 0 | 195.5 | 0 | 1 | DFO
Operable | 5416 | Duke Energy Carolinas, LLC |  | 55116 | Rockingham County CT Station | NC | Vertical | Rockingham | CT5 | Natural Gas Fired Combustion Turbine | GT |  | S | X | X |  |  | 195.5 | 0.85 | 165 | 179 | 130 | N |  |  | SB | Y | 6 | 2000 | 2000 |  |  | N | Electric Utility | Utility | Investor Owned Utility | 1 | X | NG | Non-Renewable | 0 | 195.5 | 0 | 1 | DFO
Operable | 5416 | Duke Energy Carolinas, LLC |  | 57334 | DE Solar 10240 Old Dowd Rd | NC | Vertical | Mecklenburg | PV01 | Solar Photovoltaic | PV |  | S | X | X |  |  | 1.9 |  | 1.9 | 1.9 |  | N |  |  | OP | X | 9 | 2010 | 2010 |  |  | N | Electric Utility | Utility | Investor Owned Utility | 1 | X | SUN | Renewable | 1.9 | 0 | 1 | 0
Operable | 5416 | Duke Energy Carolinas, LLC |  | 57335 | DE Solar 657 Brigham Rd | NC | Vertical | Guilford | PV01 | Solar Photovoltaic | PV |  | S | X | X |  |  | 1.3 |  | 1.3 | 1.3 |  | N |  |  | OP | X | 4 | 2010 | 2010 |  |  | N | Electric Utility | Utility | Investor Owned Utility | 1 | X | SUN | Renewable | 1.3 | 0 | 1 | 0
Operable | 5416 | Duke Energy Carolinas, LLC |  | 57336 | DE Solar 1725 Drywall Dr | NC | Vertical | Gaston | PV01 | Solar Photovoltaic | PV |  | S | X | X |  |  | 1 |  | 1 | 1 |  | N |  |  | OP | X | 1 | 2010 | 2010 |  |  | N | Electric Utility | Utility | Investor Owned Utility | 1 | X | SUN | Renewable | 1 | 0 | 1 | 0
Operable | 5416 | Duke Energy Carolinas, LLC |  | 59570 | Mocksville Solar | NC | Vertical | Davie | PV1 | Solar Photovoltaic | PV |  | S | X | X |  |  | 15.4 |  | 15.4 | 15.4 |  | N |  |  | OP | X | 12 | 2016 | 2016 |  |  | N | Electric Utility | Utility | Investor Owned Utility | 1 | X | SUN | Renewable | 15.4 | 0 | 1 | 0
Operable | 5416 | Duke Energy Carolinas, LLC |  | 60383 | Monroe Solar Facility | NC | Vertical | Union | MONPV | Solar Photovoltaic | PV |  | S | X | X |  |  | 54.6 |  | 54.6 | 54.6 |  | N |  |  | OP | X | 3 | 2017 | 2017 |  |  | N | Electric Utility | Utility | Investor Owned Utility | 1 | X | SUN | Renewable | 54.6 | 0 | 1 | 0
Operable | 5416 | Duke Energy Carolinas, LLC |  | 62304 | Woodleaf Solar Facility | NC | Vertical | Rowan | PV1 | Solar Photovoltaic | PV |  | S | X | X |  |  | 6 |  | 6 | 6 |  | N |  |  | OP | X | 12 | 2018 | 2018 |  |  | N | Electric Utility | Utility | Investor Owned Utility | 1 | X | SUN | Renewable | 6 | 0 | 1 | 0
Operable | 5416 | Duke Energy Carolinas, LLC |  | 62668 | Maiden Creek Solar Power Plant | NC | Vertical | Catawba | PV1 | Solar Photovoltaic | PV |  | S | X | X |  |  | 69.3 |  | 69.3 | 69.3 |  | N |  |  | OP | X | 1 | 2021 | 2021 |  |  | N | Electric Utility | Utility | Investor Owned Utility | 1 | X | SUN | Renewable | 69.3 | 0 | 1 | 0
Operable | 5416 | Duke Energy Carolinas, LLC |  | 62669 | Gaston Solar Power Plant | NC | Vertical | Gaston | PV1 | Solar Photovoltaic | PV |  | S | X | X |  |  | 25 |  | 25 | 25 |  | N |  |  | OP | X | 12 | 2020 | 2020 |  |  | N | Electric Utility | Utility | Investor Owned Utility | 1 | X | SUN | Renewable | 25 | 0 | 1 | 0
Operable | 5416 | Duke Energy Carolinas, LLC |  | 63063 | Duke Energy CHP at Clemson University | SC | Vertical | Pickens | GT01 | Natural Gas Fired Combustion Turbine | GT |  | S | X | X |  |  | 13.4 | 0.85 | 12.5 | 15.5 | 6.5 | N |  |  | OP | X | 12 | 2019 | 2019 |  |  | N | Electric Utility | Utility | Investor Owned Utility | 1 | X | NG | Non-Renewable | 0 | 13.4 | 0 | 1
Operable | 60054 | Duke Energy Florida Solar Solutions |  | 59973 | Walt Disney World Solar Facility | FL | Vertical | Orange | WDS1 | Solar Photovoltaic | PV |  | S | X | X |  |  | 4.9 |  | 4.9 | 4.9 |  | N |  |  | OP | X | 3 | 2016 | 2016 |  |  | N | IPP Non-CHP | IPP | IPP | 2 | X | SUN | Renewable | 4.9 | 0 | 1 | 0
Operable | 6455 | Duke Energy Florida, LLC |  | 627 | Bayboro | FL | Vertical | Pinellas | P1 | Petroleum Liquids | GT |  | S | X | X |  |  | 56.7 | 0.9 | 44 | 58 | 30 | N |  |  | OP | X | 4 | 1973 | Pre-2000 |  |  | N | Electric Utility | Utility | Investor Owned Utility | 1 | X | DFO | Non-Renewable | 0 | 56.7 | 0 | 1
Operable | 6455 | Duke Energy Florida, LLC |  | 627 | Bayboro | FL | Vertical | Pinellas | P2 | Petroleum Liquids | GT |  | S | X | X |  |  | 56.7 | 0.9 | 20.5 | 27.5 | 20.5 | N |  |  | OP | X | 4 | 1973 | Pre-2000 |  |  | N | Electric Utility | Utility | Investor Owned Utility | 1 | X | DFO | Non-Renewable | 0 | 56.7 | 0 | 1
Operable | 6455 | Duke Energy Florida, LLC |  | 627 | Bayboro | FL | Vertical | Pinellas | P3 | Petroleum Liquids | GT |  | S | X | X |  |  | 56.7 | 0.9 | 43 | 57 | 30 | N |  |  | OP | X | 4 | 1973 | Pre-2000 |  |  | N | Electric Utility | Utility | Investor Owned Utility | 1 | X | DFO | Non-Renewable | 0 | 56.7 | 0 | 1
Operable | 6455 | Duke Energy Florida, LLC |  | 627 | Bayboro | FL | Vertical | Pinellas | P4 | Petroleum Liquids | GT |  | S | X | X |  |  | 56.7 | 0.9 | 43 | 56 | 30 | N |  |  | OP | X | 4 | 1973 | Pre-2000 |  |  | N | Electric Utility | Utility | Investor Owned Utility | 1 | X | DFO | Non-Renewable | 0 | 56.7 | 0 | 1
Operable | 6455 | Duke Energy Florida, LLC |  | 628 | Crystal River | FL | Vertical | Citrus | 1GTA | Natural Gas Fired Combined Cycle | CT | CC1 | S | X | N |  |  | 310.3 | 0.85 | 243 | 295 | 243 | N |  |  | OP | X | 10 | 2018 | 2018 |  |  | N | Electric Utility | Utility | Investor Owned Utility | 1 | X | NG | Non-Renewable | 0 | 310.3 | 0 | 1
Operable | 6455 | Duke Energy Florida, LLC |  | 628 | Crystal River | FL | Vertical | Citrus | 1GTB | Natural Gas Fired Combined Cycle | CT | CC1 | S | X | N |  |  | 310.3 | 0.85 | 242 | 295 | 242 | N |  |  | OP | X | 10 | 2018 | 2018 |  |  | N | Electric Utility | Utility | Investor Owned Utility | 1 | X | NG | Non-Renewable | 0 | 310.3 | 0 | 1
Operable | 6455 | Duke Energy Florida, LLC |  | 628 | Crystal River | FL | Vertical | Citrus | 2GTA | Natural Gas Fired Combined Cycle | CT | CC2 | S | X | N |  |  | 310.3 | 0.85 | 245 | 296 | 241 | N |  |  | OP | X | 11 | 2018 | 2018 |  |  | N | Electric Utility | Utility | Investor Owned Utility | 1 | X | NG | Non-Renewable | 0 | 310.3 | 0 | 1
Operable | 6455 | Duke Energy Florida, LLC |  | 628 | Crystal River | FL | Vertical | Citrus | 2GTB | Natural Gas Fired Combined Cycle | CT | CC2 | S | X | N |  |  | 310.3 | 0.85 | 245 | 297 | 242 | N |  |  | OP | X | 11 | 2018 | 2018 |  |  | N | Electric Utility | Utility | Investor Owned Utility | 1 | X | NG | Non-Renewable | 0 | 310.3 | 0 | 1
Operable | 6455 | Duke Energy Florida, LLC |  | 628 | Crystal River | FL | Vertical | Citrus | 5 | Conventional Steam Coal | ST |  | S | X | X |  |  | 739.2 | 0.9 | 698 | 721 | 250 | N |  |  | OP | X | 10 | 1984 | Pre-2000 |  |  | N | Electric Utility | Utility | Investor Owned Utility | 1 | X | BIT | Non-Renewable | 0 | 739.2 | 0 | 1
Operable | 6455 | Duke Energy Florida, LLC |  | 628 | Crystal River | FL | Vertical | Citrus | CC1ST | Natural Gas Fired Combined Cycle | CA | CC1 | S | Y | X |  |  | 364.7 | 0.85 | 322 | 335 | 322 | N |  |  | OP | X | 10 | 2018 | 2018 |  |  | N | Electric Utility | Utility | Investor Owned Utility | 1 | X | NG | Non-Renewable | 0 | 364.7 | 0 | 1
Operable | 6455 | Duke Energy Florida, LLC |  | 628 | Crystal River | FL | Vertical | Citrus | CC2ST | Natural Gas Fired Combined Cycle | CA | CC2 | S | Y | X |  |  | 364.7 | 0.85 | 320 | 336 | 320 | N |  |  | OP | X | 11 | 2018 | 2018 |  |  | N | Electric Utility | Utility | Investor Owned Utility | 1 | X | NG | Non-Renewable | 0 | 364.7 | 0 | 1
Operable | 6455 | Duke Energy Florida, LLC |  | 628 | Crystal River | FL | Vertical | Citrus | ST4 | Conventional Steam Coal | ST |  | S | X | X |  |  | 739.2 | 0.9 | 712 | 721 | 175 | N |  |  | OP | X | 12 | 1982 | Pre-2000 |  |  | N | Electric Utility | Utility | Investor Owned Utility | 1 | X | BIT | Non-Renewable | 0 | 739.2 | 0 | 1
Operable | 6455 | Duke Energy Florida, LLC |  | 634 | P L Bartow | FL | Vertical | Pinellas | 4AGT | Natural Gas Fired Combined Cycle | CT | G981 | S | X | Y |  |  | 208.2 | 0.85 | 181 | 216 | 181 | N |  |  | OP | X | 6 | 2009 | 2009 |  |  | N | Electric Utility | Utility | Investor Owned Utility | 1 | X | NG | Non-Renewable | 0 | 208.2 | 0 | 1 | DFO
Operable | 6455 | Duke Energy Florida, LLC |  | 634 | P L Bartow | FL | Vertical | Pinellas | 4BGT | Natural Gas Fired Combined Cycle | CT | G981 | S | X | Y |  |  | 208.2 | 0.85 | 165 | 214 | 165 | N |  |  | OP | X | 6 | 2009 | 2009 |  |  | N | Electric Utility | Utility | Investor Owned Utility | 1 | X | NG | Non-Renewable | 0 | 208.2 | 0 | 1 | DFO
Operable | 6455 | Duke Energy Florida, LLC |  | 634 | P L Bartow | FL | Vertical | Pinellas | 4CGT | Natural Gas Fired Combined Cycle | CT | G981 | S | X | Y |  |  | 208.2 | 0.85 | 181 | 197 | 181 | N |  |  | OP | X | 6 | 2009 | 2009 |  |  | N | Electric Utility | Utility | Investor Owned Utility | 1 | X | NG | Non-Renewable | 0 | 208.2 | 0 | 1 | DFO
Operable | 6455 | Duke Energy Florida, LLC |  | 634 | P L Bartow | FL | Vertical | Pinellas | 4DGT | Natural Gas Fired Combined Cycle | CT | G981 | S | X | Y |  |  | 208.2 | 0.85 | 183 | 203 | 183 | N |  |  | OP | X | 6 | 2009 | 2009 |  |  | N | Electric Utility | Utility | Investor Owned Utility | 1 | X | NG | Non-Renewable | 0 | 208.2 | 0 | 1 | DFO
Operable | 6455 | Duke Energy Florida, LLC |  | 634 | P L Bartow | FL | Vertical | Pinellas | 4ST | Natural Gas Fired Combined Cycle | CA | G981 | S | Y | X |  |  | 421.2 | 0.9 | 402 | 429 | 402 | N |  |  | OP | X | 6 | 2009 | 2009 |  |  | N | Electric Utility | Utility | Investor Owned Utility | 1 | X | NG | Non-Renewable | 0 | 421.2 | 0 | 1 | DFO
Operable | 6455 | Duke Energy Florida, LLC |  | 634 | P L Bartow | FL | Vertical | Pinellas | P1 | Petroleum Liquids | GT |  | S | X | X |  |  | 55.4 | 0.9 | 41 | 50 | 20 | N |  |  | OP | X | 5 | 1972 | Pre-2000 |  |  | N | Electric Utility | Utility | Investor Owned Utility | 1 | X | DFO | Non-Renewable | 0 | 55.4 | 0 | 1
Operable | 6455 | Duke Energy Florida, LLC |  | 634 | P L Bartow | FL | Vertical | Pinellas | P2 | Natural Gas Fired Combustion Turbine | GT |  | S | X | X |  |  | 55.4 | 0.9 | 41 | 53 | 20 | N |  |  | OP | X | 6 | 1972 | Pre-2000 |  |  | N | Electric Utility | Utility | Investor Owned Utility | 1 | X | NG | Non-Renewable | 0 | 55.4 | 0 | 1 | DFO
Operable | 6455 | Duke Energy Florida, LLC |  | 634 | P L Bartow | FL | Vertical | Pinellas | P3 | Petroleum Liquids | GT |  | S | X | X |  |  | 55.4 | 0.9 | 41 | 51 | 20 | N |  |  | OP | X | 6 | 1972 | Pre-2000 |  |  | N | Electric Utility | Utility | Investor Owned Utility | 1 | X | DFO | Non-Renewable | 0 | 55.4 | 0 | 1
Operable | 6455 | Duke Energy Florida, LLC |  | 634 | P L Bartow | FL | Vertical | Pinellas | P4 | Natural Gas Fired Combustion Turbine | GT |  | S | X | X |  |  | 55.4 | 0.9 | 45 | 58 | 20 | N |  |  | OP | X | 6 | 1972 | Pre-2000 |  |  | N | Electric Utility | Utility | Investor Owned Utility | 1 | X | NG | Non-Renewable | 0 | 55.4 | 0 | 1 | DFO
Operable | 6455 | Duke Energy Florida, LLC |  | 638 | Suwannee River | FL | Vertical | Suwannee | P1 | Natural Gas Fired Combustion Turbine | GT |  | S | X | X |  |  | 65.9 | 0.9 | 48 | 65 | 30 | N |  |  | OP | X | 10 | 1980 | Pre-2000 |  |  | N | Electric Utility | Utility | Investor Owned Utility | 1 | X | NG | Non-Renewable | 0 | 65.9 | 0 | 1 | DFO
Operable | 6455 | Duke Energy Florida, LLC |  | 638 | Suwannee River | FL | Vertical | Suwannee | P2 | Petroleum Liquids | GT |  | S | X | X |  |  | 65.9 | 0.9 | 48 | 64 | 30 | N |  |  | OP | X | 10 | 1980 | Pre-2000 |  |  | N | Electric Utility | Utility | Investor Owned Utility | 1 | X | DFO | Non-Renewable | 0 | 65.9 | 0 | 1
Operable | 6455 | Duke Energy Florida, LLC |  | 638 | Suwannee River | FL | Vertical | Suwannee | P3 | Natural Gas Fired Combustion Turbine | GT |  | S | X | X |  |  | 65.9 | 0.9 | 49 | 65 | 30 | N |  |  | OP | X | 11 | 1980 | Pre-2000 |  |  | N | Electric Utility | Utility | Investor Owned Utility | 1 | X | NG | Non-Renewable | 0 | 65.9 | 0 | 1 | DFO
Operable | 6455 | Duke Energy Florida, LLC |  | 6046 | DeBary | FL | Vertical | Volusia | 10 | Petroleum Liquids | GT |  | S | X | X |  |  | 103.5 | 0.84 | 72 | 88 | 40 | N |  |  | OP | X | 10 | 1992 | Pre-2000 |  |  | N | Electric Utility | Utility | Investor Owned Utility | 1 | X | DFO | Non-Renewable | 0 | 103.5 | 0 | 1
Operable | 6455 | Duke Energy Florida, LLC |  | 6046 | DeBary | FL | Vertical | Volusia | 2 | Petroleum Liquids | GT |  | S | X | X |  |  | 66.8 | 0.9 | 45 | 57 | 20 | N |  |  | OP | X | 3 | 1976 | Pre-2000 |  |  | N | Electric Utility | Utility | Investor Owned Utility | 1 | X | DFO | Non-Renewable | 0 | 66.8 | 0 | 1
Operable | 6455 | Duke Energy Florida, LLC |  | 6046 | DeBary | FL | Vertical | Volusia | 3 | Petroleum Liquids | GT |  | S | X | X |  |  | 66.8 | 0.9 | 45 | 59 | 20 | N |  |  | OP | X | 12 | 1975 | Pre-2000 |  |  | N | Electric Utility | Utility | Investor Owned Utility | 1 | X | DFO | Non-Renewable | 0 | 66.8 | 0 | 1
Operable | 6455 | Duke Energy Florida, LLC |  | 6046 | DeBary | FL | Vertical | Volusia | 4 | Petroleum Liquids | GT |  | S | X | X |  |  | 66.8 | 0.9 | 46 | 59 | 20 | N |  |  | OP | X | 4 | 1976 | Pre-2000 |  |  | N | Electric Utility | Utility | Investor Owned Utility | 1 | X | DFO | Non-Renewable | 0 | 66.8 | 0 | 1
Operable | 6455 | Duke Energy Florida, LLC |  | 6046 | DeBary | FL | Vertical | Volusia | 5 | Petroleum Liquids | GT |  | S | X | X |  |  | 66.8 | 0.9 | 45 | 58 | 20 | N |  |  | OP | X | 12 | 1975 | Pre-2000 |  |  | N | Electric Utility | Utility | Investor Owned Utility | 1 | X | DFO | Non-Renewable | 0 | 66.8 | 0 | 1
Operable | 6455 | Duke Energy Florida, LLC |  | 6046 | DeBary | FL | Vertical | Volusia | 6 | Petroleum Liquids | GT |  | S | X | X |  |  | 66.8 | 0.9 | 46 | 59 | 20 | N |  |  | OP | X | 4 | 1976 | Pre-2000 |  |  | N | Electric Utility | Utility | Investor Owned Utility | 1 | X | DFO | Non-Renewable | 0 | 66.8 | 0 | 1
Operable | 6455 | Duke Energy Florida, LLC |  | 6046 | DeBary | FL | Vertical | Volusia | 7 | Natural Gas Fired Combustion Turbine | GT |  | S | X | X |  |  | 103.5 | 0.85 | 74 | 93 | 40 | N |  |  | OP | X | 10 | 1992 | Pre-2000 |  |  | N | Electric Utility | Utility | Investor Owned Utility | 1 | X | NG | Non-Renewable | 0 | 103.5 | 0 | 1 | DFO
Operable | 6455 | Duke Energy Florida, LLC |  | 6046 | DeBary | FL | Vertical | Volusia | 8 | Natural Gas Fired Combustion Turbine | GT |  | S | X | X |  |  | 103.5 | 0.85 | 75 | 94 | 40 | N |  |  | OP | X | 10 | 1992 | Pre-2000 |  |  | N | Electric Utility | Utility | Investor Owned Utility | 1 | X | NG | Non-Renewable | 0 | 103.5 | 0 | 1 | DFO
Operable | 6455 | Duke Energy Florida, LLC |  | 6046 | DeBary | FL | Vertical | Volusia | 9 | Natural Gas Fired Combustion Turbine | GT |  | S | X | X |  |  | 103.5 | 0.85 | 76 | 94 | 40 | N |  |  | OP | X | 10 | 1992 | Pre-2000 |  |  | N | Electric Utility | Utility | Investor Owned Utility | 1 | X | NG | Non-Renewable | 0 | 103.5 | 0 | 1 | DFO
Operable | 6455 | Duke Energy Florida, LLC |  | 7302 | Hines Energy Complex | FL | Vertical | Polk | 1GT | Natural Gas Fired Combined Cycle | CT | E100 | S | X | N |  |  | 173.4 | 0.85 | 167 | 174 | 167 | N |  |  | OP | X | 4 | 1999 | Pre-2000 |  |  | N | Electric Utility | Utility | Investor Owned Utility | 1 | X | NG | Non-Renewable | 0 | 173.4 | 0 | 1 | DFO
Operable | 6455 | Duke Energy Florida, LLC |  | 7302 | Hines Energy Complex | FL | Vertical | Polk | 1GT2 | Natural Gas Fired Combined Cycle | CT | E100 | S | X | N |  |  | 173.4 | 0.85 | 167 | 177 | 167 | N |  |  | OP | X | 4 | 1999 | Pre-2000 |  |  | N | Electric Utility | Utility | Investor Owned Utility | 1 | X | NG | Non-Renewable | 0 | 173.4 | 0 | 1 | DFO
Operable | 6455 | Duke Energy Florida, LLC |  | 7302 | Hines Energy Complex | FL | Vertical | Polk | 1ST | Natural Gas Fired Combined Cycle | CA | E100 | S | N | X |  |  | 199.7 | 0.85 | 167 | 170 | 162 | N |  |  | OP | X | 4 | 1999 | Pre-2000 |  |  | N | Electric Utility | Utility | Investor Owned Utility | 1 | X | NG | Non-Renewable | 0 | 199.7 | 0 | 1 | DFO
Operable | 6455 | Duke Energy Florida, LLC |  | 7302 | Hines Energy Complex | FL | Vertical | Polk | 2GT | Natural Gas Fired Combined Cycle | CT | F110 | S | X | N |  |  | 178.5 | 0.85 | 176 | 179 | 176 | N |  |  | OP | X | 12 | 2003 | 2003 |  |  | N | Electric Utility | Utility | Investor Owned Utility | 1 | X | NG | Non-Renewable | 0 | 178.5 | 0 | 1 | DFO
Operable | 6455 | Duke Energy Florida, LLC |  | 7302 | Hines Energy Complex | FL | Vertical | Polk | 2GT2 | Natural Gas Fired Combined Cycle | CT | F110 | S | X | N |  |  | 178.5 | 0.85 | 174 | 183 | 174 | N |  |  | OP | X | 12 | 2003 | 2003 |  |  | N | Electric Utility | Utility | Investor Owned Utility | 1 | X | NG | Non-Renewable | 0 | 178.5 | 0 | 1 | DFO
Operable | 6455 | Duke Energy Florida, LLC |  | 7302 | Hines Energy Complex | FL | Vertical | Polk | 2ST | Natural Gas Fired Combined Cycle | CA | F110 | S | N | X |  |  | 191.3 | 0.85 | 182 | 187 | 182 | N |  |  | OP | X | 12 | 2003 | 2003 |  |  | N | Electric Utility | Utility | Investor Owned Utility | 1 | X | NG | Non-Renewable | 0 | 191.3 | 0 | 1 | DFO
Operable | 6455 | Duke Energy Florida, LLC |  | 7302 | Hines Energy Complex | FL | Vertical | Polk | 3GT | Natural Gas Fired Combined Cycle | CT | G301 | S | X | N |  |  | 178.5 | 0.85 | 171 | 175 | 171 | N |  |  | OP | X | 11 | 2005 | 2005 |  |  | N | Electric Utility | Utility | Investor Owned Utility | 1 | X | NG | Non-Renewable | 0 | 178.5 | 0 | 1 | DFO
Operable | 6455 | Duke Energy Florida, LLC |  | 7302 | Hines Energy Complex | FL | Vertical | Polk | 3GT2 | Natural Gas Fired Combined Cycle | CT | G301 | S | X | N |  |  | 178.5 | 0.85 | 176 | 177 | 176 | N |  |  | OP | X | 11 | 2005 | 2005 |  |  | N | Electric Utility | Utility | Investor Owned Utility | 1 | X | NG | Non-Renewable | 0 | 178.5 | 0 | 1 | DFO
Operable | 6455 | Duke Energy Florida, LLC |  | 7302 | Hines Energy Complex | FL | Vertical | Polk | 3ST | Natural Gas Fired Combined Cycle | CA | G301 | S | N | X |  |  | 204 | 0.85 | 176 | 183 | 176 | N |  |  | OP | X | 11 | 2005 | 2005 |  |  | N | Electric Utility | Utility | Investor Owned Utility | 1 | X | NG | Non-Renewable | 0 | 204 | 0 | 1 | DFO
Operable | 6455 | Duke Energy Florida, LLC |  | 7302 | Hines Energy Complex | FL | Vertical | Polk | 4GT | Natural Gas Fired Combined Cycle | CT | H400 | S | X | N |  |  | 199 | 0.85 | 171 | 179 | 171 | N |  |  | OP | X | 12 | 2007 | 2007 |  |  | N | Electric Utility | Utility | Investor Owned Utility | 1 | X | NG | Non-Renewable | 0 | 199 | 0 | 1 | DFO
Operable | 6455 | Duke Energy Florida, LLC |  | 7302 | Hines Energy Complex | FL | Vertical | Polk | 4GT2 | Natural Gas Fired Combined Cycle | CT | H400 | S | X | N |  |  | 199 | 0.85 | 176 | 179 | 176 | N |  |  | OP | X | 12 | 2007 | 2007 |  |  | N | Electric Utility | Utility | Investor Owned Utility | 1 | X | NG | Non-Renewable | 0 | 199 | 0 | 1 | DFO
Operable | 6455 | Duke Energy Florida, LLC |  | 7302 | Hines Energy Complex | FL | Vertical | Polk | 4ST | Natural Gas Fired Combined Cycle | CA | H400 | S | N | X |  |  | 212.5 | 0.85 | 178 | 186 | 178 | N |  |  | OP | X | 12 | 2007 | 2007 |  |  | N | Electric Utility | Utility | Investor Owned Utility | 1 | X | NG | Non-Renewable | 0 | 212.5 | 0 | 1 | DFO
Operable | 6455 | Duke Energy Florida, LLC |  | 7345 | University of Florida | FL | Vertical | Alachua | P1 | Natural Gas Fired Combustion Turbine | GT |  | S | X | X |  |  | 54.2 | 0.9 | 44 | 50 | 40 | N |  |  | OP | X | 1 | 1994 | Pre-2000 |  |  | N | Electric Utility | Utility | Investor Owned Utility | 1 | X | NG | Non-Renewable | 0 | 54.2 | 0 | 1
Operable | 6455 | Duke Energy Florida, LLC |  | 7699 | Tiger Bay | FL | Vertical | Polk | CT1 | Natural Gas Fired Combined Cycle | CT | G200 | S | X | N |  |  | 195.2 | 0.85 | 130 | 160 | 130 | N |  |  | OP | X | 8 | 1997 | Pre-2000 |  |  | N | Electric Utility | Utility | Investor Owned Utility | 1 | X | NG | Non-Renewable | 0 | 195.2 | 0 | 1
Operable | 6455 | Duke Energy Florida, LLC |  | 7699 | Tiger Bay | FL | Vertical | Polk | CW1 | Natural Gas Fired Combined Cycle | CA | G200 | S | N | X |  |  | 82.9 | 0.85 | 69 | 70 | 69 | N |  |  | OP | X | 8 | 1997 | Pre-2000 |  |  | N | Electric Utility | Utility | Investor Owned Utility | 1 | X | NG | Non-Renewable | 0 | 82.9 | 0 | 1
Operable | 6455 | Duke Energy Florida, LLC |  | 8048 | Anclote | FL | Vertical | Pasco | 1 | Natural Gas Steam Turbine | ST |  | S | X | X |  |  | 556.2 | 0.9 | 508 | 521 | 80 | N |  |  | OP | X | 10 | 1974 | Pre-2000 |  |  | N | Electric Utility | Utility | Investor Owned Utility | 1 | X | NG | Non-Renewable | 0 | 556.2 | 0 | 1 | RFO
Operable | 6455 | Duke Energy Florida, LLC |  | 8048 | Anclote | FL | Vertical | Pasco | 2 | Natural Gas Steam Turbine | ST |  | S | X | X |  |  | 556.2 | 0.9 | 505 | 514 | 80 | N |  |  | OP | X | 10 | 1978 | Pre-2000 |  |  | N | Electric Utility | Utility | Investor Owned Utility | 1 | X | NG | Non-Renewable | 0 | 556.2 | 0 | 1 | RFO
Operable | 6455 | Duke Energy Florida, LLC |  | 8049 | Intercession City | FL | Vertical | Osceola | P1 | Petroleum Liquids | GT |  | S | X | X |  |  | 56.7 | 0.9 | 45 | 61 | 30 | N |  |  | OP | X | 5 | 1974 | Pre-2000 |  |  | N | Electric Utility | Utility | Investor Owned Utility | 1 | X | DFO | Non-Renewable | 0 | 56.7 | 0 | 1
Operable | 6455 | Duke Energy Florida, LLC |  | 8049 | Intercession City | FL | Vertical | Osceola | P10 | Natural Gas Fired Combustion Turbine | GT |  | S | X | X |  |  | 103.5 | 0.85 | 74 | 86 | 40 | N |  |  | OP | X | 10 | 1993 | Pre-2000 |  |  | N | Electric Utility | Utility | Investor Owned Utility | 1 | X | NG | Non-Renewable | 0 | 103.5 | 0 | 1 | DFO
Operable | 6455 | Duke Energy Florida, LLC |  | 8049 | Intercession City | FL | Vertical | Osceola | P11 | Petroleum Liquids | GT |  | J | X | X |  |  | 148.5 | 0.9 | 140 | 161 | 60 | N |  |  | OP | X | 1 | 1997 | Pre-2000 |  |  | N | Electric Utility | Utility | Investor Owned Utility | 1 | X | DFO | Non-Renewable | 0 | 148.5 | 0 | 1
Operable | 6455 | Duke Energy Florida, LLC |  | 8049 | Intercession City | FL | Vertical | Osceola | P12 | Natural Gas Fired Combustion Turbine | GT |  | S | X | X |  |  | 98.2 | 0.85 | 73 | 89 | 50 | N |  |  | OP | X | 12 | 2000 | 2000 |  |  | N | Electric Utility | Utility | Investor Owned Utility | 1 | X | NG | Non-Renewable | 0 | 98.2 | 0 | 1 | DFO
Operable | 6455 | Duke Energy Florida, LLC |  | 8049 | Intercession City | FL | Vertical | Osceola | P13 | Natural Gas Fired Combustion Turbine | GT |  | S | X | X |  |  | 98.2 | 0.85 | 73 | 91 | 50 | N |  |  | OP | X | 12 | 2000 | 2000 |  |  | N | Electric Utility | Utility | Investor Owned Utility | 1 | X | NG | Non-Renewable | 0 | 98.2 | 0 | 1 | DFO
Operable | 6455 | Duke Energy Florida, LLC |  | 8049 | Intercession City | FL | Vertical | Osceola | P14 | Natural Gas Fired Combustion Turbine | GT |  | S | X | X |  |  | 98.2 | 0.85 | 73 | 90 | 50 | N |  |  | OP | X | 12 | 2000 | 2000 |  |  | N | Electric Utility | Utility | Investor Owned Utility | 1 | X | NG | Non-Renewable | 0 | 98.2 | 0 | 1 | DFO
Operable | 6455 | Duke Energy Florida, LLC |  | 8049 | Intercession City | FL | Vertical | Osceola | P2 | Petroleum Liquids | GT |  | S | X | X |  |  | 56.7 | 0.9 | 46 | 60 | 25 | N |  |  | OP | X | 5 | 1974 | Pre-2000 |  |  | N | Electric Utility | Utility | Investor Owned Utility | 1 | X | DFO | Non-Renewable | 0 | 56.7 | 0 | 1
Operable | 6455 | Duke Energy Florida, LLC |  | 8049 | Intercession City | FL | Vertical | Osceola | P3 | Petroleum Liquids | GT |  | S | X | X |  |  | 56.7 | 0.9 | 46 | 61 | 25 | N |  |  | OP | X | 5 | 1974 | Pre-2000 |  |  | N | Electric Utility | Utility | Investor Owned Utility | 1 | X | DFO | Non-Renewable | 0 | 56.7 | 0 | 1
Operable | 6455 | Duke Energy Florida, LLC |  | 8049 | Intercession City | FL | Vertical | Osceola | P4 | Petroleum Liquids | GT |  | S | X | X |  |  | 56.7 | 0.9 | 46 | 62 | 30 | N |  |  | OP | X | 5 | 1974 | Pre-2000 |  |  | N | Electric Utility | Utility | Investor Owned Utility | 1 | X | DFO | Non-Renewable | 0 | 56.7 | 0 | 1
Operable | 6455 | Duke Energy Florida, LLC |  | 8049 | Intercession City | FL | Vertical | Osceola | P5 | Petroleum Liquids | GT |  | S | X | X |  |  | 56.7 | 0.9 | 45 | 59 | 30 | N |  |  | OP | X | 5 | 1974 | Pre-2000 |  |  | N | Electric Utility | Utility | Investor Owned Utility | 1 | X | DFO | Non-Renewable | 0 | 56.7 | 0 | 1
Operable | 6455 | Duke Energy Florida, LLC |  | 8049 | Intercession City | FL | Vertical | Osceola | P6 | Petroleum Liquids | GT |  | S | X | X |  |  | 56.7 | 0.9 | 47 | 60 | 30 | N |  |  | OP | X | 5 | 1974 | Pre-2000 |  |  | N | Electric Utility | Utility | Investor Owned Utility | 1 | X | DFO | Non-Renewable | 0 | 56.7 | 0 | 1
Operable | 6455 | Duke Energy Florida, LLC |  | 8049 | Intercession City | FL | Vertical | Osceola | P7 | Natural Gas Fired Combustion Turbine | GT |  | S | X | X |  |  | 103.5 | 0.85 | 78 | 90 | 40 | N |  |  | OP | X | 10 | 1993 | Pre-2000 |  |  | N | Electric Utility | Utility | Investor Owned Utility | 1 | X | NG | Non-Renewable | 0 | 103.5 | 0 | 1 | DFO
Operable | 6455 | Duke Energy Florida, LLC |  | 8049 | Intercession City | FL | Vertical | Osceola | P8 | Natural Gas Fired Combustion Turbine | GT |  | S | X | X |  |  | 103.5 | 0.85 | 77 | 88 | 40 | N |  |  | OP | X | 10 | 1993 | Pre-2000 |  |  | N | Electric Utility | Utility | Investor Owned Utility | 1 | X | NG | Non-Renewable | 0 | 103.5 | 0 | 1 | DFO
Operable | 6455 | Duke Energy Florida, LLC |  | 8049 | Intercession City | FL | Vertical | Osceola | P9 | Natural Gas Fired Combustion Turbine | GT |  | S | X | X |  |  | 103.5 | 0.85 | 77 | 88 | 40 | N |  |  | OP | X | 10 | 1993 | Pre-2000 |  |  | N | Electric Utility | Utility | Investor Owned Utility | 1 | X | NG | Non-Renewable | 0 | 103.5 | 0 | 1 | DFO
Operable | 6455 | Duke Energy Florida, LLC |  | 55412 | Osprey Energy Center Power Plant | FL | Vertical | Polk | OEC1 | Natural Gas Fired Combined Cycle | CT | COEC | S | X | N |  |  | 192.1 | 0.85 | 182 | 187 | 173 | N |  |  | OP | X | 5 | 2004 | 2004 |  |  | N | Electric Utility | Utility | Investor Owned Utility | 1 | X | NG | Non-Renewable | 0 | 192.1 | 0 | 1
Operable | 6455 | Duke Energy Florida, LLC |  | 55412 | Osprey Energy Center Power Plant | FL | Vertical | Polk | OEC2 | Natural Gas Fired Combined Cycle | CT | COEC | S | X | N |  |  | 192.1 | 0.85 | 182 | 189 | 173 | N |  |  | OP | X | 5 | 2004 | 2004 |  |  | N | Electric Utility | Utility | Investor Owned Utility | 1 | X | NG | Non-Renewable | 0 | 192.1 | 0 | 1
Operable | 6455 | Duke Energy Florida, LLC |  | 55412 | Osprey Energy Center Power Plant | FL | Vertical | Polk | OECS | Natural Gas Fired Combined Cycle | CA | COEC | S | Y | X |  |  | 260 | 0.85 | 236 | 235 | 230 | N |  |  | OP | X | 5 | 2004 | 2004 |  |  | N | Electric Utility | Utility | Investor Owned Utility | 1 | X | NG | Non-Renewable | 0 | 260 | 0 | 1
Operable | 6455 | Duke Energy Florida, LLC |  | 59954 | Osceola Solar Facility | FL | Vertical | Osceola | XXXXX | Solar Photovoltaic | PV |  | S | X | X |  |  | 3.8 |  | 3.8 | 3.8 |  | N |  |  | OP | X | 3 | 2016 | 2016 |  |  | N | Electric Utility | Utility | Investor Owned Utility | 1 | X | SUN | Renewable | 3.8 | 0 | 1 | 0
Operable | 6455 | Duke Energy Florida, LLC |  | 60071 | Perry Solar Facility | FL | Vertical | Taylor | XXXXX | Solar Photovoltaic | PV |  | S | X | X |  |  | 5.1 |  | 5.1 | 5.1 |  | N |  |  | OP | X | 8 | 2016 | 2016 |  |  | N | Electric Utility | Utility | Investor Owned Utility | 1 | X | SUN | Renewable | 5.1 | 0 | 1 | 0
Operable | 6455 | Duke Energy Florida, LLC |  | 60788 | Suwannee Solar Facility | FL | Vertical | Suwannee | XXXXX | Solar Photovoltaic | PV |  | S | X | X |  |  | 8.8 |  | 8.8 | 8.8 |  | N |  |  | OP | X | 11 | 2017 | 2017 |  |  | N | Electric Utility | Utility | Investor Owned Utility | 1 | X | SUN | Renewable | 8.8 | 0 | 1 | 0
Operable | 6455 | Duke Energy Florida, LLC |  | 61807 | Hamilton Solar Power Plant | FL | Vertical | Hamilton | PV1 | Solar Photovoltaic | PV |  | S | X | X |  |  | 74.9 |  | 74.9 | 74.9 |  | N |  |  | OP | X | 12 | 2018 | 2018 |  |  | N | Electric Utility | Utility | Investor Owned Utility | 1 | X | SUN | Renewable | 74.9 | 0 | 1 | 0
Operable | 6455 | Duke Energy Florida, LLC |  | 61982 | Columbia Solar Power Plant | FL | Vertical | Columbia | PV1 | Solar Photovoltaic | PV |  | S | X | X |  |  | 74.9 |  | 74.9 | 74.9 |  | N |  |  | OP | X | 3 | 2020 | 2020 |  |  | N | Electric Utility | Utility | Investor Owned Utility | 1 | X | SUN | Renewable | 74.9 | 0 | 1 | 0
Operable | 6455 | Duke Energy Florida, LLC |  | 62541 | Lake Placid Solar Power Plant | FL | Vertical | Highlands | ES1 | Batteries | BA |  | S | X | X |  |  | 17.3 |  | 17.3 | 17.3 |  | N |  |  | OP | X | 2 | 2023 | 2023 |  |  | N | Electric Utility | Utility | Investor Owned Utility | 1 | X | MWH | Other | 0 | 0 | 0 | 0
Operable | 6455 | Duke Energy Florida, LLC |  | 62541 | Lake Placid Solar Power Plant | FL | Vertical | Highlands | PV1 | Solar Photovoltaic | PV |  | S | X | X |  |  | 45 |  | 45 | 45 |  | N |  |  | OP | X | 12 | 2019 | 2019 |  |  | N | Electric Utility | Utility | Investor Owned Utility | 1 | X | SUN | Renewable | 45 | 0 | 1 | 0
Operable | 6455 | Duke Energy Florida, LLC |  | 62542 | Debary Solar Power Plant | FL | Vertical | Volusia | PV1 | Solar Photovoltaic | PV |  | S | X | X |  |  | 74.5 |  | 74.5 | 74.5 |  | N |  |  | OP | X | 5 | 2020 | 2020 |  |  | N | Electric Utility | Utility | Investor Owned Utility | 1 | X | SUN | Renewable | 74.5 | 0 | 1 | 0
Operable | 6455 | Duke Energy Florida, LLC |  | 62543 | Trenton Solar Power Plant | FL | Vertical | Gilchrist | PV1 | Solar Photovoltaic | PV |  | S | X | X |  |  | 74.9 |  | 74.9 | 74.9 |  | N |  |  | OP | X | 12 | 2019 | 2019 |  |  | N | Electric Utility | Utility | Investor Owned Utility | 1 | X | SUN | Renewable | 74.9 | 0 | 1 | 0
Operable | 6455 | Duke Energy Florida, LLC |  | 63517 | Santa Fe Solar Power Plant | FL | Vertical | Alachua | PV1 | Solar Photovoltaic | PV |  | S | X | X |  |  | 74.9 | 0.95 | 74.9 | 74.9 |  | N |  |  | OP | X | 3 | 2021 | 2021 |  |  | N | Electric Utility | Utility | Investor Owned Utility | 1 | X | SUN | Renewable | 74.9 | 0 | 1 | 0
Operable | 6455 | Duke Energy Florida, LLC |  | 63518 | Twin Rivers Solar Power Plant | FL | Vertical | Hamilton | PV1 | Solar Photovoltaic | PV |  | S | X | X |  |  | 74.9 | 0.95 | 74.9 | 74.9 |  | N |  |  | OP | X | 3 | 2021 | 2021 |  |  | N | Electric Utility | Utility | Investor Owned Utility | 1 | X | SUN | Renewable | 74.9 | 0 | 1 | 0
Operable | 6455 | Duke Energy Florida, LLC |  | 63978 | Duette Solar Power Plant | FL | Vertical | Manatee | PV1 | Solar Photovoltaic | PV |  | S | X | X |  |  | 74.5 | 0.95 | 74.5 | 74.5 |  | N |  |  | OP | X | 10 | 2021 | 2021 |  |  | N | Electric Utility | Utility | Investor Owned Utility | 1 | X | SUN | Renewable | 74.5 | 0 | 1 | 0
Operable | 6455 | Duke Energy Florida, LLC |  | 63982 | Charlie Creek Solar Power Plant | FL | Vertical | Hardee | PV1 | Solar Photovoltaic | PV |  | S | X | X |  |  | 74.9 |  | 74.9 | 74.9 |  | N |  |  | OP | X | 8 | 2022 | 2022 |  |  | N | Electric Utility | Utility | Investor Owned Utility | 1 | X | SUN | Renewable | 74.9 | 0 | 1 | 0
Operable | 6455 | Duke Energy Florida, LLC |  | 63995 | Trenton | FL | Vertical | Gilchrist | ES1 | Batteries | BA |  | S | X | X |  |  | 11 | 1 | 11 | 11 | 11 | N |  |  | OP | X | 12 | 2021 | 2021 |  |  | N | Electric Utility | Utility | Investor Owned Utility | 1 | X | MWH | Other | 0 | 0 | 0 | 0
Operable | 6455 | Duke Energy Florida, LLC |  | 63996 | Cape San Blas | FL | Vertical | Gulf | ES1 | Batteries | BA |  | S | X | X |  |  | 5.5 |  | 5.5 | 5.5 |  | N |  |  | OP | X | 8 | 2022 | 2022 |  |  | N | Electric Utility | Utility | Investor Owned Utility | 1 | X | MWH | Other | 0 | 0 | 0 | 0
Operable | 6455 | Duke Energy Florida, LLC |  | 63998 | Jennings Energy Storage Facility | FL | Vertical | Hamilton | ES1 | Batteries | BA |  | S | X | X |  |  | 5.5 |  | 5.5 | 5.5 |  | N |  |  | OP | X | 8 | 2022 | 2022 |  |  | N | Electric Utility | Utility | Investor Owned Utility | 1 | X | MWH | Other | 0 | 0 | 0 | 0
Operable | 6455 | Duke Energy Florida, LLC |  | 63999 | Micanopy Energy Storage Facility | FL | Vertical | Alachua | ES1 | Batteries | BA |  | S | X | X |  |  | 8.3 |  | 8.3 | 8.3 |  | N |  |  | OP | X | 10 | 2022 | 2022 |  |  | N | Electric Utility | Utility | Investor Owned Utility | 1 | X | MWH | Other | 0 | 0 | 0 | 0
Operable | 6455 | Duke Energy Florida, LLC |  | 64145 | Bay Trail Solar Power Plant | FL | Vertical | Citrus | PV1 | Solar Photovoltaic | PV |  | S | X | X |  |  | 74.9 |  | 74.9 | 74.9 |  | N |  |  | OP | X | 11 | 2022 | 2022 |  |  | N | Electric Utility | Utility | Investor Owned Utility | 1 | X | SUN | Renewable | 74.9 | 0 | 1 | 0
Operable | 6455 | Duke Energy Florida, LLC |  | 64146 | Sandy Creek Solar Power Plant | FL | Vertical | Bay | PV1 | Solar Photovoltaic | PV |  | S | X | X |  |  | 74.9 |  | 74.9 | 74.9 |  | N |  |  | OP | X | 5 | 2022 | 2022 |  |  | N | Electric Utility | Utility | Investor Owned Utility | 1 | X | SUN | Renewable | 74.9 | 0 | 1 | 0
Operable | 6455 | Duke Energy Florida, LLC |  | 64533 | Fort Green Solar Power Plant | FL | Vertical | Hardee | PV1 | Solar Photovoltaic | PV |  | S | X | X |  |  | 74.9 |  | 74.9 | 74.9 |  | N |  |  | OP | X | 8 | 2022 | 2022 |  |  | N | Electric Utility | Utility | Investor Owned Utility | 1 | X | SUN | Renewable | 74.9 | 0 | 1 | 0
Operable | 6455 | Duke Energy Florida, LLC |  | 64752 | John Hopkins Middle School Microgrid | FL | Vertical | Pinellas | ES1 | Batteries | BA |  | S | X | X |  |  | 2.5 |  | 2.5 | 2.5 |  | N |  |  | OP | X | 11 | 2023 | 2023 |  |  | N | Electric Utility | Utility | Investor Owned Utility | 1 | X | MWH | Other | 0 | 0 | 0 | 0
Operable | 6455 | Duke Energy Florida, LLC |  | 64752 | John Hopkins Middle School Microgrid | FL | Vertical | Pinellas | PV1 | Solar Photovoltaic | PV |  | S | X | X |  |  | 0.8 |  | 0.8 | 0.8 |  | N |  |  | OP | X | 9 | 2023 | 2023 |  |  | N | Electric Utility | Utility | Investor Owned Utility | 1 | X | SUN | Renewable | 0.8 | 0 | 1 | 0
Operable | 6455 | Duke Energy Florida, LLC |  | 65170 | Hildreth Solar Power Plant | FL | Vertical | Suwannee | PV1 | Solar Photovoltaic | PV |  | S | X | X |  |  | 74.9 | 0.95 | 74.9 | 74.9 |  | N |  |  | OP | X | 3 | 2023 | 2023 |  |  | N | Electric Utility | Utility | Investor Owned Utility | 1 | X | SUN | Renewable | 74.9 | 0 | 1 | 0
Operable | 6455 | Duke Energy Florida, LLC |  | 65171 | Bay Ranch Solar Power Plant | FL | Vertical | Bay | PV1 | Solar Photovoltaic | PV |  | S | X | X |  |  | 74.9 | 0.95 | 74.9 | 74.9 |  | N |  |  | OP | X | 4 | 2023 | 2023 |  |  | N | Electric Utility | Utility | Investor Owned Utility | 1 | X | SUN | Renewable | 74.9 | 0 | 1 | 0
Operable | 6455 | Duke Energy Florida, LLC |  | 65172 | High Springs Solar Power Plant | FL | Vertical | Alachua | PV1 | Solar Photovoltaic | PV |  | S | X | X |  |  | 74.9 | 0.95 | 74.9 | 74.9 |  | N |  |  | OP | X | 4 | 2023 | 2023 |  |  | N | Electric Utility | Utility | Investor Owned Utility | 1 | X | SUN | Renewable | 74.9 | 0 | 1 | 0
Operable | 6455 | Duke Energy Florida, LLC |  | 65173 | Hardeetown Solar Power Plant | FL | Vertical | Levy | PV1 | Solar Photovoltaic | PV |  | S | X | X |  |  | 74.9 | 0.95 | 74.9 | 74.9 |  | N |  |  | OP | X | 4 | 2023 | 2023 |  |  | N | Electric Utility | Utility | Investor Owned Utility | 1 | X | SUN | Renewable | 74.9 | 0 | 1 | 0
Operable | 15470 | Duke Energy Indiana, LLC | Duke Energy Indiana | 1001 | Cayuga | IN | Vertical | Vermillion | 1 | Conventional Steam Coal | ST |  | S | X | X | CP/Comm Pricing | CP/Comm Pricing | 531 | 0.9 | 500 | 505 | 265 | N |  |  | OP | X | 10 | 1970 | Pre-2000 |  |  | N | Electric Utility | Utility | Investor Owned Utility | 1 | X | BIT | Non-Renewable | 0 | 531 | 0 | 1
Operable | 15470 | Duke Energy Indiana, LLC | Duke Energy Indiana | 1001 | Cayuga | IN | Vertical | Vermillion | 2 | Conventional Steam Coal | ST |  | S | X | X | CP/Comm Pricing | CP/Comm Pricing | 531 | 0.9 | 495 | 500 | 265 | N |  |  | OP | X | 6 | 1972 | Pre-2000 |  |  | N | Electric Utility | Utility | Investor Owned Utility | 1 | X | BIT | Non-Renewable | 0 | 531 | 0 | 1
Operable | 15470 | Duke Energy Indiana, LLC | Duke Energy Indiana | 1001 | Cayuga | IN | Vertical | Vermillion | 31 | Petroleum Liquids | IC |  | S | X | X |  |  | 2.6 | 0.9 | 2.5 | 2.5 | 2.5 | N |  |  | OP | X | 6 | 1972 | Pre-2000 |  |  | N | Electric Utility | Utility | Investor Owned Utility | 1 | X | DFO | Non-Renewable | 0 | 2.6 | 0 | 1
Operable | 15470 | Duke Energy Indiana, LLC | Duke Energy Indiana | 1001 | Cayuga | IN | Vertical | Vermillion | 32 | Petroleum Liquids | IC |  | S | X | X |  |  | 2.6 | 0.9 | 2.5 | 2.5 | 2.5 | N |  |  | OP | X | 6 | 1972 | Pre-2000 |  |  | N | Electric Utility | Utility | Investor Owned Utility | 1 | X | DFO | Non-Renewable | 0 | 2.6 | 0 | 1
Operable | 15470 | Duke Energy Indiana, LLC | Duke Energy Indiana | 1001 | Cayuga | IN | Vertical | Vermillion | 33 | Petroleum Liquids | IC |  | S | X | X |  |  | 2.6 | 0.9 | 2.5 | 2.5 | 2.5 | N |  |  | OP | X | 6 | 1972 | Pre-2000 |  |  | N | Electric Utility | Utility | Investor Owned Utility | 1 | X | DFO | Non-Renewable | 0 | 2.6 | 0 | 1
Operable | 15470 | Duke Energy Indiana, LLC | Duke Energy Indiana | 1001 | Cayuga | IN | Vertical | Vermillion | 34 | Petroleum Liquids | IC |  | S | X | X |  |  | 2.6 | 0.9 | 2.5 | 2.5 | 2.5 | N |  |  | OP | X | 6 | 1972 | Pre-2000 |  |  | N | Electric Utility | Utility | Investor Owned Utility | 1 | X | DFO | Non-Renewable | 0 | 2.6 | 0 | 1
Operable | 15470 | Duke Energy Indiana, LLC | Duke Energy Indiana | 1001 | Cayuga | IN | Vertical | Vermillion | 4 | Natural Gas Fired Combustion Turbine | GT |  | S | X | X | CP/Comm Pricing | CP/Comm Pricing | 112.5 | 0.9 | 84 | 105 | 50 | N |  |  | OP | X | 6 | 1993 | Pre-2000 |  |  | N | Electric Utility | Utility | Investor Owned Utility | 1 | X | NG | Non-Renewable | 0 | 112.5 | 0 | 1 | DFO
Operable | 15470 | Duke Energy Indiana, LLC | Duke Energy Indiana | 1004 | Edwardsport | IN | Vertical | Knox | CT1 | Coal Integrated Gasification Combined Cycle | CT | 1 | S | X | N | CP/Comm Pricing | CP/Comm Pricing | 240.6 | 0.8 |  |  |  | N |  |  | OP | X | 6 | 2013 | 2013 |  |  | N | Electric Utility | Utility | Investor Owned Utility | 1 | X | SGC | Non-Renewable | 0 | 240.6 | 0 | 1 | NG
Operable | 15470 | Duke Energy Indiana, LLC | Duke Energy Indiana | 1004 | Edwardsport | IN | Vertical | Knox | CT2 | Coal Integrated Gasification Combined Cycle | CT | 1 | S | X | N | CP/Comm Pricing | CP/Comm Pricing | 240.6 | 0.8 |  |  |  | N |  |  | OP | X | 6 | 2013 | 2013 |  |  | N | Electric Utility | Utility | Investor Owned Utility | 1 | X | SGC | Non-Renewable | 0 | 240.6 | 0 | 1 | NG
Operable | 15470 | Duke Energy Indiana, LLC | Duke Energy Indiana | 1004 | Edwardsport | IN | Vertical | Knox | ST | Coal Integrated Gasification Combined Cycle | CA | 1 | S | N | X | CP/Comm Pricing | CP/Comm Pricing | 331.5 | 0.8 | 555 | 578 | 200 | N |  |  | OP | X | 6 | 2013 | 2013 |  |  | N | Electric Utility | Utility | Investor Owned Utility | 1 | X | SGC | Non-Renewable | 0 | 331.5 | 0 | 1 | NG
Operable | 15470 | Duke Energy Indiana, LLC | Duke Energy Indiana | 1005 | Markland | IN | Vertical | Switzerland | 1 | Conventional Hydroelectric | HY |  | S | X | X | CP/Comm Pricing | CP/Comm Pricing | 25.9 | 0.8 | 17.9 | 17.9 | 17.9 | N |  |  | OP | X | 4 | 1967 | Pre-2000 |  |  | N | Electric Utility | Utility | Investor Owned Utility | 1 | X | WAT | Renewable | 25.9 | 0 | 1 | 0
Operable | 15470 | Duke Energy Indiana, LLC | Duke Energy Indiana | 1005 | Markland | IN | Vertical | Switzerland | 2 | Conventional Hydroelectric | HY |  | S | X | X | CP/Comm Pricing | CP/Comm Pricing | 25.9 | 0.8 | 17.9 | 17.9 | 17.9 | N |  |  | OP | X | 1 | 1967 | Pre-2000 |  |  | N | Electric Utility | Utility | Investor Owned Utility | 1 | X | WAT | Renewable | 25.9 | 0 | 1 | 0
Operable | 15470 | Duke Energy Indiana, LLC | Duke Energy Indiana | 1005 | Markland | IN | Vertical | Switzerland | 3 | Conventional Hydroelectric | HY |  | S | X | X | CP/Comm Pricing | CP/Comm Pricing | 25.9 | 0.8 | 17.9 | 17.9 | 17.9 | N |  |  | OP | X | 2 | 1967 | Pre-2000 |  |  | N | Electric Utility | Utility | Investor Owned Utility | 1 | X | WAT | Renewable | 25.9 | 0 | 1 | 0
Operable | 15470 | Duke Energy Indiana, LLC | Duke Energy Indiana | 1007 | Noblesville | IN | Vertical | Hamilton | 1 | Natural Gas Fired Combined Cycle | CA | CC1 | S | N | X | CP/Comm Pricing | CP/Comm Pricing | 50 | 0.8 | 42 | 43 | 42 | N |  |  | OP | X | 12 | 1950 | Pre-2000 |  |  | N | Electric Utility | Utility | Investor Owned Utility | 1 | X | NG | Non-Renewable | 0 | 50 | 0 | 1
Operable | 15470 | Duke Energy Indiana, LLC | Duke Energy Indiana | 1007 | Noblesville | IN | Vertical | Hamilton | 2 | Natural Gas Fired Combined Cycle | CA | CC1 | S | N | X | CP/Comm Pricing | CP/Comm Pricing | 50 | 0.8 | 43 | 44 | 43 | N |  |  | OP | X | 9 | 1950 | Pre-2000 |  |  | N | Electric Utility | Utility | Investor Owned Utility | 1 | X | NG | Non-Renewable | 0 | 50 | 0 | 1
Operable | 15470 | Duke Energy Indiana, LLC | Duke Energy Indiana | 1007 | Noblesville | IN | Vertical | Hamilton | 3 | Natural Gas Fired Combined Cycle | CT | CC1 | S | X | Y | CP/Comm Pricing | CP/Comm Pricing | 61 | 0.8 | 60 | 74 | 60 | N |  |  | OP | X | 6 | 2003 | 2003 |  |  | N | Electric Utility | Utility | Investor Owned Utility | 1 | X | NG | Non-Renewable | 0 | 61 | 0 | 1
Operable | 15470 | Duke Energy Indiana, LLC | Duke Energy Indiana | 1007 | Noblesville | IN | Vertical | Hamilton | 4 | Natural Gas Fired Combined Cycle | CT | CC1 | S | X | Y | CP/Comm Pricing | CP/Comm Pricing | 61 | 0.8 | 60 | 74 | 60 | N |  |  | OP | X | 6 | 2003 | 2003 |  |  | N | Electric Utility | Utility | Investor Owned Utility | 1 | X | NG | Non-Renewable | 0 | 61 | 0 | 1
Operable | 15470 | Duke Energy Indiana, LLC | Duke Energy Indiana | 1007 | Noblesville | IN | Vertical | Hamilton | 5 | Natural Gas Fired Combined Cycle | CT | CC1 | S | X | Y | CP/Comm Pricing | CP/Comm Pricing | 61 | 0.8 | 59 | 75 | 59 | N |  |  | OP | X | 6 | 2003 | 2003 |  |  | N | Electric Utility | Utility | Investor Owned Utility | 1 | X | NG | Non-Renewable | 0 | 61 | 0 | 1
Operable | 15470 | Duke Energy Indiana, LLC | Duke Energy Indiana | 6113 | Gibson | IN | Vertical | Gibson | 1 | Conventional Steam Coal | ST |  | S | X | X | CP/Comm Pricing | CP/Comm Pricing | 667.9 | 0.9 | 630 | 635 | 200 | N |  |  | OP | X | 5 | 1976 | Pre-2000 |  |  | N | Electric Utility | Utility | Investor Owned Utility | 1 | X | BIT | Non-Renewable | 0 | 667.9 | 0 | 1
Operable | 15470 | Duke Energy Indiana, LLC | Duke Energy Indiana | 6113 | Gibson | IN | Vertical | Gibson | 2 | Conventional Steam Coal | ST |  | S | X | X | CP/Comm Pricing | CP/Comm Pricing | 667.9 | 0.9 | 630 | 635 | 200 | N |  |  | OP | X | 4 | 1975 | Pre-2000 |  |  | N | Electric Utility | Utility | Investor Owned Utility | 1 | X | BIT | Non-Renewable | 0 | 667.9 | 0 | 1
Operable | 15470 | Duke Energy Indiana, LLC | Duke Energy Indiana | 6113 | Gibson | IN | Vertical | Gibson | 3 | Conventional Steam Coal | ST |  | S | X | X | CP/Comm Pricing | CP/Comm Pricing | 667.9 | 0.9 | 630 | 635 | 200 | N |  |  | OP | X | 3 | 1978 | Pre-2000 |  |  | N | Electric Utility | Utility | Investor Owned Utility | 1 | X | BIT | Non-Renewable | 0 | 667.9 | 0 | 1
Operable | 15470 | Duke Energy Indiana, LLC | Duke Energy Indiana | 6113 | Gibson | IN | Vertical | Gibson | 4 | Conventional Steam Coal | ST |  | S | X | X | CP/Comm Pricing | CP/Comm Pricing | 667.9 | 0.9 | 622 | 627 | 200 | N |  |  | OP | X | 3 | 1979 | Pre-2000 |  |  | N | Electric Utility | Utility | Investor Owned Utility | 1 | X | BIT | Non-Renewable | 0 | 667.9 | 0 | 1
Operable | 15470 | Duke Energy Indiana, LLC | Duke Energy Indiana | 6113 | Gibson | IN | Vertical | Gibson | 5 | Conventional Steam Coal | ST |  | J | X | X | CP/Comm Pricing | CP/Comm Pricing | 667.9 | 0.9 | 620 | 625 | 200 | N |  |  | OP | X | 10 | 1982 | Pre-2000 |  |  | N | Electric Utility | Utility | Investor Owned Utility | 1 | X | BIT | Non-Renewable | 0 | 667.9 | 0 | 1
Operable | 15470 | Duke Energy Indiana, LLC | Duke Energy Indiana | 7763 | Henry County | IN | Vertical | Henry | 1 | Natural Gas Fired Combustion Turbine | GT |  | S | X | X | CP/Comm Pricing | CP/Comm Pricing | 60.5 | 0.85 | 40 | 40 | 25 |  |  |  | OP | X | 7 | 2001 | 2001 |  |  | N | Electric Utility | Utility | Investor Owned Utility | 1 | X | NG | Non-Renewable | 0 | 60.5 | 0 | 1
Operable | 15470 | Duke Energy Indiana, LLC | Duke Energy Indiana | 7763 | Henry County | IN | Vertical | Henry | 2 | Natural Gas Fired Combustion Turbine | GT |  | S | X | X | CP/Comm Pricing | CP/Comm Pricing | 60.5 | 0.85 | 43 | 47 | 25 |  |  |  | OP | X | 7 | 2001 | 2001 |  |  | N | Electric Utility | Utility | Investor Owned Utility | 1 | X | NG | Non-Renewable | 0 | 60.5 | 0 | 1
Operable | 15470 | Duke Energy Indiana, LLC | Duke Energy Indiana | 7763 | Henry County | IN | Vertical | Henry | 3 | Natural Gas Fired Combustion Turbine | GT |  | S | X | X | CP/Comm Pricing | CP/Comm Pricing | 60.5 | 0.85 | 43 | 47 | 25 |  |  |  | OP | X | 7 | 2001 | 2001 |  |  | N | Electric Utility | Utility | Investor Owned Utility | 1 | X | NG | Non-Renewable | 0 | 60.5 | 0 | 1
Operable | 15470 | Duke Energy Indiana, LLC |  | 55110 | Madison | OH | Restructured | Butler | CT1 | Natural Gas Fired Combustion Turbine | GT |  | S | X | X | CP/Comm Pricing | CP/Comm Pricing | 86.5 | 0.85 | 71 | 88 | 50 | N |  |  | OP | X | 6 | 2000 | 2000 |  |  | N | Electric Utility | Utility | Investor Owned Utility | 1 | X | NG | Non-Renewable | 0 | 86.5 | 0 | 1
Operable | 15470 | Duke Energy Indiana, LLC |  | 55110 | Madison | OH | Restructured | Butler | CT2 | Natural Gas Fired Combustion Turbine | GT |  | S | X | X | CP/Comm Pricing | CP/Comm Pricing | 86.5 | 0.85 | 71 | 88 | 50 | N |  |  | OP | X | 6 | 2000 | 2000 |  |  | N | Electric Utility | Utility | Investor Owned Utility | 1 | X | NG | Non-Renewable | 0 | 86.5 | 0 | 1
Operable | 15470 | Duke Energy Indiana, LLC |  | 55110 | Madison | OH | Restructured | Butler | CT3 | Natural Gas Fired Combustion Turbine | GT |  | S | X | X | CP/Comm Pricing | CP/Comm Pricing | 86.5 | 0.85 | 69 | 88 | 50 | N |  |  | OP | X | 6 | 2000 | 2000 |  |  | N | Electric Utility | Utility | Investor Owned Utility | 1 | X | NG | Non-Renewable | 0 | 86.5 | 0 | 1
Operable | 15470 | Duke Energy Indiana, LLC |  | 55110 | Madison | OH | Restructured | Butler | CT4 | Natural Gas Fired Combustion Turbine | GT |  | S | X | X | CP/Comm Pricing | CP/Comm Pricing | 86.5 | 0.85 | 70 | 88 | 50 | N |  |  | OP | X | 6 | 2000 | 2000 |  |  | N | Electric Utility | Utility | Investor Owned Utility | 1 | X | NG | Non-Renewable | 0 | 86.5 | 0 | 1
Operable | 15470 | Duke Energy Indiana, LLC |  | 55110 | Madison | OH | Restructured | Butler | CT5 | Natural Gas Fired Combustion Turbine | GT |  | S | X | X | CP/Comm Pricing | CP/Comm Pricing | 86.5 | 0.85 | 70 | 88 | 50 | N |  |  | OP | X | 6 | 2000 | 2000 |  |  | N | Electric Utility | Utility | Investor Owned Utility | 1 | X | NG | Non-Renewable | 0 | 86.5 | 0 | 1
Operable | 15470 | Duke Energy Indiana, LLC |  | 55110 | Madison | OH | Restructured | Butler | CT6 | Natural Gas Fired Combustion Turbine | GT |  | S | X | X | CP/Comm Pricing | CP/Comm Pricing | 86.5 | 0.85 | 72 | 88 | 50 | N |  |  | OP | X | 6 | 2000 | 2000 |  |  | N | Electric Utility | Utility | Investor Owned Utility | 1 | X | NG | Non-Renewable | 0 | 86.5 | 0 | 1
Operable | 15470 | Duke Energy Indiana, LLC |  | 55110 | Madison | OH | Restructured | Butler | CT7 | Natural Gas Fired Combustion Turbine | GT |  | S | X | X | CP/Comm Pricing | CP/Comm Pricing | 86.5 | 0.85 | 73 | 88 | 50 | N |  |  | OP | X | 6 | 2000 | 2000 |  |  | N | Electric Utility | Utility | Investor Owned Utility | 1 | X | NG | Non-Renewable | 0 | 86.5 | 0 | 1
Operable | 15470 | Duke Energy Indiana, LLC |  | 55110 | Madison | OH | Restructured | Butler | CT8 | Natural Gas Fired Combustion Turbine | GT |  | S | X | X | CP/Comm Pricing | CP/Comm Pricing | 86.5 | 0.85 | 70 | 88 | 50 | N |  |  | OP | X | 6 | 2000 | 2000 |  |  | N | Electric Utility | Utility | Investor Owned Utility | 1 | X | NG | Non-Renewable | 0 | 86.5 | 0 | 1
Operable | 15470 | Duke Energy Indiana, LLC | Duke Energy Indiana | 55224 | Wheatland Generating Facility | IN | Vertical | Knox | CTG1 | Natural Gas Fired Combustion Turbine | GT |  | S | X | X | CP/Comm Pricing | CP/Comm Pricing | 125.1 | 0.9 | 111 | 126 | 80 | N |  |  | OP | X | 6 | 2000 | 2000 |  |  | N | Electric Utility | Utility | Investor Owned Utility | 1 | X | NG | Non-Renewable | 0 | 125.1 | 0 | 1
Operable | 15470 | Duke Energy Indiana, LLC | Duke Energy Indiana | 55224 | Wheatland Generating Facility | IN | Vertical | Knox | CTG2 | Natural Gas Fired Combustion Turbine | GT |  | S | X | X | CP/Comm Pricing | CP/Comm Pricing | 125.1 | 0.9 | 112 | 126 | 80 | N |  |  | OP | X | 6 | 2000 | 2000 |  |  | N | Electric Utility | Utility | Investor Owned Utility | 1 | X | NG | Non-Renewable | 0 | 125.1 | 0 | 1
Operable | 15470 | Duke Energy Indiana, LLC | Duke Energy Indiana | 55224 | Wheatland Generating Facility | IN | Vertical | Knox | CTG3 | Natural Gas Fired Combustion Turbine | GT |  | S | X | X | CP/Comm Pricing | CP/Comm Pricing | 125.1 | 0.9 | 108 | 129 | 80 | N |  |  | OP | X | 6 | 2000 | 2000 |  |  | N | Electric Utility | Utility | Investor Owned Utility | 1 | X | NG | Non-Renewable | 0 | 125.1 | 0 | 1
Operable | 15470 | Duke Energy Indiana, LLC | Duke Energy Indiana | 55224 | Wheatland Generating Facility | IN | Vertical | Knox | CTG4 | Natural Gas Fired Combustion Turbine | GT |  | S | X | X | CP/Comm Pricing | CP/Comm Pricing | 125.1 | 0.9 | 111 | 127 | 80 | N |  |  | OP | X | 6 | 2000 | 2000 |  |  | N | Electric Utility | Utility | Investor Owned Utility | 1 | X | NG | Non-Renewable | 0 | 125.1 | 0 | 1
Operable | 15470 | Duke Energy Indiana, LLC | Duke Energy Indiana | 60435 | Crane Solar Facility | IN | Vertical | Martin | XXXXX | Solar Photovoltaic | PV |  | S | X | X |  |  | 17 |  | 17 | 17 |  | N |  |  | OP | X | 1 | 2017 | 2017 |  |  | N | Electric Utility | Utility | Investor Owned Utility | 1 | X | SUN | Renewable | 17 | 0 | 1 | 0
Operable | 15470 | Duke Energy Indiana, LLC | Duke Energy Indiana | 62862 | Nabb Battery Energy Storage System | IN | Vertical | Clark | ES1 | Batteries | BA |  | S | X | X |  |  | 5 |  | 5 | 5 | 5 | N |  |  | OP | X | 12 | 2020 | 2020 |  |  | N | Electric Utility | Utility | Investor Owned Utility | 1 | X | MWH | Other | 0 | 0 | 0 | 0
Operable | 15470 | Duke Energy Indiana, LLC | Duke Energy Indiana | 63137 | Tippecanoe Solar Power Plant | IN | Vertical | Tippecanoe | PV1 | Solar Photovoltaic | PV |  | S | X | X |  |  | 1.6 |  | 1.6 | 1.6 | 1.6 | N |  |  | OP | X | 12 | 2019 | 2019 |  |  | N | Electric Utility | Utility | Investor Owned Utility | 1 | X | SUN | Renewable | 1.6 | 0 | 1 | 0
Operable | 15470 | Duke Energy Indiana, LLC | Duke Energy Indiana | 63324 | Camp Atterbury Microgrid Hybrid | IN | Vertical | Johnson | ES1 | Batteries | BA |  | S | X | X |  |  | 5 |  | 5 | 5 | 0 | N |  |  | OP | X | 11 | 2019 | 2019 |  |  | N | Electric Utility | Utility | Investor Owned Utility | 1 | X | MWH | Other | 0 | 0 | 0 | 0
Operable | 15470 | Duke Energy Indiana, LLC | Duke Energy Indiana | 63324 | Camp Atterbury Microgrid Hybrid | IN | Vertical | Johnson | PV1 | Solar Photovoltaic | PV |  | S | X | X |  |  | 2 |  | 2 | 2 |  |  |  |  | OP | X | 11 | 2019 | 2019 |  |  | N | Electric Utility | Utility | Investor Owned Utility | 1 | X | SUN | Renewable | 2 | 0 | 1 | 0
Operable | 15470 | Duke Energy Indiana, LLC | Duke Energy Indiana | 64207 | Crane Battery Energy Storage System | IN | Vertical | Martin | ES1 | Batteries | BA |  | S | X | X |  |  | 5 | 1 | 5 | 5 | 5 | N |  |  | OP | X | 12 | 2020 | 2020 |  |  | N | Electric Utility | Utility | Investor Owned Utility | 1 | X | MWH | Other | 0 | 0 | 0 | 0
Operable | 15470 | Duke Energy Indiana, LLC | Duke Energy Indiana | 65400 | Purdue CHP | IN | Vertical | Tippecanoe | PUCHP | Natural Gas Fired Combustion Turbine | GT |  | S | X | X |  |  | 13.3 | 0.9 | 13.5 | 16.2 | 9 | N |  |  | OP | X | 3 | 2022 | 2022 |  |  | Y | Electric Utility | Utility | Investor Owned Utility | 1 | T | NG | Non-Renewable | 0 | 13.3 | 0 | 1
Operable | 55729 | Duke Energy Kentucky Inc |  | 6018 | East Bend | KY | Vertical | Boone | 2 | Conventional Steam Coal | ST |  | S | X | X |  |  | 772 | 0.9 | 600 | 600 | 340 | N |  |  | OP | X | 3 | 1981 | Pre-2000 |  |  | N | Electric Utility | Utility | Investor Owned Utility | 1 | X | BIT | Non-Renewable | 0 | 772 | 0 | 1
Operable | 55729 | Duke Energy Kentucky Inc |  | 7158 | Woodsdale | OH | Restructured | Butler | GT1 | Natural Gas Fired Combustion Turbine | GT |  | S | X | X |  |  | 95.3 | 0.8 | 78 | 94 | 5 | N |  |  | OP | X | 5 | 1993 | Pre-2000 |  |  | N | Electric Utility | Utility | Investor Owned Utility | 1 | X | NG | Non-Renewable | 0 | 95.3 | 0 | 1 | DFO
Operable | 55729 | Duke Energy Kentucky Inc |  | 7158 | Woodsdale | OH | Restructured | Butler | GT2 | Natural Gas Fired Combustion Turbine | GT |  | S | X | X |  |  | 95.3 | 0.8 | 80 | 94 | 5 | N |  |  | OP | X | 7 | 1992 | Pre-2000 |  |  | N | Electric Utility | Utility | Investor Owned Utility | 1 | X | NG | Non-Renewable | 0 | 95.3 | 0 | 1 | DFO
Operable | 55729 | Duke Energy Kentucky Inc |  | 7158 | Woodsdale | OH | Restructured | Butler | GT3 | Natural Gas Fired Combustion Turbine | GT |  | S | X | X |  |  | 95.3 | 0.8 | 80 | 94 | 5 | N |  |  | OP | X | 5 | 1992 | Pre-2000 |  |  | N | Electric Utility | Utility | Investor Owned Utility | 1 | X | NG | Non-Renewable | 0 | 95.3 | 0 | 1 | DFO
Operable | 55729 | Duke Energy Kentucky Inc |  | 7158 | Woodsdale | OH | Restructured | Butler | GT4 | Natural Gas Fired Combustion Turbine | GT |  | S | X | X |  |  | 95.3 | 0.8 | 78 | 94 | 5 | N |  |  | OP | X | 7 | 1992 | Pre-2000 |  |  | N | Electric Utility | Utility | Investor Owned Utility | 1 | X | NG | Non-Renewable | 0 | 95.3 | 0 | 1 | DFO
Operable | 55729 | Duke Energy Kentucky Inc |  | 7158 | Woodsdale | OH | Restructured | Butler | GT5 | Natural Gas Fired Combustion Turbine | GT |  | S | X | X |  |  | 95.3 | 0.8 | 80 | 94 | 5 | N |  |  | OP | X | 5 | 1992 | Pre-2000 |  |  | N | Electric Utility | Utility | Investor Owned Utility | 1 | X | NG | Non-Renewable | 0 | 95.3 | 0 | 1 | DFO
Operable | 55729 | Duke Energy Kentucky Inc |  | 7158 | Woodsdale | OH | Restructured | Butler | GT6 | Natural Gas Fired Combustion Turbine | GT |  | S | X | X |  |  | 95.3 | 0.8 | 80 | 94 | 5 | N |  |  | OP | X | 5 | 1992 | Pre-2000 |  |  | N | Electric Utility | Utility | Investor Owned Utility | 1 | X | NG | Non-Renewable | 0 | 95.3 | 0 | 1 | DFO
Operable | 55729 | Duke Energy Kentucky Inc |  | 61310 | Crittenden Solar Facility | KY | Vertical | Grant | PV1 | Solar Photovoltaic | PV |  | S | X | X |  |  | 2.7 |  | 2.7 | 2.7 |  | N |  |  | OP | X | 12 | 2017 | 2017 |  |  | N | Electric Utility | Utility | Investor Owned Utility | 1 | X | SUN | Renewable | 2.7 | 0 | 1 | 0
Operable | 55729 | Duke Energy Kentucky Inc |  | 61311 | Walton 1 Solar Facility | KY | Vertical | Kenton | PV1 | Solar Photovoltaic | PV |  | S | X | X |  |  | 2 |  | 2 | 2 |  | N |  |  | OP | X | 12 | 2017 | 2017 |  |  | N | Electric Utility | Utility | Investor Owned Utility | 1 | X | SUN | Renewable | 2 | 0 | 1 | 0
Operable | 55729 | Duke Energy Kentucky Inc |  | 61312 | Walton 2 Solar Facility | KY | Vertical | Kenton | PV1 | Solar Photovoltaic | PV |  | S | X | X |  |  | 2 |  | 2 | 2 |  | N |  |  | OP | X | 12 | 2017 | 2017 |  |  | N | Electric Utility | Utility | Investor Owned Utility | 1 | X | SUN | Renewable | 2 | 0 | 1 | 0
Operable | 55729 | Duke Energy Kentucky Inc |  | 65027 | Aero Solar Facility | KY | Vertical | Boone | PV1 | Solar Photovoltaic | PV |  | S | X | X |  |  | 2 |  | 2 | 2 |  | N |  |  | OP | X | 3 | 2023 | 2023 |  |  | N | Electric Utility | Utility | Investor Owned Utility | 1 | X | SUN | Renewable | 2 | 0 | 1 | 0
Operable | 3542 | Duke Energy Ohio Inc |  | 2830 | Walter C Beckjord | OH | Restructured | Clermont | BECK1 | Batteries | BA |  | S | X | X |  |  | 2 |  | 2 | 2 | 0 |  |  |  | OP | X | 1 | 2015 | 2015 |  |  | N | Electric Utility | Utility | Investor Owned Utility | 1 | X | MWH | Other | 0 | 0 | 0 | 0
Operable | 3542 | Duke Energy Ohio Inc |  | 2830 | Walter C Beckjord | OH | Restructured | Clermont | BECK2 | Batteries | BA |  | S | X | X |  |  | 2 |  | 2 | 2 | 0 |  |  |  | OP | X | 11 | 2015 | 2015 |  |  | N | Electric Utility | Utility | Investor Owned Utility | 1 | X | MWH | Other | 0 | 0 | 0 | 0
Operable | 3542 | Duke Energy Ohio Inc | Duke Energy Indiana | 55111 | Vermillion Energy Facility | IN | Vertical | Vermillion | CT1 | Natural Gas Fired Combustion Turbine | GT |  | J | X | X | CP/Comm Pricing | CP/Comm Pricing | 86.5 | 0.85 | 72 | 96 | 50 |  |  |  | OP | X | 6 | 2000 | 2000 |  |  | N | Electric Utility | Utility | Investor Owned Utility | 1 | X | NG | Non-Renewable | 0 | 86.5 | 0 | 1
Operable | 3542 | Duke Energy Ohio Inc | Duke Energy Indiana | 55111 | Vermillion Energy Facility | IN | Vertical | Vermillion | CT2 | Natural Gas Fired Combustion Turbine | GT |  | J | X | X | CP/Comm Pricing | CP/Comm Pricing | 86.5 | 0.85 | 72 | 94 | 50 |  |  |  | OP | X | 6 | 2000 | 2000 |  |  | N | Electric Utility | Utility | Investor Owned Utility | 1 | X | NG | Non-Renewable | 0 | 86.5 | 0 | 1
Operable | 3542 | Duke Energy Ohio Inc | Duke Energy Indiana | 55111 | Vermillion Energy Facility | IN | Vertical | Vermillion | CT3 | Natural Gas Fired Combustion Turbine | GT |  | J | X | X | CP/Comm Pricing | CP/Comm Pricing | 86.5 | 0.85 | 71 | 95 | 50 |  |  |  | OP | X | 6 | 2000 | 2000 |  |  | N | Electric Utility | Utility | Investor Owned Utility | 1 | X | NG | Non-Renewable | 0 | 86.5 | 0 | 1
Operable | 3542 | Duke Energy Ohio Inc | Duke Energy Indiana | 55111 | Vermillion Energy Facility | IN | Vertical | Vermillion | CT4 | Natural Gas Fired Combustion Turbine | GT |  | J | X | X | CP/Comm Pricing | CP/Comm Pricing | 86.5 | 0.85 | 73 | 97 | 50 |  |  |  | OP | X | 6 | 2000 | 2000 |  |  | N | Electric Utility | Utility | Investor Owned Utility | 1 | X | NG | Non-Renewable | 0 | 86.5 | 0 | 1
Operable | 3542 | Duke Energy Ohio Inc | Duke Energy Indiana | 55111 | Vermillion Energy Facility | IN | Vertical | Vermillion | CT5 | Natural Gas Fired Combustion Turbine | GT |  | J | X | X | CP/Comm Pricing | CP/Comm Pricing | 86.5 | 0.85 | 71 | 92 | 50 |  |  |  | OP | X | 6 | 2000 | 2000 |  |  | N | Electric Utility | Utility | Investor Owned Utility | 1 | X | NG | Non-Renewable | 0 | 86.5 | 0 | 1
Operable | 3542 | Duke Energy Ohio Inc | Duke Energy Indiana | 55111 | Vermillion Energy Facility | IN | Vertical | Vermillion | CT6 | Natural Gas Fired Combustion Turbine | GT |  | J | X | X | CP/Comm Pricing | CP/Comm Pricing | 86.5 | 0.85 | 72 | 95 | 50 |  |  |  | OP | X | 6 | 2000 | 2000 |  |  | N | Electric Utility | Utility | Investor Owned Utility | 1 | X | NG | Non-Renewable | 0 | 86.5 | 0 | 1
Operable | 3542 | Duke Energy Ohio Inc | Duke Energy Indiana | 55111 | Vermillion Energy Facility | IN | Vertical | Vermillion | CT7 | Natural Gas Fired Combustion Turbine | GT |  | J | X | X | CP/Comm Pricing | CP/Comm Pricing | 86.5 | 0.85 | 72 | 96 | 50 |  |  |  | OP | X | 6 | 2000 | 2000 |  |  | N | Electric Utility | Utility | Investor Owned Utility | 1 | X | NG | Non-Renewable | 0 | 86.5 | 0 | 1
Operable | 3542 | Duke Energy Ohio Inc | Duke Energy Indiana | 55111 | Vermillion Energy Facility | IN | Vertical | Vermillion | CT8 | Natural Gas Fired Combustion Turbine | GT |  | J | X | X | CP/Comm Pricing | CP/Comm Pricing | 86.5 | 0.85 | 73 | 98 | 50 |  |  |  | OP | X | 6 | 2000 | 2000 |  |  | N | Electric Utility | Utility | Investor Owned Utility | 1 | X | NG | Non-Renewable | 0 | 86.5 | 0 | 1
Operable | 3046 | Duke Energy Progress - (NC) |  | 2706 | Asheville | NC | Vertical | Buncombe | CT5 | Natural Gas Fired Combined Cycle | CT | CC1 | S | X | Y |  |  | 191.2 | 0.85 | 163 | 190 | 158 | N |  |  | OP | X | 12 | 2019 | 2019 |  |  | N | Electric Utility | Utility | Investor Owned Utility | 1 | X | NG | Non-Renewable | 0 | 191.2 | 0 | 1 | DFO
Operable | 3046 | Duke Energy Progress - (NC) |  | 2706 | Asheville | NC | Vertical | Buncombe | CT7 | Natural Gas Fired Combined Cycle | CT | CC2 | S | X | Y |  |  | 191.2 | 0.85 | 161 | 190 | 158 | N |  |  | OP | X | 1 | 2020 | 2020 |  |  | N | Electric Utility | Utility | Investor Owned Utility | 1 | X | NG | Non-Renewable | 0 | 191.2 | 0 | 1 | DFO
Operable | 3046 | Duke Energy Progress - (NC) |  | 2706 | Asheville | NC | Vertical | Buncombe | GT1 | Natural Gas Fired Combustion Turbine | GT |  | S | X | X |  |  | 211.7 | 0.85 | 160 | 185 | 70 | N |  |  | OP | X | 6 | 1999 | Pre-2000 |  |  | N | Electric Utility | Utility | Investor Owned Utility | 1 | X | NG | Non-Renewable | 0 | 211.7 | 0 | 1 | DFO
Operable | 3046 | Duke Energy Progress - (NC) |  | 2706 | Asheville | NC | Vertical | Buncombe | GT2 | Natural Gas Fired Combustion Turbine | GT |  | S | X | X |  |  | 211.8 | 0.85 | 160 | 185 | 70 | N |  |  | OP | X | 6 | 2000 | 2000 |  |  | N | Electric Utility | Utility | Investor Owned Utility | 1 | X | NG | Non-Renewable | 0 | 211.8 | 0 | 1 | DFO
Operable | 3046 | Duke Energy Progress - (NC) |  | 2706 | Asheville | NC | Vertical | Buncombe | ST6 | Natural Gas Fired Combined Cycle | CA | CC1 | S | N | X |  |  | 102.8 | 0.85 | 85 | 90 | 85 | N |  |  | OP | X | 12 | 2019 | 2019 |  |  | N | Electric Utility | Utility | Investor Owned Utility | 1 | X | NG | Non-Renewable | 0 | 102.8 | 0 | 1 | DFO
Operable | 3046 | Duke Energy Progress - (NC) |  | 2706 | Asheville | NC | Vertical | Buncombe | ST8 | Natural Gas Fired Combined Cycle | CA | CC2 | S | N | X |  |  | 102.8 | 0.85 | 85 | 90 | 85 | N |  |  | OP | X | 4 | 2020 | 2020 |  |  | N | Electric Utility | Utility | Investor Owned Utility | 1 | X | NG | Non-Renewable | 0 | 102.8 | 0 | 1 | DFO
Operable | 3046 | Duke Energy Progress - (NC) |  | 2707 | Blewett | NC | Vertical | Anson | 1 | Conventional Hydroelectric | HY |  | S | X | X |  |  | 3.2 | 0.8 | 4 | 4 | 3 | N |  |  | OP | X | 6 | 1912 | Pre-2000 |  |  | N | Electric Utility | Utility | Investor Owned Utility | 1 | X | WAT | Renewable | 3.2 | 0 | 1 | 0
Operable | 3046 | Duke Energy Progress - (NC) |  | 2707 | Blewett | NC | Vertical | Anson | 2 | Conventional Hydroelectric | HY |  | S | X | X |  |  | 3.2 | 0.8 | 4 | 4 | 3 | N |  |  | OP | X | 6 | 1912 | Pre-2000 |  |  | N | Electric Utility | Utility | Investor Owned Utility | 1 | X | WAT | Renewable | 3.2 | 0 | 1 | 0
Operable | 3046 | Duke Energy Progress - (NC) |  | 2707 | Blewett | NC | Vertical | Anson | 3 | Conventional Hydroelectric | HY |  | S | X | X |  |  | 3.2 | 0.8 | 4 | 4 | 3 | N |  |  | OP | X | 6 | 1912 | Pre-2000 |  |  | N | Electric Utility | Utility | Investor Owned Utility | 1 | X | WAT | Renewable | 3.2 | 0 | 1 | 0
Operable | 3046 | Duke Energy Progress - (NC) |  | 2707 | Blewett | NC | Vertical | Anson | 4 | Conventional Hydroelectric | HY |  | S | X | X |  |  | 5 | 0.8 | 5 | 5 | 4 | N |  |  | OP | X | 6 | 1912 | Pre-2000 |  |  | N | Electric Utility | Utility | Investor Owned Utility | 1 | X | WAT | Renewable | 5 | 0 | 1 | 0
Operable | 3046 | Duke Energy Progress - (NC) |  | 2707 | Blewett | NC | Vertical | Anson | 5 | Conventional Hydroelectric | HY |  | S | X | X |  |  | 5 | 0.8 | 5 | 5 | 4 | N |  |  | OP | X | 6 | 1912 | Pre-2000 |  |  | N | Electric Utility | Utility | Investor Owned Utility | 1 | X | WAT | Renewable | 5 | 0 | 1 | 0
Operable | 3046 | Duke Energy Progress - (NC) |  | 2707 | Blewett | NC | Vertical | Anson | 6 | Conventional Hydroelectric | HY |  | S | X | X |  |  | 5 | 0.8 | 5 | 5 | 4 | N |  |  | OP | X | 6 | 1912 | Pre-2000 |  |  | N | Electric Utility | Utility | Investor Owned Utility | 1 | X | WAT | Renewable | 5 | 0 | 1 | 0
Operable | 3046 | Duke Energy Progress - (NC) |  | 2707 | Blewett | NC | Vertical | Anson | GT1 | Petroleum Liquids | GT |  | S | X | X |  |  | 17.5 | 0.85 | 13 | 17 | 9 | N |  |  | OP | X | 5 | 1971 | Pre-2000 |  |  | N | Electric Utility | Utility | Investor Owned Utility | 1 | X | DFO | Non-Renewable | 0 | 17.5 | 0 | 1
Operable | 3046 | Duke Energy Progress - (NC) |  | 2707 | Blewett | NC | Vertical | Anson | GT2 | Petroleum Liquids | GT |  | S | X | X |  |  | 17.5 | 0.85 | 13 | 17 | 9 | N |  |  | OP | X | 5 | 1971 | Pre-2000 |  |  | N | Electric Utility | Utility | Investor Owned Utility | 1 | X | DFO | Non-Renewable | 0 | 17.5 | 0 | 1
Operable | 3046 | Duke Energy Progress - (NC) |  | 2707 | Blewett | NC | Vertical | Anson | GT3 | Petroleum Liquids | GT |  | S | X | X |  |  | 17.5 | 0.85 | 13 | 17 | 9 | N |  |  | OP | X | 5 | 1971 | Pre-2000 |  |  | N | Electric Utility | Utility | Investor Owned Utility | 1 | X | DFO | Non-Renewable | 0 | 17.5 | 0 | 1
Operable | 3046 | Duke Energy Progress - (NC) |  | 2707 | Blewett | NC | Vertical | Anson | GT4 | Petroleum Liquids | GT |  | S | X | X |  |  | 17.5 | 0.85 | 13 | 17 | 9 | N |  |  | OP | X | 7 | 1971 | Pre-2000 |  |  | N | Electric Utility | Utility | Investor Owned Utility | 1 | X | DFO | Non-Renewable | 0 | 17.5 | 0 | 1
Operable | 3046 | Duke Energy Progress - (NC) |  | 2710 | Marshall Dam | NC | Vertical | Madison | HC1 | Conventional Hydroelectric | HY |  | S | X | X |  |  | 2.5 | 0.8 | 2 | 2 | 2 | N |  |  | OP | X | 1 | 1985 | Pre-2000 |  |  | N | Electric Utility | Utility | Investor Owned Utility | 1 | X | WAT | Renewable | 2.5 | 0 | 1 | 0
Operable | 3046 | Duke Energy Progress - (NC) |  | 2710 | Marshall Dam | NC | Vertical | Madison | HC2 | Conventional Hydroelectric | HY |  | S | X | X |  |  | 2.5 | 0.8 | 2 | 2 | 2 | N |  |  | OP | X | 1 | 1985 | Pre-2000 |  |  | N | Electric Utility | Utility | Investor Owned Utility | 1 | X | WAT | Renewable | 2.5 | 0 | 1 | 0
Operable | 3046 | Duke Energy Progress - (NC) |  | 2712 | Roxboro | NC | Vertical | Person | 1 | Conventional Steam Coal | ST |  | S | X | X |  |  | 410.8 | 0.9 | 379 | 380 | 70 | N |  |  | OP | X | 5 | 1966 | Pre-2000 |  |  | N | Electric Utility | Utility | Investor Owned Utility | 1 | X | BIT | Non-Renewable | 0 | 410.8 | 0 | 1
Operable | 3046 | Duke Energy Progress - (NC) |  | 2712 | Roxboro | NC | Vertical | Person | 2 | Conventional Steam Coal | ST |  | S | X | X |  |  | 657 | 0.9 | 668 | 673 | 85 | N |  |  | OP | X | 5 | 1968 | Pre-2000 |  |  | N | Electric Utility | Utility | Investor Owned Utility | 1 | X | BIT | Non-Renewable | 0 | 657 | 0 | 1
Operable | 3046 | Duke Energy Progress - (NC) |  | 2712 | Roxboro | NC | Vertical | Person | 3 | Conventional Steam Coal | ST |  | S | X | X |  |  | 745.2 | 0.9 | 694 | 698 | 68 | N |  |  | OP | X | 7 | 1973 | Pre-2000 |  |  | N | Electric Utility | Utility | Investor Owned Utility | 1 | X | BIT | Non-Renewable | 0 | 745.2 | 0 | 1
Operable | 3046 | Duke Energy Progress - (NC) |  | 2712 | Roxboro | NC | Vertical | Person | 4 | Conventional Steam Coal | ST |  | S | X | X |  |  | 745.2 | 0.9 | 698 | 711 | 125 | N |  |  | OP | X | 9 | 1980 | Pre-2000 |  |  | N | Electric Utility | Utility | Investor Owned Utility | 1 | X | BIT | Non-Renewable | 0 | 745.2 | 0 | 1
Operable | 3046 | Duke Energy Progress - (NC) |  | 2714 | Tillery | NC | Vertical | Montgomery | 1 | Conventional Hydroelectric | HY |  | S | X | X |  |  | 22 | 0.8 | 21 | 21 | 21 | N |  |  | OP | X | 8 | 1928 | Pre-2000 |  |  | N | Electric Utility | Utility | Investor Owned Utility | 1 | X | WAT | Renewable | 22 | 0 | 1 | 0
Operable | 3046 | Duke Energy Progress - (NC) |  | 2714 | Tillery | NC | Vertical | Montgomery | 2 | Conventional Hydroelectric | HY |  | S | X | X |  |  | 18 | 0.8 | 18 | 18 | 18 | N |  |  | OP | X | 8 | 1928 | Pre-2000 |  |  | N | Electric Utility | Utility | Investor Owned Utility | 1 | X | WAT | Renewable | 18 | 0 | 1 | 0
Operable | 3046 | Duke Energy Progress - (NC) |  | 2714 | Tillery | NC | Vertical | Montgomery | 3 | Conventional Hydroelectric | HY |  | S | X | X |  |  | 22 | 0.8 | 21 | 21 | 21 | N |  |  | OP | X | 8 | 1928 | Pre-2000 |  |  | N | Electric Utility | Utility | Investor Owned Utility | 1 | X | WAT | Renewable | 22 | 0 | 1 | 0
Operable | 3046 | Duke Energy Progress - (NC) |  | 2714 | Tillery | NC | Vertical | Montgomery | 4 | Conventional Hydroelectric | HY |  | S | X | X |  |  | 22 | 0.8 | 25 | 25 | 22 | N |  |  | OP | X | 6 | 1960 | Pre-2000 |  |  | N | Electric Utility | Utility | Investor Owned Utility | 1 | X | WAT | Renewable | 22 | 0 | 1 | 0
Operable | 3046 | Duke Energy Progress - (NC) |  | 2715 | Walters | NC | Vertical | Haywood | 1 | Conventional Hydroelectric | HY |  | S | X | X |  |  | 36 | 0.8 | 36 | 36 | 36 | N |  |  | OP | X | 7 | 1930 | Pre-2000 |  |  | N | Electric Utility | Utility | Investor Owned Utility | 1 | X | WAT | Renewable | 36 | 0 | 1 | 0
Operable | 3046 | Duke Energy Progress - (NC) |  | 2715 | Walters | NC | Vertical | Haywood | 2 | Conventional Hydroelectric | HY |  | S | X | X |  |  | 36 | 0.8 | 40 | 40 | 36 | N |  |  | OP | X | 7 | 1930 | Pre-2000 |  |  | N | Electric Utility | Utility | Investor Owned Utility | 1 | X | WAT | Renewable | 36 | 0 | 1 | 0
Operable | 3046 | Duke Energy Progress - (NC) |  | 2715 | Walters | NC | Vertical | Haywood | 3 | Conventional Hydroelectric | HY |  | S | X | X |  |  | 36 | 0.8 | 36 | 36 | 36 | N |  |  | OP | X | 11 | 1930 | Pre-2000 |  |  | N | Electric Utility | Utility | Investor Owned Utility | 1 | X | WAT | Renewable | 36 | 0 | 1 | 0
Operable | 3046 | Duke Energy Progress - (NC) |  | 2716 | W H Weatherspoon | NC | Vertical | Robeson | GT1 | Petroleum Liquids | GT |  | S | X | X |  |  | 39.7 | 0.85 | 31 | 41 | 12 | N |  |  | OP | X | 5 | 1970 | Pre-2000 |  |  | N | Electric Utility | Utility | Investor Owned Utility | 1 | X | DFO | Non-Renewable | 0 | 39.7 | 0 | 1
Operable | 3046 | Duke Energy Progress - (NC) |  | 2716 | W H Weatherspoon | NC | Vertical | Robeson | GT2 | Petroleum Liquids | GT |  | S | X | X |  |  | 39.7 | 0.85 | 31 | 41 | 12 | N |  |  | OP | X | 5 | 1970 | Pre-2000 |  |  | N | Electric Utility | Utility | Investor Owned Utility | 1 | X | DFO | Non-Renewable | 0 | 39.7 | 0 | 1
Operable | 3046 | Duke Energy Progress - (NC) |  | 2716 | W H Weatherspoon | NC | Vertical | Robeson | GT3 | Petroleum Liquids | GT |  | S | X | X |  |  | 41.8 | 0.9 | 32 | 41 | 12 | N |  |  | OP | X | 4 | 1971 | Pre-2000 |  |  | N | Electric Utility | Utility | Investor Owned Utility | 1 | X | DFO | Non-Renewable | 0 | 41.8 | 0 | 1
Operable | 3046 | Duke Energy Progress - (NC) |  | 2716 | W H Weatherspoon | NC | Vertical | Robeson | GT4 | Petroleum Liquids | GT |  | S | X | X |  |  | 41.8 | 0.9 | 30 | 41 | 12 | N |  |  | OP | X | 4 | 1971 | Pre-2000 |  |  | N | Electric Utility | Utility | Investor Owned Utility | 1 | X | DFO | Non-Renewable | 0 | 41.8 | 0 | 1
Operable | 3046 | Duke Energy Progress - (NC) |  | 3250 | Darlington County | SC | Vertical | Darlington | 12 | Natural Gas Fired Combustion Turbine | GT |  | S | X | X |  |  | 158 | 0.9 | 115 | 131 | 40 | N |  |  | OP | X | 5 | 1997 | Pre-2000 |  |  | N | Electric Utility | Utility | Investor Owned Utility | 1 | X | NG | Non-Renewable | 0 | 158 | 0 | 1 | DFO
Operable | 3046 | Duke Energy Progress - (NC) |  | 3250 | Darlington County | SC | Vertical | Darlington | 13 | Natural Gas Fired Combustion Turbine | GT |  | S | X | X |  |  | 158 | 0.9 | 115 | 133 | 40 | N |  |  | OP | X | 6 | 1997 | Pre-2000 |  |  | N | Electric Utility | Utility | Investor Owned Utility | 1 | X | NG | Non-Renewable | 0 | 158 | 0 | 1 | DFO
Operable | 3046 | Duke Energy Progress - (NC) |  | 3251 | H B Robinson | SC | Vertical | Darlington | 2 | Nuclear | ST |  | S | X | X |  |  | 768.6 | 0.925 | 759 | 792.9 | 759 | N |  |  | OP | X | 3 | 1971 | Pre-2000 |  |  | N | Electric Utility | Utility | Investor Owned Utility | 1 | X | NUC | Other | 0 | 0 | 0 | 0
Operable | 3046 | Duke Energy Progress - (NC) |  | 6014 | Brunswick Nuclear | NC | Vertical | Brunswick | 1 | Nuclear | ST |  | S | X | X |  |  | 1001.6 | 0.964 | 938 | 975 | 938 | N |  |  | OP | X | 3 | 1977 | Pre-2000 |  |  | N | Electric Utility | Utility | Investor Owned Utility | 1 | X | NUC | Other | 0 | 0 | 0 | 0
Operable | 3046 | Duke Energy Progress - (NC) |  | 6014 | Brunswick Nuclear | NC | Vertical | Brunswick | 2 | Nuclear | ST |  | J | X | X |  |  | 1001.6 | 0.964 | 932 | 953 | 932 | N |  |  | OP | X | 11 | 1975 | Pre-2000 |  |  | N | Electric Utility | Utility | Investor Owned Utility | 1 | X | NUC | Other | 0 | 0 | 0 | 0
Operable | 3046 | Duke Energy Progress - (NC) |  | 6015 | Harris | NC | Vertical | Wake | 1 | Nuclear | ST |  | S | X | X |  |  | 950.9 | 0.95 | 964 | 1009 | 964 | N |  |  | OP | X | 5 | 1987 | Pre-2000 |  |  | N | Electric Utility | Utility | Investor Owned Utility | 1 | X | NUC | Other | 0 | 0 | 0 | 0
Operable | 3046 | Duke Energy Progress - (NC) |  | 6250 | Mayo | NC | Vertical | Person | 1 | Conventional Steam Coal | ST |  | S | X | X |  |  | 763.2 | 0.9 | 704 | 713 | 75 | N |  |  | OP | X | 3 | 1983 | Pre-2000 |  |  | N | Electric Utility | Utility | Investor Owned Utility | 1 | X | BIT | Non-Renewable | 0 | 763.2 | 0 | 1
Operable | 3046 | Duke Energy Progress - (NC) |  | 7538 | Wayne County | NC | Vertical | Wayne | 1 | Natural Gas Fired Combustion Turbine | GT |  | S | X | X |  |  | 195.2 | 0.85 | 169 | 195 | 100 | N |  |  | OP | X | 5 | 2000 | 2000 |  |  | N | Electric Utility | Utility | Investor Owned Utility | 1 | X | NG | Non-Renewable | 0 | 195.2 | 0 | 1 | DFO
Operable | 3046 | Duke Energy Progress - (NC) |  | 7538 | Wayne County | NC | Vertical | Wayne | 2 | Natural Gas Fired Combustion Turbine | GT |  | S | X | X |  |  | 195.2 | 0.85 | 174 | 195 | 100 | N |  |  | OP | X | 5 | 2000 | 2000 |  |  | N | Electric Utility | Utility | Investor Owned Utility | 1 | X | NG | Non-Renewable | 0 | 195.2 | 0 | 1 | DFO
Operable | 3046 | Duke Energy Progress - (NC) |  | 7538 | Wayne County | NC | Vertical | Wayne | 3 | Natural Gas Fired Combustion Turbine | GT |  | S | X | X |  |  | 195.2 | 0.85 | 164 | 195 | 100 | N |  |  | OP | X | 6 | 2000 | 2000 |  |  | N | Electric Utility | Utility | Investor Owned Utility | 1 | X | NG | Non-Renewable | 0 | 195.2 | 0 | 1 | DFO
Operable | 3046 | Duke Energy Progress - (NC) |  | 7538 | Wayne County | NC | Vertical | Wayne | 4 | Natural Gas Fired Combustion Turbine | GT |  | S | X | X |  |  | 195.2 | 0.85 | 162 | 195 | 100 | N |  |  | OP | X | 6 | 2000 | 2000 |  |  | N | Electric Utility | Utility | Investor Owned Utility | 1 | X | NG | Non-Renewable | 0 | 195.2 | 0 | 1 | DFO
Operable | 3046 | Duke Energy Progress - (NC) |  | 7538 | Wayne County | NC | Vertical | Wayne | 5 | Natural Gas Fired Combustion Turbine | GT |  | S | X | X |  |  | 198.9 | 0.85 | 153 | 195 | 100 | N |  |  | OP | X | 6 | 2009 | 2009 |  |  | N | Electric Utility | Utility | Investor Owned Utility | 1 | X | NG | Non-Renewable | 0 | 198.9 | 0 | 1 | DFO
Operable | 3046 | Duke Energy Progress - (NC) |  | 7805 | Sherwood H Smith Jr Energy Complex | NC | Vertical | Richmond | 1 | Natural Gas Fired Combustion Turbine | GT |  | S | X | X |  |  | 199.4 | 0.85 | 165 | 192 | 100 | N |  |  | OP | X | 5 | 2001 | 2001 |  |  | N | Electric Utility | Utility | Investor Owned Utility | 1 | X | NG | Non-Renewable | 0 | 199.4 | 0 | 1 | DFO
Operable | 3046 | Duke Energy Progress - (NC) |  | 7805 | Sherwood H Smith Jr Energy Complex | NC | Vertical | Richmond | 2 | Natural Gas Fired Combustion Turbine | GT |  | S | X | X |  |  | 199.4 | 0.85 | 164 | 192 | 100 | N |  |  | OP | X | 5 | 2001 | 2001 |  |  | N | Electric Utility | Utility | Investor Owned Utility | 1 | X | NG | Non-Renewable | 0 | 199.4 | 0 | 1 | DFO
Operable | 3046 | Duke Energy Progress - (NC) |  | 7805 | Sherwood H Smith Jr Energy Complex | NC | Vertical | Richmond | 3 | Natural Gas Fired Combustion Turbine | GT |  | S | X | X |  |  | 199.4 | 0.85 | 160 | 192 | 100 | N |  |  | OP | X | 5 | 2001 | 2001 |  |  | N | Electric Utility | Utility | Investor Owned Utility | 1 | X | NG | Non-Renewable | 0 | 199.4 | 0 | 1 | DFO
Operable | 3046 | Duke Energy Progress - (NC) |  | 7805 | Sherwood H Smith Jr Energy Complex | NC | Vertical | Richmond | 4 | Natural Gas Fired Combustion Turbine | GT |  | S | X | X |  |  | 199.4 | 0.85 | 159 | 192 | 100 | N |  |  | OP | X | 5 | 2001 | 2001 |  |  | N | Electric Utility | Utility | Investor Owned Utility | 1 | X | NG | Non-Renewable | 0 | 199.4 | 0 | 1 | DFO
Operable | 3046 | Duke Energy Progress - (NC) |  | 7805 | Sherwood H Smith Jr Energy Complex | NC | Vertical | Richmond | 10 | Natural Gas Fired Combined Cycle | CT | 2 | S | X | Y |  |  | 191.2 | 0.85 | 178 | 215 | 178 | N |  |  | OP | X | 6 | 2011 | 2011 |  |  | N | Electric Utility | Utility | Investor Owned Utility | 1 | X | NG | Non-Renewable | 0 | 191.2 | 0 | 1 | DFO
Operable | 3046 | Duke Energy Progress - (NC) |  | 7805 | Sherwood H Smith Jr Energy Complex | NC | Vertical | Richmond | 6 | Natural Gas Fired Combustion Turbine | GT |  | S | X | X |  |  | 199.4 | 0.85 | 152 | 192 | 100 | N |  |  | OP | X | 6 | 2002 | 2002 |  |  | N | Electric Utility | Utility | Investor Owned Utility | 1 | X | NG | Non-Renewable | 0 | 199.4 | 0 | 1 | DFO
Operable | 3046 | Duke Energy Progress - (NC) |  | 7805 | Sherwood H Smith Jr Energy Complex | NC | Vertical | Richmond | 7 | Natural Gas Fired Combined Cycle | CT | 1 | S | X | Y |  |  | 199.4 | 0.85 | 152 | 193 | 152 | N |  |  | OP | X | 6 | 2002 | 2002 |  |  | N | Electric Utility | Utility | Investor Owned Utility | 1 | X | NG | Non-Renewable | 0 | 199.4 | 0 | 1 | DFO
Operable | 3046 | Duke Energy Progress - (NC) |  | 7805 | Sherwood H Smith Jr Energy Complex | NC | Vertical | Richmond | 8 | Natural Gas Fired Combined Cycle | CT | 1 | S | X | Y |  |  | 199.4 | 0.85 | 152 | 193 | 152 | N |  |  | OP | X | 6 | 2002 | 2002 |  |  | N | Electric Utility | Utility | Investor Owned Utility | 1 | X | NG | Non-Renewable | 0 | 199.4 | 0 | 1 | DFO
Operable | 3046 | Duke Energy Progress - (NC) |  | 7805 | Sherwood H Smith Jr Energy Complex | NC | Vertical | Richmond | 9 | Natural Gas Fired Combined Cycle | CT | 2 | S | X | Y |  |  | 191.2 | 0.85 | 178 | 215 | 178 | N |  |  | OP | X | 6 | 2011 | 2011 |  |  | N | Electric Utility | Utility | Investor Owned Utility | 1 | X | NG | Non-Renewable | 0 | 191.2 | 0 | 1 | DFO
Operable | 3046 | Duke Energy Progress - (NC) |  | 7805 | Sherwood H Smith Jr Energy Complex | NC | Vertical | Richmond | ST4 | Natural Gas Fired Combined Cycle | CA | 1 | S | N | X |  |  | 195.5 | 0.85 | 171 | 184 | 171 | N |  |  | OP | X | 6 | 2002 | 2002 |  |  | N | Electric Utility | Utility | Investor Owned Utility | 1 | X | NG | Non-Renewable | 0 | 195.5 | 0 | 1 | DFO
Operable | 3046 | Duke Energy Progress - (NC) |  | 7805 | Sherwood H Smith Jr Energy Complex | NC | Vertical | Richmond | ST5 | Natural Gas Fired Combined Cycle | CA | 2 | S | Y | X |  |  | 271.1 | 0.85 | 252 | 250 | 252 | N |  |  | OP | X | 6 | 2011 | 2011 |  |  | N | Electric Utility | Utility | Investor Owned Utility | 1 | X | NG | Non-Renewable | 0 | 271.1 | 0 | 1 | DFO
Operable | 3046 | Duke Energy Progress - (NC) |  | 58215 | Lee Combined Cycle Plant | NC | Vertical | Wayne | 1A | Natural Gas Fired Combined Cycle | CT | CC1 | S | X | Y |  |  | 221 | 0.85 | 170 | 225 | 170 | N |  |  | OP | X | 12 | 2012 | 2012 |  |  | N | Electric Utility | Utility | Investor Owned Utility | 1 | X | NG | Non-Renewable | 0 | 221 | 0 | 1 | DFO
Operable | 3046 | Duke Energy Progress - (NC) |  | 58215 | Lee Combined Cycle Plant | NC | Vertical | Wayne | 1B | Natural Gas Fired Combined Cycle | CT | CC1 | S | X | Y |  |  | 221 | 0.85 | 170 | 225 | 170 | N |  |  | OP | X | 12 | 2012 | 2012 |  |  | N | Electric Utility | Utility | Investor Owned Utility | 1 | X | NG | Non-Renewable | 0 | 221 | 0 | 1 | DFO
Operable | 3046 | Duke Energy Progress - (NC) |  | 58215 | Lee Combined Cycle Plant | NC | Vertical | Wayne | 1C | Natural Gas Fired Combined Cycle | CT | CC1 | S | X | Y |  |  | 221 | 0.85 | 170 | 225 | 170 | N |  |  | OP | X | 12 | 2012 | 2012 |  |  | N | Electric Utility | Utility | Investor Owned Utility | 1 | X | NG | Non-Renewable | 0 | 221 | 0 | 1 | DFO
Operable | 3046 | Duke Energy Progress - (NC) |  | 58215 | Lee Combined Cycle Plant | NC | Vertical | Wayne | ST1 | Natural Gas Fired Combined Cycle | CA | CC1 | S | Y | X |  |  | 405 | 0.85 | 378 | 379 | 378 | N |  |  | OP | X | 12 | 2012 | 2012 |  |  | N | Electric Utility | Utility | Investor Owned Utility | 1 | X | NG | Non-Renewable | 0 | 405 | 0 | 1 | DFO
Operable | 3046 | Duke Energy Progress - (NC) |  | 58697 | L V Sutton Combined Cycle | NC | Vertical | New Hanover | CA1 | Natural Gas Fired Combined Cycle | CA | 1 | S | Y | X |  |  | 288 | 0.85 | 268 | 271 | 268 | N |  |  | OP | X | 11 | 2013 | 2013 |  |  | N | Electric Utility | Utility | Investor Owned Utility | 1 | X | NG | Non-Renewable | 0 | 288 | 0 | 1 | DFO
Operable | 3046 | Duke Energy Progress - (NC) |  | 58697 | L V Sutton Combined Cycle | NC | Vertical | New Hanover | CT004 | Natural Gas Fired Combustion Turbine | GT |  | S | X | X |  |  | 60.5 | 0.85 | 42 | 49 | 15 | N |  |  | OP | X | 7 | 2017 | 2017 |  |  | N | Electric Utility | Utility | Investor Owned Utility | 1 | X | NG | Non-Renewable | 0 | 60.5 | 0 | 1 | DFO
Operable | 3046 | Duke Energy Progress - (NC) |  | 58697 | L V Sutton Combined Cycle | NC | Vertical | New Hanover | CT005 | Natural Gas Fired Combustion Turbine | GT |  | S | X | X |  |  | 60.5 | 0.85 | 42 | 48 | 15 | N |  |  | OP | X | 7 | 2017 | 2017 |  |  | N | Electric Utility | Utility | Investor Owned Utility | 1 | X | NG | Non-Renewable | 0 | 60.5 | 0 | 1 | DFO
Operable | 3046 | Duke Energy Progress - (NC) |  | 58697 | L V Sutton Combined Cycle | NC | Vertical | New Hanover | CT1 | Natural Gas Fired Combined Cycle | CT | 1 | S | X | Y |  |  | 221 | 0.85 | 173 | 224 | 173 | N |  |  | OP | X | 11 | 2013 | 2013 |  |  | N | Electric Utility | Utility | Investor Owned Utility | 1 | X | NG | Non-Renewable | 0 | 221 | 0 | 1 | DFO
Operable | 3046 | Duke Energy Progress - (NC) |  | 58697 | L V Sutton Combined Cycle | NC | Vertical | New Hanover | CT2 | Natural Gas Fired Combined Cycle | CT | 1 | S | X | Y |  |  | 221 | 0.85 | 173 | 224 | 173 | N |  |  | OP | X | 11 | 2013 | 2013 |  |  | N | Electric Utility | Utility | Investor Owned Utility | 1 | X | NG | Non-Renewable | 0 | 221 | 0 | 1 | DFO
Operable | 3046 | Duke Energy Progress - (NC) |  | 58848 | Warsaw Farm | NC | Vertical | Duplin | 1 | Solar Photovoltaic | PV |  | S | X | X |  |  | 65 |  | 65 | 65 |  | N |  |  | OP | X | 12 | 2015 | 2015 |  |  | N | Electric Utility | Utility | Investor Owned Utility | 1 | X | SUN | Renewable | 65 | 0 | 1 | 0
Operable | 3046 | Duke Energy Progress - (NC) |  | 59117 | DD Fayetteville Solar NC LLC | NC | Vertical | Bladen | PV1 | Solar Photovoltaic | PV |  | S | X | X |  |  | 23.1 |  | 23.1 | 23.1 |  | N |  |  | OP | X | 11 | 2015 | 2015 |  |  | N | Electric Utility | Utility | Investor Owned Utility | 1 | X | SUN | Renewable | 23.1 | 0 | 1 | 0
Operable | 3046 | Duke Energy Progress - (NC) |  | 59164 | Elm City Solar Facility | NC | Vertical | Wilson | NSC 1 | Solar Photovoltaic | PV |  | S | X | X |  |  | 40 |  | 40 | 40 |  | N |  |  | OP | X | 3 | 2016 | 2016 |  |  | N | Electric Utility | Utility | Investor Owned Utility | 1 | X | SUN | Renewable | 40 | 0 | 1 | 0
Operable | 3046 | Duke Energy Progress - (NC) |  | 59966 | Camp Lejeune Solar and Energy Storage | NC | Vertical | Onslow | ES1 | Batteries | BA |  | S | X | X |  |  | 11 |  | 11 | 11 |  | N |  |  | OS | X | 3 | 2023 | 2023 |  |  | N | Electric Utility | Utility | Investor Owned Utility | 1 | X | MWH | Other | 0 | 0 | 0 | 0
Operable | 3046 | Duke Energy Progress - (NC) |  | 59966 | Camp Lejeune Solar and Energy Storage | NC | Vertical | Onslow | PV1 | Solar Photovoltaic | PV |  | S | X | X |  |  | 12.8 |  | 12.8 | 12.8 |  | N |  |  | OP | X | 12 | 2015 | 2015 |  |  | N | Electric Utility | Utility | Investor Owned Utility | 1 | X | SUN | Renewable | 12.8 | 0 | 1 | 0
Operable | 3046 | Duke Energy Progress - (NC) |  | 63064 | Asheville-Rock Hill Battery | NC | Vertical | Buncombe | ES1 | Batteries | BA |  | S | X | X |  |  | 8.8 |  | 8.8 | 8.8 | 8.8 | N |  |  | OP | X | 8 | 2020 | 2020 |  |  | N | Electric Utility | Utility | Investor Owned Utility | 1 | X | MWH | Other | 0 | 0 | 0 | 0
Operable | 3046 | Duke Energy Progress - (NC) |  | 64640 | Hot Springs Energy Storage & Microgrid | NC | Vertical | Madison | ES1 | Batteries | BA |  | S | X | X |  |  | 4.4 |  | 4.4 | 4.4 |  | N |  |  | OP | X | 7 | 2022 | 2022 |  |  | N | Electric Utility | Utility | Investor Owned Utility | 1 | X | MWH | Other | 0 | 0 | 0 | 0
Operable | 3046 | Duke Energy Progress - (NC) |  | 64640 | Hot Springs Energy Storage & Microgrid | NC | Vertical | Madison | PV1 | Solar Photovoltaic | PV |  | S | X | X |  |  | 1.9 |  | 1.9 | 1.9 |  | N |  |  | OP | X | 7 | 2022 | 2022 |  |  | N | Electric Utility | Utility | Investor Owned Utility | 1 | X | SUN | Renewable | 1.9 | 0 | 1 | 0
Operable | 65411 | Duke Energy Renewables Services |  | 56651 | North Allegheny Windpower Project | PA | Restructured | Blair | 1 | Onshore Wind Turbine | WT |  | W | X | X |  |  | 75 |  | 75 | 75 | 0.1 | N |  |  | OP | X | 9 | 2009 | 2009 |  |  | N | IPP Non-CHP | IPP | IPP | 2 | X | WND | Renewable | 75 | 0 | 1 | 0
Operable | 65411 | Duke Energy Renewables Services |  | 56959 | Ocotillo Windpower | TX | Restructured | Howard | OWF | Onshore Wind Turbine | WT |  | W | X | X |  |  | 58.8 |  | 58.8 | 58.8 | 0.1 | N |  |  | OP | X | 9 | 2008 | 2008 |  |  | N | IPP Non-CHP | IPP | IPP | 2 | X | WND | Renewable | 58.8 | 0 | 1 | 0
Operable | 65411 | Duke Energy Renewables Services |  | 56960 | Happy Jack Windpower Project | WY | Vertical | Laramie | HJW01 | Onshore Wind Turbine | WT |  | W | X | X |  |  | 29.4 |  | 29.4 | 29.4 | 0.1 | N |  |  | OP | X | 8 | 2008 | 2008 |  |  | N | IPP Non-CHP | IPP | IPP | 2 | X | WND | Renewable | 29.4 | 0 | 1 | 0
Operable | 65411 | Duke Energy Renewables Services |  | 56961 | Notrees Windpower Hybrid | TX | Restructured | Ector | BATT | Batteries | BA |  | J | X | X |  |  | 36 |  | 36 | 36 | 0 | N |  |  | OP | X | 12 | 2012 | 2012 |  |  | N | IPP Non-CHP | IPP | IPP | 2 | X | MWH | Other | 0 | 0 | 0 | 0
Operable | 65411 | Duke Energy Renewables Services |  | 56961 | Notrees Windpower Hybrid | TX | Restructured | Ector | GE | Onshore Wind Turbine | WT |  | J | X | X |  |  | 60 |  | 60 | 60 | 0.1 | N |  |  | OP | X | 4 | 2009 | 2009 |  |  | N | IPP Non-CHP | IPP | IPP | 2 | X | WND | Renewable | 60 | 0 | 1 | 0
Operable | 65411 | Duke Energy Renewables Services |  | 56961 | Notrees Windpower Hybrid | TX | Restructured | Ector | VESTA | Onshore Wind Turbine | WT |  | J | X | X |  |  | 92.5 |  | 92.5 | 92.5 | 0.1 | N |  |  | OP | X | 4 | 2009 | 2009 |  |  | N | IPP Non-CHP | IPP | IPP | 2 | X | WND | Renewable | 92.5 | 0 | 1 | 0
Operable | 65411 | Duke Energy Renewables Services |  | 57090 | Campbell Hill Windpower | WY | Vertical | Converse | CHWF | Onshore Wind Turbine | WT |  | S | X | X |  |  | 99 |  | 99 | 99 | 0.1 | N |  |  | OP | X | 12 | 2009 | 2009 |  |  | N | IPP Non-CHP | IPP | IPP | 2 | X | WND | Renewable | 99 | 0 | 1 | 0
Operable | 65411 | Duke Energy Renewables Services |  | 57091 | Silver Sage Windpower | WY | Vertical | Laramie | SSW01 | Onshore Wind Turbine | WT |  | S | X | X |  |  | 42 |  | 42 | 42 | 0.1 | N |  |  | OP | X | 10 | 2009 | 2009 |  |  | N | IPP Non-CHP | IPP | IPP | 2 | X | WND | Renewable | 42 | 0 | 1 | 0
Operable | 65411 | Duke Energy Renewables Services |  | 57197 | Blue Wing Solar Energy Generation | TX | Restructured | Bexar | 1 | Solar Photovoltaic | PV |  | S | X | X |  |  | 13.9 |  | 13.5 | 13.5 |  | N |  |  | OP | X | 11 | 2010 | 2010 |  |  | N | IPP Non-CHP | IPP | IPP | 2 | X | SUN | Renewable | 13.9 | 0 | 1 | 0
Operable | 65411 | Duke Energy Renewables Services |  | 57200 | Shelby Solar Energy Generation Facility | NC | Vertical | Cleveland | 1 | Solar Photovoltaic | PV |  | S | X | X |  |  | 0.9 |  | 0.9 | 0.9 |  | N |  |  | OP | X | 5 | 2010 | 2010 |  |  | N | IPP Non-CHP | IPP | IPP | 2 | X | SUN | Renewable | 0.9 | 0 | 1 | 0
Operable | 65411 | Duke Energy Renewables Services |  | 57244 | Kit Carson Windpower | CO | Vertical | Kit Carson | KCW | Onshore Wind Turbine | WT |  | S | X | X |  |  | 51 |  | 51 | 51 | 0.1 | N |  |  | OP | X | 11 | 2010 | 2010 |  |  | N | IPP Non-CHP | IPP | IPP | 2 | X | WND | Renewable | 51 | 0 | 1 | 0
Operable | 65411 | Duke Energy Renewables Services |  | 57327 | Top of the World Windpower Project | WY | Vertical | Converse | TOTW1 | Onshore Wind Turbine | WT |  | S | X | X |  |  | 200 |  | 200 | 200 | 0.1 | N |  |  | OP | X | 10 | 2010 | 2010 |  |  | N | IPP Non-CHP | IPP | IPP | 2 | X | WND | Renewable | 200 | 0 | 1 | 0
Operable | 65411 | Duke Energy Renewables Services |  | 57402 | Taylorsville Solar LLC | NC | Vertical | Alexander | TAY1 | Solar Photovoltaic | PV |  | S | X | X |  |  | 1 |  | 1 | 1 |  | N |  |  | OP | X | 10 | 2010 | 2010 |  |  | N | IPP Non-CHP | IPP | IPP | 2 | X | SUN | Renewable | 1 | 0 | 1 | 0
Operable | 65411 | Duke Energy Renewables Services |  | 57435 | Solar Star North Carolina II LLC | NC | Vertical | Hertford | 1 | Solar Photovoltaic | PV |  | S | X | X |  |  | 1.3 |  | 1 | 1 |  | N |  |  | OP | X | 12 | 2011 | 2011 |  |  | N | IPP Non-CHP | IPP | IPP | 2 | X | SUN | Renewable | 1.3 | 0 | 1 | 0
Operable | 65411 | Duke Energy Renewables Services |  | 57435 | Solar Star North Carolina II LLC | NC | Vertical | Hertford | 2 | Solar Photovoltaic | PV |  | S | X | X |  |  | 1.3 |  | 1 | 1 |  | N |  |  | OP | X | 12 | 2011 | 2011 |  |  | N | IPP Non-CHP | IPP | IPP | 2 | X | SUN | Renewable | 1.3 | 0 | 1 | 0
Operable | 65411 | Duke Energy Renewables Services |  | 57435 | Solar Star North Carolina II LLC | NC | Vertical | Hertford | 3 | Solar Photovoltaic | PV |  | S | X | X |  |  | 1.3 |  | 1 | 1 |  | N |  |  | OP | X | 12 | 2011 | 2011 |  |  | N | IPP Non-CHP | IPP | IPP | 2 | X | SUN | Renewable | 1.3 | 0 | 1 | 0
Operable | 65411 | Duke Energy Renewables Services |  | 57435 | Solar Star North Carolina II LLC | NC | Vertical | Hertford | 4 | Solar Photovoltaic | PV |  | S | X | X |  |  | 1.3 |  | 1 | 1 |  | N |  |  | OP | X | 12 | 2011 | 2011 |  |  | N | IPP Non-CHP | IPP | IPP | 2 | X | SUN | Renewable | 1.3 | 0 | 1 | 0
Operable | 65411 | Duke Energy Renewables Services |  | 57435 | Solar Star North Carolina II LLC | NC | Vertical | Hertford | 5 | Solar Photovoltaic | PV |  | S | X | X |  |  | 1.3 |  | 1 | 1 |  | N |  |  | OP | X | 12 | 2011 | 2011 |  |  | N | IPP Non-CHP | IPP | IPP | 2 | X | SUN | Renewable | 1.3 | 0 | 1 | 0
Operable | 65411 | Duke Energy Renewables Services |  | 57461 | Martins Creek Solar NC, LLC | NC | Vertical | Cherokee | 1 | Solar Photovoltaic | PV |  | S | X | X |  |  | 0.9 |  | 0.9 | 0.9 |  | N |  |  | OP | X | 3 | 2011 | 2011 |  |  | N | IPP Non-CHP | IPP | IPP | 2 | X | SUN | Renewable | 0.9 | 0 | 1 | 0
Operable | 65411 | Duke Energy Renewables Services |  | 57553 | Shirley Wind | WI | Vertical | Brown | 1 | Onshore Wind Turbine | WT |  | S | X | X |  |  | 20 |  | 20 | 20 | 0.1 | N |  |  | OP | X | 11 | 2010 | 2010 |  |  | N | IPP Non-CHP | IPP | IPP | 2 | X | WND | Renewable | 20 | 0 | 1 | 0
Operable | 65411 | Duke Energy Renewables Services |  | 57559 | Sunset Reservoir North Basin | CA | Vertical | San Francisco | 1 | Solar Photovoltaic | PV |  | S | X | X |  |  | 4.5 |  | 4.5 | 4.5 |  | N |  |  | OP | X | 9 | 2010 | 2010 |  |  | N | IPP Non-CHP | IPP | IPP | 2 | X | SUN | Renewable | 4.5 | 0 | 1 | 0
Operable | 65411 | Duke Energy Renewables Services |  | 57565 | RP-Orlando, LLC | FL | Vertical | Orange | 1 | Solar Photovoltaic | PV |  | S | X | X |  |  | 5.1 |  | 5.1 | 5.1 |  | N |  |  | OP | X | 12 | 2011 | 2011 |  |  | N | IPP Non-CHP | IPP | IPP | 2 | X | SUN | Renewable | 5.1 | 0 | 1 | 0
Operable | 65411 | Duke Energy Renewables Services |  | 57639 | Ironwood Wind | KS | Vertical | Ford | 1 | Onshore Wind Turbine | WT |  | J | X | X |  |  | 167.9 |  | 167.9 | 167.9 | 0.1 | N |  |  | OP | X | 8 | 2012 | 2012 |  |  | N | IPP Non-CHP | IPP | IPP | 2 | X | WND | Renewable | 167.9 | 0 | 1 | 0
Operable | 65411 | Duke Energy Renewables Services |  | 57659 | East Blackland Solar Project 1 | TX | Restructured | Travis | PSF | Solar Photovoltaic | PV |  | S | X | X |  |  | 144 |  | 144 | 144 |  | N |  |  | OP | X | 7 | 2021 | 2021 |  |  | N | IPP Non-CHP | IPP | IPP | 2 | X | SUN | Renewable | 144 | 0 | 1 | 0
Operable | 65411 | Duke Energy Renewables Services |  | 57663 | Cimarron Windpower II | KS | Vertical | Gray | 1 | Onshore Wind Turbine | WT |  | J | X | X |  |  | 131 |  | 131 | 131 | 0.1 | N |  |  | OP | X | 6 | 2012 | 2012 |  |  | N | IPP Non-CHP | IPP | IPP | 2 | X | WND | Renewable | 131 | 0 | 1 | 0
Operable | 65411 | Duke Energy Renewables Services |  | 57677 | Murphy Farm Power, LLC | NC | Vertical | Cherokee | 1 | Solar Photovoltaic | PV |  | S | X | X |  |  | 0.9 |  | 0.9 | 0.9 |  | N |  |  | OP | X | 5 | 2011 | 2011 |  |  | N | IPP Non-CHP | IPP | IPP | 2 | X | SUN | Renewable | 0.9 | 0 | 1 | 0
Operable | 65411 | Duke Energy Renewables Services |  | 57687 | CS Murphy Point, LLC | NC | Vertical | Cherokee | 1 | Solar Photovoltaic | PV |  | S | X | X |  |  | 0.9 |  | 0.9 | 0.9 |  | N |  |  | OP | X | 8 | 2011 | 2011 |  |  | N | IPP Non-CHP | IPP | IPP | 2 | X | SUN | Renewable | 0.9 | 0 | 1 | 0
Operable | 65411 | Duke Energy Renewables Services |  | 57744 | Laurel Hill Wind | PA | Restructured | Lycoming | 1 | Onshore Wind Turbine | WT |  | S | X | X |  |  | 69 |  | 69 | 69 | 0.1 | N |  |  | OP | X | 9 | 2012 | 2012 |  |  | N | IPP Non-CHP | IPP | IPP | 2 | X | WND | Renewable | 69 | 0 | 1 | 0
Operable | 65411 | Duke Energy Renewables Services |  | 57751 | Los Vientos Wind 1A | TX | Restructured | Cameron | 1 | Onshore Wind Turbine | WT |  | S | X | X |  |  | 200 |  | 200 | 200 | 0.1 | N |  |  | OP | X | 12 | 2012 | 2012 |  |  | N | IPP Non-CHP | IPP | IPP | 2 | X | WND | Renewable | 200 | 0 | 1 | 0
Operable | 65411 | Duke Energy Renewables Services |  | 57752 | Los Vientos Wind 1B | TX | Restructured | Cameron | 1 | Onshore Wind Turbine | WT |  | S | X | X |  |  | 201.6 |  | 201.6 | 201.6 | 0.1 | N |  |  | OP | X | 12 | 2012 | 2012 |  |  | N | IPP Non-CHP | IPP | IPP | 2 | X | WND | Renewable | 201.6 | 0 | 1 | 0
Operable | 65411 | Duke Energy Renewables Services |  | 57790 | RE Bagdad Solar I LLC | AZ | Vertical | Yavapai | 1 | Solar Photovoltaic | PV |  | S | X | X |  |  | 14.9 |  | 14.9 | 14.9 |  | N |  |  | OP | X | 12 | 2011 | 2011 |  |  | N | IPP Non-CHP | IPP | IPP | 2 | X | SUN | Renewable | 14.9 | 0 | 1 | 0
Operable | 65411 | Duke Energy Renewables Services |  | 57795 | RE Ajo 1 LLC | AZ | Vertical | Pima | 1 | Solar Photovoltaic | PV |  | S | X | X |  |  | 4.5 |  | 4.5 | 4.5 |  | N |  |  | OP | X | 8 | 2011 | 2011 |  |  | N | IPP Non-CHP | IPP | IPP | 2 | X | SUN | Renewable | 4.5 | 0 | 1 | 0
Operable | 65411 | Duke Energy Renewables Services |  | 58042 | Black Mountain Solar LLC | AZ | Vertical | Mohave | 1 | Solar Photovoltaic | PV |  | S | X | X |  |  | 9 |  | 9 | 9 |  | N |  |  | OP | X | 12 | 2012 | 2012 |  |  | N | IPP Non-CHP | IPP | IPP | 2 | X | SUN | Renewable | 9 | 0 | 1 | 0
Operable | 65411 | Duke Energy Renewables Services |  | 58135 | Washington White Post Solar LLC | NC | Vertical | Beaufort | 1 | Solar Photovoltaic | PV |  | S | X | X |  |  | 12.4 |  | 12.4 | 12.4 |  | N |  |  | OP | X | 12 | 2012 | 2012 |  |  | N | IPP Non-CHP | IPP | IPP | 2 | X | SUN | Renewable | 12.4 | 0 | 1 | 0
Operable | 65411 | Duke Energy Renewables Services |  | 58227 | SEPV9 Power Plant | CA | Vertical | San Bernardino | SPV9 | Solar Photovoltaic | PV |  | S | X | X |  |  | 9 |  | 8.5 | 8.8 |  | N |  |  | OP | X | 6 | 2013 | 2013 |  |  | N | IPP Non-CHP | IPP | IPP | 2 | X | SUN | Renewable | 9 | 0 | 1 | 0
Operable | 65411 | Duke Energy Renewables Services |  | 58234 | SEPV 8 | CA | Vertical | San Bernardino | SPV8 | Solar Photovoltaic | PV |  | S | X | X |  |  | 12 |  | 11.8 | 11.8 |  | N |  |  | OP | X | 6 | 2013 | 2013 |  |  | N | IPP Non-CHP | IPP | IPP | 2 | X | SUN | Renewable | 12 | 0 | 1 | 0
Operable | 65411 | Duke Energy Renewables Services |  | 58842 | Gato Montes Solar, LLC | AZ | Vertical | Pima | 1 | Solar Photovoltaic | PV |  | S | X | X |  |  | 5 |  | 5 | 5 |  | N |  |  | OP | X | 12 | 2012 | 2012 |  |  | N | IPP Non-CHP | IPP | IPP | 2 | X | SUN | Renewable | 5 | 0 | 1 | 0
Operable | 65411 | Duke Energy Renewables Services |  | 58843 | Bethel Price Solar, LLC | NC | Vertical | Pitt | 1 | Solar Photovoltaic | PV |  | S | X | X |  |  | 5 |  | 3.2 | 3.2 |  | N |  |  | OP | X | 12 | 2014 | 2014 |  |  | N | IPP Non-CHP | IPP | IPP | 2 | X | SUN | Renewable | 5 | 0 | 1 | 0
Operable | 65411 | Duke Energy Renewables Services |  | 58844 | Dogwood Solar, LLC | NC | Vertical | Halifax | 1 | Solar Photovoltaic | PV |  | S | X | X |  |  | 20 |  | 20 | 20 |  | N |  |  | OP | X | 11 | 2014 | 2014 |  |  | N | IPP Non-CHP | IPP | IPP | 2 | X | SUN | Renewable | 20 | 0 | 1 | 0
Operable | 65411 | Duke Energy Renewables Services |  | 58845 | Washington Airport Solar LLC | NC | Vertical | Beaufort | 1 | Solar Photovoltaic | PV |  | S | X | X |  |  | 5 |  | 5 | 5 |  | N |  |  | OP | X | 2 | 2014 | 2014 |  |  | N | IPP Non-CHP | IPP | IPP | 2 | X | SUN | Renewable | 5 | 0 | 1 | 0
Operable | 65411 | Duke Energy Renewables Services |  | 58846 | Washington Millfield Solar, LLC | NC | Vertical | Beaufort | 1 | Solar Photovoltaic | PV |  | S | X | X |  |  | 5 |  | 5 | 5 |  | N |  |  | OP | X | 12 | 2013 | 2013 |  |  | N | IPP Non-CHP | IPP | IPP | 2 | X | SUN | Renewable | 5 | 0 | 1 | 0
Operable | 65411 | Duke Energy Renewables Services |  | 58847 | Windsor Cooper HIill Solar, LLC | NC | Vertical | Bertie | 1 | Solar Photovoltaic | PV |  | S | X | X |  |  | 5 |  | 5 | 5 |  | N |  |  | OP | X | 8 | 2015 | 2015 |  |  | N | IPP Non-CHP | IPP | IPP | 2 | X | SUN | Renewable | 5 | 0 | 1 | 0
Operable | 65411 | Duke Energy Renewables Services |  | 58943 | Halifax | NC | Vertical | Halifax | 1 | Solar Photovoltaic | PV |  | S | X | X |  |  | 20 |  | 20 | 20 |  | N |  |  | OP | X | 12 | 2014 | 2014 |  |  | N | IPP Non-CHP | IPP | IPP | 2 | X | SUN | Renewable | 20 | 0 | 1 | 0
Operable | 65411 | Duke Energy Renewables Services |  | 59155 | Shawboro PV1 | NC | Vertical | Currituck | SHAW1 | Solar Photovoltaic | PV |  | W | X | X |  |  | 20 |  | 20 | 20 |  | N |  |  | OP | X | 10 | 2015 | 2015 |  |  | N | IPP Non-CHP | IPP | IPP | 2 | X | SUN | Renewable | 20 | 0 | 1 | 0
Operable | 65411 | Duke Energy Renewables Services |  | 59175 | Woodland Solar | NC | Vertical | Northampton | 5MWPV | Solar Photovoltaic | PV |  | W | X | X |  |  | 5 |  | 5 | 5 |  | N |  |  | OP | X | 4 | 2016 | 2016 |  |  | N | IPP Non-CHP | IPP | IPP | 2 | X | SUN | Renewable | 5 | 0 | 1 | 0
Operable | 65411 | Duke Energy Renewables Services |  | 59177 | Winton Solar | NC | Vertical | Hertford | 5MWPV | Solar Photovoltaic | PV |  | W | X | X |  |  | 5 |  | 5 | 5 |  | N |  |  | OP | X | 2 | 2016 | 2016 |  |  | N | IPP Non-CHP | IPP | IPP | 2 | X | SUN | Renewable | 5 | 0 | 1 | 0
Operable | 65411 | Duke Energy Renewables Services |  | 59249 | Rio Bravo Solar 1 LLC | CA | Vertical | Kern | PV1 | Solar Photovoltaic | PV |  | W | X | X |  |  | 20 |  | 19.5 | 14.1 |  | N |  |  | OP | X | 12 | 2016 | 2016 |  |  | N | IPP Non-CHP | IPP | IPP | 2 | X | SUN | Renewable | 20 | 0 | 1 | 0
Operable | 65411 | Duke Energy Renewables Services |  | 59250 | Rio Bravo Solar II LLC | CA | Vertical | Kern | PV1 | Solar Photovoltaic | PV |  | W | X | X |  |  | 20 |  | 19.5 | 14.1 |  | N |  |  | OP | X | 12 | 2016 | 2016 |  |  | N | IPP Non-CHP | IPP | IPP | 2 | X | SUN | Renewable | 20 | 0 | 1 | 0
Operable | 65411 | Duke Energy Renewables Services |  | 59251 | Caprock Solar 1 LLC | NM | Vertical | Quay | PV1 | Solar Photovoltaic | PV |  | W | X | X |  |  | 25 |  | 24.4 | 18.8 |  | N |  |  | OP | X | 12 | 2016 | 2016 |  |  | N | IPP Non-CHP | IPP | IPP | 2 | X | SUN | Renewable | 25 | 0 | 1 | 0
Operable | 65411 | Duke Energy Renewables Services |  | 59253 | Wildwood Solar II | CA | Vertical | Kern | PV1 | Solar Photovoltaic | PV |  | W | X | X |  |  | 15 |  | 14.7 | 11.2 |  | N |  |  | OP | X | 1 | 2017 | 2017 |  |  | N | IPP Non-CHP | IPP | IPP | 2 | X | SUN | Renewable | 15 | 0 | 1 | 0
Operable | 65411 | Duke Energy Renewables Services |  | 59320 | Los Vientos Windpower III | TX | Restructured | Starr | GEN1 | Onshore Wind Turbine | WT |  | W | X | X | ERCOT |  | 200 |  | 200 | 200 | 0.1 | N |  |  | OP | X | 4 | 2015 | 2015 |  |  | N | IPP Non-CHP | IPP | IPP | 2 | X | WND | Renewable | 200 | 0 | 1 | 0
Operable | 65411 | Duke Energy Renewables Services |  | 59321 | Los Vientos Windpower IV | TX | Restructured | Starr | GEN1 | Onshore Wind Turbine | WT |  | W | X | X | ERCOT |  | 200 |  | 200 | 200 | 26 | N |  |  | OP | X | 7 | 2016 | 2016 |  |  | N | IPP Non-CHP | IPP | IPP | 2 | X | WND | Renewable | 200 | 0 | 1 | 0
Operable | 65411 | Duke Energy Renewables Services |  | 59322 | Pumpjack Solar I | CA | Vertical | Kern | GEN1 | Solar Photovoltaic | PV |  | W | X | X |  |  | 20 |  | 20 | 20 |  | N |  |  | OP | X | 1 | 2015 | 2015 |  |  | N | IPP Non-CHP | IPP | IPP | 2 | X | SUN | Renewable | 20 | 0 | 1 | 0
Operable | 65411 | Duke Energy Renewables Services |  | 59332 | Mesquite Creek Wind | TX | Restructured | Dawson | MSCRK | Onshore Wind Turbine | WT |  | W | X | X |  |  | 211.2 |  | 211.2 | 211.2 | 0 | N |  |  | OP | X | 4 | 2015 | 2015 |  |  | N | IPP Non-CHP | IPP | IPP | 2 | X | WND | Renewable | 211.2 | 0 | 1 | 0
Operable | 65411 | Duke Energy Renewables Services |  | 59380 | Wildwood Solar I, LLC | CA | Vertical | Kern | WLD1 | Solar Photovoltaic | PV |  | W | X | X |  |  | 19.5 |  | 19.5 | 19.5 |  | N |  |  | OP | X | 2 | 2015 | 2015 |  |  | N | IPP Non-CHP | IPP | IPP | 2 | X | SUN | Renewable | 19.5 | 0 | 1 | 0
Operable | 65411 | Duke Energy Renewables Services |  | 59526 | Whitakers | NC | Vertical | Nash | WHIT1 | Solar Photovoltaic | PV |  | W | X | X |  |  | 12 |  | 12 | 12 |  | N |  |  | OP | X | 12 | 2015 | 2015 |  |  | N | IPP Non-CHP | IPP | IPP | 2 | X | SUN | Renewable | 12 | 0 | 1 | 0
Operable | 65411 | Duke Energy Renewables Services |  | 59527 | Kelford | NC | Vertical | Bertie | KELF1 | Solar Photovoltaic | PV |  | W | X | X |  |  | 20 |  | 20 | 20 |  | N |  |  | OP | X | 12 | 2015 | 2015 |  |  | N | IPP Non-CHP | IPP | IPP | 2 | X | SUN | Renewable | 20 | 0 | 1 | 0
Operable | 65411 | Duke Energy Renewables Services |  | 59530 | Pasquotank | NC | Vertical | Pasquotank | PASQ1 | Solar Photovoltaic | PV |  | W | X | X |  |  | 20 |  | 20 | 20 |  | N |  |  | OP | X | 12 | 2014 | 2014 |  |  | N | IPP Non-CHP | IPP | IPP | 2 | X | SUN | Renewable | 20 | 0 | 1 | 0
Operable | 65411 | Duke Energy Renewables Services |  | 59548 | Creswell Alligood Solar, LLC | NC | Vertical | Washington | CRES1 | Solar Photovoltaic | PV |  | W | X | X |  |  | 14 |  | 14 | 14 |  | N |  |  | OP | X | 5 | 2015 | 2015 |  |  | N | IPP Non-CHP | IPP | IPP | 2 | X | SUN | Renewable | 14 | 0 | 1 | 0
Operable | 65411 | Duke Energy Renewables Services |  | 59549 | Everetts Wildcat Solar, LLC | NC | Vertical | Martin | EVER1 | Solar Photovoltaic | PV |  | W | X | X |  |  | 5 |  | 5 | 5 |  | N |  |  | OP | X | 4 | 2015 | 2015 |  |  | N | IPP Non-CHP | IPP | IPP | 2 | X | SUN | Renewable | 5 | 0 | 1 | 0
Operable | 65411 | Duke Energy Renewables Services |  | 59641 | Garysburg Solar | NC | Vertical | Northampton | 5MWPV | Solar Photovoltaic | PV |  | W | X | X |  |  | 5 |  | 5 | 5 |  | N |  |  | OP | X | 3 | 2016 | 2016 |  |  | N | IPP Non-CHP | IPP | IPP | 2 | X | SUN | Renewable | 5 | 0 | 1 | 0
Operable | 65411 | Duke Energy Renewables Services |  | 59642 | Gaston Solar | NC | Vertical | Northampton | 5MWPV | Solar Photovoltaic | PV |  | W | X | X |  |  | 5 |  | 5 | 5 |  | N |  |  | OP | X | 4 | 2016 | 2016 |  |  | N | IPP Non-CHP | IPP | IPP | 2 | X | SUN | Renewable | 5 | 0 | 1 | 0
Operable | 65411 | Duke Energy Renewables Services |  | 59643 | Seaboard Solar LLC | NC | Vertical | Northampton | 5MWPV | Solar Photovoltaic | PV |  | W | X | X |  |  | 5 |  | 5 | 5 |  | N |  |  | OP | X | 6 | 2016 | 2016 |  |  | N | IPP Non-CHP | IPP | IPP | 2 | X | SUN | Renewable | 5 | 0 | 1 | 0
Operable | 65411 | Duke Energy Renewables Services |  | 59648 | Tarboro Solar | NC | Vertical | Edgecombe | 5MWPV | Solar Photovoltaic | PV |  | W | X | X |  |  | 5 |  | 5 | 5 |  | N |  |  | OP | X | 1 | 2016 | 2016 |  |  | N | IPP Non-CHP | IPP | IPP | 2 | X | SUN | Renewable | 5 | 0 | 1 | 0
Operable | 65411 | Duke Energy Renewables Services |  | 59722 | Seville 1 | CA | Vertical | Imperial | SEV1 | Solar Photovoltaic | PV |  | W | X | X | Imperial Valley 230 bus | Imperial Valley 230 bus | 20 |  | 20 | 20 |  | N |  |  | OP | X | 12 | 2015 | 2015 |  |  | N | IPP Non-CHP | IPP | IPP | 2 | X | SUN | Renewable | 20 | 0 | 1 | 0
Operable | 65411 | Duke Energy Renewables Services |  | 59723 | Seville 2 | CA | Vertical | Imperial | SEV2 | Solar Photovoltaic | PV |  | W | X | X | Imperial Valley 230 bus | Imperial Valley 230 bus | 30 |  | 30 | 30 |  | N |  |  | OP | X | 12 | 2015 | 2015 |  |  | N | IPP Non-CHP | IPP | IPP | 2 | X | SUN | Renewable | 30 | 0 | 1 | 0
Operable | 65411 | Duke Energy Renewables Services |  | 59856 | SoINCPower6, LLC | NC | Vertical | Gates | SUN1 | Solar Photovoltaic | PV |  | W | X | X |  |  | 5 |  | 5 | 5 |  | N |  |  | OP | X | 10 | 2015 | 2015 |  |  | N | IPP Non-CHP | IPP | IPP | 2 | X | SUN | Renewable | 5 | 0 | 1 | 0
Operable | 65411 | Duke Energy Renewables Services |  | 59857 | SoINCPower5, LLC | NC | Vertical | Nash | BAT1 | Solar Photovoltaic | PV |  | W | X | X |  |  | 5 |  | 5 | 5 |  | N |  |  | OP | X | 5 | 2015 | 2015 |  |  | N | IPP Non-CHP | IPP | IPP | 2 | X | SUN | Renewable | 5 | 0 | 1 | 0
Operable | 65411 | Duke Energy Renewables Services |  | 59944 | Conetoe II Solar, LLC | NC | Vertical | Edgecombe | CONE1 | Solar Photovoltaic | PV |  | W | X | X |  |  | 80 |  | 80 | 80 |  | N |  |  | OP | X | 12 | 2015 | 2015 |  |  | N | IPP Non-CHP | IPP | IPP | 2 | X | SUN | Renewable | 80 | 0 | 1 | 0
Operable | 65411 | Duke Energy Renewables Services |  | 60045 | Shoreham Solar Commons | NY | Restructured | Suffolk | GEN1 | Solar Photovoltaic | PV |  | W | X | X |  |  | 24.9 |  | 24.9 | 24.9 |  | N |  |  | OP | X | 7 | 2018 | 2018 |  |  | N | IPP Non-CHP | IPP | IPP | 2 | X | SUN | Renewable | 24.9 | 0 | 1 | 0
Operable | 65411 | Duke Energy Renewables Services |  | 60059 | Los Vientos V Wind Power | TX | Restructured | Starr | 1 | Onshore Wind Turbine | WT |  | W | X | X |  |  | 110 |  | 110 | 110 | 0.1 | N |  |  | OP | X | 12 | 2015 | 2015 |  |  | N | IPP Non-CHP | IPP | IPP | 2 | X | WND | Renewable | 110 | 0 | 1 | 0
Operable | 65411 | Duke Energy Renewables Services |  | 60208 | Long Farm 46 Solar, LLC | NC | Vertical | Northampton | PV1 | Solar Photovoltaic | PV |  | W | X | X |  |  | 5 |  | 5 | 5 |  | N |  |  | OP | X | 2 | 2016 | 2016 |  |  | N | IPP Non-CHP | IPP | IPP | 2 | X | SUN | Renewable | 5 | 0 | 1 | 0
Operable | 65411 | Duke Energy Renewables Services |  | 60218 | Frontier Windpower | OK | Vertical | Kay | FC1 | Onshore Wind Turbine | WT |  | W | X | X |  |  | 200 |  | 200 | 200 | 27 | N |  |  | OP | X | 12 | 2016 | 2016 |  |  | N | IPP Non-CHP | IPP | IPP | 2 | X | WND | Renewable | 200 | 0 | 1 | 0
Operable | 65411 | Duke Energy Renewables Services |  | 60384 | Hertford Solar Farm | NC | Vertical | Perquimans | HERT | Solar Photovoltaic | PV |  | W | X | X |  |  | 5 |  | 5 | 5 |  | N |  |  | OP | X | 1 | 2016 | 2016 |  |  | N | IPP Non-CHP | IPP | IPP | 2 | X | SUN | Renewable | 5 | 0 | 1 | 0
Operable | 65411 | Duke Energy Renewables Services |  | 60485 | Longboat Solar, LLC | CA | Vertical | San Bernardino | PV1 | Solar Photovoltaic | PV |  | W | X | X |  |  | 20 |  | 20 | 20 |  | N |  |  | OP | X | 12 | 2016 | 2016 |  |  | N | IPP Non-CHP | IPP | IPP | 2 | X | SUN | Renewable | 20 | 0 | 1 | 0
Operable | 65411 | Duke Energy Renewables Services |  | 60487 | River Road Solar, LLC | NC | Vertical | Hertford | PV1 | Solar Photovoltaic | PV |  | W | X | X |  |  | 5 |  | 5 | 5 |  | N |  |  | OP | X | 8 | 2016 | 2016 |  |  | N | IPP Non-CHP | IPP | IPP | 2 | X | SUN | Renewable | 5 | 0 | 1 | 0
Operable | 65411 | Duke Energy Renewables Services |  | 60764 | Victory Solar LLC | CO | Vertical | Adams | PV1 | Solar Photovoltaic | PV |  | W | X | X |  |  | 12.8 |  | 12.8 | 12.8 |  | N |  |  | OP | X | 12 | 2016 | 2016 |  |  | N | IPP Non-CHP | IPP | IPP | 2 | X | SUN | Renewable | 12.8 | 0 | 1 | 0
Operable | 65411 | Duke Energy Renewables Services |  | 61962 | Holstein 1 Solar Farm | TX | Restructured | Nolan | HSF01 | Solar Photovoltaic | PV |  | W | X | X |  |  | 200 |  | 200 | 200 |  | N |  |  | OP | X | 6 | 2020 | 2020 |  |  | N | IPP Non-CHP | IPP | IPP | 2 | X | SUN | Renewable | 200 | 0 | 1 | 0
Operable | 65411 | Duke Energy Renewables Services |  | 62141 | Rambler | TX | Restructured | Tom Green | RMBLR | Solar Photovoltaic | PV |  | W | X | X |  |  | 200 |  | 200 | 200 |  | N |  |  | OP | X | 6 | 2020 | 2020 |  |  | N | IPP Non-CHP | IPP | IPP | 2 | X | SUN | Renewable | 200 | 0 | 1 | 0
Operable | 65411 | Duke Energy Renewables Services |  | 62258 | Mesteno | TX | Restructured | Starr | MES | Onshore Wind Turbine | WT |  | W | X | X |  |  | 201.6 |  | 200 | 200 | 3 | N |  |  | OP | X | 12 | 2019 | 2019 |  |  | N | IPP Non-CHP | IPP | IPP | 2 | X | WND | Renewable | 201.6 | 0 | 1 | 0
Operable | 65411 | Duke Energy Renewables Services |  | 62448 | Lapetus | TX | Restructured | Andrews | LAP | Solar Photovoltaic | PV |  | W | X | X |  |  | 100 |  | 100 | 100 |  | N |  |  | OP | X | 12 | 2019 | 2019 |  |  | N | IPP Non-CHP | IPP | IPP | 2 | X | SUN | Renewable | 100 | 0 | 1 | 0
Operable | 65411 | Duke Energy Renewables Services |  | 62495 | Palmer Solar | CO | Vertical | El Paso | 20181 | Solar Photovoltaic | PV |  | W | X | X |  |  | 60 |  | 60 | 60 |  | N |  |  | OP | X | 4 | 2020 | 2020 |  |  | N | IPP Non-CHP | IPP | IPP | 2 | X | SUN | Renewable | 60 | 0 | 1 | 0
Operable | 65411 | Duke Energy Renewables Services |  | 62820 | Stony Knoll Solar, LLC | NC | Vertical | Surry | GEN1 | Solar Photovoltaic | PV |  | W | X | X |  |  | 22.6 |  | 22.6 | 22.6 |  | N |  |  | OP | X | 3 | 2022 | 2022 |  |  | N | IPP Non-CHP | IPP | IPP | 2 | X | SUN | Renewable | 22.6 | 0 | 1 | 0
Operable | 65411 | Duke Energy Renewables Services |  | 62821 | Speedway Solar NC, LLC | NC | Vertical | Cabarrus | GEN1 | Solar Photovoltaic | PV |  | W | X | X |  |  | 22.6 |  | 22.6 | 22.6 |  | N |  |  | OP | X | 12 | 2021 | 2021 |  |  | N | IPP Non-CHP | IPP | IPP | 2 | X | SUN | Renewable | 22.6 | 0 | 1 | 0
Operable | 65411 | Duke Energy Renewables Services |  | 62822 | Broad River Solar, LLC | NC | Vertical | Cleveland | GEN1 | Solar Photovoltaic | PV |  | W | X | X |  |  | 50 |  | 50 | 50 |  | N |  |  | OP | X | 12 | 2021 | 2021 |  |  | N | IPP Non-CHP | IPP | IPP | 2 | X | SUN | Renewable | 50 | 0 | 1 | 0
Operable | 65411 | Duke Energy Renewables Services |  | 62836 | Maryneal Windpower | TX | Restructured | Nolan | MNW | Onshore Wind Turbine | WT |  | W | X | X |  |  | 182.4 |  | 182.4 | 182.4 | 0.1 | N |  |  | OP | X | 7 | 2021 | 2021 |  |  | N | IPP Non-CHP | IPP | IPP | 2 | X | WND | Renewable | 182.4 | 0 | 1 | 0
Operable | 65411 | Duke Energy Renewables Services |  | 62837 | Frontier Windpower II | OK | Vertical | Kay | FW2 | Onshore Wind Turbine | WT |  | W | X | X |  |  | 351.8 |  | 351.8 | 351.8 | 27 | N |  |  | OP | X | 2 | 2021 | 2021 |  |  | N | IPP Non-CHP | IPP | IPP | 2 | X | WND | Renewable | 351.8 | 0 | 1 | 0
Operable | 65411 | Duke Energy Renewables Services |  | 64212 | Pike Solar Hybrid | CO | Vertical | El Paso | CO465 | Solar Photovoltaic | PV |  | W | X | X |  |  | 175 |  | 175 | 175 |  | N |  |  | OP | X | 12 | 2023 | 2023 |  |  | N | IPP Non-CHP | IPP | IPP | 2 | X | SUN | Renewable | 175 | 0 | 1 | 0
Operable | 65411 | Duke Energy Renewables Services |  | 65390 | Ledyard Windpower, LLC | IA | Vertical | Kossuth | LDYRD | Onshore Wind Turbine | WT |  | W | X | X |  |  | 207 |  | 200 | 200 | 3 | N |  |  | OP | X | 12 | 2022 | 2022 |  |  | N | IPP Non-CHP | IPP | IPP | 2 | X | WND | Renewable | 207 | 0 | 1 | 0
Operable | 65411 | Duke Energy Renewables Services |  | 65631 | Pisgah Ridge Solar, LLC | TX | Restructured | Navarro | PSGAH | Solar Photovoltaic | PV |  | W | X | X |  |  | 250 | 0.95 | 250 | 250 |  | N |  |  | OP | X | 12 | 2022 | 2022 |  |  | N | IPP Non-CHP | IPP | IPP | 2 | X | SUN | Renewable | 250 | 0 | 1 | 0
Operable | 65411 | Duke Energy Renewables Services |  | 65778 | Jackpot Solar, LLC | ID | Vertical | Twin Falls | JKPT | Solar Photovoltaic | PV |  | W | X | X |  |  | 120 |  | 120 | 120 |  | N |  |  | OP | X | 12 | 2022 | 2022 |  |  | N | Electric Utility | Utility | Investor Owned Utility | 1 | X | SUN | Renewable | 120 | 0 | 1 | 0
Operable | 60642 | Dunn Paper East Hartford, LLC |  | 58116 | Cellu Tissue | CT | Restructured | Hartford | GEN1 | Natural Gas Internal Combustion Engine | IC |  | S | X | X | N/A | N/A | 3 | 0.8 | 2.5 | 2.5 | 1.5 | N |  |  | OP | X | 5 | 2009 | 2009 |  |  | N | Industrial Non-CHP | Customer Sited | Other | 6 | X | NG | Non-Renewable | 0 | 3 | 0 | 1
Operable | 65653 | Dunns Bridge Solar Center LLC |  | 66643 | Dunn's Bridge 1 Solar | IN | Vertical | Jasper | DBSC1 | Solar Photovoltaic | PV |  | S | X | X |  |  | 265 |  | 265 | 80 |  | N |  |  | OP | X | 6 | 2023 | 2023 |  |  | N | Electric Utility | Utility | IPP | 1 | X | SUN | Renewable | 265 | 0 | 1 | 0
Operable | 60804 | Duplin Solar I, LLC |  | 60599 | Duplin Solar I LLC (160 Houston Lane) | NC | Vertical | Duplin | DPLN | Solar Photovoltaic | PV |  | S | X | X |  |  | 5 |  | 5 | 5 |  | N |  |  | OP | X | 7 | 2014 | 2014 |  |  | N | IPP Non-CHP | IPP | IPP | 2 | X | SUN | Renewable | 5 | 0 | 1 | 0
Operable | 59862 | Durbin Creek |  | 59492 | Durbin Creek Windfarm (Burnt River) | OR | Vertical | Baker | DCW | Onshore Wind Turbine | WT |  | S | X | X |  |  | 10 |  | 10 | 10 | 0.1 | N |  |  | OP | X | 3 | 2017 | 2017 |  |  | N | IPP Non-CHP | IPP | IPP | 2 | X | WND | Renewable | 10 | 0 | 1 | 0
Operable | 12834 | Dutchess County RRA |  | 10305 | Dutchess Cnty Resource Recovery Facility | NY | Restructured | Dutchess | GEN1 | Municipal Solid Waste | ST |  | S | X | X | NYISO Zone G 23765 | NYISO | 9.2 | 0.8 | 7.2 | 7.4 | 4 | N |  |  | OP | X | 11 | 1987 | Pre-2000 |  |  | Y | Commercial CHP | Customer Sited | Other | 5 | T | MSW | Renewable | 9.2 | 0 | 1 | 0
Operable | 62132 | DWW Solar ll LLC |  | 62657 | DWW Solar ll | CT | Restructured | Hartford | DWWS | Solar Photovoltaic | PV |  | S | X | X |  |  | 36.9 |  | 36.9 | 36.9 |  | N |  |  | OP | X | 12 | 2019 | 2019 |  |  | N | IPP Non-CHP | IPP | IPP | 2 | X | SUN | Renewable | 36.9 | 0 | 1 | 0
Operable | 66130 | Dynamic Energy Holdings LLC |  | 63230 | Knaggs Brothers Farm | NY | Restructured | Albany | KNAGG | Solar Photovoltaic | PV |  | S | X | X |  |  | 3.9 |  | 3.9 | 0.5 |  | N |  |  | OP | X | 12 | 2018 | 2018 |  |  | N | Industrial Non-CHP | Customer Sited | Other | 6 | X | SUN | Renewable | 3.9 | 0 | 1 | 0
Operable | 66130 | Dynamic Energy Holdings LLC |  | 63297 | Hobart & William Smith College Gates Rd. | NY | Restructured | Ontario | GATES | Solar Photovoltaic | PV |  | S | X | X |  |  | 1.9 |  | 1.8 | 0.2 |  | N |  |  | OP | X | 12 | 2017 | 2017 |  |  | N | Commercial Non-CHP | Customer Sited | Other | 4 | X | SUN | Renewable | 1.9 | 0 | 1 | 0
Operable | 66130 | Dynamic Energy Holdings LLC |  | 63298 | Barrette Outdoor Living, Inc. | NJ | Restructured | Atlantic | BARRE | Solar Photovoltaic | PV |  | S | X | X |  |  | 1.5 |  | 1.5 | 0.2 |  | N |  |  | OP | X | 4 | 2019 | 2019 |  |  | N | Industrial Non-CHP | Customer Sited | Other | 6 | X | SUN | Renewable | 1.5 | 0 | 1 | 0
Operable | 62994 | Dynamic Energy Solutions, LLC |  | 63232 | Brookfield Wire Company | MA | Restructured | Worcester | BROOK | Solar Photovoltaic | PV |  | W | X | X |  |  | 1.4 |  | 1.4 | 0.2 |  | N |  |  | OP | X | 6 | 2016 | 2016 |  |  | N | Industrial Non-CHP | Customer Sited | Other | 6 | X | SUN | Renewable | 1.4 | 0 | 1 | 0
Operable | 54802 | Dynegy -Moss Landing LLC |  | 260 | Dynegy Moss Landing Power Plant Hybrid | CA | Vertical | Monterey | BAT1 | Batteries | BA |  | S | X | X |  |  | 300 |  | 300 | 300 | 0.2 | N |  |  | OP | X | 5 | 2021 | 2021 |  |  | N | IPP Non-CHP | IPP | IPP | 2 | X | MWH | Other | 0 | 0 | 0 | 0
Operable | 54802 | Dynegy -Moss Landing LLC |  | 260 | Dynegy Moss Landing Power Plant Hybrid | CA | Vertical | Monterey | BAT2 | Batteries | BA |  | S | X | X |  |  | 100 |  | 100 | 100 | 0.2 | N |  |  | OP | X | 5 | 2021 | 2021 |  |  | N | IPP Non-CHP | IPP | IPP | 2 | X | MWH | Other | 0 | 0 | 0 | 0
Operable | 54802 | Dynegy -Moss Landing LLC |  | 260 | Dynegy Moss Landing Power Plant Hybrid | CA | Vertical | Monterey | BAT3 | Batteries | BA |  | S | X | X |  |  | 350 |  | 350 | 350 | 0.2 | N |  |  | OP | X | 6 | 2023 | 2023 |  |  | N | IPP Non-CHP | IPP | IPP | 2 | X | MWH | Other | 0 | 0 | 0 | 0
Operable | 54802 | Dynegy -Moss Landing LLC |  | 260 | Dynegy Moss Landing Power Plant Hybrid | CA | Vertical | Monterey | CT1A | Natural Gas Fired Combined Cycle | CT | CC1 | S | X | N |  |  | 233 | 0.85 | 165 | 165 | 80 | N |  |  | OP | X | 7 | 2002 | 2002 |  |  | N | IPP Non-CHP | IPP | IPP | 2 | X | NG | Non-Renewable | 0 | 233 | 0 | 1
Operable | 54802 | Dynegy -Moss Landing LLC |  | 260 | Dynegy Moss Landing Power Plant Hybrid | CA | Vertical | Monterey | CT1B | Natural Gas Fired Combined Cycle | CT | CC1 | S | X | N |  |  | 233 | 0.85 | 165 | 165 | 80 | N |  |  | OP | X | 7 | 2002 | 2002 |  |  | N | IPP Non-CHP | IPP | IPP | 2 | X | NG | Non-Renewable | 0 | 233 | 0 | 1
Operable | 54802 | Dynegy -Moss Landing LLC |  | 260 | Dynegy Moss Landing Power Plant Hybrid | CA | Vertical | Monterey | CT2A | Natural Gas Fired Combined Cycle | CT | CC2 | S | X | N |  |  | 233 | 0.85 | 165 | 165 | 80 | N |  |  | OP | X | 7 | 2002 | 2002 |  |  | N | IPP Non-CHP | IPP | IPP | 2 | X | NG | Non-Renewable | 0 | 233 | 0 | 1
Operable | 54802 | Dynegy -Moss Landing LLC |  | 260 | Dynegy Moss Landing Power Plant Hybrid | CA | Vertical | Monterey | CT2B | Natural Gas Fired Combined Cycle | CT | CC2 | S | X | N |  |  | 233 | 0.85 | 165 | 165 | 80 | N |  |  | OP | X | 7 | 2002 | 2002 |  |  | N | IPP Non-CHP | IPP | IPP | 2 | X | NG | Non-Renewable | 0 | 233 | 0 | 1
Operable | 54802 | Dynegy -Moss Landing LLC |  | 260 | Dynegy Moss Landing Power Plant Hybrid | CA | Vertical | Monterey | ST1 | Natural Gas Fired Combined Cycle | CA | CC1 | S | N | X |  |  | 233 | 0.85 | 180 | 180 | 60 | N |  |  | OP | X | 7 | 2002 | 2002 |  |  | N | IPP Non-CHP | IPP | IPP | 2 | X | NG | Non-Renewable | 0 | 233 | 0 | 1
Operable | 54802 | Dynegy -Moss Landing LLC |  | 260 | Dynegy Moss Landing Power Plant Hybrid | CA | Vertical | Monterey | ST2 | Natural Gas Fired Combined Cycle | CA | CC2 | S | N | X |  |  | 233 | 0.85 | 180 | 180 | 60 | N |  |  | OP | X | 7 | 2002 | 2002 |  |  | N | IPP Non-CHP | IPP | IPP | 2 | X | NG | Non-Renewable | 0 | 233 | 0 | 1
Operable | 59924 | Dynegy Hanging Rock Energy Facility |  | 55736 | Hanging Rock Energy Facility | OH | Restructured | Lawrence | 1GT1 | Natural Gas Fired Combined Cycle | CT | CC1 | S | X | N |  |  | 198.9 | 0.85 | 181 | 200 | 100 | N |  |  | OP | X | 6 | 2003 | 2003 |  |  | N | IPP Non-CHP | IPP | IPP | 2 | X | NG | Non-Renewable | 0 | 198.9 | 0 | 1
Operable | 59924 | Dynegy Hanging Rock Energy Facility |  | 55736 | Hanging Rock Energy Facility | OH | Restructured | Lawrence | 1GT2 | Natural Gas Fired Combined Cycle | CT | CC1 | S | X | N |  |  | 198.9 | 0.85 | 183 | 201 | 100 | N |  |  | OP | X | 6 | 2003 | 2003 |  |  | N | IPP Non-CHP | IPP | IPP | 2 | X | NG | Non-Renewable | 0 | 198.9 | 0 | 1
Operable | 59924 | Dynegy Hanging Rock Energy Facility |  | 55736 | Hanging Rock Energy Facility | OH | Restructured | Lawrence | 1ST | Natural Gas Fired Combined Cycle | CA | CC1 | S | Y | X |  |  | 317.1 | 0.85 | 316 | 311 | 150 | N |  |  | OP | X | 6 | 2003 | 2003 |  |  | N | IPP Non-CHP | IPP | IPP | 2 | X | NG | Non-Renewable | 0 | 317.1 | 0 | 1
Operable | 59924 | Dynegy Hanging Rock Energy Facility |  | 55736 | Hanging Rock Energy Facility | OH | Restructured | Lawrence | 2GT1 | Natural Gas Fired Combined Cycle | CT | CC2 | S | X | N |  |  | 198.9 | 0.85 | 185 | 201 | 100 | N |  |  | OP | X | 7 | 2003 | 2003 |  |  | N | IPP Non-CHP | IPP | IPP | 2 | X | NG | Non-Renewable | 0 | 198.9 | 0 | 1
Operable | 59924 | Dynegy Hanging Rock Energy Facility |  | 55736 | Hanging Rock Energy Facility | OH | Restructured | Lawrence | 2GT2 | Natural Gas Fired Combined Cycle | CT | CC2 | S | X | N |  |  | 198.9 | 0.85 | 186 | 201 | 100 | N |  |  | OP | X | 7 | 2003 | 2003 |  |  | N | IPP Non-CHP | IPP | IPP | 2 | X | NG | Non-Renewable | 0 | 198.9 | 0 | 1
Operable | 59924 | Dynegy Hanging Rock Energy Facility |  | 55736 | Hanging Rock Energy Facility | OH | Restructured | Lawrence | 2ST | Natural Gas Fired Combined Cycle | CA | CC2 | S | Y | X |  |  | 317.1 | 0.85 | 314 | 312 | 150 | N |  |  | OP | X | 7 | 2003 | 2003 |  |  | N | IPP Non-CHP | IPP | IPP | 2 | X | NG | Non-Renewable | 0 | 317.1 | 0 | 1
Operable | 57141 | Dynegy Kendall Energy LLC |  | 55131 | Kendall County Generation Facility | IL | Restructured | Kendall | CTG1 | Natural Gas Fired Combined Cycle | CT | KEN1 | S | X | N |  |  | 180 | 0.85 | 160 | 190 | 90 | N |  |  | OP | X | 3 | 2002 | 2002 |  |  | N | IPP Non-CHP | IPP | IPP | 2 | X | NG | Non-Renewable | 0 | 180 | 0 | 1
Operable | 57141 | Dynegy Kendall Energy LLC |  | 55131 | Kendall County Generation Facility | IL | Restructured | Kendall | CTG2 | Natural Gas Fired Combined Cycle | CT | KEN2 | S | X | N |  |  | 180 | 0.85 | 160 | 190 | 90 | N |  |  | OP | X | 4 | 2002 | 2002 |  |  | N | IPP Non-CHP | IPP | IPP | 2 | X | NG | Non-Renewable | 0 | 180 | 0 | 1
Operable | 57141 | Dynegy Kendall Energy LLC |  | 55131 | Kendall County Generation Facility | IL | Restructured | Kendall | CTG3 | Natural Gas Fired Combined Cycle | CT | KEN3 | S | X | N |  |  | 180 | 0.85 | 160 | 190 | 90 | N |  |  | OP | X | 4 | 2002 | 2002 |  |  | N | IPP Non-CHP | IPP | IPP | 2 | X | NG | Non-Renewable | 0 | 180 | 0 | 1
Operable | 57141 | Dynegy Kendall Energy LLC |  | 55131 | Kendall County Generation Facility | IL | Restructured | Kendall | CTG4 | Natural Gas Fired Combined Cycle | CT | KEN4 | S | X | N |  |  | 180 | 0.85 | 160 | 190 | 90 | N |  |  | OP | X | 5 | 2002 | 2002 |  |  | N | IPP Non-CHP | IPP | IPP | 2 | X | NG | Non-Renewable | 0 | 180 | 0 | 1
Operable | 57141 | Dynegy Kendall Energy LLC |  | 55131 | Kendall County Generation Facility | IL | Restructured | Kendall | STG1 | Natural Gas Fired Combined Cycle | CA | KEN1 | S | Y | X |  |  | 134 | 0.85 | 125 | 125 | 65 | N |  |  | OP | X | 3 | 2002 | 2002 |  |  | N | IPP Non-CHP | IPP | IPP | 2 | X | NG | Non-Renewable | 0 | 134 | 0 | 1
Operable | 57141 | Dynegy Kendall Energy LLC |  | 55131 | Kendall County Generation Facility | IL | Restructured | Kendall | STG2 | Natural Gas Fired Combined Cycle | CA | KEN2 | S | Y | X |  |  | 134 | 0.85 | 125 | 125 | 65 | N |  |  | OP | X | 4 | 2002 | 2002 |  |  | N | IPP Non-CHP | IPP | IPP | 2 | X | NG | Non-Renewable | 0 | 134 | 0 | 1
Operable | 57141 | Dynegy Kendall Energy LLC |  | 55131 | Kendall County Generation Facility | IL | Restructured | Kendall | STG3 | Natural Gas Fired Combined Cycle | CA | KEN3 | S | Y | X |  |  | 134 | 0.85 | 125 | 125 | 65 | N |  |  | OP | X | 4 | 2002 | 2002 |  |  | N | IPP Non-CHP | IPP | IPP | 2 | X | NG | Non-Renewable | 0 | 134 | 0 | 1
Operable | 57141 | Dynegy Kendall Energy LLC |  | 55131 | Kendall County Generation Facility | IL | Restructured | Kendall | STG4 | Natural Gas Fired Combined Cycle | CA | KEN4 | S | Y | X |  |  | 134 | 0.85 | 125 | 125 | 65 | N |  |  | OP | X | 5 | 2002 | 2002 |  |  | N | IPP Non-CHP | IPP | IPP | 2 | X | NG | Non-Renewable | 0 | 134 | 0 | 1
Operable | 59918 | Dynegy Kincaid Generation |  | 876 | Kincaid Generation LLC | IL | Restructured | Christian | 1 | Conventional Steam Coal | ST |  | S | X | X | PJM | PJM | 659.5 | 0.9 | 556 | 556 | 220 | N |  |  | OP | X | 6 | 1967 | Pre-2000 | 7 | 2027 | N | IPP Non-CHP | IPP | IPP | 2 | X | SUB | Non-Renewable | 0 | 659.5 | 0 | 1
Operable | 59918 | Dynegy Kincaid Generation |  | 876 | Kincaid Generation LLC | IL | Restructured | Christian | 2 | Conventional Steam Coal | ST |  | S | X | X | PJM | PJM | 659.5 | 0.9 | 556 | 556 | 220 | N |  |  | OP | X | 6 | 1968 | Pre-2000 | 7 | 2027 | N | IPP Non-CHP | IPP | IPP | 2 | X | SUB | Non-Renewable | 0 | 659.5 | 0 | 1
Operable | 5517 | Dynegy Midwest Generation Inc |  | 889 | Baldwin Energy Complex | IL | Restructured | Randolph | 1 | Conventional Steam Coal | ST |  | S | X | X | AMIL.BALDW151 | AMIL.BALDW151 | 625.1 | 0.85 | 576 | 590 | 270 | N |  |  | OP | X | 7 | 1970 | Pre-2000 | 12 | 2025 | N | IPP Non-CHP | IPP | IPP | 2 | X | SUB | Non-Renewable | 0 | 625.1 | 0 | 1
Operable | 5517 | Dynegy Midwest Generation Inc |  | 889 | Baldwin Energy Complex | IL | Restructured | Randolph | 2 | Conventional Steam Coal | ST |  | S | X | X | AMIL.BALDW152 | AMIL.BALDW152 | 634.5 | 0.9 | 581 | 595 | 400 | N |  |  | OP | X | 3 | 1973 | Pre-2000 | 12 | 2025 | N | IPP Non-CHP | IPP | IPP | 2 | X | SUB | Non-Renewable | 0 | 634.5 | 0 | 1
Operable | 54803 | Dynegy Oakland, LLC |  | 6211 | Dynegy Oakland Power Plant | CA | Vertical | Alameda | GEN1 | Petroleum Liquids | GT |  | S | X | X |  |  | 74.5 | 0.9 | 55 | 55 | 15 | N |  |  | OP | X | 11 | 1978 | Pre-2000 |  |  | N | IPP Non-CHP | IPP | IPP | 2 | X | JF | Non-Renewable | 0 | 74.5 | 0 | 1 | DFO
Operable | 54803 | Dynegy Oakland, LLC |  | 6211 | Dynegy Oakland Power Plant | CA | Vertical | Alameda | GEN3 | Petroleum Liquids | GT |  | S | X | X |  |  | 74.5 | 0.9 | 55 | 55 | 15 | N |  |  | OP | X | 11 | 1978 | Pre-2000 |  |  | N | IPP Non-CHP | IPP | IPP | 2 | X | JF | Non-Renewable | 0 | 74.5 | 0 | 1 | DFO
Operable | 59922 | Dynegy Washington Energy Facility |  | 55397 | Washington Energy Facility | OH | Restructured | Washington | CT1 | Natural Gas Fired Combined Cycle | CT | CC1 | S | X | N | ADHUB | AEP WASINGTON 1 CC | 198.9 | 0.85 | 179 | 188 | 90 | N |  |  | OP | X | 6 | 2002 | 2002 |  |  | N | IPP Non-CHP | IPP | IPP | 2 | X | NG | Non-Renewable | 0 | 198.9 | 0 | 1
Operable | 59922 | Dynegy Washington Energy Facility |  | 55397 | Washington Energy Facility | OH | Restructured | Washington | CT2 | Natural Gas Fired Combined Cycle | CT | CC1 | S | X | N | ADHUB | AEP WASHINGTON 2 CC | 198.9 | 0.85 | 179 | 188 | 90 | N |  |  | OP | X | 6 | 2002 | 2002 |  |  | N | IPP Non-CHP | IPP | IPP | 2 | X | NG | Non-Renewable | 0 | 198.9 | 0 | 1
Operable | 59922 | Dynegy Washington Energy Facility |  | 55397 | Washington Energy Facility | OH | Restructured | Washington | ST1 | Natural Gas Fired Combined Cycle | CA | CC1 | S | Y | X | ADHUB |  | 317.1 | 0.85 | 303 | 310 | 120 | N |  |  | OP | X | 6 | 2002 | 2002 |  |  | N | IPP Non-CHP | IPP | IPP | 2 | X | NG | Non-Renewable | 0 | 317.1 | 0 | 1
Operable | 5530 | E F Kenilworth LLC |  | 10805 | Kenilworth Energy Facility | NJ | Restructured | Union | GEN1 | Natural Gas Fired Combined Cycle | CT | G741 | S | X | Y | 50389 Aldene | 50389 Aldene | 22 | 0.8 | 20 | 22 | 12 | N |  |  | OP | X | 3 | 1989 | Pre-2000 |  |  | Y | IPP CHP | IPP | IPP | 3 | T | NG | Non-Renewable | 0 | 22 | 0 | 1 | DFO
Operable | 5530 | E F Kenilworth LLC |  | 10805 | Kenilworth Energy Facility | NJ | Restructured | Union | GEN2 | Natural Gas Fired Combined Cycle | CA | G741 | S | N | X | 50389 Aldene | 50389 Aldene | 6.8 | 0.8 | 4.5 | 5.5 | 1.2 | N |  |  | OP | X | 4 | 1989 | Pre-2000 |  |  | Y | IPP CHP | IPP | IPP | 3 | B | NG | Non-Renewable | 0 | 6.8 | 0 | 1 | DFO
Operable | 5532 | E I Colton LLC |  | 55951 | Agua Mansa Power Plant | CA | Vertical | San Bernardino | AMP1 | Natural Gas Fired Combustion Turbine | GT |  | W | X | X |  |  | 60.5 | 0.85 | 40 | 43 | 36 | N |  |  | OP | X | 6 | 2003 | 2003 |  |  | N | Electric Utility | Utility | IPP | 1 | X | NG | Non-Renewable | 0 | 60.5 | 0 | 1
Operable | 61100 | E-Volve Energy Holdings LLC |  | 61493 | E-Volve Energy Holdings LLC | TX | Restructured | Austin | SEALY | Solar Photovoltaic | PV |  | S | X | X | Houston LZ |  | 1.2 |  | 1.2 | 1.2 |  | N |  |  | OP | X | 12 | 2015 | 2015 |  |  | N | IPP Non-CHP | IPP | IPP | 2 | X | SUN | Renewable | 1.2 | 0 | 1 | 0
Operable | 62963 | E. Goenner Community Solar LLC |  | 63175 | E. Goenner Project CSG | MN | Vertical | Sherburne | TC3 | Solar Photovoltaic | PV |  | S | X | X |  |  | 1 |  | 1 | 1 |  | N |  |  | OP | X | 12 | 2019 | 2019 |  |  | N | IPP Non-CHP | IPP | IPP | 2 | X | SUN | Renewable | 1 | 0 | 1 | 0
Operable | 58194 | E.B. Eddy Paper Inc |  | 58222 | E.B. Eddy Paper Inc | MI | Vertical | St Clair | 3TU | Natural Gas Steam Turbine | ST |  | S | X | X |  |  | 5 | 0.8 | 5 | 5 | 2 | N |  |  | OS | X | 8 | 1969 | Pre-2000 |  |  | Y | Industrial CHP | Customer Sited | Other | 7 | T | NG | Non-Renewable | 0 | 5 | 0 | 1
Operable | 57202 | E&E Enterprises LLC |  | 56215 | Allendorf | IA | Vertical | Osceola | A1 | Onshore Wind Turbine | WT |  | S | X | X |  |  | 1.2 |  | 1.2 | 1.2 | 0.1 | N |  |  | OP | X | 10 | 1998 | Pre-2000 |  |  | N | IPP Non-CHP | IPP | IPP | 2 | X | WND | Renewable | 1.2 | 0 | 1 | 0
Operable | 57202 | E&E Enterprises LLC |  | 56215 | Allendorf | IA | Vertical | Osceola | ET | Onshore Wind Turbine | WT |  | S | X | X |  |  | 2 |  | 1.8 | 2 | 0.1 | N |  |  | OP | X | 8 | 2020 | 2020 |  |  | N | IPP Non-CHP | IPP | IPP | 2 | X | WND | Renewable | 2 | 0 | 1 | 0
Operable | 57202 | E&E Enterprises LLC |  | 56215 | Allendorf | IA | Vertical | Osceola | ST | Onshore Wind Turbine | WT |  | S | X | X |  |  | 0.6 |  | 0.6 | 0.6 | 0.1 | N |  |  | OP | X | 10 | 1998 | Pre-2000 |  |  | N | IPP Non-CHP | IPP | IPP | 2 | X | WND | Renewable | 0.6 | 0 | 1 | 0
Operable | 57202 | E&E Enterprises LLC |  | 56215 | Allendorf | IA | Vertical | Osceola | WT | Onshore Wind Turbine | WT |  | S | X | X |  |  | 2 |  | 2 | 2 | 0.1 | N |  |  | OP | X | 5 | 2003 | 2003 |  |  | N | IPP Non-CHP | IPP | IPP | 2 | X | WND | Renewable | 2 | 0 | 1 | 0
Operable | 57280 | Eagle Creek Renewable Energy, LLC |  | 903 | Rockton | IL | Restructured | Winnebago | 1 | Conventional Hydroelectric | HY |  | W | X | X |  |  | 0.6 | 1 | 0.6 | 0.6 | 0.2 | N |  |  | OP | X | 1 | 1929 | Pre-2000 |  |  | N | IPP Non-CHP | IPP | IPP | 2 | X | WAT | Renewable | 0.6 | 0 | 1 | 0
Operable | 57280 | Eagle Creek Renewable Energy, LLC |  | 903 | Rockton | IL | Restructured | Winnebago | 2 | Conventional Hydroelectric | HY |  | W | X | X |  |  | 0.5 | 1 | 0.5 | 0.5 | 0.2 | N |  |  | OP | X | 1 | 1929 | Pre-2000 |  |  | N | IPP Non-CHP | IPP | IPP | 2 | X | WAT | Renewable | 0.5 | 0 | 1 | 0
Operable | 57280 | Eagle Creek Renewable Energy, LLC |  | 2630 | Mongaup Falls | NY | Restructured | Sullivan | GEN1 | Conventional Hydroelectric | HY |  | W | X | X | 23641 |  | 4 | 0.8 | 4.3 | 4.3 | 0.4 | N |  |  | OP | X | 7 | 1923 | Pre-2000 |  |  | N | IPP Non-CHP | IPP | IPP | 2 | X | WAT | Renewable | 4 | 0 | 1 | 0
Operable | 57280 | Eagle Creek Renewable Energy, LLC |  | 2630 | Mongaup Falls | NY | Restructured | Sullivan | GEN2 | Conventional Hydroelectric | HY |  | W | X | X | 23641 |  | 1.1 | 0.8 | 1.1 | 1.1 | 0.4 | N |  |  | OP | X | 7 | 1923 | Pre-2000 |  |  | N | IPP Non-CHP | IPP | IPP | 2 | X | WAT | Renewable | 1.1 | 0 | 1 | 0
Operable | 57280 | Eagle Creek Renewable Energy, LLC |  | 2630 | Mongaup Falls | NY | Restructured | Sullivan | GEN3 | Conventional Hydroelectric | HY |  | W | X | X | 23641 |  | 1.1 | 0.8 | 1.1 | 1.1 | 0.4 | N |  |  | OP | X | 7 | 1923 | Pre-2000 |  |  | N | IPP Non-CHP | IPP | IPP | 2 | X | WAT | Renewable | 1.1 | 0 | 1 | 0
Operable | 57280 | Eagle Creek Renewable Energy, LLC |  | 2630 | Mongaup Falls | NY | Restructured | Sullivan | GEN4 | Conventional Hydroelectric | HY |  | W | X | X | 23641 |  | 1.1 | 0.8 | 1.1 | 1.1 | 0.4 | N |  |  | OP | X | 7 | 1923 | Pre-2000 |  |  | N | IPP Non-CHP | IPP | IPP | 2 | X | WAT | Renewable | 1.1 | 0 | 1 | 0
Operable | 57280 | Eagle Creek Renewable Energy, LLC |  | 2631 | Rio | NY | Restructured | Sullivan | RIO | Conventional Hydroelectric | HY |  | W | X | X | 23641 |  | 10 | 0.8 | 10.1 | 10.1 | 4 | N |  |  | OP | X | 12 | 1927 | Pre-2000 |  |  | N | IPP Non-CHP | IPP | IPP | 2 | X | WAT | Renewable | 10 | 0 | 1 | 0
Operable | 57280 | Eagle Creek Renewable Energy, LLC |  | 2631 | Rio | NY | Restructured | Sullivan | RIO2 | Conventional Hydroelectric | HY |  | W | X | X | 23641 |  | 0.8 | 0.9 | 0.8 | 0.8 | 0.4 | N |  |  | OP | X | 12 | 2013 | 2013 |  |  | N | IPP Non-CHP | IPP | IPP | 2 | X | WAT | Renewable | 0.8 | 0 | 1 | 0
Operable | 57280 | Eagle Creek Renewable Energy, LLC |  | 2634 | Swinging Bridge 2 | NY | Restructured | Sullivan | SWI2 | Conventional Hydroelectric | HY |  | W | X | X | 23641 |  | 6.8 | 0.9 | 7.4 | 7.4 | 5 | N |  |  | OP | X | 8 | 1939 | Pre-2000 |  |  | N | IPP Non-CHP | IPP | IPP | 2 | X | WAT | Renewable | 6.8 | 0 | 1 | 0
Operable | 57280 | Eagle Creek Renewable Energy, LLC |  | 2634 | Swinging Bridge 2 | NY | Restructured | Sullivan | SWI3 | Conventional Hydroelectric | HY |  | W | X | X | 23641 |  | 1.2 | 0.9 | 1.2 | 1.2 | 0.4 | N |  |  | OP | X | 12 | 2019 | 2019 |  |  | N | IPP Non-CHP | IPP | IPP | 2 | X | WAT | Renewable | 1.2 | 0 | 1 | 0
Operable | 57280 | Eagle Creek Renewable Energy, LLC |  | 3117 | York Haven | PA | Restructured | York | 1 | Conventional Hydroelectric | HY |  | W | X | X |  |  | 19.6 | 0.95 | 19 | 19 | 1 | N |  |  | OP | X | 12 | 1905 | Pre-2000 |  |  | N | IPP Non-CHP | IPP | IPP | 2 | X | WAT | Renewable | 19.6 | 0 | 1 | 0
Operable | 57280 | Eagle Creek Renewable Energy, LLC |  | 3779 | Reusens | VA | Vertical | Campbell | 1 | Conventional Hydroelectric | HY |  | W | X | X | 32418507 |  | 2.5 | 0.8 | 2.5 | 2.5 | 1 | N |  |  | OP | X | 1 | 1903 | Pre-2000 |  |  | N | IPP Non-CHP | IPP | IPP | 2 | X | WAT | Renewable | 2.5 | 0 | 1 | 0
Operable | 57280 | Eagle Creek Renewable Energy, LLC |  | 3779 | Reusens | VA | Vertical | Campbell | 2 | Conventional Hydroelectric | HY |  | W | X | X | 32418507 |  | 2.5 | 0.8 | 2.5 | 2.5 | 1 | N |  |  | OP | X | 1 | 1903 | Pre-2000 |  |  | N | IPP Non-CHP | IPP | IPP | 2 | X | WAT | Renewable | 2.5 | 0 | 1 | 0
Operable | 57280 | Eagle Creek Renewable Energy, LLC |  | 3779 | Reusens | VA | Vertical | Campbell | 3 | Conventional Hydroelectric | HY |  | W | X | X | 32418507 |  | 2.5 | 0.8 | 2.5 | 2.5 | 1 | N |  |  | OP | X | 1 | 1903 | Pre-2000 |  |  | N | IPP Non-CHP | IPP | IPP | 2 | X | WAT | Renewable | 2.5 | 0 | 1 | 0
Operable | 57280 | Eagle Creek Renewable Energy, LLC |  | 3779 | Reusens | VA | Vertical | Campbell | 4 | Conventional Hydroelectric | HY |  | W | X | X | 32418507 |  | 2.5 | 0.8 | 2.5 | 2.5 | 1 | N |  |  | OS | X | 1 | 1903 | Pre-2000 |  |  | N | IPP Non-CHP | IPP | IPP | 2 | X | WAT | Renewable | 2.5 | 0 | 1 | 0
Operable | 57280 | Eagle Creek Renewable Energy, LLC |  | 3779 | Reusens | VA | Vertical | Campbell | 5 | Conventional Hydroelectric | HY |  | W | X | X | 32418507 |  | 2.5 | 0.8 | 2.5 | 2.5 | 1 | N |  |  | OP | X | 1 | 1903 | Pre-2000 |  |  | N | IPP Non-CHP | IPP | IPP | 2 | X | WAT | Renewable | 2.5 | 0 | 1 | 0
Operable | 57280 | Eagle Creek Renewable Energy, LLC |  | 3789 | Luray Hydro Station | VA | Vertical | Page | 1 | Conventional Hydroelectric | HY |  | W | X | X | RIVERTON138KV DUM HYD | IVERTON138 DUM HYD | 0.6 | 1 | 0.4 | 0.6 | 0.2 | N |  |  | OP | X | 1 | 1927 | Pre-2000 |  |  | N | IPP Non-CHP | IPP | IPP | 2 | X | WAT | Renewable | 0.6 | 0 | 1 | 0
Operable | 57280 | Eagle Creek Renewable Energy, LLC |  | 3789 | Luray Hydro Station | VA | Vertical | Page | 2 | Conventional Hydroelectric | HY |  | W | X | X | RIVERTON138KV DUM HYD | RIVERTON138KV DUM HYD | 0.4 | 1 | 0.3 | 0.4 | 0.2 | N |  |  | OP | X | 1 | 1927 | Pre-2000 |  |  | N | IPP Non-CHP | IPP | IPP | 2 | X | WAT | Renewable | 0.4 | 0 | 1 | 0
Operable | 57280 | Eagle Creek Renewable Energy, LLC |  | 3789 | Luray Hydro Station | VA | Vertical | Page | 3 | Conventional Hydroelectric | HY |  | W | X | X | RIVERTON138KV DUM HYD | RIVERTON138KV DUM HYD | 0.6 | 1 | 0.4 | 0.6 | 0.2 | N |  |  | OP | X | 1 | 1927 | Pre-2000 |  |  | N | IPP Non-CHP | IPP | IPP | 2 | X | WAT | Renewable | 0.6 | 0 | 1 | 0
Operable | 57280 | Eagle Creek Renewable Energy, LLC |  | 3790 | Newport Hydro Station | VA | Vertical | Page | 1 | Conventional Hydroelectric | HY |  | W | X | X | RIVERTON138KV DUM HYD | RIVERTON138KV DUM HYD | 0.4 | 1 | 0.3 | 0.4 | 0.2 | N |  |  | OP | X | 1 | 1923 | Pre-2000 |  |  | N | IPP Non-CHP | IPP | IPP | 2 | X | WAT | Renewable | 0.4 | 0 | 1 | 0
Operable | 57280 | Eagle Creek Renewable Energy, LLC |  | 3790 | Newport Hydro Station | VA | Vertical | Page | 2 | Conventional Hydroelectric | HY |  | W | X | X | RIVERTON138KV DUM HYD | RIVERTON138KV DUM HYD | 0.4 | 1 | 0.5 | 0.5 | 0.2 | N |  |  | OP | X | 1 | 1923 | Pre-2000 |  |  | N | IPP Non-CHP | IPP | IPP | 2 | X | WAT | Renewable | 0.4 | 0 | 1 | 0
Operable | 57280 | Eagle Creek Renewable Energy, LLC |  | 3790 | Newport Hydro Station | VA | Vertical | Page | 3 | Conventional Hydroelectric | HY |  | W | X | X |  |  | 0.6 | 1 | 0.5 | 0.6 | 0.2 | N |  |  | OP | X | 1 | 1923 | Pre-2000 |  |  | N | IPP Non-CHP | IPP | IPP | 2 | X | WAT | Renewable | 0.6 | 0 | 1 | 0
Operable | 57280 | Eagle Creek Renewable Energy, LLC |  | 4044 | Oconto Falls Upper | WI | Vertical | Oconto | 1 | Conventional Hydroelectric | HY |  | W | X | X | WEC.OCONTOFL |  | 0.4 | 1 | 0.4 | 0.4 | 0.1 | N |  |  | OP | X | 1 | 1924 | Pre-2000 |  |  | N | IPP Non-CHP | IPP | IPP | 2 | X | WAT | Renewable | 0.4 | 0 | 1 | 0
Operable | 57280 | Eagle Creek Renewable Energy, LLC |  | 4044 | Oconto Falls Upper | WI | Vertical | Oconto | 2 | Conventional Hydroelectric | HY |  | W | X | X | WEC.OCONTOFL |  | 0.4 | 1 | 0.4 | 0.4 | 0.1 | N |  |  | OP | X | 1 | 1921 | Pre-2000 |  |  | N | IPP Non-CHP | IPP | IPP | 2 | X | WAT | Renewable | 0.4 | 0 | 1 | 0
Operable | 57280 | Eagle Creek Renewable Energy, LLC |  | 4044 | Oconto Falls Upper | WI | Vertical | Oconto | 3 | Conventional Hydroelectric | HY |  | W | X | X | WEC.OCONTOFL |  | 0.3 | 1 | 0.3 | 0.3 | 0.1 | N |  |  | OP | X | 1 | 1918 | Pre-2000 |  |  | N | IPP Non-CHP | IPP | IPP | 2 | X | WAT | Renewable | 0.3 | 0 | 1 | 0
Operable | 57280 | Eagle Creek Renewable Energy, LLC |  | 6006 | Racine | OH | Restructured | Meigs | 1 | Conventional Hydroelectric | HY |  | W | X | X |  |  | 23.7 | 0.95 | 10 | 13 | 1 | N |  |  | OP | X | 1 | 1983 | Pre-2000 |  |  | N | IPP Non-CHP | IPP | IPP | 2 | X | WAT | Renewable | 23.7 | 0 | 1 | 0
Operable | 57280 | Eagle Creek Renewable Energy, LLC |  | 6006 | Racine | OH | Restructured | Meigs | 2 | Conventional Hydroelectric | HY |  | W | X | X |  |  | 23.7 | 0.95 | 10 | 13 | 1 | N |  |  | OP | X | 9 | 1982 | Pre-2000 |  |  | N | IPP Non-CHP | IPP | IPP | 2 | X | WAT | Renewable | 23.7 | 0 | 1 | 0
Operable | 57280 | Eagle Creek Renewable Energy, LLC |  | 6543 | Dam No. 4 Hydro Station | WV | Vertical | Jefferson | 1 | Conventional Hydroelectric | HY |  | W | X | X | RIVERTON138KV DUM HYD | RIVERTON138KV DUM HYD | 0.5 | 1 | 0.5 | 0.5 | 0.2 | N |  |  | OP | X | 1 | 1909 | Pre-2000 |  |  | N | IPP Non-CHP | IPP | IPP | 2 | X | WAT | Renewable | 0.5 | 0 | 1 | 0
Operable | 57280 | Eagle Creek Renewable Energy, LLC |  | 6543 | Dam No. 4 Hydro Station | WV | Vertical | Jefferson | 2 | Conventional Hydroelectric | HY |  | W | X | X | RIVERTO138KV DUMHYD | RIVERTON138KV DUM HYD | 0.5 | 1 | 0.5 | 0.5 | 0.2 | N |  |  | OP | X | 1 | 1909 | Pre-2000 |  |  | N | IPP Non-CHP | IPP | IPP | 2 | X | WAT | Renewable | 0.5 | 0 | 1 | 0
Operable | 57280 | Eagle Creek Renewable Energy, LLC |  | 6543 | Dam No. 4 Hydro Station | WV | Vertical | Jefferson | 3 | Conventional Hydroelectric | HY |  | W | X | X | RIVRTON138KV DUM HYD | RIVERTON138KV DUM HYD | 0.9 | 1 | 0.9 | 0.9 | 0.2 | N |  |  | OP | X | 9 | 1991 | Pre-2000 |  |  | N | IPP Non-CHP | IPP | IPP | 2 | X | WAT | Renewable | 0.9 | 0 | 1 | 0
Operable | 57280 | Eagle Creek Renewable Energy, LLC |  | 6544 | Dam No. 5 Hydro Station | WV | Vertical | Berkeley | 1 | Conventional Hydroelectric | HY |  | W | X | X | RIVERTON138KV DUM HYD | RIVERTON138KV DUM HYD | 0.5 | 1 | 0.5 | 0.5 | 0.2 | N |  |  | OP | X | 1 | 1919 | Pre-2000 |  |  | N | IPP Non-CHP | IPP | IPP | 2 | X | WAT | Renewable | 0.5 | 0 | 1 | 0
Operable | 57280 | Eagle Creek Renewable Energy, LLC |  | 6544 | Dam No. 5 Hydro Station | WV | Vertical | Berkeley | 2 | Conventional Hydroelectric | HY |  | W | X | X | RIVERTON138 DUM HYD | RIVERTON138 KV DUM HYD | 0.5 | 1 | 0.5 | 0.5 | 0.2 | N |  |  | OP | X | 1 | 1919 | Pre-2000 |  |  | N | IPP Non-CHP | IPP | IPP | 2 | X | WAT | Renewable | 0.5 | 0 | 1 | 0
Operable | 57280 | Eagle Creek Renewable Energy, LLC |  | 6546 | Millville Hydro Station | WV | Vertical | Jefferson | 1 | Conventional Hydroelectric | HY |  | W | X | X | RIVERTON138KV DUM HYD | RIVERTON138KV DUM HYD | 0.8 | 1 | 0.6 | 0.8 | 0.2 | N |  |  | OP | X | 1 | 1913 | Pre-2000 |  |  | N | IPP Non-CHP | IPP | IPP | 2 | X | WAT | Renewable | 0.8 | 0 | 1 | 0
Operable | 57280 | Eagle Creek Renewable Energy, LLC |  | 6546 | Millville Hydro Station | WV | Vertical | Jefferson | 2 | Conventional Hydroelectric | HY |  | W | X | X |  |  | 1 | 1 | 0.8 | 1 | 0.3 | N |  |  | OP | X | 12 | 1939 | Pre-2000 |  |  | N | IPP Non-CHP | IPP | IPP | 2 | X | WAT | Renewable | 1 | 0 | 1 | 0
Operable | 57280 | Eagle Creek Renewable Energy, LLC |  | 6546 | Millville Hydro Station | WV | Vertical | Jefferson | 3 | Conventional Hydroelectric | HY |  | W | X | X |  |  | 1 | 1 | 1 | 1.2 | 0.3 | N |  |  | OP | X | 12 | 1938 | Pre-2000 |  |  | N | IPP Non-CHP | IPP | IPP | 2 | X | WAT | Renewable | 1 | 0 | 1 | 0
Operable | 57280 | Eagle Creek Renewable Energy, LLC |  | 6636 | Lake Lynn Hydro Station | PA | Restructured | Fayette | 1 | Conventional Hydroelectric | HY |  | W | X | X | LAKELYNN11KV GEN1-4 | LAKELYNN11KV GEN1-4 | 12.8 | 0.9 | 13 | 13 | 3 | N |  |  | OP | X | 9 | 1926 | Pre-2000 |  |  | N | IPP Non-CHP | IPP | IPP | 2 | X | WAT | Renewable | 12.8 | 0 | 1 | 0
Operable | 57280 | Eagle Creek Renewable Energy, LLC |  | 6636 | Lake Lynn Hydro Station | PA | Restructured | Fayette | 2 | Conventional Hydroelectric | HY |  | W | X | X |  |  | 12.8 | 0.9 | 13 | 13 | 3 | N |  |  | OP | X | 7 | 1929 | Pre-2000 |  |  | N | IPP Non-CHP | IPP | IPP | 2 | X | WAT | Renewable | 12.8 | 0 | 1 | 0
Operable | 57280 | Eagle Creek Renewable Energy, LLC |  | 6636 | Lake Lynn Hydro Station | PA | Restructured | Fayette | 3 | Conventional Hydroelectric | HY |  | W | X | X | LAKELYNN11KV GEN1-4 | LAKELYNN11KV GEN1-4 | 12.8 | 0.9 | 13 | 13 | 3 | N |  |  | OP | X | 6 | 1926 | Pre-2000 |  |  | N | IPP Non-CHP | IPP | IPP | 2 | X | WAT | Renewable | 12.8 | 0 | 1 | 0
Operable | 57280 | Eagle Creek Renewable Energy, LLC |  | 6636 | Lake Lynn Hydro Station | PA | Restructured | Fayette | 4 | Conventional Hydroelectric | HY |  | W | X | X | LAKELYNN11KV GEN1-4 | LAKELYNN11KV GEN1-4 | 12.8 | 0.9 | 13 | 13 | 3 | N |  |  | OP | X | 5 | 1926 | Pre-2000 |  |  | N | IPP Non-CHP | IPP | IPP | 2 | X | WAT | Renewable | 12.8 | 0 | 1 | 0
Operable | 57280 | Eagle Creek Renewable Energy, LLC |  | 10109 | Stevens Mills Dam | NH | Restructured | Merrimack | 1G | Conventional Hydroelectric | HY |  | W | X | X | 4392 | 4392 | 0.2 | 0.9 | 0.2 | 0.2 | 0.2 | N |  |  | OP | X | 1 | 1985 | Pre-2000 |  |  | N | IPP Non-CHP | IPP | IPP | 2 | X | WAT | Renewable | 0.2 | 0 | 1 | 0
Operable | 57280 | Eagle Creek Renewable Energy, LLC |  | 10109 | Stevens Mills Dam | NH | Restructured | Merrimack | 3G | Conventional Hydroelectric | HY |  | W | X | X | 4392 | 4392 | 1.7 | 0.9 | 1.8 | 1.8 | 0.3 | N |  |  | OP | X | 1 | 1985 | Pre-2000 |  |  | N | IPP Non-CHP | IPP | IPP | 2 | X | WAT | Renewable | 1.7 | 0 | 1 | 0
Operable | 57280 | Eagle Creek Renewable Energy, LLC |  | 10186 | Anson Abenaki Hydros | ME | Restructured | Somerset | AB1 | Conventional Hydroelectric | HY |  | W | X | X | 4136 |  | 3 | 0.95 | 2.2 | 2.2 | 1 | N |  |  | OP | X | 5 | 1983 | Pre-2000 |  |  | N | IPP Non-CHP | IPP | IPP | 2 | X | WAT | Renewable | 3 | 0 | 1 | 0
Operable | 57280 | Eagle Creek Renewable Energy, LLC |  | 10186 | Anson Abenaki Hydros | ME | Restructured | Somerset | AB2 | Conventional Hydroelectric | HY |  | W | X | X | 4136 |  | 2.7 | 0.95 | 2.2 | 2.2 | 1 | N |  |  | OP | X | 9 | 1980 | Pre-2000 |  |  | N | IPP Non-CHP | IPP | IPP | 2 | X | WAT | Renewable | 2.7 | 0 | 1 | 0
Operable | 57280 | Eagle Creek Renewable Energy, LLC |  | 10186 | Anson Abenaki Hydros | ME | Restructured | Somerset | AB3 | Conventional Hydroelectric | HY |  | W | X | X | 4136 |  | 3 | 0.95 | 2.2 | 2.2 | 1 | N |  |  | OP | X | 4 | 1983 | Pre-2000 |  |  | N | IPP Non-CHP | IPP | IPP | 2 | X | WAT | Renewable | 3 | 0 | 1 | 0
Operable | 57280 | Eagle Creek Renewable Energy, LLC |  | 10186 | Anson Abenaki Hydros | ME | Restructured | Somerset | AB4 | Conventional Hydroelectric | HY |  | W | X | X | 4136 |  | 3 | 0.95 | 2.2 | 2.2 | 1 | N |  |  | OP | X | 4 | 1983 | Pre-2000 |  |  | N | IPP Non-CHP | IPP | IPP | 2 | X | WAT | Renewable | 3 | 0 | 1 | 0
Operable | 57280 | Eagle Creek Renewable Energy, LLC |  | 10186 | Anson Abenaki Hydros | ME | Restructured | Somerset | AB5 | Conventional Hydroelectric | HY |  | W | X | X | 4136 |  | 2.5 | 0.95 | 2.2 | 2.2 | 1 | N |  |  | OP | X | 7 | 1961 | Pre-2000 |  |  | N | IPP Non-CHP | IPP | IPP | 2 | X | WAT | Renewable | 2.5 | 0 | 1 | 0
Operable | 57280 | Eagle Creek Renewable Energy, LLC |  | 10186 | Anson Abenaki Hydros | ME | Restructured | Somerset | AB6 | Conventional Hydroelectric | HY |  | W | X | X | 4136 |  | 3 | 0.95 | 2.6 | 2.6 | 2.1 | N |  |  | OP | X | 4 | 2008 | 2008 |  |  | N | IPP Non-CHP | IPP | IPP | 2 | X | WAT | Renewable | 3 | 0 | 1 | 0
Operable | 57280 | Eagle Creek Renewable Energy, LLC |  | 10186 | Anson Abenaki Hydros | ME | Restructured | Somerset | AB7 | Conventional Hydroelectric | HY |  | W | X | X | 4136 |  | 2.5 | 0.95 | 2.2 | 2.2 | 1 | N |  |  | OP | X | 1 | 1950 | Pre-2000 |  |  | N | IPP Non-CHP | IPP | IPP | 2 | X | WAT | Renewable | 2.5 | 0 | 1 | 0
Operable | 57280 | Eagle Creek Renewable Energy, LLC |  | 10186 | Anson Abenaki Hydros | ME | Restructured | Somerset | AB8 | Conventional Hydroelectric | HY |  | W | X | X | 4136 |  | 0.3 | 1 | 0.3 | 0.3 | 0.2 | N |  |  | OP | X | 8 | 1989 | Pre-2000 |  |  | N | IPP Non-CHP | IPP | IPP | 2 | X | WAT | Renewable | 0.3 | 0 | 1 | 0
Operable | 57280 | Eagle Creek Renewable Energy, LLC |  | 10186 | Anson Abenaki Hydros | ME | Restructured | Somerset | AN1 | Conventional Hydroelectric | HY |  | W | X | X | 4136 |  | 1.8 | 1 | 1.8 | 1.8 | 0.6 | N |  |  | OP | X | 9 | 1984 | Pre-2000 |  |  | N | IPP Non-CHP | IPP | IPP | 2 | X | WAT | Renewable | 1.8 | 0 | 1 | 0
Operable | 57280 | Eagle Creek Renewable Energy, LLC |  | 10186 | Anson Abenaki Hydros | ME | Restructured | Somerset | AN2 | Conventional Hydroelectric | HY |  | W | X | X | 4136 |  | 1.8 | 1 | 1.8 | 1.8 | 0.6 | N |  |  | OP | X | 9 | 1984 | Pre-2000 |  |  | N | IPP Non-CHP | IPP | IPP | 2 | X | WAT | Renewable | 1.8 | 0 | 1 | 0
Operable | 57280 | Eagle Creek Renewable Energy, LLC |  | 10186 | Anson Abenaki Hydros | ME | Restructured | Somerset | AN3 | Conventional Hydroelectric | HY |  | W | X | X | 4136 |  | 1.8 | 1 | 1.8 | 1.8 | 0.6 | N |  |  | OP | X | 9 | 1984 | Pre-2000 |  |  | N | IPP Non-CHP | IPP | IPP | 2 | X | WAT | Renewable | 1.8 | 0 | 1 | 0
Operable | 57280 | Eagle Creek Renewable Energy, LLC |  | 10186 | Anson Abenaki Hydros | ME | Restructured | Somerset | AN4 | Conventional Hydroelectric | HY |  | W | X | X | 4136 |  | 1.8 | 1 | 1.8 | 1.8 | 0.6 | N |  |  | OP | X | 9 | 1984 | Pre-2000 |  |  | N | IPP Non-CHP | IPP | IPP | 2 | X | WAT | Renewable | 1.8 | 0 | 1 | 0
Operable | 57280 | Eagle Creek Renewable Energy, LLC |  | 10186 | Anson Abenaki Hydros | ME | Restructured | Somerset | AN5 | Conventional Hydroelectric | HY |  | W | X | X | 4136 |  | 1.8 | 1 | 1.8 | 1.8 | 0.6 | N |  |  | OP | X | 9 | 1984 | Pre-2000 |  |  | N | IPP Non-CHP | IPP | IPP | 2 | X | WAT | Renewable | 1.8 | 0 | 1 | 0
Operable | 57280 | Eagle Creek Renewable Energy, LLC |  | 10276 | Clement Dam Hydro LLC | NH | Restructured | Belknap | 49 | Conventional Hydroelectric | HY |  | W | X | X | LD.WEBSTER 34.5 |  | 2.4 | 0.9 | 2.3 | 2.3 | 0.1 | N |  |  | OP | X | 12 | 1984 | Pre-2000 |  |  | N | IPP Non-CHP | IPP | IPP | 2 | X | WAT | Renewable | 2.4 | 0 | 1 | 0
Operable | 57280 | Eagle Creek Renewable Energy, LLC |  | 10490 | Upper Beaver Falls Project | NY | Restructured | Lewis | 1G | Conventional Hydroelectric | HY |  | W | X | X | 23633 |  | 1.5 | 0.8 | 1.5 | 1.5 | 0.3 | N |  |  | OP | X | 1 | 1985 | Pre-2000 |  |  | N | IPP Non-CHP | IPP | IPP | 2 | X | WAT | Renewable | 1.5 | 0 | 1 | 0
Operable | 57280 | Eagle Creek Renewable Energy, LLC |  | 10520 | Dayton Hydro | IL | Restructured | LaSalle | 1 | Conventional Hydroelectric | HY |  | W | X | X |  |  | 1.6 | 1 | 1.6 | 1.6 | 0.5 | N |  |  | OP | X | 1 | 1925 | Pre-2000 |  |  | N | IPP Non-CHP | IPP | IPP | 2 | X | WAT | Renewable | 1.6 | 0 | 1 | 0
Operable | 57280 | Eagle Creek Renewable Energy, LLC |  | 10520 | Dayton Hydro | IL | Restructured | LaSalle | 2 | Conventional Hydroelectric | HY |  | W | X | X |  |  | 1 | 1 | 1 | 1 | 0.3 | N |  |  | OP | X | 1 | 1925 | Pre-2000 |  |  | N | IPP Non-CHP | IPP | IPP | 2 | X | WAT | Renewable | 1 | 0 | 1 | 0
Operable | 57280 | Eagle Creek Renewable Energy, LLC |  | 10520 | Dayton Hydro | IL | Restructured | LaSalle | 3 | Conventional Hydroelectric | HY |  | W | X | X |  |  | 1 | 1 | 1 | 1 | 0.3 | N |  |  | OP | X | 1 | 1925 | Pre-2000 |  |  | N | IPP Non-CHP | IPP | IPP | 2 | X | WAT | Renewable | 1 | 0 | 1 | 0
Operable | 57280 | Eagle Creek Renewable Energy, LLC |  | 10694 | Pepperell Hydro Power Plant | MA | Restructured | Middlesex | 2121 | Conventional Hydroelectric | HY |  | W | X | X | 4332 |  | 0.8 | 0.9 | 0.8 | 0.7 | 0.3 | N |  |  | OP | X | 1 | 1920 | Pre-2000 |  |  | N | IPP Non-CHP | IPP | IPP | 2 | X | WAT | Renewable | 0.8 | 0 | 1 | 0
Operable | 57280 | Eagle Creek Renewable Energy, LLC |  | 10694 | Pepperell Hydro Power Plant | MA | Restructured | Middlesex | 8281 | Conventional Hydroelectric | HY |  | W | X | X | 4332 |  | 0.8 | 0.8 | 0.8 | 0.7 | 0.3 | N |  |  | OP | X | 1 | 1920 | Pre-2000 |  |  | N | IPP Non-CHP | IPP | IPP | 2 | X | WAT | Renewable | 0.8 | 0 | 1 | 0
Operable | 57280 | Eagle Creek Renewable Energy, LLC |  | 10694 | Pepperell Hydro Power Plant | MA | Restructured | Middlesex | G3 | Conventional Hydroelectric | HY |  | W | X | X | 4332 |  | 0.6 | 0.9 | 0.6 | 0.5 | 0.3 | N |  |  | OP | X | 12 | 2006 | 2006 |  |  | N | IPP Non-CHP | IPP | IPP | 2 | X | WAT | Renewable | 0.6 | 0 | 1 | 0
Operable | 57280 | Eagle Creek Renewable Energy, LLC |  | 50047 | International Paper Jay Hydro | ME | Restructured | Franklin | GEN1 | Conventional Hydroelectric | HY |  | W | X | X | 4168 | 4168 | 0.5 | 0.9 | 0.5 | 0.5 | 0.2 | N |  |  | OP | X | 1 | 1912 | Pre-2000 |  |  | N | IPP Non-CHP | IPP | IPP | 2 | X | WAT | Renewable | 0.5 | 0 | 1 | 0
Operable | 57280 | Eagle Creek Renewable Energy, LLC |  | 50047 | International Paper Jay Hydro | ME | Restructured | Franklin | GEN2 | Conventional Hydroelectric | HY |  | W | X | X | 4168 | 4168 | 0.5 | 0.9 | 0.5 | 0.5 | 0.2 | N |  |  | OP | X | 1 | 1912 | Pre-2000 |  |  | N | IPP Non-CHP | IPP | IPP | 2 | X | WAT | Renewable | 0.5 | 0 | 1 | 0
Operable | 57280 | Eagle Creek Renewable Energy, LLC |  | 50047 | International Paper Jay Hydro | ME | Restructured | Franklin | GEN3 | Conventional Hydroelectric | HY |  | W | X | X | 4168 | 4168 | 0.5 | 0.9 | 0.5 | 0.5 | 0.2 | N |  |  | OP | X | 1 | 1912 | Pre-2000 |  |  | N | IPP Non-CHP | IPP | IPP | 2 | X | WAT | Renewable | 0.5 | 0 | 1 | 0
Operable | 57280 | Eagle Creek Renewable Energy, LLC |  | 50047 | International Paper Jay Hydro | ME | Restructured | Franklin | GEN4 | Conventional Hydroelectric | HY |  | W | X | X | 4168 | 4168 | 0.5 | 0.9 | 0.5 | 0.5 | 0.2 | N |  |  | OP | X | 1 | 1912 | Pre-2000 |  |  | N | IPP Non-CHP | IPP | IPP | 2 | X | WAT | Renewable | 0.5 | 0 | 1 | 0
Operable | 57280 | Eagle Creek Renewable Energy, LLC |  | 50047 | International Paper Jay Hydro | ME | Restructured | Franklin | GEN5 | Conventional Hydroelectric | HY |  | W | X | X | 4168 | 4168 | 0.5 | 0.9 | 0.5 | 0.5 | 0.2 | N |  |  | OP | X | 1 | 1912 | Pre-2000 |  |  | N | IPP Non-CHP | IPP | IPP | 2 | X | WAT | Renewable | 0.5 | 0 | 1 | 0
Operable | 57280 | Eagle Creek Renewable Energy, LLC |  | 50047 | International Paper Jay Hydro | ME | Restructured | Franklin | GEN6 | Conventional Hydroelectric | HY |  | W | X | X | 4168 | 4168 | 0.6 | 0.9 | 0.6 | 0.6 | 0.2 | N |  |  | OP | X | 1 | 1912 | Pre-2000 |  |  | N | IPP Non-CHP | IPP | IPP | 2 | X | WAT | Renewable | 0.6 | 0 | 1 | 0
Operable | 57280 | Eagle Creek Renewable Energy, LLC |  | 50080 | Otis Hydro | ME | Restructured | Franklin | GEN1 | Conventional Hydroelectric | HY |  | W | X | X | 4168 |  | 5.1 | 0.9 | 5.1 | 5.1 | 2 | N |  |  | OP | X | 1 | 1985 | Pre-2000 |  |  | N | IPP Non-CHP | IPP | IPP | 2 | X | WAT | Renewable | 5.1 | 0 | 1 | 0
Operable | 57280 | Eagle Creek Renewable Energy, LLC |  | 50080 | Otis Hydro | ME | Restructured | Franklin | GEN2 | Conventional Hydroelectric | HY |  | W | X | X | 4168 |  | 5.1 | 0.9 | 5.1 | 5.1 | 2 | N |  |  | OP | X | 1 | 1985 | Pre-2000 |  |  | N | IPP Non-CHP | IPP | IPP | 2 | X | WAT | Renewable | 5.1 | 0 | 1 | 0
Operable | 57280 | Eagle Creek Renewable Energy, LLC |  | 50081 | International Paper Riley Hydro | ME | Restructured | Franklin | GEN1 | Conventional Hydroelectric | HY |  | W | X | X | 4168 |  | 1.1 | 0.85 | 1.1 | 1.1 | 0.8 | N |  |  | OP | X | 12 | 1981 | Pre-2000 |  |  | N | IPP Non-CHP | IPP | IPP | 2 | X | WAT | Renewable | 1.1 | 0 | 1 | 0
Operable | 57280 | Eagle Creek Renewable Energy, LLC |  | 50081 | International Paper Riley Hydro | ME | Restructured | Franklin | GEN2 | Conventional Hydroelectric | HY |  | W | X | X | 4168 |  | 1.1 | 0.85 | 1.1 | 1.1 | 0.8 | N |  |  | OP | X | 12 | 1981 | Pre-2000 |  |  | N | IPP Non-CHP | IPP | IPP | 2 | X | WAT | Renewable | 1.1 | 0 | 1 | 0
Operable | 57280 | Eagle Creek Renewable Energy, LLC |  | 50081 | International Paper Riley Hydro | ME | Restructured | Franklin | GEN3 | Conventional Hydroelectric | HY |  | W | X | X | 4168 |  | 1.1 | 0.85 | 1.1 | 1.1 | 0.8 | N |  |  | OP | X | 12 | 1981 | Pre-2000 |  |  | N | IPP Non-CHP | IPP | IPP | 2 | X | WAT | Renewable | 1.1 | 0 | 1 | 0
Operable | 57280 | Eagle Creek Renewable Energy, LLC |  | 50081 | International Paper Riley Hydro | ME | Restructured | Franklin | GEN4 | Conventional Hydroelectric | HY |  | W | X | X | 4168 |  | 1.1 | 0.85 | 1.1 | 1.1 | 0.8 | N |  |  | OP | X | 12 | 1981 | Pre-2000 |  |  | N | IPP Non-CHP | IPP | IPP | 2 | X | WAT | Renewable | 1.1 | 0 | 1 | 0
Operable | 57280 | Eagle Creek Renewable Energy, LLC |  | 50081 | International Paper Riley Hydro | ME | Restructured | Franklin | GEN5 | Conventional Hydroelectric | HY |  | W | X | X | 4168 |  | 1.1 | 0.85 | 1.1 | 1.1 | 0.8 | N |  |  | OP | X | 12 | 1981 | Pre-2000 |  |  | N | IPP Non-CHP | IPP | IPP | 2 | X | WAT | Renewable | 1.1 | 0 | 1 | 0
Operable | 57280 | Eagle Creek Renewable Energy, LLC |  | 50081 | International Paper Riley Hydro | ME | Restructured | Franklin | GEN6 | Conventional Hydroelectric | HY |  | W | X | X | 4168 |  | 1.1 | 0.85 | 1.1 | 1.1 | 0.8 | N |  |  | OP | X | 12 | 1981 | Pre-2000 |  |  | N | IPP Non-CHP | IPP | IPP | 2 | X | WAT | Renewable | 1.1 | 0 | 1 | 0
Operable | 57280 | Eagle Creek Renewable Energy, LLC |  | 50082 | International Paper Livermore Hydro | ME | Restructured | Androscoggin | GEN1 | Conventional Hydroelectric | HY |  | W | X | X | 4168 | 4168 | 1.1 | 0.9 | 1.1 | 1.1 | 0.4 | N |  |  | OP | X | 1 | 1910 | Pre-2000 |  |  | N | IPP Non-CHP | IPP | IPP | 2 | X | WAT | Renewable | 1.1 | 0 | 1 | 0
Operable | 57280 | Eagle Creek Renewable Energy, LLC |  | 50082 | International Paper Livermore Hydro | ME | Restructured | Androscoggin | GEN2 | Conventional Hydroelectric | HY |  | W | X | X | 4168 | 4168 | 1.1 | 0.9 | 1.1 | 1.1 | 0.4 | N |  |  | OP | X | 1 | 1910 | Pre-2000 |  |  | N | IPP Non-CHP | IPP | IPP | 2 | X | WAT | Renewable | 1.1 | 0 | 1 | 0
Operable | 57280 | Eagle Creek Renewable Energy, LLC |  | 50082 | International Paper Livermore Hydro | ME | Restructured | Androscoggin | GEN3 | Conventional Hydroelectric | HY |  | W | X | X | 4168 | 4168 | 1.1 | 0.9 | 1.1 | 1.1 | 0.4 | N |  |  | OP | X | 1 | 1910 | Pre-2000 |  |  | N | IPP Non-CHP | IPP | IPP | 2 | X | WAT | Renewable | 1.1 | 0 | 1 | 0
Operable | 57280 | Eagle Creek Renewable Energy, LLC |  | 50082 | International Paper Livermore Hydro | ME | Restructured | Androscoggin | GEN4 | Conventional Hydroelectric | HY |  | W | X | X | 4168 | 4168 | 1.2 | 0.9 | 1.2 | 1.2 | 0.4 | N |  |  | OP | X | 1 | 1910 | Pre-2000 |  |  | N | IPP Non-CHP | IPP | IPP | 2 | X | WAT | Renewable | 1.2 | 0 | 1 | 0
Operable | 57280 | Eagle Creek Renewable Energy, LLC |  | 50082 | International Paper Livermore Hydro | ME | Restructured | Androscoggin | GEN5 | Conventional Hydroelectric | HY |  | W | X | X | 4168 | 4168 | 1.1 | 0.9 | 1.1 | 1.1 | 0.4 | N |  |  | OP | X | 1 | 1910 | Pre-2000 |  |  | N | IPP Non-CHP | IPP | IPP | 2 | X | WAT | Renewable | 1.1 | 0 | 1 | 0
Operable | 57280 | Eagle Creek Renewable Energy, LLC |  | 50082 | International Paper Livermore Hydro | ME | Restructured | Androscoggin | GEN6 | Conventional Hydroelectric | HY |  | W | X | X | 4168 | 4168 | 0.7 | 0.9 | 0.7 | 0.7 | 0.4 | N |  |  | OP | X | 1 | 1910 | Pre-2000 |  |  | N | IPP Non-CHP | IPP | IPP | 2 | X | WAT | Renewable | 0.7 | 0 | 1 | 0
Operable | 57280 | Eagle Creek Renewable Energy, LLC |  | 50082 | International Paper Livermore Hydro | ME | Restructured | Androscoggin | GEN7 | Conventional Hydroelectric | HY |  | W | X | X | 4168 | 4168 | 0.9 | 0.9 | 0.9 | 0.9 | 0.4 | N |  |  | OP | X | 1 | 1910 | Pre-2000 |  |  | N | IPP Non-CHP | IPP | IPP | 2 | X | WAT | Renewable | 0.9 | 0 | 1 | 0
Operable | 57280 | Eagle Creek Renewable Energy, LLC |  | 50082 | International Paper Livermore Hydro | ME | Restructured | Androscoggin | GEN8 | Conventional Hydroelectric | HY |  | W | X | X | 4168 | 4168 | 1 | 0.9 | 1 | 1 | 0.4 | N |  |  | OP | X | 1 | 1910 | Pre-2000 |  |  | N | IPP Non-CHP | IPP | IPP | 2 | X | WAT | Renewable | 1 | 0 | 1 | 0
Operable | 57280 | Eagle Creek Renewable Energy, LLC |  | 50082 | International Paper Livermore Hydro | ME | Restructured | Androscoggin | GEN9 | Conventional Hydroelectric | HY |  | W | X | X | 4168 | 4168 | 1 | 0.9 | 1 | 0.9 | 0.7 | N |  |  | OP | X | 9 | 2004 | 2004 |  |  | N | IPP Non-CHP | IPP | IPP | 2 | X | WAT | Renewable | 1 | 0 | 1 | 0
Operable | 57280 | Eagle Creek Renewable Energy, LLC |  | 50166 | International Paper Woronoco Mill | MA | Restructured | Hampden | GEN1 | Conventional Hydroelectric | HY |  | W | X | X | 4506 |  | 0.5 | 0.9 | 0.4 | 0.4 | 0.2 | N |  |  | OP | X | 1 | 1916 | Pre-2000 |  |  | N | IPP Non-CHP | IPP | IPP | 2 | X | WAT | Renewable | 0.5 | 0 | 1 | 0
Operable | 57280 | Eagle Creek Renewable Energy, LLC |  | 50166 | International Paper Woronoco Mill | MA | Restructured | Hampden | GEN2 | Conventional Hydroelectric | HY |  | W | X | X | 4506 |  | 1.8 | 0.95 | 1.7 | 1.7 | 0.3 | N |  |  | OP | X | 1 | 1913 | Pre-2000 |  |  | N | IPP Non-CHP | IPP | IPP | 2 | X | WAT | Renewable | 1.8 | 0 | 1 | 0
Operable | 57280 | Eagle Creek Renewable Energy, LLC |  | 50166 | International Paper Woronoco Mill | MA | Restructured | Hampden | GEN2A | Conventional Hydroelectric | HY |  | W | X | X | 4506 |  | 0.5 | 0.9 | 0.4 | 0.4 | 0.2 | N |  |  | OP | X | 1 | 1916 | Pre-2000 |  |  | N | IPP Non-CHP | IPP | IPP | 2 | X | WAT | Renewable | 0.5 | 0 | 1 | 0
Operable | 57280 | Eagle Creek Renewable Energy, LLC |  | 50252 | Sartell Dam | MN | Vertical | Benton | HG10 | Conventional Hydroelectric | HY |  | W | X | X | NSP.SARTELL | NSP>SARTELL | 0.9 | 0.8 | 0.9 | 0.9 | 0.3 | N |  |  | OP | X | 3 | 1985 | Pre-2000 |  |  | N | IPP Non-CHP | IPP | IPP | 2 | X | WAT | Renewable | 0.9 | 0 | 1 | 0
Operable | 57280 | Eagle Creek Renewable Energy, LLC |  | 50252 | Sartell Dam | MN | Vertical | Benton | HG11 | Conventional Hydroelectric | HY |  | W | X | X | NSP.SARTELL | NSP.SARTELL | 0.9 | 0.8 | 0.9 | 0.9 | 0.3 | N |  |  | OP | X | 3 | 1985 | Pre-2000 |  |  | N | IPP Non-CHP | IPP | IPP | 2 | X | WAT | Renewable | 0.9 | 0 | 1 | 0
Operable | 57280 | Eagle Creek Renewable Energy, LLC |  | 50252 | Sartell Dam | MN | Vertical | Benton | HG12 | Conventional Hydroelectric | HY |  | W | X | X | NSP.SARTELL | NSP.SARTELL | 0.9 | 0.8 | 0.9 | 0.9 | 0.3 | N |  |  | OP | X | 3 | 1985 | Pre-2000 |  |  | N | IPP Non-CHP | IPP | IPP | 2 | X | WAT | Renewable | 0.9 | 0 | 1 | 0
Operable | 57280 | Eagle Creek Renewable Energy, LLC |  | 50252 | Sartell Dam | MN | Vertical | Benton | HG2 | Conventional Hydroelectric | HY |  | W | X | X | NSP.SARTELL | NSP.SARTELL | 0.9 | 0.8 | 0.9 | 0.9 | 0.3 | N |  |  | OP | X | 3 | 1985 | Pre-2000 |  |  | N | IPP Non-CHP | IPP | IPP | 2 | X | WAT | Renewable | 0.9 | 0 | 1 | 0
Operable | 57280 | Eagle Creek Renewable Energy, LLC |  | 50252 | Sartell Dam | MN | Vertical | Benton | HG3 | Conventional Hydroelectric | HY |  | W | X | X | NSP.SARTELL | NSP.SARTELL | 0.9 | 0.8 | 0.9 | 0.9 | 0.3 | N |  |  | OP | X | 3 | 1985 | Pre-2000 |  |  | N | IPP Non-CHP | IPP | IPP | 2 | X | WAT | Renewable | 0.9 | 0 | 1 | 0
Operable | 57280 | Eagle Creek Renewable Energy, LLC |  | 50252 | Sartell Dam | MN | Vertical | Benton | HG4 | Conventional Hydroelectric | HY |  | W | X | X | NSP.SARTELL | NSP.SARTELL | 0.9 | 0.8 | 0.9 | 0.9 | 0.3 | N |  |  | OP | X | 3 | 1985 | Pre-2000 |  |  | N | IPP Non-CHP | IPP | IPP | 2 | X | WAT | Renewable | 0.9 | 0 | 1 | 0
Operable | 57280 | Eagle Creek Renewable Energy, LLC |  | 50252 | Sartell Dam | MN | Vertical | Benton | HG5 | Conventional Hydroelectric | HY |  | W | X | X | NSP.SARTELL | NSP.SARTELL | 0.9 | 0.8 | 0.9 | 0.9 | 0.3 | N |  |  | OP | X | 3 | 1985 | Pre-2000 |  |  | N | IPP Non-CHP | IPP | IPP | 2 | X | WAT | Renewable | 0.9 | 0 | 1 | 0
Operable | 57280 | Eagle Creek Renewable Energy, LLC |  | 50252 | Sartell Dam | MN | Vertical | Benton | HG6 | Conventional Hydroelectric | HY |  | W | X | X | NSP.SARTELL | NSP.SARTELL | 0.8 | 1 | 0.8 | 0.8 | 0.2 | N |  |  | OP | X | 3 | 1985 | Pre-2000 |  |  | N | IPP Non-CHP | IPP | IPP | 2 | X | WAT | Renewable | 0.8 | 0 | 1 | 0
Operable | 57280 | Eagle Creek Renewable Energy, LLC |  | 50252 | Sartell Dam | MN | Vertical | Benton | HG7 | Conventional Hydroelectric | HY |  | W | X | X | NSP.SARTELL | NSP.SARTELL | 0.8 | 1 | 0.8 | 0.8 | 0.2 | N |  |  | OP | X | 3 | 1985 | Pre-2000 |  |  | N | IPP Non-CHP | IPP | IPP | 2 | X | WAT | Renewable | 0.8 | 0 | 1 | 0
Operable | 57280 | Eagle Creek Renewable Energy, LLC |  | 50252 | Sartell Dam | MN | Vertical | Benton | HG8 | Conventional Hydroelectric | HY |  | W | X | X | NSP.SARTELL | NSP.SARTELL | 0.7 | 1 | 0.7 | 0.7 | 0.2 | N |  |  | OP | X | 3 | 1985 | Pre-2000 |  |  | N | IPP Non-CHP | IPP | IPP | 2 | X | WAT | Renewable | 0.7 | 0 | 1 | 0
Operable | 57280 | Eagle Creek Renewable Energy, LLC |  | 50252 | Sartell Dam | MN | Vertical | Benton | HG9 | Conventional Hydroelectric | HY |  | W | X | X | NSP.SARTELL | NSP.SARTELL | 0.7 | 1 | 0.7 | 0.7 | 0.2 | N |  |  | OP | X | 3 | 1985 | Pre-2000 |  |  | N | IPP Non-CHP | IPP | IPP | 2 | X | WAT | Renewable | 0.7 | 0 | 1 | 0
Operable | 57280 | Eagle Creek Renewable Energy, LLC |  | 50278 | Worumbo Hydro Station | ME | Restructured | Androscoggin | GEN1 | Conventional Hydroelectric | HY |  | W | X | X | 487 | 487 | 9.7 | 0.9 | 4.6 | 9.3 | 2 | N |  |  | OP | X | 2 | 1989 | Pre-2000 |  |  | N | IPP Non-CHP | IPP | IPP | 2 | X | WAT | Renewable | 9.7 | 0 | 1 | 0
Operable | 57280 | Eagle Creek Renewable Energy, LLC |  | 50278 | Worumbo Hydro Station | ME | Restructured | Androscoggin | GEN2 | Conventional Hydroelectric | HY |  | W | X | X | 487 | 487 | 9.7 | 0.9 | 4.6 | 9.3 | 2 | N |  |  | OP | X | 3 | 1989 | Pre-2000 |  |  | N | IPP Non-CHP | IPP | IPP | 2 | X | WAT | Renewable | 9.7 | 0 | 1 | 0
Operable | 57280 | Eagle Creek Renewable Energy, LLC |  | 50312 | Pembroke Hydro | NH | Restructured | Merrimack | 1 | Conventional Hydroelectric | HY |  | W | X | X | 4395 | 4395 | 2.7 | 0.9 | 0.6 | 1.2 | 0.2 | N |  |  | OP | X | 12 | 1985 | Pre-2000 |  |  | N | IPP Non-CHP | IPP | IPP | 2 | X | WAT | Renewable | 2.7 | 0 | 1 | 0
Operable | 57280 | Eagle Creek Renewable Energy, LLC |  | 50324 | Newfound Hydroelectric | NH | Restructured | Grafton | 1 | Conventional Hydroelectric | HY |  | W | X | X | 4379 |  | 0.7 | 0.91 | 0.7 | 0.7 | 0.1 | N |  |  | OP | X | 12 | 1983 | Pre-2000 |  |  | N | IPP Non-CHP | IPP | IPP | 2 | X | WAT | Renewable | 0.7 | 0 | 1 | 0
Operable | 57280 | Eagle Creek Renewable Energy, LLC |  | 50324 | Newfound Hydroelectric | NH | Restructured | Grafton | 2 | Conventional Hydroelectric | HY |  | W | X | X | 4379 |  | 0.7 | 0.91 | 0.7 | 0.7 | 0.1 | N |  |  | OP | X | 12 | 1983 | Pre-2000 |  |  | N | IPP Non-CHP | IPP | IPP | 2 | X | WAT | Renewable | 0.7 | 0 | 1 | 0
Operable | 57280 | Eagle Creek Renewable Energy, LLC |  | 50354 | Newport Hydro | NY | Restructured | Herkimer | 1 | Conventional Hydroelectric | HY |  | W | X | X | 23633 | 23633 | 0.8 | 0.8 | 0.8 | 0.8 | 0.2 | N |  |  | OP | X | 12 | 1987 | Pre-2000 |  |  | N | IPP Non-CHP | IPP | IPP | 2 | X | WAT | Renewable | 0.8 | 0 | 1 | 0
Operable | 57280 | Eagle Creek Renewable Energy, LLC |  | 50354 | Newport Hydro | NY | Restructured | Herkimer | 2 | Conventional Hydroelectric | HY |  | W | X | X | 23633 | 23633 | 0.8 | 0.8 | 0.8 | 0.8 | 0.2 | N |  |  | OP | X | 12 | 1987 | Pre-2000 |  |  | N | IPP Non-CHP | IPP | IPP | 2 | X | WAT | Renewable | 0.8 | 0 | 1 | 0
Operable | 57280 | Eagle Creek Renewable Energy, LLC |  | 50354 | Newport Hydro | NY | Restructured | Herkimer | 3 | Conventional Hydroelectric | HY |  | W | X | X | 23633 | 23633 | 0.1 | 0.8 | 0.1 | 0.1 | 0 | N |  |  | OP | X | 12 | 1987 | Pre-2000 |  |  | N | IPP Non-CHP | IPP | IPP | 2 | X | WAT | Renewable | 0.1 | 0 | 1 | 0
Operable | 57280 | Eagle Creek Renewable Energy, LLC |  | 50384 | Gregg Falls | NH | Restructured | Hillsborough | 1 | Conventional Hydroelectric | HY |  | W | X | X | 4397 | 4397 | 2.2 | 0.9 | 2.1 | 2.1 | 0.3 | N |  |  | OP | X | 12 | 1985 | Pre-2000 |  |  | N | IPP Non-CHP | IPP | IPP | 2 | X | WAT | Renewable | 2.2 | 0 | 1 | 0
Operable | 57280 | Eagle Creek Renewable Energy, LLC |  | 50384 | Gregg Falls | NH | Restructured | Hillsborough | 2 | Conventional Hydroelectric | HY |  | W | X | X | 4397 | 4397 | 1.3 | 0.9 | 1.3 | 1.3 | 0.2 | N |  |  | OP | X | 12 | 1985 | Pre-2000 |  |  | N | IPP Non-CHP | IPP | IPP | 2 | X | WAT | Renewable | 1.3 | 0 | 1 | 0
Operable | 57280 | Eagle Creek Renewable Energy, LLC |  | 50408 | Park Mill | WI | Vertical | Marinette | 1 | Conventional Hydroelectric | HY |  | W | X | X | WPS.MENOMPK |  | 0.4 | 1 | 0.4 | 0.4 | 0.1 | N |  |  | OP | X | 1 | 1920 | Pre-2000 |  |  | N | IPP Non-CHP | IPP | IPP | 2 | X | WAT | Renewable | 0.4 | 0 | 1 | 0
Operable | 57280 | Eagle Creek Renewable Energy, LLC |  | 50408 | Park Mill | WI | Vertical | Marinette | 10 | Conventional Hydroelectric | HY |  | W | X | X | WPS.MENOMPK |  | 0.3 | 1 | 0.3 | 0.3 | 0.1 | N |  |  | OP | X | 4 | 1988 | Pre-2000 |  |  | N | IPP Non-CHP | IPP | IPP | 2 | X | WAT | Renewable | 0.3 | 0 | 1 | 0
Operable | 57280 | Eagle Creek Renewable Energy, LLC |  | 50408 | Park Mill | WI | Vertical | Marinette | 2 | Conventional Hydroelectric | HY |  | W | X | X | WPS.MENOMPK |  | 0.2 | 1 | 0.2 | 0.2 | 0.1 | N |  |  | OP | X | 1 | 1922 | Pre-2000 |  |  | N | IPP Non-CHP | IPP | IPP | 2 | X | WAT | Renewable | 0.2 | 0 | 1 | 0
Operable | 57280 | Eagle Creek Renewable Energy, LLC |  | 50408 | Park Mill | WI | Vertical | Marinette | 3 | Conventional Hydroelectric | HY |  | W | X | X | WPS.MENOMPK |  | 0.4 | 1 | 0.4 | 0.4 | 0.1 | N |  |  | OP | X | 1 | 1946 | Pre-2000 |  |  | N | IPP Non-CHP | IPP | IPP | 2 | X | WAT | Renewable | 0.4 | 0 | 1 | 0
Operable | 57280 | Eagle Creek Renewable Energy, LLC |  | 50408 | Park Mill | WI | Vertical | Marinette | 6 | Conventional Hydroelectric | HY |  | W | X | X | WPS.MENOMPK |  | 0.4 | 1 | 0.4 | 0.4 | 0.1 | N |  |  | OP | X | 10 | 1966 | Pre-2000 |  |  | N | IPP Non-CHP | IPP | IPP | 2 | X | WAT | Renewable | 0.4 | 0 | 1 | 0
Operable | 57280 | Eagle Creek Renewable Energy, LLC |  | 50408 | Park Mill | WI | Vertical | Marinette | 7 | Conventional Hydroelectric | HY |  | W | X | X | WPS.MENOMPK |  | 0.4 | 1 | 0.4 | 0.4 | 0.1 | N |  |  | OP | X | 7 | 1968 | Pre-2000 |  |  | N | IPP Non-CHP | IPP | IPP | 2 | X | WAT | Renewable | 0.4 | 0 | 1 | 0
Operable | 57280 | Eagle Creek Renewable Energy, LLC |  | 50409 | Menominee Mill Marinette | MI | Vertical | Menominee | 4 | Conventional Hydroelectric | HY |  | W | X | X | WPS.MENOMPK |  | 0.4 | 1 | 0.4 | 0.4 | 0.1 | N |  |  | OP | X | 1 | 1924 | Pre-2000 |  |  | N | IPP Non-CHP | IPP | IPP | 2 | X | WAT | Renewable | 0.4 | 0 | 1 | 0
Operable | 57280 | Eagle Creek Renewable Energy, LLC |  | 50409 | Menominee Mill Marinette | MI | Vertical | Menominee | 5 | Conventional Hydroelectric | HY |  | W | X | X | WPS.MENOMPK |  | 0.4 | 1 | 0.4 | 0.4 | 0.1 | N |  |  | OP | X | 1 | 1924 | Pre-2000 |  |  | N | IPP Non-CHP | IPP | IPP | 2 | X | WAT | Renewable | 0.4 | 0 | 1 | 0
Operable | 57280 | Eagle Creek Renewable Energy, LLC |  | 50409 | Menominee Mill Marinette | MI | Vertical | Menominee | 8 | Conventional Hydroelectric | HY |  | W | X | X | WPS.MENOMPK |  | 0.5 | 1 | 0.5 | 0.5 | 0.2 | N |  |  | OP | X | 10 | 1978 | Pre-2000 |  |  | N | IPP Non-CHP | IPP | IPP | 2 | X | WAT | Renewable | 0.5 | 0 | 1 | 0
Operable | 57280 | Eagle Creek Renewable Energy, LLC |  | 50409 | Menominee Mill Marinette | MI | Vertical | Menominee | 9 | Conventional Hydroelectric | HY |  | W | X | X | WPS.MENOMPK |  | 0.5 | 1 | 0.5 | 0.5 | 0.2 | N |  |  | OP | X | 10 | 1978 | Pre-2000 |  |  | N | IPP Non-CHP | IPP | IPP | 2 | X | WAT | Renewable | 0.5 | 0 | 1 | 0
Operable | 57280 | Eagle Creek Renewable Energy, LLC |  | 50433 | Ada Dam | MI | Vertical | Kent | ADA1 | Conventional Hydroelectric | HY |  | W | X | X |  |  | 1.4 | 0.9 | 1.4 | 1.4 | 0.2 | N |  |  | OP | X | 3 | 1984 | Pre-2000 |  |  | N | IPP Non-CHP | IPP | IPP | 2 | X | WAT | Renewable | 1.4 | 0 | 1 | 0
Operable | 57280 | Eagle Creek Renewable Energy, LLC |  | 50435 | Sugarloaf Hydro Plant | CO | Vertical | Lake | SUG1 | Conventional Hydroelectric | HY |  | W | X | X |  |  | 2.5 | 0.9 | 2.5 | 2.5 | 0.4 | N |  |  | OP | X | 11 | 1985 | Pre-2000 |  |  | N | IPP Non-CHP | IPP | IPP | 2 | X | WAT | Renewable | 2.5 | 0 | 1 | 0
Operable | 57280 | Eagle Creek Renewable Energy, LLC |  | 50436 | Cascade Dam | MI | Vertical | Kent | CAS1 | Conventional Hydroelectric | HY |  | W | X | X |  |  | 1.6 | 0.9 | 1.6 | 1.6 | 0.2 | N |  |  | OP | X | 12 | 1986 | Pre-2000 |  |  | N | IPP Non-CHP | IPP | IPP | 2 | X | WAT | Renewable | 1.6 | 0 | 1 | 0
Operable | 57280 | Eagle Creek Renewable Energy, LLC |  | 50437 | French Landing Dam | MI | Vertical | Wayne | FRL1 | Conventional Hydroelectric | HY |  | W | X | X |  |  | 1.6 | 0.9 | 1.6 | 1.6 | 0.2 | N |  |  | OP | X | 12 | 1988 | Pre-2000 |  |  | N | IPP Non-CHP | IPP | IPP | 2 | X | WAT | Renewable | 1.6 | 0 | 1 | 0
Operable | 57280 | Eagle Creek Renewable Energy, LLC |  | 50439 | Oconto Falls Lower | WI | Vertical | Oconto | GEN1 | Conventional Hydroelectric | HY |  | W | X | X | WEC.OCONTOFL |  | 0.3 | 1 | 0.3 | 0.3 | 0.1 | N |  |  | OS | X | 1 | 1971 | Pre-2000 |  |  | N | IPP Non-CHP | IPP | IPP | 2 | X | WAT | Renewable | 0.3 | 0 | 1 | 0
Operable | 57280 | Eagle Creek Renewable Energy, LLC |  | 50439 | Oconto Falls Lower | WI | Vertical | Oconto | GEN2 | Conventional Hydroelectric | HY |  | W | X | X | WEC.OCONTOFL |  | 1.7 | 1 | 1.7 | 1.7 | 0.5 | N |  |  | OP | X | 1 | 1971 | Pre-2000 |  |  | N | IPP Non-CHP | IPP | IPP | 2 | X | WAT | Renewable | 1.7 | 0 | 1 | 0
Operable | 57280 | Eagle Creek Renewable Energy, LLC |  | 50512 | Glen Park Hydroelectric Project | NY | Restructured | Jefferson | GEN1 | Conventional Hydroelectric | HY |  | W | X | X |  |  | 14.5 | 0.9 | 14.5 | 14.5 | 2.2 | N |  |  | OP | X | 10 | 1999 | Pre-2000 |  |  | N | IPP Non-CHP | IPP | IPP | 2 | X | WAT | Renewable | 14.5 | 0 | 1 | 0
Operable | 57280 | Eagle Creek Renewable Energy, LLC |  | 50512 | Glen Park Hydroelectric Project | NY | Restructured | Jefferson | GEN2 | Conventional Hydroelectric | HY |  | W | X | X |  |  | 14.5 | 0.9 | 14.5 | 14.5 | 2.2 | N |  |  | OP | X | 10 | 1999 | Pre-2000 |  |  | N | IPP Non-CHP | IPP | IPP | 2 | X | WAT | Renewable | 14.5 | 0 | 1 | 0
Operable | 57280 | Eagle Creek Renewable Energy, LLC |  | 50512 | Glen Park Hydroelectric Project | NY | Restructured | Jefferson | GEN3 | Conventional Hydroelectric | HY |  | W | X | X |  |  | 3.6 | 0.9 | 3.6 | 3.6 | 0.5 | N |  |  | OP | X | 10 | 1999 | Pre-2000 |  |  | N | IPP Non-CHP | IPP | IPP | 2 | X | WAT | Renewable | 3.6 | 0 | 1 | 0
Operable | 57280 | Eagle Creek Renewable Energy, LLC |  | 50652 | Lyonsdale Associates | NY | Restructured | Lewis | GEN1 | Conventional Hydroelectric | HY |  | W | X | X |  |  | 1.5 | 0.9 | 1.5 | 1.5 | 0.1 | N |  |  | OP | X | 7 | 1984 | Pre-2000 |  |  | N | IPP Non-CHP | IPP | IPP | 2 | X | WAT | Renewable | 1.5 | 0 | 1 | 0
Operable | 57280 | Eagle Creek Renewable Energy, LLC |  | 50652 | Lyonsdale Associates | NY | Restructured | Lewis | GEN2 | Conventional Hydroelectric | HY |  | W | X | X |  |  | 1.5 | 0.9 | 1.5 | 1.5 | 0.1 | N |  |  | OP | X | 7 | 1984 | Pre-2000 |  |  | N | IPP Non-CHP | IPP | IPP | 2 | X | WAT | Renewable | 1.5 | 0 | 1 | 0
Operable | 57280 | Eagle Creek Renewable Energy, LLC |  | 50893 | Allegheny No. 5 Hydro Station | PA | Restructured | Armstrong | GEN1 | Conventional Hydroelectric | HY |  | W | X | X |  |  | 4.6 | 0.9 | 3 | 5 | 2 | N |  |  | OP | X | 10 | 1988 | Pre-2000 |  |  | N | IPP Non-CHP | IPP | IPP | 2 | X | WAT | Renewable | 4.6 | 0 | 1 | 0
Operable | 57280 | Eagle Creek Renewable Energy, LLC |  | 50893 | Allegheny No. 5 Hydro Station | PA | Restructured | Armstrong | GEN2 | Conventional Hydroelectric | HY |  | W | X | X |  |  | 4.6 | 0.9 | 3 | 5 | 2 | N |  |  | OP | X | 10 | 1988 | Pre-2000 |  |  | N | IPP Non-CHP | IPP | IPP | 2 | X | WAT | Renewable | 4.6 | 0 | 1 | 0
Operable | 57280 | Eagle Creek Renewable Energy, LLC |  | 50894 | Allegheny No 6 Hydro Station | PA | Restructured | Armstrong | GEN1 | Conventional Hydroelectric | HY |  | W | X | X |  |  | 4.6 | 0.9 | 4 | 6 | 2 | N |  |  | OP | X | 11 | 1988 | Pre-2000 |  |  | N | IPP Non-CHP | IPP | IPP | 2 | X | WAT | Renewable | 4.6 | 0 | 1 | 0
Operable | 57280 | Eagle Creek Renewable Energy, LLC |  | 50894 | Allegheny No 6 Hydro Station | PA | Restructured | Armstrong | GEN2 | Conventional Hydroelectric | HY |  | W | X | X |  |  | 4.6 | 0.9 | 4 | 6 | 2 | N |  |  | OP | X | 11 | 1988 | Pre-2000 |  |  | N | IPP Non-CHP | IPP | IPP | 2 | X | WAT | Renewable | 4.6 | 0 | 1 | 0
Operable | 57280 | Eagle Creek Renewable Energy, LLC |  | 51034 | Little Falls Hydro | NY | Restructured | Herkimer | GEN1 | Conventional Hydroelectric | HY |  | W | X | X |  |  | 6.5 | 0.9 | 6.5 | 6.5 | 0.8 | N |  |  | OP | X | 1 | 1987 | Pre-2000 |  |  | N | IPP Non-CHP | IPP | IPP | 2 | X | WAT | Renewable | 6.5 | 0 | 1 | 0
Operable | 57280 | Eagle Creek Renewable Energy, LLC |  | 51034 | Little Falls Hydro | NY | Restructured | Herkimer | GEN2 | Conventional Hydroelectric | HY |  | W | X | X |  |  | 6.5 | 0.9 | 6.5 | 6.5 | 0.8 | N |  |  | OP | X | 1 | 1987 | Pre-2000 |  |  | N | IPP Non-CHP | IPP | IPP | 2 | X | WAT | Renewable | 6.5 | 0 | 1 | 0
Operable | 57280 | Eagle Creek Renewable Energy, LLC |  | 52054 | Rapidan Hydro Facility | MN | Vertical | Blue Earth | GEN1 | Conventional Hydroelectric | HY |  | W | X | X | NSP.RAPIDA1 |  | 3.4 | 1 | 3.2 | 3.1 | 1 | N |  |  | OS | X | 8 | 1984 | Pre-2000 |  |  | N | IPP Non-CHP | IPP | IPP | 2 | X | WAT | Renewable | 3.4 | 0 | 1 | 0
Operable | 57280 | Eagle Creek Renewable Energy, LLC |  | 52054 | Rapidan Hydro Facility | MN | Vertical | Blue Earth | GEN2 | Conventional Hydroelectric | HY |  | W | X | X | NSP.RAPIDA1 |  | 3.4 | 1 | 3.2 | 3.1 | 1 | N |  |  | OS | X | 8 | 1984 | Pre-2000 |  |  | N | IPP Non-CHP | IPP | IPP | 2 | X | WAT | Renewable | 3.4 | 0 | 1 | 0
Operable | 57280 | Eagle Creek Renewable Energy, LLC |  | 52068 | Great Falls Hydro Project | NJ | Restructured | Passaic | GEN1 | Conventional Hydroelectric | HY |  | W | X | X | 50390 | 50390 | 4.1 | 0.9 | 3.3 | 3.3 | 0.3 | N |  |  | OP | X | 12 | 1985 | Pre-2000 |  |  | N | IPP Non-CHP | IPP | IPP | 2 | X | WAT | Renewable | 4.1 | 0 | 1 | 0
Operable | 57280 | Eagle Creek Renewable Energy, LLC |  | 52068 | Great Falls Hydro Project | NJ | Restructured | Passaic | GEN2 | Conventional Hydroelectric | HY |  | W | X | X | 50390 | 50390 | 4.1 | 0.9 | 3.3 | 3.3 | 0.3 | N |  |  | OA | X | 12 | 1985 | Pre-2000 |  |  | N | IPP Non-CHP | IPP | IPP | 2 | X | WAT | Renewable | 4.1 | 0 | 1 | 0
Operable | 57280 | Eagle Creek Renewable Energy, LLC |  | 52068 | Great Falls Hydro Project | NJ | Restructured | Passaic | GEN3 | Conventional Hydroelectric | HY |  | W | X | X | 50390 | 50390 | 4.1 | 0.9 | 3.3 | 3.3 | 0.3 | N |  |  | OP | X | 12 | 1985 | Pre-2000 |  |  | N | IPP Non-CHP | IPP | IPP | 2 | X | WAT | Renewable | 4.1 | 0 | 1 | 0
Operable | 57280 | Eagle Creek Renewable Energy, LLC |  | 52187 | Falls Creek | OR | Vertical | Linn | GE-1 | Conventional Hydroelectric | HY |  | W | X | X |  |  | 4.1 | 0.85 | 3.9 | 4.8 | 0.2 | N |  |  | OP | X | 12 | 1984 | Pre-2000 |  |  | N | IPP Non-CHP | IPP | IPP | 2 | X | WAT | Renewable | 4.1 | 0 | 1 | 0
Operable | 57280 | Eagle Creek Renewable Energy, LLC |  | 54267 | Koma Kulshan | WA | Vertical | Whatcom | GEN1 | Conventional Hydroelectric | HY |  | W | X | X |  |  | 12 | 1 | 12.4 | 12.4 | 0.3 | N |  |  | OP | X | 10 | 1990 | Pre-2000 |  |  | N | IPP Non-CHP | IPP | IPP | 2 | X | WAT | Renewable | 12 | 0 | 1 | 0
Operable | 57280 | Eagle Creek Renewable Energy, LLC |  | 54340 | Norway Point Hydropower Project | MI | Vertical | Alpena | 1 | Conventional Hydroelectric | HY |  | W | X | X |  |  | 2.8 | 1 | 2.8 | 2.8 | 0.8 | N |  |  | OP | X | 9 | 1990 | Pre-2000 |  |  | N | IPP Non-CHP | IPP | IPP | 2 | X | WAT | Renewable | 2.8 | 0 | 1 | 0
Operable | 57280 | Eagle Creek Renewable Energy, LLC |  | 54340 | Norway Point Hydropower Project | MI | Vertical | Alpena | 2 | Conventional Hydroelectric | HY |  | W | X | X |  |  | 1.2 | 1 | 1.2 | 1.2 | 0.4 | N |  |  | OP | X | 9 | 1990 | Pre-2000 |  |  | N | IPP Non-CHP | IPP | IPP | 2 | X | WAT | Renewable | 1.2 | 0 | 1 | 0
Operable | 57280 | Eagle Creek Renewable Energy, LLC |  | 54341 | Four Mile Hydropower Project | MI | Vertical | Alpena | 1 | Conventional Hydroelectric | HY |  | W | X | X |  |  | 0.6 | 1 | 0.6 | 0.6 | 0.2 | N |  |  | OP | X | 9 | 1990 | Pre-2000 |  |  | N | IPP Non-CHP | IPP | IPP | 2 | X | WAT | Renewable | 0.6 | 0 | 1 | 0
Operable | 57280 | Eagle Creek Renewable Energy, LLC |  | 54341 | Four Mile Hydropower Project | MI | Vertical | Alpena | 2 | Conventional Hydroelectric | HY |  | W | X | X |  |  | 0.6 | 1 | 0.6 | 0.6 | 0.2 | N |  |  | OP | X | 9 | 1990 | Pre-2000 |  |  | N | IPP Non-CHP | IPP | IPP | 2 | X | WAT | Renewable | 0.6 | 0 | 1 | 0
Operable | 57280 | Eagle Creek Renewable Energy, LLC |  | 54341 | Four Mile Hydropower Project | MI | Vertical | Alpena | 3 | Conventional Hydroelectric | HY |  | W | X | X |  |  | 0.6 | 1 | 0.6 | 0.6 | 0.2 | N |  |  | OP | X | 9 | 1990 | Pre-2000 |  |  | N | IPP Non-CHP | IPP | IPP | 2 | X | WAT | Renewable | 0.6 | 0 | 1 | 0
Operable | 57280 | Eagle Creek Renewable Energy, LLC |  | 54341 | Four Mile Hydropower Project | MI | Vertical | Alpena | 4 | Conventional Hydroelectric | HY |  | W | X | X |  |  | 0.2 | 1 | 0.2 | 0.2 | 0.2 | N |  |  | OP | X | 10 | 2005 | 2005 |  |  | N | IPP Non-CHP | IPP | IPP | 2 | X | WAT | Renewable | 0.2 | 0 | 1 | 0
Operable | 57280 | Eagle Creek Renewable Energy, LLC |  | 54342 | Ninth Street Hydropower Project | MI | Vertical | Alpena | 1 | Conventional Hydroelectric | HY |  | W | X | X |  |  | 0.4 | 1 | 0.4 | 0.4 | 0.1 | N |  |  | OP | X | 9 | 1990 | Pre-2000 |  |  | N | IPP Non-CHP | IPP | IPP | 2 | X | WAT | Renewable | 0.4 | 0 | 1 | 0
Operable | 57280 | Eagle Creek Renewable Energy, LLC |  | 54342 | Ninth Street Hydropower Project | MI | Vertical | Alpena | 2 | Conventional Hydroelectric | HY |  | W | X | X |  |  | 0.4 | 1 | 0.4 | 0.4 | 0.1 | N |  |  | OP | X | 9 | 1990 | Pre-2000 |  |  | N | IPP Non-CHP | IPP | IPP | 2 | X | WAT | Renewable | 0.4 | 0 | 1 | 0
Operable | 57280 | Eagle Creek Renewable Energy, LLC |  | 54342 | Ninth Street Hydropower Project | MI | Vertical | Alpena | 3 | Conventional Hydroelectric | HY |  | W | X | X |  |  | 0.4 | 1 | 0.4 | 0.4 | 0.1 | N |  |  | OP | X | 9 | 1990 | Pre-2000 |  |  | N | IPP Non-CHP | IPP | IPP | 2 | X | WAT | Renewable | 0.4 | 0 | 1 | 0
Operable | 57280 | Eagle Creek Renewable Energy, LLC |  | 54343 | Terminus Hydroelectric Project | CA | Vertical | Tulare | GEN1 | Conventional Hydroelectric | HY |  | W | X | X |  |  | 20.1 | 1 | 20 | 20 | 6 | N |  |  | OP | X | 3 | 1990 | Pre-2000 |  |  | N | IPP Non-CHP | IPP | IPP | 2 | X | WAT | Renewable | 20.1 | 0 | 1 | 0
Operable | 57280 | Eagle Creek Renewable Energy, LLC |  | 54387 | Weeks Falls | WA | Vertical | King | GEN1 | Conventional Hydroelectric | HY |  | W | X | X |  |  | 4.3 | 0.95 | 4.2 | 4.2 | 0.3 | N |  |  | OP | X | 6 | 1990 | Pre-2000 |  |  | N | IPP Non-CHP | IPP | IPP | 2 | X | WAT | Renewable | 4.3 | 0 | 1 | 0
Operable | 57280 | Eagle Creek Renewable Energy, LLC |  | 54391 | Alice Falls Hydro Project | NY | Restructured | Clinton | 1 | Conventional Hydroelectric | HY |  | W | X | X |  |  | 1.5 | 0.9 | 1.5 | 1.5 | 0.5 | N |  |  | OP | X | 11 | 1991 | Pre-2000 |  |  | N | IPP Non-CHP | IPP | IPP | 2 | X | WAT | Renewable | 1.5 | 0 | 1 | 0
Operable | 57280 | Eagle Creek Renewable Energy, LLC |  | 54391 | Alice Falls Hydro Project | NY | Restructured | Clinton | 2 | Conventional Hydroelectric | HY |  | W | X | X |  |  | 0.6 | 0.9 | 0.7 | 0.7 | 0.1 | N |  |  | OP | X | 11 | 1991 | Pre-2000 |  |  | N | IPP Non-CHP | IPP | IPP | 2 | X | WAT | Renewable | 0.6 | 0 | 1 | 0
Operable | 57280 | Eagle Creek Renewable Energy, LLC |  | 54572 | Lochmere Hydroelectric Plant | NH | Restructured | Belknap | UNT1 | Conventional Hydroelectric | HY |  | W | X | X | 4392 | 4392 | 0.3 | 0.82 | 0.3 | 0.3 | 0.1 | N |  |  | OP | X | 12 | 1984 | Pre-2000 |  |  | N | IPP Non-CHP | IPP | IPP | 2 | X | WAT | Renewable | 0.3 | 0 | 1 | 0
Operable | 57280 | Eagle Creek Renewable Energy, LLC |  | 54572 | Lochmere Hydroelectric Plant | NH | Restructured | Belknap | UNT2 | Conventional Hydroelectric | HY |  | W | X | X | 4392 | 4392 | 0.3 | 0.82 | 0.3 | 0.3 | 0.1 | N |  |  | OP | X | 12 | 1984 | Pre-2000 |  |  | N | IPP Non-CHP | IPP | IPP | 2 | X | WAT | Renewable | 0.3 | 0 | 1 | 0
Operable | 57280 | Eagle Creek Renewable Energy, LLC |  | 54572 | Lochmere Hydroelectric Plant | NH | Restructured | Belknap | UNT3 | Conventional Hydroelectric | HY |  | W | X | X | 4392 | 4392 | 0.3 | 0.82 | 0.3 | 0.3 | 0.1 | N |  |  | OP | X | 12 | 1984 | Pre-2000 |  |  | N | IPP Non-CHP | IPP | IPP | 2 | X | WAT | Renewable | 0.3 | 0 | 1 | 0
Operable | 57280 | Eagle Creek Renewable Energy, LLC |  | 54572 | Lochmere Hydroelectric Plant | NH | Restructured | Belknap | UNT4 | Conventional Hydroelectric | HY |  | W | X | X | 4392 | 4392 | 0.3 | 0.82 | 0.3 | 0.3 | 0.1 | N |  |  | OP | X | 12 | 1984 | Pre-2000 |  |  | N | IPP Non-CHP | IPP | IPP | 2 | X | WAT | Renewable | 0.3 | 0 | 1 | 0
Operable | 57280 | Eagle Creek Renewable Energy, LLC |  | 54654 | Kekawaka Power House | CA | Vertical | Trinity | KEK1 | Conventional Hydroelectric | HY |  | W | X | X |  |  | 4.9 | 0.9 | 4.9 | 4.9 | 0.7 | N |  |  | OA | X | 12 | 1989 | Pre-2000 |  |  | N | IPP Non-CHP | IPP | IPP | 2 | X | WAT | Renewable | 4.9 | 0 | 1 | 0
Operable | 57280 | Eagle Creek Renewable Energy, LLC |  | 54655 | Schoolfield Dam | VA | Vertical | Pittsylvania | SCH1 | Conventional Hydroelectric | HY |  | W | X | X |  |  | 1.5 | 0.9 | 1.5 | 1.5 | 0.2 | N |  |  | OP | X | 10 | 1990 | Pre-2000 |  |  | N | IPP Non-CHP | IPP | IPP | 2 | X | WAT | Renewable | 1.5 | 0 | 1 | 0
Operable | 57280 | Eagle Creek Renewable Energy, LLC |  | 54655 | Schoolfield Dam | VA | Vertical | Pittsylvania | SCH2 | Conventional Hydroelectric | HY |  | W | X | X |  |  | 1.5 | 0.9 | 1.5 | 1.5 | 0.2 | N |  |  | OP | X | 11 | 1990 | Pre-2000 |  |  | N | IPP Non-CHP | IPP | IPP | 2 | X | WAT | Renewable | 1.5 | 0 | 1 | 0
Operable | 57280 | Eagle Creek Renewable Energy, LLC |  | 54655 | Schoolfield Dam | VA | Vertical | Pittsylvania | SCH3 | Conventional Hydroelectric | HY |  | W | X | X |  |  | 1.5 | 0.9 | 1.5 | 1.5 | 0.2 | N |  |  | OP | X | 12 | 1990 | Pre-2000 |  |  | N | IPP Non-CHP | IPP | IPP | 2 | X | WAT | Renewable | 1.5 | 0 | 1 | 0
Operable | 57280 | Eagle Creek Renewable Energy, LLC |  | 54691 | Lower Beaver Falls Project | NY | Restructured | Lewis | 2G | Conventional Hydroelectric | HY |  | W | X | X | 23633 | 23633 | 0.5 | 0.95 | 0.5 | 0.5 | 0.1 | N |  |  | OP | X | 12 | 1979 | Pre-2000 |  |  | N | IPP Non-CHP | IPP | IPP | 2 | X | WAT | Renewable | 0.5 | 0 | 1 | 0
Operable | 57280 | Eagle Creek Renewable Energy, LLC |  | 54691 | Lower Beaver Falls Project | NY | Restructured | Lewis | 3G | Conventional Hydroelectric | HY |  | W | X | X | 23633 | 23633 | 0.5 | 0.95 | 0.5 | 0.5 | 0.1 | N |  |  | OP | X | 12 | 1979 | Pre-2000 |  |  | N | IPP Non-CHP | IPP | IPP | 2 | X | WAT | Renewable | 0.5 | 0 | 1 | 0
Operable | 57280 | Eagle Creek Renewable Energy, LLC |  | 54865 | Phoenix Hydro Project | NY | Restructured | Oswego | 2025-01-02 | Conventional Hydroelectric | HY |  | W | X | X | 23634 | 23634 | 1.6 | 0.9 | 1.2 | 1.2 | 0.3 | N |  |  | OP | X | 1 | 1991 | Pre-2000 |  |  | N | IPP Non-CHP | IPP | IPP | 2 | X | WAT | Renewable | 1.6 | 0 | 1 | 0
Operable | 57280 | Eagle Creek Renewable Energy, LLC |  | 54865 | Phoenix Hydro Project | NY | Restructured | Oswego | 2025-02-01 | Conventional Hydroelectric | HY |  | W | X | X | 23634 | 23634 | 1.6 | 0.9 | 1.2 | 1.2 | 0.3 | N |  |  | OP | X | 1 | 1991 | Pre-2000 |  |  | N | IPP Non-CHP | IPP | IPP | 2 | X | WAT | Renewable | 1.6 | 0 | 1 | 0
Operable | 57280 | Eagle Creek Renewable Energy, LLC |  | 54894 | Narrows (NC) | NC | Vertical | Stanly | YN1 | Conventional Hydroelectric | HY |  | W | X | X |  |  | 24.7 | 1 | 30 | 30 | 1 | N |  |  | OP | X | 7 | 1917 | Pre-2000 |  |  | N | Electric Utility | Utility | IPP | 1 | X | WAT | Renewable | 24.7 | 0 | 1 | 0
Operable | 57280 | Eagle Creek Renewable Energy, LLC |  | 54894 | Narrows (NC) | NC | Vertical | Stanly | YN2 | Conventional Hydroelectric | HY |  | W | X | X |  |  | 24.7 | 1 | 30 | 30 | 1 | N |  |  | OP | X | 7 | 1917 | Pre-2000 |  |  | N | Electric Utility | Utility | IPP | 1 | X | WAT | Renewable | 24.7 | 0 | 1 | 0
Operable | 57280 | Eagle Creek Renewable Energy, LLC |  | 54894 | Narrows (NC) | NC | Vertical | Stanly | YN3 | Conventional Hydroelectric | HY |  | W | X | X |  |  | 29 | 1 | 30 | 30 | 29 | N |  |  | OP | X | 7 | 1917 | Pre-2000 |  |  | N | Electric Utility | Utility | IPP | 1 | X | WAT | Renewable | 29 | 0 | 1 | 0
Operable | 57280 | Eagle Creek Renewable Energy, LLC |  | 54894 | Narrows (NC) | NC | Vertical | Stanly | YN4 | Conventional Hydroelectric | HY |  | W | X | X |  |  | 30.4 | 1 | 29 | 29 | 1 | N |  |  | OP | X | 12 | 1924 | Pre-2000 |  |  | N | Electric Utility | Utility | IPP | 1 | X | WAT | Renewable | 30.4 | 0 | 1 | 0
Operable | 57280 | Eagle Creek Renewable Energy, LLC |  | 54895 | Falls Hydro | NC | Vertical | Stanly | YF1 | Conventional Hydroelectric | HY |  | W | X | X |  |  | 9 | 0.8 | 9 | 9 | 5 | N |  |  | OP | X | 3 | 1922 | Pre-2000 |  |  | N | Electric Utility | Utility | IPP | 1 | X | WAT | Renewable | 9 | 0 | 1 | 0
Operable | 57280 | Eagle Creek Renewable Energy, LLC |  | 54895 | Falls Hydro | NC | Vertical | Stanly | YF2 | Conventional Hydroelectric | HY |  | W | X | X |  |  | 11.2 | 0.9 | 10 | 10.5 | 5 | N |  |  | OP | X | 9 | 1919 | Pre-2000 |  |  | N | Electric Utility | Utility | IPP | 1 | X | WAT | Renewable | 11.2 | 0 | 1 | 0
Operable | 57280 | Eagle Creek Renewable Energy, LLC |  | 54895 | Falls Hydro | NC | Vertical | Stanly | YF3 | Conventional Hydroelectric | HY |  | W | X | X |  |  | 11.2 | 0.9 | 11 | 11 | 5 | N |  |  | OP | X | 9 | 1919 | Pre-2000 |  |  | N | Electric Utility | Utility | IPP | 1 | X | WAT | Renewable | 11.2 | 0 | 1 | 0
Operable | 57280 | Eagle Creek Renewable Energy, LLC |  | 54896 | High Rock Hydro | NC | Vertical | Davidson | HR1 | Conventional Hydroelectric | HY |  | W | X | X |  |  | 11 | 1 | 13 | 13 | 5 | N |  |  | OP | X | 11 | 1927 | Pre-2000 |  |  | N | Electric Utility | Utility | IPP | 1 | X | WAT | Renewable | 11 | 0 | 1 | 0
Operable | 57280 | Eagle Creek Renewable Energy, LLC |  | 54896 | High Rock Hydro | NC | Vertical | Davidson | HR2 | Conventional Hydroelectric | HY |  | W | X | X |  |  | 11 | 0.8 | 13 | 12.1 | 5 | N |  |  | OP | X | 11 | 1927 | Pre-2000 |  |  | N | Electric Utility | Utility | IPP | 1 | X | WAT | Renewable | 11 | 0 | 1 | 0
Operable | 57280 | Eagle Creek Renewable Energy, LLC |  | 54896 | High Rock Hydro | NC | Vertical | Davidson | HR3 | Conventional Hydroelectric | HY |  | W | X | X |  |  | 11 | 1 | 13 | 12.1 | 5 | N |  |  | OP | X | 11 | 1927 | Pre-2000 |  |  | N | Electric Utility | Utility | IPP | 1 | X | WAT | Renewable | 11 | 0 | 1 | 0
Operable | 57280 | Eagle Creek Renewable Energy, LLC |  | 54897 | Tuckertown Hydro | NC | Vertical | Montgomery | TT1 | Conventional Hydroelectric | HY |  | W | X | X |  |  | 14 | 0.9 | 13 | 13 | 5 | N |  |  | OP | X | 4 | 1962 | Pre-2000 |  |  | N | Electric Utility | Utility | IPP | 1 | X | WAT | Renewable | 14 | 0 | 1 | 0
Operable | 57280 | Eagle Creek Renewable Energy, LLC |  | 54897 | Tuckertown Hydro | NC | Vertical | Montgomery | TT2 | Conventional Hydroelectric | HY |  | W | X | X |  |  | 14 | 0.9 | 13 | 13 | 5 | N |  |  | OP | X | 4 | 1962 | Pre-2000 |  |  | N | Electric Utility | Utility | IPP | 1 | X | WAT | Renewable | 14 | 0 | 1 | 0
Operable | 57280 | Eagle Creek Renewable Energy, LLC |  | 54897 | Tuckertown Hydro | NC | Vertical | Montgomery | TT3 | Conventional Hydroelectric | HY |  | W | X | X |  |  | 14 | 0.9 | 13 | 13 | 5 | N |  |  | OP | X | 4 | 1962 | Pre-2000 |  |  | N | Electric Utility | Utility | IPP | 1 | X | WAT | Renewable | 14 | 0 | 1 | 0
Operable | 57280 | Eagle Creek Renewable Energy, LLC |  | 54969 | Dixon Hydroelectric Dam | IL | Restructured | Lee | 1 | Conventional Hydroelectric | HY |  | W | X | X |  |  | 0.6 | 0.9 | 0.6 | 0.6 | 0.1 | N |  |  | OP | X | 6 | 1925 | Pre-2000 |  |  | N | IPP Non-CHP | IPP | IPP | 2 | X | WAT | Renewable | 0.6 | 0 | 1 | 0
Operable | 57280 | Eagle Creek Renewable Energy, LLC |  | 54969 | Dixon Hydroelectric Dam | IL | Restructured | Lee | 2 | Conventional Hydroelectric | HY |  | W | X | X |  |  | 0.6 | 0.9 | 0.6 | 0.6 | 0.1 | N |  |  | OP | X | 6 | 1925 | Pre-2000 |  |  | N | IPP Non-CHP | IPP | IPP | 2 | X | WAT | Renewable | 0.6 | 0 | 1 | 0
Operable | 57280 | Eagle Creek Renewable Energy, LLC |  | 54969 | Dixon Hydroelectric Dam | IL | Restructured | Lee | 3 | Conventional Hydroelectric | HY |  | W | X | X |  |  | 0.6 | 0.9 | 0.6 | 0.6 | 0.1 | N |  |  | OP | X | 6 | 1925 | Pre-2000 |  |  | N | IPP Non-CHP | IPP | IPP | 2 | X | WAT | Renewable | 0.6 | 0 | 1 | 0
Operable | 57280 | Eagle Creek Renewable Energy, LLC |  | 54969 | Dixon Hydroelectric Dam | IL | Restructured | Lee | 4 | Conventional Hydroelectric | HY |  | W | X | X |  |  | 0.6 | 0.9 | 0.6 | 0.6 | 0.1 | N |  |  | OP | X | 6 | 1925 | Pre-2000 |  |  | N | IPP Non-CHP | IPP | IPP | 2 | X | WAT | Renewable | 0.6 | 0 | 1 | 0
Operable | 57280 | Eagle Creek Renewable Energy, LLC |  | 54969 | Dixon Hydroelectric Dam | IL | Restructured | Lee | 5 | Conventional Hydroelectric | HY |  | W | X | X |  |  | 0.6 | 0.9 | 0.6 | 0.6 | 0.1 | N |  |  | OP | X | 6 | 1925 | Pre-2000 |  |  | N | IPP Non-CHP | IPP | IPP | 2 | X | WAT | Renewable | 0.6 | 0 | 1 | 0
Operable | 57280 | Eagle Creek Renewable Energy, LLC |  | 57190 | Little Quinnesec Falls Hydro Project | WI | Vertical | Marinette | UNIT1 | Conventional Hydroelectric | HY |  | W | X | X | MIUP.LITTLEQUIN |  | 1.9 | 0.9 | 1.9 | 1.9 | 0.3 | N |  |  | OP | X | 12 | 1909 | Pre-2000 |  |  | N | IPP Non-CHP | IPP | IPP | 2 | X | WAT | Renewable | 1.9 | 0 | 1 | 0
Operable | 57280 | Eagle Creek Renewable Energy, LLC |  | 57190 | Little Quinnesec Falls Hydro Project | WI | Vertical | Marinette | UNIT2 | Conventional Hydroelectric | HY |  | W | X | X | MIUP.LITTLEQUIN |  | 0.8 | 0.9 | 0.8 | 0.8 | 0.1 | N |  |  | OP | X | 12 | 1900 | Pre-2000 |  |  | N | IPP Non-CHP | IPP | IPP | 2 | X | WAT | Renewable | 0.8 | 0 | 1 | 0
Operable | 57280 | Eagle Creek Renewable Energy, LLC |  | 57190 | Little Quinnesec Falls Hydro Project | WI | Vertical | Marinette | UNIT3 | Conventional Hydroelectric | HY |  | W | X | X | MIUP.LITTLEQUIN |  | 1.9 | 0.9 | 1.9 | 1.9 | 0.3 | N |  |  | OP | X | 12 | 1911 | Pre-2000 |  |  | N | IPP Non-CHP | IPP | IPP | 2 | X | WAT | Renewable | 1.9 | 0 | 1 | 0
Operable | 57280 | Eagle Creek Renewable Energy, LLC |  | 57190 | Little Quinnesec Falls Hydro Project | WI | Vertical | Marinette | UNIT4 | Conventional Hydroelectric | HY |  | W | X | X | MIUP.LITTLEQUIN |  | 1 | 0.9 | 1 | 1 | 0.1 | N |  |  | OP | X | 12 | 1900 | Pre-2000 |  |  | N | IPP Non-CHP | IPP | IPP | 2 | X | WAT | Renewable | 1 | 0 | 1 | 0
Operable | 57280 | Eagle Creek Renewable Energy, LLC |  | 57190 | Little Quinnesec Falls Hydro Project | WI | Vertical | Marinette | UNIT5 | Conventional Hydroelectric | HY |  | W | X | X | MIUP.LITTLEQUIN |  | 1 | 0.9 | 1 | 1 | 0.1 | N |  |  | OP | X | 12 | 1900 | Pre-2000 |  |  | N | IPP Non-CHP | IPP | IPP | 2 | X | WAT | Renewable | 1 | 0 | 1 | 0
Operable | 57280 | Eagle Creek Renewable Energy, LLC |  | 57190 | Little Quinnesec Falls Hydro Project | WI | Vertical | Marinette | UNIT6 | Conventional Hydroelectric | HY |  | W | X | X | MIUP.LITTLEQUIN |  | 2.4 | 0.9 | 2.4 | 2.4 | 0.4 | N |  |  | OP | X | 12 | 1916 | Pre-2000 |  |  | N | IPP Non-CHP | IPP | IPP | 2 | X | WAT | Renewable | 2.4 | 0 | 1 | 0
Operable | 57280 | Eagle Creek Renewable Energy, LLC |  | 58685 | Mahoning Creek Hydroelectric Project | PA | Restructured | Armstrong | 8107 | Conventional Hydroelectric | HY |  | W | X | X |  |  | 6 | 0.9 | 6.7 | 6.7 | 0.8 | N |  |  | OP | X | 12 | 2013 | 2013 |  |  | N | IPP Non-CHP | IPP | IPP | 2 | X | WAT | Renewable | 6 | 0 | 1 | 0
Operable | 57280 | Eagle Creek Renewable Energy, LLC |  | 59040 | Ball Mountain Hydro | VT | Vertical | Windham | GEN 1 | Conventional Hydroelectric | HY |  | W | X | X |  |  | 0.2 | 0.8 | 0.2 | 0.2 | 0.1 | N |  |  | OA | X | 4 | 2016 | 2016 |  |  | N | IPP Non-CHP | IPP | IPP | 2 | X | WAT | Renewable | 0.2 | 0 | 1 | 0
Operable | 57280 | Eagle Creek Renewable Energy, LLC |  | 59040 | Ball Mountain Hydro | VT | Vertical | Windham | GEN 2 | Conventional Hydroelectric | HY |  | W | X | X |  |  | 0.2 | 0.8 | 0.2 | 0.2 | 0.1 | N |  |  | OA | X | 4 | 2016 | 2016 |  |  | N | IPP Non-CHP | IPP | IPP | 2 | X | WAT | Renewable | 0.2 | 0 | 1 | 0
Operable | 57280 | Eagle Creek Renewable Energy, LLC |  | 59040 | Ball Mountain Hydro | VT | Vertical | Windham | GEN 3 | Conventional Hydroelectric | HY |  | W | X | X |  |  | 0.2 | 0.8 | 0.2 | 0.2 | 0.1 | N |  |  | OA | X | 4 | 2016 | 2016 |  |  | N | IPP Non-CHP | IPP | IPP | 2 | X | WAT | Renewable | 0.2 | 0 | 1 | 0
Operable | 57280 | Eagle Creek Renewable Energy, LLC |  | 59040 | Ball Mountain Hydro | VT | Vertical | Windham | GEN 5 | Conventional Hydroelectric | HY |  | W | X | X |  |  | 0.2 | 0.8 | 0.2 | 0.2 | 0.1 | N |  |  | OA | X | 4 | 2016 | 2016 |  |  | N | IPP Non-CHP | IPP | IPP | 2 | X | WAT | Renewable | 0.2 | 0 | 1 | 0
Operable | 57280 | Eagle Creek Renewable Energy, LLC |  | 59040 | Ball Mountain Hydro | VT | Vertical | Windham | GEN 6 | Conventional Hydroelectric | HY |  | W | X | X |  |  | 0.2 | 0.8 | 0.2 | 0.2 | 0.1 | N |  |  | OA | X | 4 | 2016 | 2016 |  |  | N | IPP Non-CHP | IPP | IPP | 2 | X | WAT | Renewable | 0.2 | 0 | 1 | 0
Operable | 57280 | Eagle Creek Renewable Energy, LLC |  | 59040 | Ball Mountain Hydro | VT | Vertical | Windham | GEN 7 | Conventional Hydroelectric | HY |  | W | X | X |  |  | 0.2 | 0.8 | 0.2 | 0.2 | 0.1 | N |  |  | OP | X | 4 | 2016 | 2016 |  |  | N | IPP Non-CHP | IPP | IPP | 2 | X | WAT | Renewable | 0.2 | 0 | 1 | 0
Operable | 57280 | Eagle Creek Renewable Energy, LLC |  | 59040 | Ball Mountain Hydro | VT | Vertical | Windham | GEN 8 | Conventional Hydroelectric | HY |  | W | X | X |  |  | 0.2 | 0.8 | 0.2 | 0.2 | 0.1 | N |  |  | OP | X | 4 | 2016 | 2016 |  |  | N | IPP Non-CHP | IPP | IPP | 2 | X | WAT | Renewable | 0.2 | 0 | 1 | 0
Operable | 57280 | Eagle Creek Renewable Energy, LLC |  | 59040 | Ball Mountain Hydro | VT | Vertical | Windham | GEN 9 | Conventional Hydroelectric | HY |  | W | X | X |  |  | 0.2 | 0.8 | 0.2 | 0.2 | 0.1 | N |  |  | OP | X | 4 | 2016 | 2016 |  |  | N | IPP Non-CHP | IPP | IPP | 2 | X | WAT | Renewable | 0.2 | 0 | 1 | 0
Operable | 57280 | Eagle Creek Renewable Energy, LLC |  | 59040 | Ball Mountain Hydro | VT | Vertical | Windham | GEN10 | Conventional Hydroelectric | HY |  | W | X | X |  |  | 0.2 | 0.8 | 0.2 | 0.2 | 0.1 | N |  |  | OP | X | 4 | 2016 | 2016 |  |  | N | IPP Non-CHP | IPP | IPP | 2 | X | WAT | Renewable | 0.2 | 0 | 1 | 0
Operable | 57280 | Eagle Creek Renewable Energy, LLC |  | 59040 | Ball Mountain Hydro | VT | Vertical | Windham | GEN11 | Conventional Hydroelectric | HY |  | W | X | X |  |  | 0.2 | 0.8 | 0.2 | 0.2 | 0.1 | N |  |  | OP | X | 4 | 2016 | 2016 |  |  | N | IPP Non-CHP | IPP | IPP | 2 | X | WAT | Renewable | 0.2 | 0 | 1 | 0
Operable | 57280 | Eagle Creek Renewable Energy, LLC |  | 59040 | Ball Mountain Hydro | VT | Vertical | Windham | GEN12 | Conventional Hydroelectric | HY |  | W | X | X |  |  | 0.2 | 0.8 | 0.2 | 0.2 | 0.1 | N |  |  | OP | X | 4 | 2016 | 2016 |  |  | N | IPP Non-CHP | IPP | IPP | 2 | X | WAT | Renewable | 0.2 | 0 | 1 | 0
Operable | 57280 | Eagle Creek Renewable Energy, LLC |  | 59040 | Ball Mountain Hydro | VT | Vertical | Windham | GEN4 | Conventional Hydroelectric | HY |  | W | X | X |  |  | 0.2 | 0.8 | 0.2 | 0.2 | 0.1 | N |  |  | OA | X | 4 | 2016 | 2016 |  |  | N | IPP Non-CHP | IPP | IPP | 2 | X | WAT | Renewable | 0.2 | 0 | 1 | 0
Operable | 57280 | Eagle Creek Renewable Energy, LLC |  | 65294 | Indian River Hydro | MA | Restructured | Hampden | 1 | Conventional Hydroelectric | HY |  | W | X | X |  |  | 0.7 | 0.8 | 0.7 | 0.7 | 0.1 | N |  |  | OP | X | 12 | 1909 | Pre-2000 |  |  | N | IPP Non-CHP | IPP | IPP | 2 | X | WAT | Renewable | 0.7 | 0 | 1 | 0
Operable | 57280 | Eagle Creek Renewable Energy, LLC |  | 65294 | Indian River Hydro | MA | Restructured | Hampden | 2 | Conventional Hydroelectric | HY |  | W | X | X |  |  | 0.7 | 0.8 | 0.7 | 0.7 | 0.1 | N |  |  | OP | X | 12 | 1909 | Pre-2000 |  |  | N | IPP Non-CHP | IPP | IPP | 2 | X | WAT | Renewable | 0.7 | 0 | 1 | 0
Operable | 54839 | Eagle Materials Co LLC |  | 54630 | American Gypsum Cogeneration | CO | Vertical | Eagle | D-1 | Petroleum Liquids | IC |  | S | X | X |  |  | 1.6 | 0.8 | 1.2 | 1.4 | 0.3 | N |  |  | SB | N | 3 | 1990 | Pre-2000 |  |  | N | Industrial CHP | Customer Sited | Other | 7 | X | DFO | Non-Renewable | 0 | 1.6 | 0 | 1
Operable | 54839 | Eagle Materials Co LLC |  | 54630 | American Gypsum Cogeneration | CO | Vertical | Eagle | D-2 | Petroleum Liquids | IC |  | S | X | X |  |  | 1.6 | 0.8 | 1.2 | 1.4 | 0.3 | N |  |  | SB | N | 3 | 1990 | Pre-2000 |  |  | N | Industrial CHP | Customer Sited | Other | 7 | X | DFO | Non-Renewable | 0 | 1.6 | 0 | 1
Operable | 54839 | Eagle Materials Co LLC |  | 54630 | American Gypsum Cogeneration | CO | Vertical | Eagle | T-1 | Natural Gas Fired Combustion Turbine | GT |  | S | X | X |  |  | 2.8 | 0.8 | 2.6 | 2.8 | 0.5 | N |  |  | OP | X | 3 | 1990 | Pre-2000 |  |  | Y | Industrial CHP | Customer Sited | Other | 7 | T | NG | Non-Renewable | 0 | 2.8 | 0 | 1
Operable | 54839 | Eagle Materials Co LLC |  | 54630 | American Gypsum Cogeneration | CO | Vertical | Eagle | T-2 | Natural Gas Fired Combustion Turbine | GT |  | S | X | X |  |  | 3.6 | 0.8 | 2.6 | 2.8 | 0.5 | N |  |  | OP | X | 3 | 1990 | Pre-2000 |  |  | Y | Industrial CHP | Customer Sited | Other | 7 | T | NG | Non-Renewable | 0 | 3.6 | 0 | 1
Operable | 49942 | Eagle Point Power Generation LLC |  | 50561 | Eagle Point Power Generation | NJ | Restructured | Gloucester | GTG1 | Natural Gas Fired Combined Cycle | CT | CC1 | W | X | N | EAGLEGEN 13 KV EGLE#1 GEN |  | 90 | 0.85 | 85 | 90 | 82 | N |  |  | OP | X | 11 | 1990 | Pre-2000 |  |  | N | IPP Non-CHP | IPP | IPP | 2 | X | NG | Non-Renewable | 0 | 90 | 0 | 1 | DFO
Operable | 49942 | Eagle Point Power Generation LLC |  | 50561 | Eagle Point Power Generation | NJ | Restructured | Gloucester | GTG2 | Natural Gas Fired Combined Cycle | CT | CC1 | W | X | N | EAGLEGEN 13 KV EGLE#2 GEN |  | 90 | 0.85 | 85 | 90 | 82 | N |  |  | OP | X | 11 | 1990 | Pre-2000 |  |  | N | IPP Non-CHP | IPP | IPP | 2 | X | NG | Non-Renewable | 0 | 90 | 0 | 1 | DFO
Operable | 49942 | Eagle Point Power Generation LLC |  | 50561 | Eagle Point Power Generation | NJ | Restructured | Gloucester | STG1 | Natural Gas Fired Combined Cycle | CA | CC1 | W | N | X | EAGLEGEN 13 KV EGLE#3 GEN |  | 45 | 0.85 | 47 | 47 | 45 | N |  |  | OP | X | 4 | 1991 | Pre-2000 |  |  | N | IPP Non-CHP | IPP | IPP | 2 | X | NG | Non-Renewable | 0 | 45 | 0 | 1 | DFO
Operable | 49942 | Eagle Point Power Generation LLC |  | 50561 | Eagle Point Power Generation | NJ | Restructured | Gloucester | STG2 | Natural Gas Fired Combined Cycle | CA | CC1 | W | N | X | EAGLEGEN 13 KV EGLE#4 GEN |  | 26.8 | 0.85 | 27 | 27 | 24 | N |  |  | OP | X | 5 | 2016 | 2016 |  |  | N | IPP Non-CHP | IPP | IPP | 2 | X | NG | Non-Renewable | 0 | 26.8 | 0 | 1 | DFO
Operable | 59045 | Eagle Springs Solar LLC |  | 59239 | Eagle Springs Solar LLC | CO | Vertical | Garfield | ESS01 | Solar Photovoltaic | PV |  | S | X | X |  |  | 1 |  | 1 | 0.8 |  | N |  |  | OP | X | 8 | 2013 | 2013 |  |  | N | IPP Non-CHP | IPP | IPP | 2 | X | SUN | Renewable | 1 | 0 | 1 | 0
Operable | 58535 | Eagle Valley Clean Energy LLC |  | 58574 | Eagle Valley Clean Energy LLC Biomass | CO | Vertical | Eagle | 1 | Wood/Wood Waste Biomass | ST | 1 | S | X | X | NA | NA | 12.6 | 0.85 | 12.6 | 12.6 | 1.1 | N |  |  | OP | X | 12 | 2013 | 2013 |  |  | N | IPP Non-CHP | IPP | IPP | 2 | X | WDS | Renewable | 12.6 | 0 | 1 | 0
Operable | 65379 | Earthrise Energy, PBC |  | 7760 | Tilton | IL | Restructured | Vermilion | 1 | Natural Gas Fired Combustion Turbine | GT |  | S | X | X | Tilton 138 kv TEC1 Gen | AEP Tilton 1 CT | 47 | 0.85 | 45.5 | 50 | 18 | N |  |  | OP | X | 6 | 1999 | Pre-2000 |  |  | N | IPP Non-CHP | IPP | IPP | 2 | X | NG | Non-Renewable | 0 | 47 | 0 | 1
Operable | 65379 | Earthrise Energy, PBC |  | 7760 | Tilton | IL | Restructured | Vermilion | 2 | Natural Gas Fired Combustion Turbine | GT |  | S | X | X | Tilton 138 kv TEC2 Gen | AEP Tilton 2 CT | 47 | 0.85 | 45.5 | 50 | 18 | N |  |  | OP | X | 6 | 1999 | Pre-2000 |  |  | N | IPP Non-CHP | IPP | IPP | 2 | X | NG | Non-Renewable | 0 | 47 | 0 | 1
Operable | 65379 | Earthrise Energy, PBC |  | 7760 | Tilton | IL | Restructured | Vermilion | 3 | Natural Gas Fired Combustion Turbine | GT |  | S | X | X | Tilton 138 Kv TEC3 Gen | AEP Tilton 3 CT | 47 | 0.85 | 45.5 | 50 | 18 | N |  |  | OP | X | 6 | 1999 | Pre-2000 |  |  | N | IPP Non-CHP | IPP | IPP | 2 | X | NG | Non-Renewable | 0 | 47 | 0 | 1
Operable | 65379 | Earthrise Energy, PBC |  | 7760 | Tilton | IL | Restructured | Vermilion | 4 | Natural Gas Fired Combustion Turbine | GT |  | S | X | X | Tilton 138 KV TEC4 Gen | AEP Tilton 4 CT | 47 | 0.85 | 45.5 | 50 | 18 | N |  |  | OP | X | 6 | 1999 | Pre-2000 |  |  | N | IPP Non-CHP | IPP | IPP | 2 | X | NG | Non-Renewable | 0 | 47 | 0 | 1
Operable | 65379 | Earthrise Energy, PBC |  | 55201 | Gibson City Energy Center LLC | IL | Restructured | Ford | 1 | Natural Gas Fired Combustion Turbine | GT |  | S | X | X | AMIL.GBCCTG1 | AMIL.GBCCTG1 | 135 | 0.9 | 116 | 120 | 89 | N |  |  | OP | X | 6 | 2000 | 2000 |  |  | N | IPP Non-CHP | IPP | IPP | 2 | X | NG | Non-Renewable | 0 | 135 | 0 | 1
Operable | 65379 | Earthrise Energy, PBC |  | 55201 | Gibson City Energy Center LLC | IL | Restructured | Ford | 2 | Natural Gas Fired Combustion Turbine | GT |  | S | X | X | AMIL.GBCCTG2 | AMIL.GBCCTG2 | 135 | 0.9 | 116 | 120 | 89 | N |  |  | OP | X | 7 | 2000 | 2000 |  |  | N | IPP Non-CHP | IPP | IPP | 2 | X | NG | Non-Renewable | 0 | 135 | 0 | 1
Operable | 65379 | Earthrise Energy, PBC |  | 55222 | Lincoln Generating Facility | IL | Restructured | Will | CTG1 | Natural Gas Fired Combustion Turbine | GT |  | S | X | X |  |  | 86.5 | 0.85 | 77.5 | 93.3 | 45 | N |  |  | OP | X | 6 | 2000 | 2000 |  |  | N | IPP Non-CHP | IPP | IPP | 2 | X | NG | Non-Renewable | 0 | 86.5 | 0 | 1
Operable | 65379 | Earthrise Energy, PBC |  | 55222 | Lincoln Generating Facility | IL | Restructured | Will | CTG2 | Natural Gas Fired Combustion Turbine | GT |  | S | X | X |  |  | 86.5 | 0.85 | 77.8 | 93.4 | 45 | N |  |  | OP | X | 6 | 2000 | 2000 |  |  | N | IPP Non-CHP | IPP | IPP | 2 | X | NG | Non-Renewable | 0 | 86.5 | 0 | 1
Operable | 65379 | Earthrise Energy, PBC |  | 55222 | Lincoln Generating Facility | IL | Restructured | Will | CTG3 | Natural Gas Fired Combustion Turbine | GT |  | S | X | X |  |  | 86.5 | 0.85 | 78 | 94.7 | 45 | N |  |  | OP | X | 6 | 2000 | 2000 |  |  | N | IPP Non-CHP | IPP | IPP | 2 | X | NG | Non-Renewable | 0 | 86.5 | 0 | 1
Operable | 65379 | Earthrise Energy, PBC |  | 55222 | Lincoln Generating Facility | IL | Restructured | Will | CTG4 | Natural Gas Fired Combustion Turbine | GT |  | S | X | X |  |  | 86.5 | 0.85 | 78 | 93.8 | 45 | N |  |  | OP | X | 6 | 2000 | 2000 |  |  | N | IPP Non-CHP | IPP | IPP | 2 | X | NG | Non-Renewable | 0 | 86.5 | 0 | 1
Operable | 65379 | Earthrise Energy, PBC |  | 55222 | Lincoln Generating Facility | IL | Restructured | Will | CTG5 | Natural Gas Fired Combustion Turbine | GT |  | S | X | X |  |  | 86.5 | 0.85 | 77.5 | 92.2 | 45 | N |  |  | OP | X | 6 | 2000 | 2000 |  |  | N | IPP Non-CHP | IPP | IPP | 2 | X | NG | Non-Renewable | 0 | 86.5 | 0 | 1
Operable | 65379 | Earthrise Energy, PBC |  | 55222 | Lincoln Generating Facility | IL | Restructured | Will | CTG6 | Natural Gas Fired Combustion Turbine | GT |  | S | X | X |  |  | 86.5 | 0.85 | 77.3 | 92.8 | 45 | N |  |  | OP | X | 6 | 2000 | 2000 |  |  | N | IPP Non-CHP | IPP | IPP | 2 | X | NG | Non-Renewable | 0 | 86.5 | 0 | 1
Operable | 65379 | Earthrise Energy, PBC |  | 55222 | Lincoln Generating Facility | IL | Restructured | Will | CTG7 | Natural Gas Fired Combustion Turbine | GT |  | S | X | X |  |  | 86.5 | 0.85 | 78.2 | 92.8 | 45 | N |  |  | OP | X | 6 | 2000 | 2000 |  |  | N | IPP Non-CHP | IPP | IPP | 2 | X | NG | Non-Renewable | 0 | 86.5 | 0 | 1
Operable | 65379 | Earthrise Energy, PBC |  | 55222 | Lincoln Generating Facility | IL | Restructured | Will | CTG8 | Natural Gas Fired Combustion Turbine | GT |  | S | X | X |  |  | 86.5 | 0.85 | 78.6 | 94.1 | 45 | N |  |  | OP | X | 6 | 2000 | 2000 |  |  | N | IPP Non-CHP | IPP | IPP | 2 | X | NG | Non-Renewable | 0 | 86.5 | 0 | 1
Operable | 65379 | Earthrise Energy, PBC |  | 55237 | Energy Shelby County | IL | Restructured | Shelby | CTG1 | Natural Gas Fired Combustion Turbine | GT |  | S | X | X | AMIL.REI2CTGA |  | 60.5 | 0.85 | 42 | 48.5 | 22 | N |  |  | OP | X | 6 | 2000 | 2000 |  |  | N | IPP Non-CHP | IPP | IPP | 2 | X | NG | Non-Renewable | 0 | 60.5 | 0 | 1
Operable | 65379 | Earthrise Energy, PBC |  | 55237 | Energy Shelby County | IL | Restructured | Shelby | CTG2 | Natural Gas Fired Combustion Turbine | GT |  | S | X | X | AMIL.REI2CTGB |  | 60.5 | 0.85 | 42 | 48.5 | 22 | N |  |  | OP | X | 6 | 2000 | 2000 |  |  | N | IPP Non-CHP | IPP | IPP | 2 | X | NG | Non-Renewable | 0 | 60.5 | 0 | 1
Operable | 65379 | Earthrise Energy, PBC |  | 55237 | Energy Shelby County | IL | Restructured | Shelby | CTG3 | Natural Gas Fired Combustion Turbine | GT |  | S | X | X | AMIL.REI2CTGC |  | 60.5 | 0.85 | 42 | 48.5 | 22 | N |  |  | OP | X | 6 | 2000 | 2000 |  |  | N | IPP Non-CHP | IPP | IPP | 2 | X | NG | Non-Renewable | 0 | 60.5 | 0 | 1
Operable | 65379 | Earthrise Energy, PBC |  | 55237 | Energy Shelby County | IL | Restructured | Shelby | CTG4 | Natural Gas Fired Combustion Turbine | GT |  | S | X | X | AMIL.REI2CTGD |  | 60.5 | 0.85 | 42 | 48.5 | 22 | N |  |  | OP | X | 6 | 2000 | 2000 |  |  | N | IPP Non-CHP | IPP | IPP | 2 | X | NG | Non-Renewable | 0 | 60.5 | 0 | 1
Operable | 65379 | Earthrise Energy, PBC |  | 55237 | Energy Shelby County | IL | Restructured | Shelby | CTG5 | Natural Gas Fired Combustion Turbine | GT |  | S | X | X | AMIL.REI2CTGE |  | 60.5 | 0.85 | 42 | 48.5 | 22 | N |  |  | OP | X | 6 | 2000 | 2000 |  |  | N | IPP Non-CHP | IPP | IPP | 2 | X | NG | Non-Renewable | 0 | 60.5 | 0 | 1
Operable | 65379 | Earthrise Energy, PBC |  | 55237 | Energy Shelby County | IL | Restructured | Shelby | CTG6 | Natural Gas Fired Combustion Turbine | GT |  | S | X | X | AMIL.REI2CTGF |  | 60.5 | 0.85 | 42 | 48.5 | 22 | N |  |  | OP | X | 6 | 2000 | 2000 |  |  | N | IPP Non-CHP | IPP | IPP | 2 | X | NG | Non-Renewable | 0 | 60.5 | 0 | 1
Operable | 65379 | Earthrise Energy, PBC |  | 55237 | Energy Shelby County | IL | Restructured | Shelby | CTG7 | Natural Gas Fired Combustion Turbine | GT |  | S | X | X | AMIL.REI2CTGG |  | 60 | 0.85 | 42 | 48.5 | 22 | N |  |  | OP | X | 5 | 2001 | 2001 |  |  | N | IPP Non-CHP | IPP | IPP | 2 | X | NG | Non-Renewable | 0 | 60 | 0 | 1
Operable | 65379 | Earthrise Energy, PBC |  | 55237 | Energy Shelby County | IL | Restructured | Shelby | CTG8 | Natural Gas Fired Combustion Turbine | GT |  | S | X | X | AMIL.REI2CTGH |  | 60 | 0.85 | 42 | 48.5 | 22 | N |  |  | OP | X | 5 | 2001 | 2001 |  |  | N | IPP Non-CHP | IPP | IPP | 2 | X | NG | Non-Renewable | 0 | 60 | 0 | 1
Operable | 65379 | Earthrise Energy, PBC |  | 55253 | Crete Energy Venture LLC | IL | Restructured | Will | GT1 | Natural Gas Fired Combustion Turbine | GT |  | S | X | X |  |  | 89 | 0.85 | 75 | 87.2 | 45 | N |  |  | OP | X | 5 | 2002 | 2002 |  |  | N | IPP Non-CHP | IPP | IPP | 2 | X | NG | Non-Renewable | 0 | 89 | 0 | 1
Operable | 65379 | Earthrise Energy, PBC |  | 55253 | Crete Energy Venture LLC | IL | Restructured | Will | GT2 | Natural Gas Fired Combustion Turbine | GT |  | S | X | X |  |  | 89 | 0.85 | 75 | 87.2 | 45 | N |  |  | OP | X | 5 | 2002 | 2002 |  |  | N | IPP Non-CHP | IPP | IPP | 2 | X | NG | Non-Renewable | 0 | 89 | 0 | 1
Operable | 65379 | Earthrise Energy, PBC |  | 55253 | Crete Energy Venture LLC | IL | Restructured | Will | GT3 | Natural Gas Fired Combustion Turbine | GT |  | S | X | X |  |  | 89 | 0.85 | 75 | 87.2 | 45 | N |  |  | OP | X | 5 | 2002 | 2002 |  |  | N | IPP Non-CHP | IPP | IPP | 2 | X | NG | Non-Renewable | 0 | 89 | 0 | 1
Operable | 65379 | Earthrise Energy, PBC |  | 55253 | Crete Energy Venture LLC | IL | Restructured | Will | GT4 | Natural Gas Fired Combustion Turbine | GT |  | S | X | X |  |  | 89 | 0.85 | 75 | 87.2 | 45 | N |  |  | OP | X | 5 | 2002 | 2002 |  |  | N | IPP Non-CHP | IPP | IPP | 2 | X | NG | Non-Renewable | 0 | 89 | 0 | 1
Operable | 5571 | East Bay Municipal Util Dist |  | 376 | Pardee | CA | Vertical | Calaveras | 1 | Conventional Hydroelectric | HY |  | S | X | X | Pardeb_6_units |  | 7.5 | 0.8 | 8.9 | 8.9 | 5 | N |  |  | OP | X | 7 | 1930 | Pre-2000 |  |  | N | Electric Utility | Utility | Municipal | 1 | X | WAT | Renewable | 7.5 | 0 | 1 | 0
Operable | 5571 | East Bay Municipal Util Dist |  | 376 | Pardee | CA | Vertical | Calaveras | 2 | Conventional Hydroelectric | HY |  | S | X | X | Pardeb_6_units |  | 7.5 | 0.8 | 8.9 | 8.9 | 5 | N |  |  | OP | X | 7 | 1930 | Pre-2000 |  |  | N | Electric Utility | Utility | Municipal | 1 | X | WAT | Renewable | 7.5 | 0 | 1 | 0
Operable | 5571 | East Bay Municipal Util Dist |  | 376 | Pardee | CA | Vertical | Calaveras | 3 | Conventional Hydroelectric | HY |  | S | X | X | Pardeb_6_units |  | 8.6 | 0.95 | 9.9 | 9.9 | 5 | N |  |  | OP | X | 6 | 1983 | Pre-2000 |  |  | N | Electric Utility | Utility | Municipal | 1 | X | WAT | Renewable | 8.6 | 0 | 1 | 0
Operable | 5571 | East Bay Municipal Util Dist |  | 537 | Camanche | CA | Vertical | San Joaquin | 1 | Conventional Hydroelectric | HY |  | S | X | X | Camche_1_PL1X3 |  | 3.6 | 0.95 | 3.5 | 3.5 | 0.8 | N |  |  | OP | X | 7 | 1983 | Pre-2000 |  |  | N | Electric Utility | Utility | Municipal | 1 | X | WAT | Renewable | 3.6 | 0 | 1 | 0
Operable | 5571 | East Bay Municipal Util Dist |  | 537 | Camanche | CA | Vertical | San Joaquin | 2 | Conventional Hydroelectric | HY |  | S | X | X | Camche_1_PL1X3 |  | 3.6 | 0.95 | 3.5 | 3.5 | 0.8 | N |  |  | OP | X | 7 | 1983 | Pre-2000 |  |  | N | Electric Utility | Utility | Municipal | 1 | X | WAT | Renewable | 3.6 | 0 | 1 | 0
Operable | 5571 | East Bay Municipal Util Dist |  | 537 | Camanche | CA | Vertical | San Joaquin | 3 | Conventional Hydroelectric | HY |  | S | X | X | Camche_1_PL1X3 |  | 3.6 | 0.95 | 3.5 | 3.5 | 0.8 | N |  |  | OP | X | 8 | 1983 | Pre-2000 |  |  | N | Electric Utility | Utility | Municipal | 1 | X | WAT | Renewable | 3.6 | 0 | 1 | 0
Operable | 5571 | East Bay Municipal Util Dist |  | 56036 | WWTP Power Generation Station | CA | Vertical | Alameda | GEN1 | Other Waste Biomass | IC |  | S | X | X | OAK C_1_EBMUD |  | 2.2 | 0.8 | 2 | 2 | 1.5 | N |  |  | OP | X | 8 | 1985 | Pre-2000 |  |  | Y | Commercial CHP | Customer Sited | Other | 5 | T | OBG | Renewable | 2.2 | 0 | 1 | 0 | DFO
Operable | 5571 | East Bay Municipal Util Dist |  | 56036 | WWTP Power Generation Station | CA | Vertical | Alameda | GEN2 | Other Waste Biomass | IC |  | S | X | X | OAK C_1_EBMUD |  | 2.2 | 0.8 | 2 | 2 | 1.5 | N |  |  | OP | X | 8 | 1985 | Pre-2000 |  |  | Y | Commercial CHP | Customer Sited | Other | 5 | T | OBG | Renewable | 2.2 | 0 | 1 | 0 | DFO
Operable | 5571 | East Bay Municipal Util Dist |  | 56036 | WWTP Power Generation Station | CA | Vertical | Alameda | GEN3 | Other Waste Biomass | IC |  | S | X | X | OAK C_1_EBMUD |  | 2.2 | 0.8 | 2 | 2 | 1.5 | N |  |  | OP | X | 8 | 1985 | Pre-2000 |  |  | Y | Commercial CHP | Customer Sited | Other | 5 | T | OBG | Renewable | 2.2 | 0 | 1 | 0 | DFO
Operable | 5571 | East Bay Municipal Util Dist |  | 57696 | Power Generation Station (PGS) 2 | CA | Vertical | Alameda | 1 | Other Waste Biomass | GT |  | S | X | X | OAK L_1_GTG1 |  | 4.6 | 0.8 | 3.8 | 3.8 | 1.5 | N |  |  | OP | X | 12 | 2011 | 2011 |  |  | Y | Commercial CHP | Customer Sited | Other | 5 | T | OBG | Renewable | 4.6 | 0 | 1 | 0
Operable | 64058 | East Brookfield Adams Road Solar LLC |  | 64129 | East Brookfield Adams Road Solar LLC CSG | MA | Restructured | Worcester | EBARB | Batteries | BA |  | S | X | X |  |  | 3.1 |  | 2.8 | 2.8 |  | N |  |  | OP | X | 6 | 2021 | 2021 |  |  | N | IPP Non-CHP | IPP | IPP | 2 | X | MWH | Other | 0 | 0 | 0 | 0
Operable | 64058 | East Brookfield Adams Road Solar LLC |  | 64129 | East Brookfield Adams Road Solar LLC CSG | MA | Restructured | Worcester | EBARS | Solar Photovoltaic | PV |  | S | X | X |  |  | 5 |  | 5 | 5 |  | N |  |  | OP | X | 6 | 2021 | 2021 |  |  | N | IPP Non-CHP | IPP | IPP | 2 | X | SUN | Renewable | 5 | 0 | 1 | 0
Operable | 62652 | East Hampton Energy Storage Center, LLC |  | 62733 | East Hampton Energy Storage Center | NY | Restructured | Suffolk | BEH | Batteries | BA |  | S | X | X |  |  | 5 |  | 5 | 5 | 1 | N |  |  | OP | X | 8 | 2018 | 2018 |  |  | N | IPP Non-CHP | IPP | IPP | 2 | X | MWH | Other | 0 | 0 | 0 | 0
Operable | 59160 | East Kansas Agri-Energy, LLC |  | 59383 | East Kansas Agri-Energy, LLC | KS | Vertical | Anderson | KATO | All Other | ST |  | S | X | X |  |  | 2 | 0.85 | 0.8 | 0.8 | 0.3 | N |  |  | OP | X | 6 | 2005 | 2005 |  |  | N | Industrial Non-CHP | Customer Sited | Other | 6 | X | WH | Other | 0 | 0 | 0 | 0
Operable | 5580 | East Kentucky Power Coop, Inc |  | 54 | J K Smith | KY | Vertical | Clark | GT1 | Natural Gas Fired Combustion Turbine | GT |  | S | X | X | 1123180710 | 88122101 | 149 | 0.9 | 104 | 142 | 70 | N |  |  | OP | X | 3 | 1999 | Pre-2000 |  |  | N | Electric Utility | Utility | Cooperative | 1 | X | NG | Non-Renewable | 0 | 149 | 0 | 1 | DFO
Operable | 5580 | East Kentucky Power Coop, Inc |  | 54 | J K Smith | KY | Vertical | Clark | GT10 | Natural Gas Fired Combustion Turbine | GT |  | S | X | X | 1123180711 | 8122110 | 98 | 0.85 | 88 | 103 | 33 | N |  |  | OP | X | 5 | 2010 | 2010 |  |  | N | Electric Utility | Utility | Cooperative | 1 | X | NG | Non-Renewable | 0 | 98 | 0 | 1
Operable | 5580 | East Kentucky Power Coop, Inc |  | 54 | J K Smith | KY | Vertical | Clark | GT2 | Natural Gas Fired Combustion Turbine | GT |  | S | X | X | 1123180712 | 88122102 | 149 | 0.9 | 104 | 142 | 70 | N |  |  | OP | X | 1 | 1999 | Pre-2000 |  |  | N | Electric Utility | Utility | Cooperative | 1 | X | NG | Non-Renewable | 0 | 149 | 0 | 1 | DFO
Operable | 5580 | East Kentucky Power Coop, Inc |  | 54 | J K Smith | KY | Vertical | Clark | GT3 | Natural Gas Fired Combustion Turbine | GT |  | S | X | X | 1123180713 | 88122103 | 149 | 0.9 | 104 | 142 | 70 | N |  |  | OP | X | 4 | 1999 | Pre-2000 |  |  | N | Electric Utility | Utility | Cooperative | 1 | X | NG | Non-Renewable | 0 | 149 | 0 | 1 | DFO
Operable | 5580 | East Kentucky Power Coop, Inc |  | 54 | J K Smith | KY | Vertical | Clark | GT4 | Natural Gas Fired Combustion Turbine | GT |  | S | X | X | 1123180714 | 88122104 | 108 | 0.9 | 74 | 93 | 54 | N |  |  | OP | X | 11 | 2001 | 2001 |  |  | N | Electric Utility | Utility | Cooperative | 1 | X | NG | Non-Renewable | 0 | 108 | 0 | 1 | DFO
Operable | 5580 | East Kentucky Power Coop, Inc |  | 54 | J K Smith | KY | Vertical | Clark | GT5 | Natural Gas Fired Combustion Turbine | GT |  | S | X | X | 1123180715 | 88122105 | 108 | 0.9 | 74 | 88 | 54 | N |  |  | OP | X | 11 | 2001 | 2001 |  |  | N | Electric Utility | Utility | Cooperative | 1 | X | NG | Non-Renewable | 0 | 108 | 0 | 1 | DFO
Operable | 5580 | East Kentucky Power Coop, Inc |  | 54 | J K Smith | KY | Vertical | Clark | GT6 | Natural Gas Fired Combustion Turbine | GT |  | S | X | X | 1123180716 | 88122106 | 98 | 0.9 | 74 | 88 | 54 | N |  |  | OP | X | 1 | 2005 | 2005 |  |  | N | Electric Utility | Utility | Cooperative | 1 | X | NG | Non-Renewable | 0 | 98 | 0 | 1 | DFO
Operable | 5580 | East Kentucky Power Coop, Inc |  | 54 | J K Smith | KY | Vertical | Clark | GT7 | Natural Gas Fired Combustion Turbine | GT |  | S | X | X | 1123180717 | 88122107 | 98 | 0.9 | 74 | 88 | 54 | N |  |  | OP | X | 1 | 2005 | 2005 |  |  | N | Electric Utility | Utility | Cooperative | 1 | X | NG | Non-Renewable | 0 | 98 | 0 | 1 | DFO
Operable | 5580 | East Kentucky Power Coop, Inc |  | 54 | J K Smith | KY | Vertical | Clark | GT9 | Natural Gas Fired Combustion Turbine | GT |  | S | X | X | 1123180718 | 88122109 | 98 | 0.85 | 88 | 103 | 33 | N |  |  | OP | X | 5 | 2010 | 2010 |  |  | N | Electric Utility | Utility | Cooperative | 1 | X | NG | Non-Renewable | 0 | 98 | 0 | 1
Operable | 5580 | East Kentucky Power Coop, Inc |  | 1384 | Cooper | KY | Vertical | Pulaski | 1 | Conventional Steam Coal | ST |  | S | X | X | 1123180704 | 88100101 | 113.6 | 0.928 | 116 | 116 | 30 | N |  |  | OP | X | 2 | 1965 | Pre-2000 |  |  | N | Electric Utility | Utility | Cooperative | 1 | X | BIT | Non-Renewable | 0 | 113.6 | 0 | 1 | WDS
Operable | 5580 | East Kentucky Power Coop, Inc |  | 1384 | Cooper | KY | Vertical | Pulaski | 2 | Conventional Steam Coal | ST |  | S | X | X | 123180705 | 88100102 | 230.4 | 0.938 | 225 | 225 | 100 | N |  |  | OP | X | 10 | 1969 | Pre-2000 |  |  | N | Electric Utility | Utility | Cooperative | 1 | X | BIT | Non-Renewable | 0 | 230.4 | 0 | 1
Operable | 5580 | East Kentucky Power Coop, Inc |  | 6041 | H L Spurlock | KY | Vertical | Mason | 1 | Conventional Steam Coal | ST |  | S | X | X | 1123180722 | 88140101 | 357.6 | 0.96 | 300 | 300 | 145 | N |  |  | OP | X | 9 | 1977 | Pre-2000 |  |  | Y | Electric Utility | Utility | Cooperative | 1 | T | BIT | Non-Renewable | 0 | 357.6 | 0 | 1
Operable | 5580 | East Kentucky Power Coop, Inc |  | 6041 | H L Spurlock | KY | Vertical | Mason | 2 | Conventional Steam Coal | ST |  | S | X | X | 1123180723 | 88140102 | 592.1 | 0.96 | 510 | 510 | 280 | N |  |  | OP | X | 3 | 1981 | Pre-2000 |  |  | Y | Electric Utility | Utility | Cooperative | 1 | T | BIT | Non-Renewable | 0 | 592.1 | 0 | 1
Operable | 5580 | East Kentucky Power Coop, Inc |  | 6041 | H L Spurlock | KY | Vertical | Mason | 3 | Conventional Steam Coal | ST |  | S | X | X | 1123180720 | 88140103 | 329.4 | 0.85 | 268 | 268 | 180 | N |  |  | OP | X | 3 | 2005 | 2005 |  |  | Y | Electric Utility | Utility | Cooperative | 1 | T | BIT | Non-Renewable | 0 | 329.4 | 0 | 1 | TDF
Operable | 5580 | East Kentucky Power Coop, Inc |  | 6041 | H L Spurlock | KY | Vertical | Mason | 4 | Conventional Steam Coal | ST |  | S | X | X | 1123180721 | 88140104 | 329.4 | 0.85 | 268 | 268 | 180 | N |  |  | OP | X | 4 | 2009 | 2009 |  |  | Y | Electric Utility | Utility | Cooperative | 1 | T | BIT | Non-Renewable | 0 | 329.4 | 0 | 1 | TDF
Operable | 5580 | East Kentucky Power Coop, Inc |  | 55164 | Bluegrass Generating Station | KY | Vertical | Oldham | CT1 | Natural Gas Fired Combustion Turbine | GT |  | S | X | X | 1369012640 | 79152101 | 208 | 0.85 | 167 | 189 | 117 | N |  |  | OP | X | 6 | 2002 | 2002 |  |  | N | Electric Utility | Utility | Cooperative | 1 | X | NG | Non-Renewable | 0 | 208 | 0 | 1 | DFO
Operable | 5580 | East Kentucky Power Coop, Inc |  | 55164 | Bluegrass Generating Station | KY | Vertical | Oldham | CT2 | Natural Gas Fired Combustion Turbine | GT |  | S | X | X | 1369012641 | 79152102 | 208 | 0.85 | 167 | 189 | 117 | N |  |  | OP | X | 6 | 2002 | 2002 |  |  | N | Electric Utility | Utility | Cooperative | 1 | X | NG | Non-Renewable | 0 | 208 | 0 | 1 | DFO
Operable | 5580 | East Kentucky Power Coop, Inc |  | 55164 | Bluegrass Generating Station | KY | Vertical | Oldham | CT3 | Natural Gas Fired Combustion Turbine | GT |  | S | X | X | 1439657846 | 79152103 | 208 | 0.85 | 167 | 189 | 117 | N |  |  | OP | X | 6 | 2002 | 2002 |  |  | N | Electric Utility | Utility | Cooperative | 1 | X | NG | Non-Renewable | 0 | 208 | 0 | 1 | DFO
Operable | 5580 | East Kentucky Power Coop, Inc |  | 56277 | Bavarian LFGTE | KY | Vertical | Boone | 1 | Landfill Gas | IC |  | S | X | X |  |  | 0.8 | 0.8 | 0.8 | 0.8 | 0.1 | N |  |  | OP | X | 9 | 2003 | 2003 |  |  | N | Electric Utility | Utility | Cooperative | 1 | X | LFG | Renewable | 0.8 | 0 | 1 | 0
Operable | 5580 | East Kentucky Power Coop, Inc |  | 56277 | Bavarian LFGTE | KY | Vertical | Boone | 2 | Landfill Gas | IC |  | S | X | X |  |  | 0.8 | 0.8 | 0.8 | 0.8 | 0.1 | N |  |  | OP | X | 9 | 2003 | 2003 |  |  | N | Electric Utility | Utility | Cooperative | 1 | X | LFG | Renewable | 0.8 | 0 | 1 | 0
Operable | 5580 | East Kentucky Power Coop, Inc |  | 56277 | Bavarian LFGTE | KY | Vertical | Boone | 3 | Landfill Gas | IC |  | S | X | X |  |  | 0.8 | 0.8 | 0.8 | 0.8 | 0.1 | N |  |  | OP | X | 9 | 2003 | 2003 |  |  | N | Electric Utility | Utility | Cooperative | 1 | X | LFG | Renewable | 0.8 | 0 | 1 | 0
Operable | 5580 | East Kentucky Power Coop, Inc |  | 56277 | Bavarian LFGTE | KY | Vertical | Boone | 4 | Landfill Gas | IC |  | S | X | X |  |  | 0.8 | 0.8 | 0.8 | 0.8 | 0.1 | N |  |  | OP | X | 9 | 2003 | 2003 |  |  | N | Electric Utility | Utility | Cooperative | 1 | X | LFG | Renewable | 0.8 | 0 | 1 | 0
Operable | 5580 | East Kentucky Power Coop, Inc |  | 56277 | Bavarian LFGTE | KY | Vertical | Boone | 5 | Landfill Gas | IC |  | S | X | X |  |  | 1.6 | 0.8 | 1.5 | 1.5 | 0.1 | N |  |  | OP | X | 10 | 2016 | 2016 |  |  | N | Electric Utility | Utility | Cooperative | 1 | X | LFG | Renewable | 1.6 | 0 | 1 | 0
Operable | 5580 | East Kentucky Power Coop, Inc |  | 56278 | Green Valley LFGTE | KY | Vertical | Greenup | 1 | Landfill Gas | IC |  | S | X | X |  |  | 0.8 | 0.8 | 0.8 | 0.8 | 0.1 | N |  |  | OP | X | 9 | 2003 | 2003 |  |  | N | Electric Utility | Utility | Cooperative | 1 | X | LFG | Renewable | 0.8 | 0 | 1 | 0
Operable | 5580 | East Kentucky Power Coop, Inc |  | 56278 | Green Valley LFGTE | KY | Vertical | Greenup | 2 | Landfill Gas | IC |  | S | X | X |  |  | 0.8 | 0.8 | 0.8 | 0.8 | 0.1 | N |  |  | OP | X | 9 | 2003 | 2003 |  |  | N | Electric Utility | Utility | Cooperative | 1 | X | LFG | Renewable | 0.8 | 0 | 1 | 0
Operable | 5580 | East Kentucky Power Coop, Inc |  | 56278 | Green Valley LFGTE | KY | Vertical | Greenup | 3 | Landfill Gas | IC |  | S | X | X |  |  | 0.8 | 0.8 | 0.8 | 0.8 | 0.1 | N |  |  | OP | X | 9 | 2003 | 2003 |  |  | N | Electric Utility | Utility | Cooperative | 1 | X | LFG | Renewable | 0.8 | 0 | 1 | 0
Operable | 5580 | East Kentucky Power Coop, Inc |  | 56280 | Hardin County LFGTE | KY | Vertical | Hardin | 1 | Landfill Gas | IC |  | S | X | X |  |  | 0.8 | 0.8 | 0.8 | 0.8 | 0.1 | N |  |  | OP | X | 1 | 2006 | 2006 |  |  | N | Electric Utility | Utility | Cooperative | 1 | X | LFG | Renewable | 0.8 | 0 | 1 | 0
Operable | 5580 | East Kentucky Power Coop, Inc |  | 56280 | Hardin County LFGTE | KY | Vertical | Hardin | 2 | Landfill Gas | IC |  | S | X | X |  |  | 0.8 | 0.8 | 0.8 | 0.8 | 0.1 | N |  |  | OP | X | 1 | 2006 | 2006 |  |  | N | Electric Utility | Utility | Cooperative | 1 | X | LFG | Renewable | 0.8 | 0 | 1 | 0
Operable | 5580 | East Kentucky Power Coop, Inc |  | 56280 | Hardin County LFGTE | KY | Vertical | Hardin | 3 | Landfill Gas | IC |  | S | X | X |  |  | 0.8 | 0.8 | 0.8 | 0.8 | 0.1 | N |  |  | OP | X | 1 | 2006 | 2006 |  |  | N | Electric Utility | Utility | Cooperative | 1 | X | LFG | Renewable | 0.8 | 0 | 1 | 0
Operable | 5580 | East Kentucky Power Coop, Inc |  | 56327 | Pendleton County LFGTE | KY | Vertical | Pendleton | 1 | Landfill Gas | IC |  | S | X | X |  |  | 0.8 | 0.8 | 0.8 | 0.8 | 0.1 | N |  |  | OP | X | 2 | 2007 | 2007 |  |  | N | Electric Utility | Utility | Cooperative | 1 | X | LFG | Renewable | 0.8 | 0 | 1 | 0
Operable | 5580 | East Kentucky Power Coop, Inc |  | 56327 | Pendleton County LFGTE | KY | Vertical | Pendleton | 2 | Landfill Gas | IC |  | S | X | X |  |  | 0.8 | 0.8 | 0.8 | 0.8 | 0.1 | N |  |  | OP | X | 2 | 2007 | 2007 |  |  | N | Electric Utility | Utility | Cooperative | 1 | X | LFG | Renewable | 0.8 | 0 | 1 | 0
Operable | 5580 | East Kentucky Power Coop, Inc |  | 56327 | Pendleton County LFGTE | KY | Vertical | Pendleton | 3 | Landfill Gas | IC |  | S | X | X |  |  | 0.8 | 0.8 | 0.8 | 0.8 | 0.1 | N |  |  | OP | X | 2 | 2007 | 2007 |  |  | N | Electric Utility | Utility | Cooperative | 1 | X | LFG | Renewable | 0.8 | 0 | 1 | 0
Operable | 5580 | East Kentucky Power Coop, Inc |  | 56327 | Pendleton County LFGTE | KY | Vertical | Pendleton | 4 | Landfill Gas | IC |  | S | X | X |  |  | 0.8 | 0.8 | 0.8 | 0.8 | 0.1 | N |  |  | OP | X | 2 | 2007 | 2007 |  |  | N | Electric Utility | Utility | Cooperative | 1 | X | LFG | Renewable | 0.8 | 0 | 1 | 0
Operable | 5580 | East Kentucky Power Coop, Inc |  | 60137 | Glasgow LFGTE | KY | Vertical | Barren | 1 | Landfill Gas | IC |  | S | X | X |  |  | 1 | 0.8 | 0.9 | 0.9 | 0.1 | N |  |  | OP | X | 12 | 2015 | 2015 |  |  | N | Electric Utility | Utility | Cooperative | 1 | X | LFG | Renewable | 1 | 0 | 1 | 0
Operable | 5580 | East Kentucky Power Coop, Inc |  | 60863 | Cooperative Solar One | KY | Vertical | Clark | PV1 | Solar Photovoltaic | PV |  | S | X | X |  |  | 8.5 |  | 8.5 | 8.5 |  | N |  |  | OP | X | 11 | 2017 | 2017 |  |  | N | Electric Utility | Utility | Cooperative | 1 | X | SUN | Renewable | 8.5 | 0 | 1 | 0
Operable | 39347 | East Texas Electric Coop, Inc |  | 56603 | San Jacinto County Peaking Facility | TX | Restructured | San Jacinto | SJC1 | Natural Gas Fired Combustion Turbine | GT |  | S | X | X | ESS.SAN_JC1_CT | ESS.SAN_JC1_CT | 85 | 0.85 | 73 | 85 | 42 | N |  |  | OP | X | 7 | 2001 | 2001 |  |  | N | Electric Utility | Utility | Cooperative | 1 | X | NG | Non-Renewable | 0 | 85 | 0 | 1
Operable | 39347 | East Texas Electric Coop, Inc |  | 56603 | San Jacinto County Peaking Facility | TX | Restructured | San Jacinto | SJC2 | Natural Gas Fired Combustion Turbine | GT |  | S | X | X | ESS.SAN_JC2_CT | ESS.SAN_JC2_CT | 85 | 0.85 | 73 | 85 | 42 | N |  |  | OP | X | 7 | 2001 | 2001 |  |  | N | Electric Utility | Utility | Cooperative | 1 | X | NG | Non-Renewable | 0 | 85 | 0 | 1
Operable | 39347 | East Texas Electric Coop, Inc |  | 58645 | RC Thomas Hydroelectric Project | TX | Restructured | Polk | RCT1 | Conventional Hydroelectric | HY |  | S | X | X | EES.RCTHOMAS | EES.RCTHOMAS | 8.9 | 0.9 | 8.7 | 8.7 | 3.3 | N |  |  | OP | X | 7 | 2020 | 2020 |  |  | N | Electric Utility | Utility | Cooperative | 1 | X | WAT | Renewable | 8.9 | 0 | 1 | 0
Operable | 39347 | East Texas Electric Coop, Inc |  | 58645 | RC Thomas Hydroelectric Project | TX | Restructured | Polk | RCT2 | Conventional Hydroelectric | HY |  | S | X | X | EES.RCTHOMAS | EES.RCTHOMAS | 8.9 | 0.9 | 8.7 | 8.7 | 3.3 | N |  |  | OP | X | 7 | 2020 | 2020 |  |  | N | Electric Utility | Utility | Cooperative | 1 | X | WAT | Renewable | 8.9 | 0 | 1 | 0
Operable | 39347 | East Texas Electric Coop, Inc |  | 58645 | RC Thomas Hydroelectric Project | TX | Restructured | Polk | RCT3 | Conventional Hydroelectric | HY |  | S | X | X | EES.RCTHOMAS | EES.RCTHOMAS | 8.9 | 0.9 | 8.7 | 8.7 | 3.3 | N |  |  | OP | X | 7 | 2020 | 2020 |  |  | N | Electric Utility | Utility | Cooperative | 1 | X | WAT | Renewable | 8.9 | 0 | 1 | 0
Operable | 39347 | East Texas Electric Coop, Inc |  | 58944 | Woodville Renewable Power Project | TX | Restructured | Tyler | G1 | Wood/Wood Waste Biomass | ST |  | S | X | X | ESS.WRPP1 | ESS.WRPP1 | 49.9 | 0.95 | 46.5 | 46.5 | 20 | N |  |  | OS | X | 10 | 2014 | 2014 |  |  | N | Electric Utility | Utility | Cooperative | 1 | X | WDS | Renewable | 49.9 | 0 | 1 | 0
Operable | 65858 | East Victory Way Solar LLC |  | 66945 | East Victory Way Solar | CO | Vertical | Moffat | YVEA | Solar Photovoltaic | PV |  | S | X | X |  |  | 4 |  | 4 | 4 |  | N |  |  | OP | X | 11 | 2023 | 2023 |  |  | N | IPP Non-CHP | IPP | IPP | 2 | X | SUN | Renewable | 4 | 0 | 1 | 0
Operable | 59218 | East. Michigan Univ. Heating Plant |  | 59452 | East. Michigan Univ. Heating Plant | MI | Vertical | Washtenaw | COGN2 | Natural Gas Fired Combustion Turbine | GT |  | S | X | X |  |  | 7.8 | 0.8 | 6.8 | 6.8 | 4 | N |  |  | OP | X | 1 | 2018 | 2018 |  |  | Y | Commercial CHP | Customer Sited | Other | 5 | T | NG | Non-Renewable | 0 | 7.8 | 0 | 1
Operable | 58122 | Eastern Maine Medical Center |  | 58153 | Eastern Maine Medical Center | ME | Restructured | Penobscot | COGE | Natural Gas Fired Combustion Turbine | GT |  | S | X | X |  |  | 3.8 | 0.9 | 3.8 | 5 | 0.2 | N |  |  | OP | X | 10 | 2006 | 2006 |  |  | Y | Commercial CHP | Customer Sited | Other | 5 | T | NG | Non-Renewable | 0 | 3.8 | 0 | 1 | DFO
Operable | 63614 | Easthampton Park Solar 1, LLC |  | 63953 | Easthampton CSG | MA | Restructured | Hampshire | EASTP | Solar Photovoltaic | PV |  | S | X | X |  |  | 2.5 |  | 2.5 | 2.5 |  | N |  |  | OP | X | 9 | 2020 | 2020 |  |  | N | IPP Non-CHP | IPP | IPP | 2 | X | SUN | Renewable | 2.5 | 0 | 1 | 0
Operable | 5610 | Eastman Chemical Co-TN Ops |  | 50481 | Tennessee Eastman Operations | TN | Vertical | Sullivan | TG10 | Conventional Steam Coal | ST |  | S | X | X |  |  | 6 | 0.8 | 6 | 6 | 2 | N |  |  | OP | X | 2 | 1946 | Pre-2000 |  |  | Y | Industrial CHP | Customer Sited | Other | 7 | T | BIT | Non-Renewable | 0 | 6 | 0 | 1 | NG | SLW | OTH
Operable | 5610 | Eastman Chemical Co-TN Ops |  | 50481 | Tennessee Eastman Operations | TN | Vertical | Sullivan | TG11 | Conventional Steam Coal | ST |  | S | X | X |  |  | 6 | 0.8 | 6 | 6 | 2 | N |  |  | OP | X | 5 | 1949 | Pre-2000 |  |  | Y | Industrial CHP | Customer Sited | Other | 7 | B | BIT | Non-Renewable | 0 | 6 | 0 | 1 | NG | SLW | OTH
Operable | 5610 | Eastman Chemical Co-TN Ops |  | 50481 | Tennessee Eastman Operations | TN | Vertical | Sullivan | TG12 | Conventional Steam Coal | ST |  | S | X | X |  |  | 6 | 0.8 | 6 | 6 | 2 | N |  |  | OP | X | 2 | 1953 | Pre-2000 |  |  | Y | Industrial CHP | Customer Sited | Other | 7 | B | BIT | Non-Renewable | 0 | 6 | 0 | 1 | NG | SLW | OTH
Operable | 5610 | Eastman Chemical Co-TN Ops |  | 50481 | Tennessee Eastman Operations | TN | Vertical | Sullivan | TG13 | Conventional Steam Coal | ST |  | S | X | X |  |  | 7 | 0.8 | 7 | 7 | 2 | N |  |  | OP | X | 1 | 1960 | Pre-2000 |  |  | Y | Industrial CHP | Customer Sited | Other | 7 | T | BIT | Non-Renewable | 0 | 7 | 0 | 1 | SLW | OTH | NG
Operable | 5610 | Eastman Chemical Co-TN Ops |  | 50481 | Tennessee Eastman Operations | TN | Vertical | Sullivan | TG14 | Conventional Steam Coal | ST |  | S | X | X |  |  | 10 | 0.8 | 10 | 10 | 2 | N |  |  | OP | X | 4 | 1962 | Pre-2000 |  |  | Y | Industrial CHP | Customer Sited | Other | 7 | B | BIT | Non-Renewable | 0 | 10 | 0 | 1 | NG | SLW | OTH
Operable | 5610 | Eastman Chemical Co-TN Ops |  | 50481 | Tennessee Eastman Operations | TN | Vertical | Sullivan | TG15 | Conventional Steam Coal | ST |  | S | X | X |  |  | 7.5 | 0.8 | 7.5 | 7.5 | 2 | N |  |  | OP | X | 10 | 1963 | Pre-2000 |  |  | Y | Industrial CHP | Customer Sited | Other | 7 | T | BIT | Non-Renewable | 0 | 7.5 | 0 | 1 | SLW | OTH | NG
Operable | 5610 | Eastman Chemical Co-TN Ops |  | 50481 | Tennessee Eastman Operations | TN | Vertical | Sullivan | TG16 | Natural Gas Steam Turbine | ST |  | S | X | X |  |  | 10.4 | 0.8 | 10.4 | 10.4 | 1.5 | N |  |  | OP | X | 7 | 1966 | Pre-2000 |  |  | Y | Industrial CHP | Customer Sited | Other | 7 | T | NG | Non-Renewable | 0 | 10.4 | 0 | 1
Operable | 5610 | Eastman Chemical Co-TN Ops |  | 50481 | Tennessee Eastman Operations | TN | Vertical | Sullivan | TG17 | Natural Gas Steam Turbine | ST |  | S | X | X |  |  | 10.4 | 0.8 | 10.4 | 10.4 | 1.5 | N |  |  | OP | X | 10 | 1966 | Pre-2000 |  |  | Y | Industrial CHP | Customer Sited | Other | 7 | T | NG | Non-Renewable | 0 | 10.4 | 0 | 1
Operable | 5610 | Eastman Chemical Co-TN Ops |  | 50481 | Tennessee Eastman Operations | TN | Vertical | Sullivan | TG18 | Natural Gas Steam Turbine | ST |  | S | X | X |  |  | 10.4 | 0.8 | 10.4 | 10.4 | 1.5 | N |  |  | OP | X | 7 | 1967 | Pre-2000 |  |  | Y | Industrial CHP | Customer Sited | Other | 7 | T | NG | Non-Renewable | 0 | 10.4 | 0 | 1
Operable | 5610 | Eastman Chemical Co-TN Ops |  | 50481 | Tennessee Eastman Operations | TN | Vertical | Sullivan | TG19 | Natural Gas Steam Turbine | ST |  | S | X | X |  |  | 10.4 | 0.8 | 10.4 | 10.4 | 1.5 | N |  |  | OP | X | 3 | 1970 | Pre-2000 |  |  | Y | Industrial CHP | Customer Sited | Other | 7 | T | NG | Non-Renewable | 0 | 10.4 | 0 | 1
Operable | 5610 | Eastman Chemical Co-TN Ops |  | 50481 | Tennessee Eastman Operations | TN | Vertical | Sullivan | TG20 | Natural Gas Steam Turbine | ST |  | S | X | X |  |  | 10.4 | 0.8 | 10.4 | 10.4 | 1.5 | N |  |  | OP | X | 4 | 1972 | Pre-2000 |  |  | Y | Industrial CHP | Customer Sited | Other | 7 | T | NG | Non-Renewable | 0 | 10.4 | 0 | 1
Operable | 5610 | Eastman Chemical Co-TN Ops |  | 50481 | Tennessee Eastman Operations | TN | Vertical | Sullivan | TG21 | Natural Gas Steam Turbine | ST |  | S | X | X |  |  | 15 | 0.8 | 15 | 15 | 2 | N |  |  | OP | X | 7 | 1969 | Pre-2000 |  |  | Y | Industrial CHP | Customer Sited | Other | 7 | B | NG | Non-Renewable | 0 | 15 | 0 | 1
Operable | 5610 | Eastman Chemical Co-TN Ops |  | 50481 | Tennessee Eastman Operations | TN | Vertical | Sullivan | TG22 | Conventional Steam Coal | ST |  | S | X | X |  |  | 15.4 | 0.8 | 15.4 | 15.4 | 1.5 | N |  |  | OP | X | 9 | 1982 | Pre-2000 |  |  | Y | Industrial CHP | Customer Sited | Other | 7 | T | BIT | Non-Renewable | 0 | 15.4 | 0 | 1 | NG | OG | OTH
Operable | 5610 | Eastman Chemical Co-TN Ops |  | 50481 | Tennessee Eastman Operations | TN | Vertical | Sullivan | TG24 | Natural Gas Steam Turbine | ST |  | S | X | X |  |  | 16.8 | 0.8 | 16.8 | 16.8 | 2 | N |  |  | OP | X | 7 | 1983 | Pre-2000 |  |  | Y | Industrial CHP | Customer Sited | Other | 7 | B | NG | Non-Renewable | 0 | 16.8 | 0 | 1
Operable | 5610 | Eastman Chemical Co-TN Ops |  | 50481 | Tennessee Eastman Operations | TN | Vertical | Sullivan | TG25 | Conventional Steam Coal | ST |  | S | X | X |  |  | 18 | 0.8 | 18 | 18 | 2 | N |  |  | OP | X | 12 | 1994 | Pre-2000 |  |  | Y | Industrial CHP | Customer Sited | Other | 7 | T | BIT | Non-Renewable | 0 | 18 | 0 | 1 | NG | OG | OTH
Operable | 5610 | Eastman Chemical Co-TN Ops |  | 50481 | Tennessee Eastman Operations | TN | Vertical | Sullivan | TG26 | Conventional Steam Coal | ST |  | S | X | X |  |  | 16.6 | 0.8 | 16.6 | 16.6 | 1.5 | N |  |  | OP | X | 10 | 1994 | Pre-2000 |  |  | Y | Industrial CHP | Customer Sited | Other | 7 | T | BIT | Non-Renewable | 0 | 16.6 | 0 | 1 | NG | OG | OTH
Operable | 5610 | Eastman Chemical Co-TN Ops |  | 50481 | Tennessee Eastman Operations | TN | Vertical | Sullivan | TGO7 | Conventional Steam Coal | ST |  | S | X | X |  |  | 6 | 0.8 | 6 | 6 | 2 | N |  |  | OP | X | 9 | 1936 | Pre-2000 |  |  | Y | Industrial CHP | Customer Sited | Other | 7 | T | BIT | Non-Renewable | 0 | 6 | 0 | 1 | NG | SLW | OTH
Operable | 5610 | Eastman Chemical Co-TN Ops |  | 50481 | Tennessee Eastman Operations | TN | Vertical | Sullivan | TGO8 | Conventional Steam Coal | ST |  | S | X | X |  |  | 6 | 0.86 | 6 | 6 | 2 | N |  |  | OP | X | 9 | 1939 | Pre-2000 |  |  | Y | Industrial CHP | Customer Sited | Other | 7 | T | BIT | Non-Renewable | 0 | 6 | 0 | 1 | NG | SLW | OTH
Operable | 5610 | Eastman Chemical Co-TN Ops |  | 50481 | Tennessee Eastman Operations | TN | Vertical | Sullivan | TGO9 | Conventional Steam Coal | ST |  | S | X | X |  |  | 6 | 0.8 | 6 | 6 | 2 | N |  |  | OP | X | 7 | 1941 | Pre-2000 |  |  | Y | Industrial CHP | Customer Sited | Other | 7 | T | BIT | Non-Renewable | 0 | 6 | 0 | 1 | NG | SLW | OTH
Operable | 49791 | Eastman Cogeneration LP |  | 55176 | Eastman Cogeneration Facility | TX | Restructured | Harrison | GEN1 | Natural Gas Fired Combined Cycle | CT | CC1 | S | X | N | CSWEASTMAN | CSWEASTMAN | 170 | 0.85 | 153.7 | 168.3 | 75 | N |  |  | OP | X | 4 | 2001 | 2001 |  |  | Y | IPP CHP | IPP | IPP | 3 | T | NG | Non-Renewable | 0 | 170 | 0 | 1
Operable | 49791 | Eastman Cogeneration LP |  | 55176 | Eastman Cogeneration Facility | TX | Restructured | Harrison | GEN2 | Natural Gas Fired Combined Cycle | CT | CC1 | S | X | N | CSWEASTMAN | CSWEASTMAN | 170 | 0.85 | 153.7 | 168.3 | 65 | N |  |  | OP | X | 7 | 2001 | 2001 |  |  | Y | IPP CHP | IPP | IPP | 3 | T | NG | Non-Renewable | 0 | 170 | 0 | 1
Operable | 49791 | Eastman Cogeneration LP |  | 55176 | Eastman Cogeneration Facility | TX | Restructured | Harrison | GEN3 | Natural Gas Fired Combined Cycle | CA | CC1 | S | Y | X | CSWEASTMAN | CSWEASTMAN | 127.7 | 0.85 | 109.8 | 120 | 18 | N |  |  | OP | X | 7 | 2001 | 2001 |  |  | Y | IPP CHP | IPP | IPP | 3 | B | NG | Non-Renewable | 0 | 127.7 | 0 | 1
Operable | 5625 | Easton Utilities Comm |  | 1580 | Easton | MD | Restructured | Talbot | 10 | Petroleum Liquids | IC |  | S | X | X |  |  | 3.5 | 0.8 | 3.5 | 3.5 | 0 | N |  |  | OP | X | 5 | 1966 | Pre-2000 |  |  | N | Electric Utility | Utility | Municipal | 1 | X | DFO | Non-Renewable | 0 | 3.5 | 0 | 1
Operable | 5625 | Easton Utilities Comm |  | 1580 | Easton | MD | Restructured | Talbot | 101 | Petroleum Liquids | IC |  | S | X | X |  |  | 1.5 | 0.8 | 1.5 | 1.5 | 0 | N |  |  | OP | X | 12 | 1995 | Pre-2000 |  |  | N | Electric Utility | Utility | Municipal | 1 | X | DFO | Non-Renewable | 0 | 1.5 | 0 | 1
Operable | 5625 | Easton Utilities Comm |  | 1580 | Easton | MD | Restructured | Talbot | 102 | Petroleum Liquids | IC |  | S | X | X |  |  | 1.5 | 0.8 | 1.5 | 1.5 | 0 | N |  |  | OP | X | 12 | 1995 | Pre-2000 |  |  | N | Electric Utility | Utility | Municipal | 1 | X | DFO | Non-Renewable | 0 | 1.5 | 0 | 1
Operable | 5625 | Easton Utilities Comm |  | 1580 | Easton | MD | Restructured | Talbot | 11 | Petroleum Liquids | IC |  | S | X | X |  |  | 3.8 | 0.8 | 3.6 | 3.6 | 0 | N |  |  | OP | X | 6 | 1968 | Pre-2000 |  |  | N | Electric Utility | Utility | Municipal | 1 | X | DFO | Non-Renewable | 0 | 3.8 | 0 | 1
Operable | 5625 | Easton Utilities Comm |  | 1580 | Easton | MD | Restructured | Talbot | 12 | Petroleum Liquids | IC |  | S | X | X |  |  | 4.1 | 0.8 | 4.1 | 4.1 | 0 | N |  |  | OP | X | 7 | 1970 | Pre-2000 |  |  | N | Electric Utility | Utility | Municipal | 1 | X | DFO | Non-Renewable | 0 | 4.1 | 0 | 1
Operable | 5625 | Easton Utilities Comm |  | 1580 | Easton | MD | Restructured | Talbot | 13 | Petroleum Liquids | IC |  | S | X | X |  |  | 5.6 | 0.8 | 5.6 | 5.6 | 0 | N |  |  | OP | X | 7 | 1973 | Pre-2000 |  |  | N | Electric Utility | Utility | Municipal | 1 | X | DFO | Non-Renewable | 0 | 5.6 | 0 | 1
Operable | 5625 | Easton Utilities Comm |  | 1580 | Easton | MD | Restructured | Talbot | 14 | Petroleum Liquids | IC |  | S | X | X |  |  | 5.6 | 0.8 | 5.6 | 5.6 | 0 | N |  |  | OP | X | 7 | 1973 | Pre-2000 |  |  | N | Electric Utility | Utility | Municipal | 1 | X | DFO | Non-Renewable | 0 | 5.6 | 0 | 1
Operable | 5625 | Easton Utilities Comm |  | 1580 | Easton | MD | Restructured | Talbot | 7 | Petroleum Liquids | IC |  | S | X | X |  |  | 2.5 | 0.8 | 2 | 2 | 0 | N |  |  | OP | X | 11 | 1954 | Pre-2000 |  |  | N | Electric Utility | Utility | Municipal | 1 | X | DFO | Non-Renewable | 0 | 2.5 | 0 | 1
Operable | 5625 | Easton Utilities Comm |  | 1580 | Easton | MD | Restructured | Talbot | 8 | Petroleum Liquids | IC |  | S | X | X |  |  | 2.5 | 0.8 | 2 | 2 | 0 | N |  |  | OP | X | 5 | 1957 | Pre-2000 |  |  | N | Electric Utility | Utility | Municipal | 1 | X | DFO | Non-Renewable | 0 | 2.5 | 0 | 1
Operable | 5625 | Easton Utilities Comm |  | 1580 | Easton | MD | Restructured | Talbot | 9 | Petroleum Liquids | IC |  | S | X | X |  |  | 3 | 0.8 | 2.5 | 2.5 | 0 | N |  |  | OP | X | 12 | 1961 | Pre-2000 |  |  | N | Electric Utility | Utility | Municipal | 1 | X | DFO | Non-Renewable | 0 | 3 | 0 | 1
Operable | 5625 | Easton Utilities Comm |  | 4257 | Easton 2 | MD | Restructured | Talbot | 201 | Petroleum Liquids | IC |  | S | X | X |  |  | 1.5 | 0.8 | 1.5 | 1.5 | 0 | N |  |  | OP | X | 5 | 1995 | Pre-2000 |  |  | N | Electric Utility | Utility | Municipal | 1 | X | DFO | Non-Renewable | 0 | 1.5 | 0 | 1
Operable | 5625 | Easton Utilities Comm |  | 4257 | Easton 2 | MD | Restructured | Talbot | 202 | Petroleum Liquids | IC |  | S | X | X |  |  | 1.5 | 0.8 | 1.5 | 1.5 | 0 | N |  |  | OP | X | 5 | 1995 | Pre-2000 |  |  | N | Electric Utility | Utility | Municipal | 1 | X | DFO | Non-Renewable | 0 | 1.5 | 0 | 1
Operable | 5625 | Easton Utilities Comm |  | 4257 | Easton 2 | MD | Restructured | Talbot | 203 | Petroleum Liquids | GT |  | S | X | X |  |  | 5.4 | 0.8 | 4.5 | 5.1 | 0 | N |  |  | OP | X | 11 | 2004 | 2004 |  |  | N | Electric Utility | Utility | Municipal | 1 | X | DFO | Non-Renewable | 0 | 5.4 | 0 | 1
Operable | 5625 | Easton Utilities Comm |  | 4257 | Easton 2 | MD | Restructured | Talbot | 204 | Petroleum Liquids | GT |  | S | X | X |  |  | 5.4 | 0.8 | 4.5 | 5.1 | 0 | N |  |  | OP | X | 11 | 2004 | 2004 |  |  | N | Electric Utility | Utility | Municipal | 1 | X | DFO | Non-Renewable | 0 | 5.4 | 0 | 1
Operable | 5625 | Easton Utilities Comm |  | 4257 | Easton 2 | MD | Restructured | Talbot | 21 | Petroleum Liquids | IC |  | S | X | X |  |  | 6.2 | 0.8 | 6.2 | 6.2 | 0 | N |  |  | OP | X | 3 | 1978 | Pre-2000 |  |  | N | Electric Utility | Utility | Municipal | 1 | X | DFO | Non-Renewable | 0 | 6.2 | 0 | 1
Operable | 5625 | Easton Utilities Comm |  | 4257 | Easton 2 | MD | Restructured | Talbot | 22 | Petroleum Liquids | IC |  | S | X | X |  |  | 6.2 | 0.8 | 6.2 | 6.2 | 0 | N |  |  | OP | X | 3 | 1978 | Pre-2000 |  |  | N | Electric Utility | Utility | Municipal | 1 | X | DFO | Non-Renewable | 0 | 6.2 | 0 | 1
Operable | 5625 | Easton Utilities Comm |  | 4257 | Easton 2 | MD | Restructured | Talbot | 23 | Petroleum Liquids | IC |  | S | X | X |  |  | 6.3 | 0.8 | 6.3 | 6.3 | 0 | N |  |  | OP | X | 6 | 1989 | Pre-2000 |  |  | N | Electric Utility | Utility | Municipal | 1 | X | DFO | Non-Renewable | 0 | 6.3 | 0 | 1
Operable | 5625 | Easton Utilities Comm |  | 4257 | Easton 2 | MD | Restructured | Talbot | 24 | Petroleum Liquids | IC |  | S | X | X |  |  | 6.3 | 0.8 | 6.3 | 6.3 | 0 | N |  |  | OP | X | 6 | 1989 | Pre-2000 |  |  | N | Electric Utility | Utility | Municipal | 1 | X | DFO | Non-Renewable | 0 | 6.3 | 0 | 1
Operable | 65730 | Eastover Solar, LLC |  | 66717 | Eastover Solar | SC | Vertical | Richland | ESTOR | Solar Photovoltaic | PV |  | S | X | X |  |  | 73.6 |  | 73.6 | 73.6 |  | N |  |  | OP | X | 3 | 2023 | 2023 |  |  | N | IPP Non-CHP | IPP | IPP | 2 | X | SUN | Renewable | 73.6 | 0 | 1 | 0
Operable | 65730 | Eastover Solar, LLC |  | 66717 | Eastover Solar | SC | Vertical | Richland | STOR | Batteries | BA |  | S | X | X |  |  | 18 |  | 18 | 18 |  | N |  |  | OP | X | 3 | 2023 | 2023 |  |  | N | IPP Non-CHP | IPP | IPP | 2 | X | MWH | Other | 0 | 0 | 0 | 0
Operable | 62005 | Eastridge Wind Project |  | 56543 | Eastridge Wind Project | MN | Vertical | Murray | 1 | Onshore Wind Turbine | WT |  | S | X | X | MISO | MISO | 10.4 |  | 10.4 | 10.4 | 1 | N |  |  | OP | X | 4 | 2006 | 2006 |  |  | N | IPP Non-CHP | IPP | IPP | 2 | X | WND | Renewable | 10.4 | 0 | 1 | 0
Operable | 58443 | EBD Hydro LLC |  | 58455 | 45 Mile Hydroelectric Project | OR | Vertical | Jefferson | 1 | Conventional Hydroelectric | HY |  | S | X | X |  |  | 1 | 0.8 | 1 | 1 | 0.9 | N |  |  | OP | X | 5 | 2015 | 2015 |  |  | N | IPP Non-CHP | IPP | IPP | 2 | X | WAT | Renewable | 1 | 0 | 1 | 0
Operable | 58443 | EBD Hydro LLC |  | 58455 | 45 Mile Hydroelectric Project | OR | Vertical | Jefferson | 2 | Conventional Hydroelectric | HY |  | S | X | X |  |  | 1 | 0.8 | 1 | 1 | 0.9 | N |  |  | OP | X | 5 | 2015 | 2015 |  |  | N | IPP Non-CHP | IPP | IPP | 2 | X | WAT | Renewable | 1 | 0 | 1 | 0
Operable | 58443 | EBD Hydro LLC |  | 58455 | 45 Mile Hydroelectric Project | OR | Vertical | Jefferson | 3 | Conventional Hydroelectric | HY |  | S | X | X |  |  | 1 | 0.8 | 1 | 1 | 0.9 | N |  |  | OP | X | 5 | 2015 | 2015 |  |  | N | IPP Non-CHP | IPP | IPP | 2 | X | WAT | Renewable | 1 | 0 | 1 | 0
Operable | 5670 | Ebensburg Power Co |  | 10603 | Ebensburg Power | PA | Restructured | Cambria | GEN1 | Conventional Steam Coal | ST |  | J | X | X | CSLOPE | CSLOPE | 57.6 | 0.9 | 50 | 50 | 20 | N |  |  | OP | X | 11 | 1990 | Pre-2000 |  |  | N | IPP Non-CHP | IPP | IPP | 2 | X | WC | Non-Renewable | 0 | 57.6 | 0 | 1
Operable | 56802 | Echo 1 |  | 56971 | Oregon Trail Windfarm LLC | OR | Vertical | Umatilla | 1 | Onshore Wind Turbine | WT |  | S | X | X | HINKLE_NODET | HINKLE_NODET | 9.9 |  | 9.9 | 9.9 | 0.2 | N |  |  | OP | X | 6 | 2009 | 2009 |  |  | N | IPP Non-CHP | IPP | IPP | 2 | X | WND | Renewable | 9.9 | 0 | 1 | 0
Operable | 56802 | Echo 1 |  | 56972 | Pacific Canyon Windfarm LLC | OR | Vertical | Morrow | 1 | Onshore Wind Turbine | WT |  | S | X | X | HINKLE_NODET | HINKLE_NODET | 8.3 |  | 8.3 | 8.3 | 0.1 | N |  |  | OP | X | 6 | 2009 | 2009 |  |  | N | IPP Non-CHP | IPP | IPP | 2 | X | WND | Renewable | 8.3 | 0 | 1 | 0
Operable | 56802 | Echo 1 |  | 56973 | Sand Ranch Windfarm LLC | OR | Vertical | Morrow | 1 | Onshore Wind Turbine | WT |  | S | X | X | HINKLE_NODET | HINKLE_NODET | 9.9 |  | 9.9 | 9.9 | 0.2 | N |  |  | OP | X | 6 | 2009 | 2009 |  |  | N | IPP Non-CHP | IPP | IPP | 2 | X | WND | Renewable | 9.9 | 0 | 1 | 0
Operable | 56802 | Echo 1 |  | 56975 | Ward Butte Windfarm LLC | OR | Vertical | Umatilla | 1 | Onshore Wind Turbine | WT |  | S | X | X | HINKLE_NODET | HINKLE_NODET | 6.6 |  | 6.6 | 6.6 | 0.1 | N |  |  | OP | X | 6 | 2009 | 2009 |  |  | N | IPP Non-CHP | IPP | IPP | 2 | X | WND | Renewable | 6.6 | 0 | 1 | 0
Operable | 56803 | Echo 2 |  | 56969 | Four Corners Windfarm LLC | OR | Vertical | Umatilla | 1 | Onshore Wind Turbine | WT |  | S | X | X | HINKLE_NODET | HINKLE_NODET | 8 |  | 8 | 8 | 0.1 | N |  |  | OP | X | 6 | 2009 | 2009 |  |  | N | IPP Non-CHP | IPP | IPP | 2 | X | WND | Renewable | 8 | 0 | 1 | 0
Operable | 56803 | Echo 2 |  | 56970 | Four Mile Canyon Windfarm LLC | OR | Vertical | Morrow | 1 | Onshore Wind Turbine | WT |  | S | X | X | HINKLE_NODET | HINKLE_NODET | 10 |  | 10 | 10 | 0.1 | N |  |  | OP | X | 6 | 2009 | 2009 |  |  | N | IPP Non-CHP | IPP | IPP | 2 | X | WND | Renewable | 10 | 0 | 1 | 0
Operable | 59409 | Eco Services Corp. |  | 52063 | Martinez Sulfuric Acid Regeneration Plt | CA | Vertical | Contra Costa | GEN1 | All Other | ST |  | S | X | X |  |  | 4 | 0.8 | 4 | 4 | 0.3 | N |  |  | OP | X | 1 | 1978 | Pre-2000 |  |  | Y | Industrial CHP | Customer Sited | Other | 7 | B | WH | Other | 0 | 0 | 0 | 0 | NG
Operable | 59409 | Eco Services Corp. |  | 52064 | Dominguez Plant | CA | Vertical | Los Angeles | GEN1 | All Other | ST |  | S | X | X |  |  | 5 | 0.8 | 3.5 | 3.5 | 1 | N |  |  | OP | X | 8 | 1976 | Pre-2000 |  |  | Y | Industrial CHP | Customer Sited | Other | 7 | B | WH | Other | 0 | 0 | 0 | 0 | NG
Operable | 59409 | Eco Services Corp. |  | 52065 | Houston Plant | TX | Restructured | Harris | GEN1 | All Other | ST |  | S | X | X |  |  | 6 | 0.8 | 5.5 | 6.1 | 5 | N |  |  | OP | X | 1 | 1977 | Pre-2000 |  |  | Y | Industrial CHP | Customer Sited | Other | 7 | B | WH | Other | 0 | 0 | 0 | 0
Operable | 59409 | Eco Services Corp. |  | 52065 | Houston Plant | TX | Restructured | Harris | GEN2 | All Other | ST |  | S | X | X |  |  | 1.5 | 0.8 | 1.5 | 1.5 | 1.2 | N |  |  | OP | X | 1 | 1970 | Pre-2000 |  |  | Y | Industrial CHP | Customer Sited | Other | 7 | B | WH | Other | 0 | 0 | 0 | 0
Operable | 61538 | Ecogy Delaware II LLC. |  | 61934 | WHA Southbridge Solar Park CSG | DE | Restructured | New Castle | 2 | Solar Photovoltaic | PV |  | S | X | X |  |  | 1.4 |  | 1.4 | 1.4 |  | N |  |  | OP | X | 6 | 2018 | 2018 |  |  | N | IPP Non-CHP | IPP | IPP | 2 | X | SUN | Renewable | 1.4 | 0 | 1 | 0
Operable | 57078 | Ecogy Pennsylvania Systems LLC |  | 57768 | Longwood Gardens | PA | Restructured | Chester | 1 | Solar Photovoltaic | PV |  | S | X | X |  |  | 1.3 |  | 1.3 | 1.3 |  | N |  |  | OP | X | 5 | 2010 | 2010 |  |  | N | IPP Non-CHP | IPP | IPP | 2 | X | SUN | Renewable | 1.3 | 0 | 1 | 0
Operable | 15824 | Ecomaine |  | 50225 | Regional Waste Systems | ME | Restructured | Cumberland | TG1 | Municipal Solid Waste | ST |  | S | X | X | 4001:Z.Maine | 4001:Z.Maine | 13.3 | 0.99 | 11.5 | 11.5 | 3 | N |  |  | OP | X | 6 | 1988 | Pre-2000 |  |  | N | IPP Non-CHP | IPP | IPP | 2 | X | MSW | Renewable | 13.3 | 0 | 1 | 0
Operable | 58970 | Ecoplexus, Inc |  | 59152 | Thornton PV1 | NC | Vertical | Greene | THOR1 | Solar Photovoltaic | PV |  | W | X | X |  |  | 5 |  | 5 | 5 |  | N |  |  | OP | X | 12 | 2015 | 2015 |  |  | N | IPP Non-CHP | IPP | IPP | 2 | X | SUN | Renewable | 5 | 0 | 1 | 0
Operable | 58970 | Ecoplexus, Inc |  | 59153 | Watson Seed Farm PV1 | NC | Vertical | Nash | WAT1 | Solar Photovoltaic | PV |  | W | X | X |  |  | 20 |  | 20 | 20 |  | N |  |  | OP | X | 12 | 2015 | 2015 |  |  | N | IPP Non-CHP | IPP | IPP | 2 | X | SUN | Renewable | 20 | 0 | 1 | 0
Operable | 58970 | Ecoplexus, Inc |  | 59154 | Bradley PV1 | NC | Vertical | Hertford | BRAD1 | Solar Photovoltaic | PV |  | W | X | X |  |  | 5 |  | 5 | 5 |  | N |  |  | OP | X | 12 | 2015 | 2015 |  |  | N | IPP Non-CHP | IPP | IPP | 2 | X | SUN | Renewable | 5 | 0 | 1 | 0
Operable | 58970 | Ecoplexus, Inc |  | 59156 | Carter PV1 | NC | Vertical | Cumberland | CTR1 | Solar Photovoltaic | PV |  | W | X | X |  |  | 5 |  | 5 | 5 |  | N |  |  | OP | X | 12 | 2014 | 2014 |  |  | N | IPP Non-CHP | IPP | IPP | 2 | X | SUN | Renewable | 5 | 0 | 1 | 0
Operable | 58970 | Ecoplexus, Inc |  | 59157 | Pecan PV1 | NC | Vertical | Richmond | PEC1 | Solar Photovoltaic | PV |  | W | X | X |  |  | 5 |  | 5 | 5 |  | N |  |  | OP | X | 12 | 2014 | 2014 |  |  | N | IPP Non-CHP | IPP | IPP | 2 | X | SUN | Renewable | 5 | 0 | 1 | 0
Operable | 58970 | Ecoplexus, Inc |  | 59158 | Langley PV1 | NC | Vertical | Wilson | LNG1 | Solar Photovoltaic | PV |  | W | X | X |  |  | 5 |  | 5 | 5 |  | N |  |  | OP | X | 12 | 2014 | 2014 |  |  | N | IPP Non-CHP | IPP | IPP | 2 | X | SUN | Renewable | 5 | 0 | 1 | 0
Operable | 58970 | Ecoplexus, Inc |  | 59514 | Flat Meeks PV 1 | NC | Vertical | Martin | FLAT1 | Solar Photovoltaic | PV |  | W | X | X |  |  | 5 |  | 5 | 5 |  | N |  |  | OP | X | 10 | 2017 | 2017 |  |  | N | IPP Non-CHP | IPP | IPP | 2 | X | SUN | Renewable | 5 | 0 | 1 | 0
Operable | 58970 | Ecoplexus, Inc |  | 59515 | Benthall Bridge PV 1 | NC | Vertical | Hertford | BENT1 | Solar Photovoltaic | PV |  | W | X | X |  |  | 5 |  | 5 | 5 |  | N |  |  | OP | X | 12 | 2016 | 2016 |  |  | N | IPP Non-CHP | IPP | IPP | 2 | X | SUN | Renewable | 5 | 0 | 1 | 0
Operable | 58970 | Ecoplexus, Inc |  | 59516 | American Legion PV 1 | NC | Vertical | Halifax | AMLEG | Solar Photovoltaic | PV |  | W | X | X |  |  | 16 |  | 16 | 16 |  | N |  |  | OP | X | 12 | 2017 | 2017 |  |  | N | IPP Non-CHP | IPP | IPP | 2 | X | SUN | Renewable | 16 | 0 | 1 | 0
Operable | 58970 | Ecoplexus, Inc |  | 59517 | Baker PV 1 | NC | Vertical | Hertford | BAKE1 | Solar Photovoltaic | PV |  | W | X | X |  |  | 5 |  | 5 | 5 |  | N |  |  | OP | X | 12 | 2016 | 2016 |  |  | N | IPP Non-CHP | IPP | IPP | 2 | X | SUN | Renewable | 5 | 0 | 1 | 0
Operable | 58970 | Ecoplexus, Inc |  | 59518 | Grandy PV 1 | NC | Vertical | Currituck | GRAND | Solar Photovoltaic | PV |  | W | X | X |  |  | 20 |  | 20 | 20 |  | N |  |  | OP | X | 2 | 2020 | 2020 |  |  | N | IPP Non-CHP | IPP | IPP | 2 | X | SUN | Renewable | 20 | 0 | 1 | 0
Operable | 58970 | Ecoplexus, Inc |  | 59519 | Old Catawba PV 1 | NC | Vertical | Catawba | OLDC | Solar Photovoltaic | PV |  | W | X | X |  |  | 3.5 |  | 3.5 | 3.5 |  | N |  |  | OP | X | 12 | 2015 | 2015 |  |  | N | IPP Non-CHP | IPP | IPP | 2 | X | SUN | Renewable | 3.5 | 0 | 1 | 0
Operable | 58970 | Ecoplexus, Inc |  | 59520 | Manning PV 1 | NC | Vertical | Alamance | MANN | Solar Photovoltaic | PV |  | W | X | X |  |  | 5 |  | 5 | 5 |  | N |  |  | OP | X | 12 | 2018 | 2018 |  |  | N | IPP Non-CHP | IPP | IPP | 2 | X | SUN | Renewable | 5 | 0 | 1 | 0
Operable | 58970 | Ecoplexus, Inc |  | 59521 | Little River PV 1 | NC | Vertical | Randolph | LTLRV | Solar Photovoltaic | PV |  | W | X | X |  |  | 5 |  | 5 | 5 |  | N |  |  | OP | X | 12 | 2015 | 2015 |  |  | N | IPP Non-CHP | IPP | IPP | 2 | X | SUN | Renewable | 5 | 0 | 1 | 0
Operable | 58970 | Ecoplexus, Inc |  | 59996 | Boykin PV1 | NC | Vertical | Cumberland | BOYK1 | Solar Photovoltaic | PV |  | W | X | X |  |  | 16 |  | 16 | 16 |  | N |  |  | OP | X | 12 | 2020 | 2020 |  |  | N | IPP Non-CHP | IPP | IPP | 2 | X | SUN | Renewable | 16 | 0 | 1 | 0
Operable | 58970 | Ecoplexus, Inc |  | 59999 | Ouchchy PV1 | NC | Vertical | Orange | OUCH1 | Solar Photovoltaic | PV |  | W | X | X |  |  | 3 |  | 3 | 3 |  | N |  |  | OP | X | 12 | 2015 | 2015 |  |  | N | IPP Non-CHP | IPP | IPP | 2 | X | SUN | Renewable | 3 | 0 | 1 | 0
Operable | 58970 | Ecoplexus, Inc |  | 60001 | Vaughn Creek PV1 | NC | Vertical | Hertford | VNCRK | Solar Photovoltaic | PV |  | W | X | X |  |  | 20 |  | 20 | 20 |  | N |  |  | OP | X | 12 | 2017 | 2017 |  |  | N | IPP Non-CHP | IPP | IPP | 2 | X | SUN | Renewable | 20 | 0 | 1 | 0
Operable | 58970 | Ecoplexus, Inc |  | 60997 | Everett PV1 | NC | Vertical | Martin | EVRT1 | Solar Photovoltaic | PV |  | W | X | X |  |  | 10 |  | 10 | 10 |  | N |  |  | OP | X | 12 | 2019 | 2019 |  |  | N | IPP Non-CHP | IPP | IPP | 2 | X | SUN | Renewable | 10 | 0 | 1 | 0
Operable | 58970 | Ecoplexus, Inc |  | 60998 | Underwood PV2 | NC | Vertical | Hertford | UNWD2 | Solar Photovoltaic | PV |  | W | X | X |  |  | 16 |  | 16 | 16 |  | N |  |  | OP | X | 10 | 2020 | 2020 |  |  | N | IPP Non-CHP | IPP | IPP | 2 | X | SUN | Renewable | 16 | 0 | 1 | 0
Operable | 58970 | Ecoplexus, Inc |  | 61478 | SunE Feely 1 CSG, LLC | MN | Vertical | Dakota | FELY1 | Solar Photovoltaic | PV |  | S | X | X |  |  | 1 |  | 1 | 1 |  | N |  |  | OP | X | 9 | 2018 | 2018 |  |  | N | IPP Non-CHP | IPP | IPP | 2 | X | SUN | Renewable | 1 | 0 | 1 | 0
Operable | 58970 | Ecoplexus, Inc |  | 61478 | SunE Feely 1 CSG, LLC | MN | Vertical | Dakota | FELY2 | Solar Photovoltaic | PV |  | S | X | X |  |  | 1 |  | 1 | 1 |  | N |  |  | OP | X | 9 | 2018 | 2018 |  |  | N | IPP Non-CHP | IPP | IPP | 2 | X | SUN | Renewable | 1 | 0 | 1 | 0
Operable | 58970 | Ecoplexus, Inc |  | 61478 | SunE Feely 1 CSG, LLC | MN | Vertical | Dakota | FELY3 | Solar Photovoltaic | PV |  | S | X | X |  |  | 1 |  | 1 | 1 |  | N |  |  | OP | X | 9 | 2018 | 2018 |  |  | N | IPP Non-CHP | IPP | IPP | 2 | X | SUN | Renewable | 1 | 0 | 1 | 0
Operable | 58970 | Ecoplexus, Inc |  | 61478 | SunE Feely 1 CSG, LLC | MN | Vertical | Dakota | FELY4 | Solar Photovoltaic | PV |  | S | X | X |  |  | 1 |  | 1 | 1 |  | N |  |  | OP | X | 9 | 2018 | 2018 |  |  | N | IPP Non-CHP | IPP | IPP | 2 | X | SUN | Renewable | 1 | 0 | 1 | 0
Operable | 58970 | Ecoplexus, Inc |  | 61478 | SunE Feely 1 CSG, LLC | MN | Vertical | Dakota | FELY5 | Solar Photovoltaic | PV |  | S | X | X |  |  | 1 |  | 1 | 1 |  | N |  |  | OP | X | 9 | 2018 | 2018 |  |  | N | IPP Non-CHP | IPP | IPP | 2 | X | SUN | Renewable | 1 | 0 | 1 | 0
Operable | 58970 | Ecoplexus, Inc |  | 61483 | Cottage Grove CSG, LLC | MN | Vertical | Washington | CTGR1 | Solar Photovoltaic | PV |  | S | X | X |  |  | 1 |  | 1 | 1 |  | N |  |  | OP | X | 3 | 2018 | 2018 |  |  | N | IPP Non-CHP | IPP | IPP | 2 | X | SUN | Renewable | 1 | 0 | 1 | 0
Operable | 58970 | Ecoplexus, Inc |  | 61483 | Cottage Grove CSG, LLC | MN | Vertical | Washington | CTGR2 | Solar Photovoltaic | PV |  | S | X | X |  |  | 1 |  | 1 | 1 |  | N |  |  | OP | X | 3 | 2018 | 2018 |  |  | N | IPP Non-CHP | IPP | IPP | 2 | X | SUN | Renewable | 1 | 0 | 1 | 0
Operable | 58970 | Ecoplexus, Inc |  | 61483 | Cottage Grove CSG, LLC | MN | Vertical | Washington | CTGR3 | Solar Photovoltaic | PV |  | S | X | X |  |  | 1 |  | 1 | 1 |  | N |  |  | OP | X | 3 | 2018 | 2018 |  |  | N | IPP Non-CHP | IPP | IPP | 2 | X | SUN | Renewable | 1 | 0 | 1 | 0
Operable | 58970 | Ecoplexus, Inc |  | 61483 | Cottage Grove CSG, LLC | MN | Vertical | Washington | CTGR4 | Solar Photovoltaic | PV |  | S | X | X |  |  | 1 |  | 1 | 1 |  | N |  |  | OP | X | 3 | 2018 | 2018 |  |  | N | IPP Non-CHP | IPP | IPP | 2 | X | SUN | Renewable | 1 | 0 | 1 | 0
Operable | 58970 | Ecoplexus, Inc |  | 61483 | Cottage Grove CSG, LLC | MN | Vertical | Washington | CTGR5 | Solar Photovoltaic | PV |  | S | X | X |  |  | 1 |  | 1 | 1 |  | N |  |  | OP | X | 3 | 2018 | 2018 |  |  | N | IPP Non-CHP | IPP | IPP | 2 | X | SUN | Renewable | 1 | 0 | 1 | 0
Operable | 58970 | Ecoplexus, Inc |  | 61484 | Fox CSG, LLC | MN | Vertical | Chisago | FOX1 | Solar Photovoltaic | PV |  | S | X | X |  |  | 1 |  | 1 | 1 |  | N |  |  | OP | X | 3 | 2018 | 2018 |  |  | N | IPP Non-CHP | IPP | IPP | 2 | X | SUN | Renewable | 1 | 0 | 1 | 0
Operable | 58970 | Ecoplexus, Inc |  | 61484 | Fox CSG, LLC | MN | Vertical | Chisago | FOX2 | Solar Photovoltaic | PV |  | S | X | X |  |  | 1 |  | 1 | 1 |  | N |  |  | OP | X | 3 | 2018 | 2018 |  |  | N | IPP Non-CHP | IPP | IPP | 2 | X | SUN | Renewable | 1 | 0 | 1 | 0
Operable | 58970 | Ecoplexus, Inc |  | 61484 | Fox CSG, LLC | MN | Vertical | Chisago | FOX3 | Solar Photovoltaic | PV |  | S | X | X |  |  | 1 |  | 1 | 1 |  | N |  |  | OP | X | 3 | 2018 | 2018 |  |  | N | IPP Non-CHP | IPP | IPP | 2 | X | SUN | Renewable | 1 | 0 | 1 | 0
Operable | 58970 | Ecoplexus, Inc |  | 61484 | Fox CSG, LLC | MN | Vertical | Chisago | FOX4 | Solar Photovoltaic | PV |  | S | X | X |  |  | 1 |  | 1 | 1 |  | N |  |  | OP | X | 3 | 2018 | 2018 |  |  | N | IPP Non-CHP | IPP | IPP | 2 | X | SUN | Renewable | 1 | 0 | 1 | 0
Operable | 58970 | Ecoplexus, Inc |  | 61484 | Fox CSG, LLC | MN | Vertical | Chisago | FOX5 | Solar Photovoltaic | PV |  | S | X | X |  |  | 1 |  | 1 | 1 |  | N |  |  | OP | X | 3 | 2018 | 2018 |  |  | N | IPP Non-CHP | IPP | IPP | 2 | X | SUN | Renewable | 1 | 0 | 1 | 0
Operable | 58970 | Ecoplexus, Inc |  | 61485 | SunE Stolee CSG, LLC | MN | Vertical | Rice | STOL1 | Solar Photovoltaic | PV |  | S | X | X |  |  | 1 |  | 1 | 1 |  | N |  |  | OP | X | 3 | 2018 | 2018 |  |  | N | IPP Non-CHP | IPP | IPP | 2 | X | SUN | Renewable | 1 | 0 | 1 | 0
Operable | 58970 | Ecoplexus, Inc |  | 61485 | SunE Stolee CSG, LLC | MN | Vertical | Rice | STOL2 | Solar Photovoltaic | PV |  | S | X | X |  |  | 1 |  | 1 | 1 |  | N |  |  | OP | X | 3 | 2018 | 2018 |  |  | N | IPP Non-CHP | IPP | IPP | 2 | X | SUN | Renewable | 1 | 0 | 1 | 0
Operable | 58970 | Ecoplexus, Inc |  | 61485 | SunE Stolee CSG, LLC | MN | Vertical | Rice | STOL3 | Solar Photovoltaic | PV |  | S | X | X |  |  | 1 |  | 1 | 1 |  | N |  |  | OP | X | 3 | 2018 | 2018 |  |  | N | IPP Non-CHP | IPP | IPP | 2 | X | SUN | Renewable | 1 | 0 | 1 | 0
Operable | 58970 | Ecoplexus, Inc |  | 61486 | Wyoming 2 CSG, LLC | MN | Vertical | Chisago | WY01 | Solar Photovoltaic | PV |  | S | X | X |  |  | 1 |  | 1 | 1 |  | N |  |  | OP | X | 3 | 2018 | 2018 |  |  | N | IPP Non-CHP | IPP | IPP | 2 | X | SUN | Renewable | 1 | 0 | 1 | 0
Operable | 58970 | Ecoplexus, Inc |  | 61486 | Wyoming 2 CSG, LLC | MN | Vertical | Chisago | WY02 | Solar Photovoltaic | PV |  | S | X | X |  |  | 1 |  | 1 | 1 |  | N |  |  | OP | X | 3 | 2018 | 2018 |  |  | N | IPP Non-CHP | IPP | IPP | 2 | X | SUN | Renewable | 1 | 0 | 1 | 0
Operable | 58970 | Ecoplexus, Inc |  | 61486 | Wyoming 2 CSG, LLC | MN | Vertical | Chisago | WY03 | Solar Photovoltaic | PV |  | S | X | X |  |  | 1 |  | 1 | 1 |  | N |  |  | OP | X | 3 | 2018 | 2018 |  |  | N | IPP Non-CHP | IPP | IPP | 2 | X | SUN | Renewable | 1 | 0 | 1 | 0
Operable | 58970 | Ecoplexus, Inc |  | 61486 | Wyoming 2 CSG, LLC | MN | Vertical | Chisago | WY04 | Solar Photovoltaic | PV |  | S | X | X |  |  | 1 |  | 1 | 1 |  | N |  |  | OP | X | 3 | 2018 | 2018 |  |  | N | IPP Non-CHP | IPP | IPP | 2 | X | SUN | Renewable | 1 | 0 | 1 | 0
Operable | 58970 | Ecoplexus, Inc |  | 61486 | Wyoming 2 CSG, LLC | MN | Vertical | Chisago | WY05 | Solar Photovoltaic | PV |  | S | X | X |  |  | 1 |  | 1 | 1 |  | N |  |  | OP | X | 3 | 2018 | 2018 |  |  | N | IPP Non-CHP | IPP | IPP | 2 | X | SUN | Renewable | 1 | 0 | 1 | 0
Operable | 58970 | Ecoplexus, Inc |  | 61698 | Folsom SP and CSP Sacramento | CA | Vertical | Sacramento | FOLSM | Solar Photovoltaic | PV |  | S | X | X |  |  | 1.3 |  | 1.3 | 1.3 |  | N |  |  | OP | X | 5 | 2019 | 2019 |  |  | N | IPP Non-CHP | IPP | IPP | 2 | X | SUN | Renewable | 1.3 | 0 | 1 | 0
Operable | 58970 | Ecoplexus, Inc |  | 62209 | Randolph CSG PV1-5 | MN | Vertical | Dakota | RAND1 | Solar Photovoltaic | PV |  | W | X | X |  |  | 1 |  | 1 | 1 |  | N |  |  | OP | X | 6 | 2019 | 2019 |  |  | N | IPP Non-CHP | IPP | IPP | 2 | X | SUN | Renewable | 1 | 0 | 1 | 0
Operable | 58970 | Ecoplexus, Inc |  | 62209 | Randolph CSG PV1-5 | MN | Vertical | Dakota | RAND2 | Solar Photovoltaic | PV |  | W | X | X |  |  | 1 |  | 1 | 1 |  | N |  |  | OP | X | 6 | 2019 | 2019 |  |  | N | IPP Non-CHP | IPP | IPP | 2 | X | SUN | Renewable | 1 | 0 | 1 | 0
Operable | 58970 | Ecoplexus, Inc |  | 62209 | Randolph CSG PV1-5 | MN | Vertical | Dakota | RAND3 | Solar Photovoltaic | PV |  | W | X | X |  |  | 1 |  | 1 | 1 |  | N |  |  | OP | X | 6 | 2019 | 2019 |  |  | N | IPP Non-CHP | IPP | IPP | 2 | X | SUN | Renewable | 1 | 0 | 1 | 0
Operable | 58970 | Ecoplexus, Inc |  | 62209 | Randolph CSG PV1-5 | MN | Vertical | Dakota | RAND4 | Solar Photovoltaic | PV |  | W | X | X |  |  | 1 |  | 1 | 1 |  | N |  |  | OP | X | 6 | 2019 | 2019 |  |  | N | IPP Non-CHP | IPP | IPP | 2 | X | SUN | Renewable | 1 | 0 | 1 | 0
Operable | 58970 | Ecoplexus, Inc |  | 62209 | Randolph CSG PV1-5 | MN | Vertical | Dakota | RAND5 | Solar Photovoltaic | PV |  | W | X | X |  |  | 1 |  | 1 | 1 |  | N |  |  | OP | X | 6 | 2019 | 2019 |  |  | N | IPP Non-CHP | IPP | IPP | 2 | X | SUN | Renewable | 1 | 0 | 1 | 0
Operable | 58970 | Ecoplexus, Inc |  | 62210 | Felton CSG PV1-5 | MN | Vertical | Dakota | FELT1 | Solar Photovoltaic | PV |  | W | X | X |  |  | 1 |  | 1 | 1 |  | N |  |  | OP | X | 6 | 2019 | 2019 |  |  | N | IPP Non-CHP | IPP | IPP | 2 | X | SUN | Renewable | 1 | 0 | 1 | 0
Operable | 58970 | Ecoplexus, Inc |  | 62210 | Felton CSG PV1-5 | MN | Vertical | Dakota | FELT2 | Solar Photovoltaic | PV |  | W | X | X |  |  | 1 |  | 1 | 1 |  | N |  |  | OP | X | 6 | 2019 | 2019 |  |  | N | IPP Non-CHP | IPP | IPP | 2 | X | SUN | Renewable | 1 | 0 | 1 | 0
Operable | 58970 | Ecoplexus, Inc |  | 62210 | Felton CSG PV1-5 | MN | Vertical | Dakota | FELT3 | Solar Photovoltaic | PV |  | W | X | X |  |  | 1 |  | 1 | 1 |  | N |  |  | OP | X | 6 | 2019 | 2019 |  |  | N | IPP Non-CHP | IPP | IPP | 2 | X | SUN | Renewable | 1 | 0 | 1 | 0
Operable | 58970 | Ecoplexus, Inc |  | 62210 | Felton CSG PV1-5 | MN | Vertical | Dakota | FELT4 | Solar Photovoltaic | PV |  | W | X | X |  |  | 1 |  | 1 | 1 |  | N |  |  | OP | X | 6 | 2019 | 2019 |  |  | N | IPP Non-CHP | IPP | IPP | 2 | X | SUN | Renewable | 1 | 0 | 1 | 0
Operable | 58970 | Ecoplexus, Inc |  | 62210 | Felton CSG PV1-5 | MN | Vertical | Dakota | FELT5 | Solar Photovoltaic | PV |  | W | X | X |  |  | 1 |  | 1 | 1 |  | N |  |  | OP | X | 6 | 2019 | 2019 |  |  | N | IPP Non-CHP | IPP | IPP | 2 | X | SUN | Renewable | 1 | 0 | 1 | 0
Operable | 58970 | Ecoplexus, Inc |  | 63566 | HWY 158 PV | NC | Vertical | Hertford | HW158 | Solar Photovoltaic | PV |  | S | X | X |  |  | 9 | 0.95 | 9 | 9 |  | N |  |  | OP | X | 10 | 2020 | 2020 |  |  | N | IPP Non-CHP | IPP | IPP | 2 | X | SUN | Renewable | 9 | 0 | 1 | 0
Operable | 58970 | Ecoplexus, Inc |  | 63875 | Kern Valley SP | CA | Vertical | Kern | KRNVL | Solar Photovoltaic | PV |  | S | X | X |  |  | 3 |  | 3 | 3 |  | N |  |  | OP | X | 9 | 2023 | 2023 |  |  | N | IPP Non-CHP | IPP | IPP | 2 | X | SUN | Renewable | 3 | 0 | 1 | 0
Operable | 58970 | Ecoplexus, Inc |  | 64517 | Department of Justice | CA | Vertical | Sacramento | DOJ | Solar Photovoltaic | PV |  | S | X | X |  |  | 2.4 |  | 2.4 | 2.4 |  | N |  |  | OP | X | 4 | 2020 | 2020 |  |  | N | IPP Non-CHP | IPP | IPP | 2 | X | SUN | Renewable | 2.4 | 0 | 1 | 0
Operable | 58970 | Ecoplexus, Inc |  | 64518 | CA Institute for Women | CA | Vertical | San Bernardino | CIW | Solar Photovoltaic | PV |  | S | X | X |  |  | 1 |  | 1 | 1 |  | N |  |  | OP | X | 2 | 2020 | 2020 |  |  | N | IPP Non-CHP | IPP | IPP | 2 | X | SUN | Renewable | 1 | 0 | 1 | 0
Operable | 58970 | Ecoplexus, Inc |  | 64519 | Centinela State Prison | CA | Vertical | Imperial | CENSP | Solar Photovoltaic | PV |  | S | X | X |  |  | 6 |  | 6 | 6 |  | N |  |  | OP | X | 12 | 2019 | 2019 |  |  | N | IPP Non-CHP | IPP | IPP | 2 | X | SUN | Renewable | 6 | 0 | 1 | 0
Operable | 58970 | Ecoplexus, Inc |  | 64521 | Calipatria State Prison | CA | Vertical | Imperial | CALSP | Solar Photovoltaic | PV |  | S | X | X |  |  | 6 |  | 6 | 6 |  | N |  |  | OP | X | 12 | 2019 | 2019 |  |  | N | IPP Non-CHP | IPP | IPP | 2 | X | SUN | Renewable | 6 | 0 | 1 | 0
Operable | 58970 | Ecoplexus, Inc |  | 64523 | Atascadero State Hospital | CA | Vertical | San Luis Obispo | ATASC | Solar Photovoltaic | PV |  | S | X | X |  |  | 1.1 |  | 1.1 | 1.1 |  | N |  |  | OP | X | 8 | 2020 | 2020 |  |  | N | IPP Non-CHP | IPP | IPP | 2 | X | SUN | Renewable | 1.1 | 0 | 1 | 0
Operable | 58970 | Ecoplexus, Inc |  | 65182 | CSP Los Angeles | CA | Vertical | Los Angeles | CSLPA | Solar Photovoltaic | PV |  | S | X | X |  |  | 2.3 |  | 2.3 | 2.3 |  | N |  |  | OP | X | 10 | 2022 | 2022 |  |  | N | IPP Non-CHP | IPP | IPP | 2 | X | SUN | Renewable | 2.3 | 0 | 1 | 0
Operable | 58135 | Ecos Energy LLC |  | 58164 | Slayton Solar | MN | Vertical | Murray | PV1 | Solar Photovoltaic | PV |  | S | X | X |  |  | 1.7 |  | 1.7 | 1.7 |  | N |  |  | OP | X | 1 | 2013 | 2013 |  |  | N | IPP Non-CHP | IPP | IPP | 2 | X | SUN | Renewable | 1.7 | 0 | 1 | 0
Operable | 58135 | Ecos Energy LLC |  | 58496 | Lincoln Solar | IN | Vertical | Lake | PV2 | Solar Photovoltaic | PV |  | S | X | X |  |  | 1.5 |  | 1.5 | 1.5 |  | N |  |  | OP | X | 12 | 2012 | 2012 |  |  | N | IPP Non-CHP | IPP | IPP | 2 | X | SUN | Renewable | 1.5 | 0 | 1 | 0
Operable | 58135 | Ecos Energy LLC |  | 58508 | Bear Creek Solar | CA | Vertical | San Joaquin | PV3 | Solar Photovoltaic | PV |  | S | X | X |  |  | 1.5 |  | 1.5 | 1.5 |  | N |  |  | OP | X | 2 | 2014 | 2014 |  |  | N | IPP Non-CHP | IPP | IPP | 2 | X | SUN | Renewable | 1.5 | 0 | 1 | 0
Operable | 58135 | Ecos Energy LLC |  | 58509 | Vintner Solar | CA | Vertical | San Luis Obispo | PV4 | Solar Photovoltaic | PV |  | S | X | X |  |  | 1.5 |  | 1.5 | 1.5 |  | N |  |  | OP | X | 4 | 2014 | 2014 |  |  | N | IPP Non-CHP | IPP | IPP | 2 | X | SUN | Renewable | 1.5 | 0 | 1 | 0
Operable | 58135 | Ecos Energy LLC |  | 58510 | Kettleman Solar Project | CA | Vertical | San Joaquin | PV5 | Solar Photovoltaic | PV |  | S | X | X |  |  | 1 |  | 1 | 1 |  | N |  |  | OP | X | 4 | 2014 | 2014 |  |  | N | IPP Non-CHP | IPP | IPP | 2 | X | SUN | Renewable | 1 | 0 | 1 | 0
Operable | 58135 | Ecos Energy LLC |  | 59265 | Merced Solar LLC | CA | Vertical | Merced | PV8 | Solar Photovoltaic | PV |  | S | X | X |  |  | 1.5 |  | 1.5 | 1.5 |  | N |  |  | OP | X | 12 | 2014 | 2014 |  |  | N | IPP Non-CHP | IPP | IPP | 2 | X | SUN | Renewable | 1.5 | 0 | 1 | 0
Operable | 58135 | Ecos Energy LLC |  | 59267 | Mission Solar LLC | CA | Vertical | Merced | PV9 | Solar Photovoltaic | PV |  | S | X | X |  |  | 1.5 |  | 1.5 | 1.5 |  | N |  |  | OP | X | 12 | 2014 | 2014 |  |  | N | IPP Non-CHP | IPP | IPP | 2 | X | SUN | Renewable | 1.5 | 0 | 1 | 0
Operable | 58135 | Ecos Energy LLC |  | 59268 | Hollister Solar LLC | CA | Vertical | San Benito | PV10 | Solar Photovoltaic | PV |  | S | X | X |  |  | 1.5 |  | 1.5 | 1.5 |  | N |  |  | OP | X | 12 | 2014 | 2014 |  |  | N | IPP Non-CHP | IPP | IPP | 2 | X | SUN | Renewable | 1.5 | 0 | 1 | 0
Operable | 58135 | Ecos Energy LLC |  | 59405 | Diamond Valley Solar Project | CA | Vertical | Riverside | PV11 | Solar Photovoltaic | PV |  | S | X | X |  |  | 1.3 |  | 1.3 | 1.3 |  | N |  |  | OP | X | 1 | 2015 | 2015 |  |  | N | IPP Non-CHP | IPP | IPP | 2 | X | SUN | Renewable | 1.3 | 0 | 1 | 0
Operable | 58135 | Ecos Energy LLC |  | 60046 | Portage Solar | IN | Vertical | Porter | PV7 | Solar Photovoltaic | PV |  | S | X | X |  |  | 1.5 |  | 1.5 | 1.5 |  | N |  |  | OP | X | 11 | 2012 | 2012 |  |  | N | IPP Non-CHP | IPP | IPP | 2 | X | SUN | Renewable | 1.5 | 0 | 1 | 0
Operable | 58135 | Ecos Energy LLC |  | 60047 | Middlebury Solar | IN | Vertical | Elkhart | PV6 | Solar Photovoltaic | PV |  | S | X | X |  |  | 1.5 |  | 1.5 | 1.5 |  | N |  |  | OP | X | 11 | 2012 | 2012 |  |  | N | IPP Non-CHP | IPP | IPP | 2 | X | SUN | Renewable | 1.5 | 0 | 1 | 0
Operable | 58135 | Ecos Energy LLC |  | 60344 | Sudbury Solar | VT | Vertical | Rutland | SUD | Solar Photovoltaic | PV |  | S | X | X |  |  | 2 |  | 2 | 2 |  | N |  |  | OP | X | 5 | 2016 | 2016 |  |  | N | IPP Non-CHP | IPP | IPP | 2 | X | SUN | Renewable | 2 | 0 | 1 | 0
Operable | 58135 | Ecos Energy LLC |  | 60412 | Munro Valley Solar | CA | Vertical | Inyo | MUN | Solar Photovoltaic | PV |  | S | X | X |  |  | 4 |  | 4 | 4 |  | N |  |  | OP | X | 10 | 2016 | 2016 |  |  | N | IPP Non-CHP | IPP | IPP | 2 | X | SUN | Renewable | 4 | 0 | 1 | 0
Operable | 58135 | Ecos Energy LLC |  | 62021 | Franklin Solar | CT | Restructured | New London | FRANK | Solar Photovoltaic | PV |  | S | X | X |  |  | 1 |  | 1 | 1 |  | N |  |  | OP | X | 3 | 2018 | 2018 |  |  | N | IPP Non-CHP | IPP | IPP | 2 | X | SUN | Renewable | 1 | 0 | 1 | 0
Operable | 58135 | Ecos Energy LLC |  | 62023 | Wilson Solar | CT | Restructured | New London | WILSN | Solar Photovoltaic | PV |  | S | X | X |  |  | 1 |  | 1 | 1 |  | N |  |  | OP | X | 3 | 2018 | 2018 |  |  | N | IPP Non-CHP | IPP | IPP | 2 | X | SUN | Renewable | 1 | 0 | 1 | 0
Operable | 58135 | Ecos Energy LLC |  | 62024 | Jefferson Solar | CT | Restructured | New London | JEFRS | Solar Photovoltaic | PV |  | S | X | X |  |  | 1 |  | 1 | 1 |  | N |  |  | OP | X | 1 | 2018 | 2018 |  |  | N | IPP Non-CHP | IPP | IPP | 2 | X | SUN | Renewable | 1 | 0 | 1 | 0
Operable | 58135 | Ecos Energy LLC |  | 62025 | Hamilton Solar | CT | Restructured | New London | HAMLT | Solar Photovoltaic | PV |  | S | X | X |  |  | 1 |  | 1 | 1 |  | N |  |  | OP | X | 3 | 2018 | 2018 |  |  | N | IPP Non-CHP | IPP | IPP | 2 | X | SUN | Renewable | 1 | 0 | 1 | 0
Operable | 58135 | Ecos Energy LLC |  | 62026 | Adams Solar | CT | Restructured | New London | ADAMS | Solar Photovoltaic | PV |  | S | X | X |  |  | 1 |  | 1 | 1 |  | N |  |  | OP | X | 3 | 2018 | 2018 |  |  | N | IPP Non-CHP | IPP | IPP | 2 | X | SUN | Renewable | 1 | 0 | 1 | 0
Operable | 58135 | Ecos Energy LLC |  | 63212 | Battle Creek Solar | VT | Vertical | Bennington | BC1 | Solar Photovoltaic | PV |  | S | X | X | 4003 | 4003 | 2.2 | 0.99 | 2.2 | 2.2 |  | N |  |  | OP | X | 10 | 2018 | 2018 |  |  | N | IPP Non-CHP | IPP | IPP | 2 | X | SUN | Renewable | 2.2 | 0 | 1 | 0
Operable | 58135 | Ecos Energy LLC |  | 63239 | Sherman Solar | CT | Restructured | New London | SHRM | Solar Photovoltaic | PV |  | S | X | X | 4004 | 4004 | 1 | 0.99 | 1 | 1 |  | N |  |  | OP | X | 12 | 2019 | 2019 |  |  | N | IPP Non-CHP | IPP | IPP | 2 | X | SUN | Renewable | 1 | 0 | 1 | 0
Operable | 58135 | Ecos Energy LLC |  | 63240 | Jackson Solar (CT) | CT | Restructured | New London | JACK | Solar Photovoltaic | PV |  | S | X | X | 4004 | 4004 | 1 | 0.99 | 1 | 1 |  | N |  |  | OP | X | 12 | 2019 | 2019 |  |  | N | IPP Non-CHP | IPP | IPP | 2 | X | SUN | Renewable | 1 | 0 | 1 | 0
Operable | 58135 | Ecos Energy LLC |  | 63244 | Sydney Solar | CT | Restructured | Windham | SYDN | Solar Photovoltaic | PV |  | S | X | X | 4004 | 4004 | 2 | 0.99 | 2 | 2 |  | N |  |  | OP | X | 6 | 2020 | 2020 |  |  | N | IPP Non-CHP | IPP | IPP | 2 | X | SUN | Renewable | 2 | 0 | 1 | 0
Operable | 58135 | Ecos Energy LLC |  | 63245 | Dickinson Solar (CT) | CT | Restructured | Windham | DCKN | Solar Photovoltaic | PV |  | S | X | X | 4004 | 4004 | 2 | 0.99 | 2 | 2 |  | N |  |  | OP | X | 6 | 2020 | 2020 |  |  | N | IPP Non-CHP | IPP | IPP | 2 | X | SUN | Renewable | 2 | 0 | 1 | 0
Operable | 58135 | Ecos Energy LLC |  | 63263 | Plainfield Solar 2 | CT | Restructured | Windham | PLFD2 | Solar Photovoltaic | PV |  | S | X | X |  |  | 1 |  | 1 | 1 |  | N |  |  | OP | X | 4 | 2020 | 2020 |  |  | N | IPP Non-CHP | IPP | IPP | 2 | X | SUN | Renewable | 1 | 0 | 1 | 0
Operable | 58135 | Ecos Energy LLC |  | 64217 | Blair Solar | CT | Restructured | Tolland | BLAIR | Solar Photovoltaic | PV |  | S | X | X |  |  | 1 |  | 1 | 1 | 1 | N |  |  | OP | X | 1 | 2021 | 2021 |  |  | N | IPP Non-CHP | IPP | IPP | 2 | X | SUN | Renewable | 1 | 0 | 1 | 0
Operable | 58135 | Ecos Energy LLC |  | 64218 | Madison Solar | CT | Restructured | Tolland | MADIS | Solar Photovoltaic | PV |  | S | X | X |  |  | 1 |  | 1 | 1 | 1 | N |  |  | OP | X | 1 | 2021 | 2021 |  |  | N | IPP Non-CHP | IPP | IPP | 2 | X | SUN | Renewable | 1 | 0 | 1 | 0
Operable | 58135 | Ecos Energy LLC |  | 64219 | Few Solar | CT | Restructured | Tolland | FEW | Solar Photovoltaic | PV |  | S | X | X |  |  | 1 |  | 1 | 1 | 1 | N |  |  | OP | X | 1 | 2021 | 2021 |  |  | N | IPP Non-CHP | IPP | IPP | 2 | X | SUN | Renewable | 1 | 0 | 1 | 0
Operable | 58135 | Ecos Energy LLC |  | 64370 | Plainfield Solar 1 | CT | Restructured | Windham | PLFD1 | Solar Photovoltaic | PV |  | S | X | X |  |  | 1 | 0.99 | 1 | 1 |  | N |  |  | OP | X | 1 | 2020 | 2020 |  |  | N | IPP Non-CHP | IPP | IPP | 2 | X | SUN | Renewable | 1 | 0 | 1 | 0
Operable | 58135 | Ecos Energy LLC |  | 65152 | Clinton Solar | CT | Restructured | New London | CLINT | Solar Photovoltaic | PV |  | S | X | X | 4004 | 4004 | 1 | 0.99 | 1 | 1 |  | N |  |  | OP | X | 5 | 2021 | 2021 |  |  | N | IPP Non-CHP | IPP | IPP | 2 | X | SUN | Renewable | 1 | 0 | 1 | 0
Operable | 58135 | Ecos Energy LLC |  | 65287 | Barrow Solar | CT | Restructured | Tolland | BARRO | Solar Photovoltaic | PV |  | S | X | X | 4004 | 4004 | 2 |  | 2 | 2 |  | N |  |  | OP | X | 6 | 2021 | 2021 |  |  | N | IPP Non-CHP | IPP | IPP | 2 | X | SUN | Renewable | 2 | 0 | 1 | 0
Operable | 58135 | Ecos Energy LLC |  | 65352 | MacKinnon Solar | VT | Vertical | Rutland | MACKN | Solar Photovoltaic | PV |  | S | X | X |  |  | 2.2 | 0.99 | 2.2 | 2.2 |  | N |  |  | OP | X | 8 | 2021 | 2021 |  |  | N | IPP Non-CHP | IPP | IPP | 2 | X | SUN | Renewable | 2.2 | 0 | 1 | 0
Operable | 58135 | Ecos Energy LLC |  | 65353 | McHenry Solar | CT | Restructured | Windham | MCHEN | Solar Photovoltaic | PV |  | S | X | X |  |  | 1 | 0.99 | 1 | 1 |  | N |  |  | OP | X | 10 | 2021 | 2021 |  |  | N | IPP Non-CHP | IPP | IPP | 2 | X | SUN | Renewable | 1 | 0 | 1 | 0
Operable | 58135 | Ecos Energy LLC |  | 66873 | Gray Solar | VT | Vertical | Rutland | GRAY | Solar Photovoltaic | PV |  | S | X | X | 4470 |  | 2.2 |  | 2.2 | 2.2 | 2.2 | N |  |  | OP | X | 8 | 2023 | 2023 |  |  | N | IPP Non-CHP | IPP | IPP | 2 | X | SUN | Renewable | 2.2 | 0 | 1 | 0
Operable | 58135 | Ecos Energy LLC |  | 67351 | Park Solar | CT | Restructured | New Haven | PARK | Solar Photovoltaic | PV |  | S | X | X |  |  | 1 | 0.99 | 1 | 1 |  | N |  |  | OP | X | 12 | 2023 | 2023 |  |  | N | IPP Non-CHP | IPP | IPP | 2 | X | SUN | Renewable | 1 | 0 | 1 | 0
Operable | 60082 | ECOsponsible LLC |  | 52057 | Herkimer | NY | Restructured | Herkimer | 1 | Conventional Hydroelectric | HY |  | S | X | X |  |  | 0.4 | 0.8 | 0.4 | 0.4 | 0.1 | N |  |  | OS | X | 12 | 1987 | Pre-2000 |  |  | N | IPP Non-CHP | IPP | IPP | 2 | X | WAT | Renewable | 0.4 | 0 | 1 | 0
Operable | 60082 | ECOsponsible LLC |  | 52057 | Herkimer | NY | Restructured | Herkimer | 2 | Conventional Hydroelectric | HY |  | S | X | X |  |  | 0.4 | 0.8 | 0.4 | 0.4 | 0.1 | N |  |  | OS | X | 12 | 1987 | Pre-2000 |  |  | N | IPP Non-CHP | IPP | IPP | 2 | X | WAT | Renewable | 0.4 | 0 | 1 | 0
Operable | 60082 | ECOsponsible LLC |  | 52057 | Herkimer | NY | Restructured | Herkimer | 3 | Conventional Hydroelectric | HY |  | S | X | X |  |  | 0.4 | 0.8 | 0.4 | 0.4 | 0.1 | N |  |  | OS | X | 12 | 1987 | Pre-2000 |  |  | N | IPP Non-CHP | IPP | IPP | 2 | X | WAT | Renewable | 0.4 | 0 | 1 | 0
Operable | 60082 | ECOsponsible LLC |  | 52057 | Herkimer | NY | Restructured | Herkimer | 4 | Conventional Hydroelectric | HY |  | S | X | X |  |  | 0.4 | 0.8 | 0.1 | 0.1 | 0.1 | N |  |  | OS | X | 12 | 1987 | Pre-2000 |  |  | N | IPP Non-CHP | IPP | IPP | 2 | X | WAT | Renewable | 0.4 | 0 | 1 | 0
Operable | 63220 | ECP Uptown Campus LLC |  | 63485 | ECP Uptown Campus | PA | Restructured | Allegheny | 1 | Natural Gas Fired Combustion Turbine | GT |  | S | X | X |  |  | 5.6 | 0.95 | 4.3 | 5.6 | 1 | N |  |  | OP | X | 11 | 1997 | Pre-2000 |  |  | Y | IPP CHP | IPP | IPP | 3 | T | NG | Non-Renewable | 0 | 5.6 | 0 | 1
Operable | 65431 | Ector County Generation, LLC |  | 58471 | Ector County Energy Center | TX | Restructured | Ector | CTG1 | Natural Gas Fired Combustion Turbine | GT |  | S | X | X | RN_ECEC_HOLT | Oncor HOLT 138KV SUBSTATION | 179.4 | 0.85 | 150 | 168 | 75 | N |  |  | OP | X | 8 | 2015 | 2015 |  |  | N | IPP Non-CHP | IPP | IPP | 2 | X | NG | Non-Renewable | 0 | 179.4 | 0 | 1
Operable | 65431 | Ector County Generation, LLC |  | 58471 | Ector County Energy Center | TX | Restructured | Ector | CTG2 | Natural Gas Fired Combustion Turbine | GT |  | S | X | X |  |  | 179.4 | 0.85 | 150 | 168 | 75 | N |  |  | OP | X | 8 | 2015 | 2015 |  |  | N | IPP Non-CHP | IPP | IPP | 2 | X | NG | Non-Renewable | 0 | 179.4 | 0 | 1
Operable | 61404 | Edenton Solar |  | 61781 | Edenton Solar | NC | Vertical | Chowan | EDE | Solar Photovoltaic | PV |  | S | X | X |  |  | 5 |  | 5 | 5 |  | N |  |  | OP | X | 12 | 2019 | 2019 |  |  | N | IPP Non-CHP | IPP | IPP | 2 | X | SUN | Renewable | 5 | 0 | 1 | 0
Operable | 57170 | EDF Renewable Asset Holdings, Inc. |  | 54453 | EDF Renewable Windfarm V Inc | CA | Vertical | Solano | GEN2 | Onshore Wind Turbine | WT |  | W | X | X |  |  | 15.5 |  | 15.5 | 15.5 | 0 | N |  |  | OP | X | 1 | 1990 | Pre-2000 |  |  | N | IPP Non-CHP | IPP | IPP | 2 | X | WND | Renewable | 15.5 | 0 | 1 | 0
Operable | 57170 | EDF Renewable Asset Holdings, Inc. |  | 56447 | Hawi Wind Farm | HI | Vertical | Hawaii | V-47 | Onshore Wind Turbine | WT |  | S | X | X |  |  | 10.6 |  | 10.6 | 10.6 | 0 | N |  |  | OP | X | 5 | 2006 | 2006 |  |  | N | IPP Non-CHP | IPP | IPP | 2 | X | WND | Renewable | 10.6 | 0 | 1 | 0
Operable | 57170 | EDF Renewable Asset Holdings, Inc. |  | 56617 | Fenton Wind Farm | MN | Vertical | Murray | 1 | Onshore Wind Turbine | WT |  | S | X | X |  |  | 205.5 |  | 205.5 | 205.5 | 0 | N |  |  | OP | X | 9 | 2007 | 2007 |  |  | N | IPP Non-CHP | IPP | IPP | 2 | X | WND | Renewable | 205.5 | 0 | 1 | 0
Operable | 57170 | EDF Renewable Asset Holdings, Inc. |  | 56874 | Shiloh Wind Project 2 LLC | CA | Vertical | Solano | TBD | Onshore Wind Turbine | WT |  | S | X | X |  |  | 150 |  | 150 | 150 | 0 | N |  |  | OP | X | 1 | 2009 | 2009 |  |  | N | IPP Non-CHP | IPP | IPP | 2 | X | WND | Renewable | 150 | 0 | 1 | 0
Operable | 57170 | EDF Renewable Asset Holdings, Inc. |  | 56875 | Sacramento Soleil LLC | CA | Vertical | Sacramento | TBD | Solar Photovoltaic | PV |  | S | X | X |  |  | 1 |  | 1 | 1 |  | N |  |  | OP | X | 8 | 2008 | 2008 |  |  | N | IPP Non-CHP | IPP | IPP | 2 | X | SUN | Renewable | 1 | 0 | 1 | 0
Operable | 57170 | EDF Renewable Asset Holdings, Inc. |  | 56876 | Wapsipinicon Wind Project | MN | Vertical | Mower | TBD | Onshore Wind Turbine | WT |  | S | X | X |  |  | 100.5 |  | 100.5 | 100.5 | 0 | N |  |  | OP | X | 2 | 2009 | 2009 |  |  | N | IPP Non-CHP | IPP | IPP | 2 | X | WND | Renewable | 100.5 | 0 | 1 | 0
Operable | 57170 | EDF Renewable Asset Holdings, Inc. |  | 56878 | Hoosier Wind Project LLC | IN | Vertical | Benton | TBD | Onshore Wind Turbine | WT |  | S | X | X |  |  | 106 |  | 106 | 106 | 0 | N |  |  | OP | X | 11 | 2009 | 2009 |  |  | N | IPP Non-CHP | IPP | IPP | 2 | X | WND | Renewable | 106 | 0 | 1 | 0
Operable | 57170 | EDF Renewable Asset Holdings, Inc. |  | 57268 | Chestnut Flats Wind Farm | PA | Restructured | Blair | 1 | Onshore Wind Turbine | WT |  | S | X | X |  |  | 38 |  | 38 | 38 | 0 | N |  |  | OP | X | 12 | 2011 | 2011 |  |  | N | IPP Non-CHP | IPP | IPP | 2 | X | WND | Renewable | 38 | 0 | 1 | 0
Operable | 57170 | EDF Renewable Asset Holdings, Inc. |  | 57372 | Bellevue Solar Project | OR | Vertical | Yamhill | INV-1 | Solar Photovoltaic | PV |  | W | X | X |  |  | 1.6 |  | 1.6 | 1.6 |  | N |  |  | OP | X | 10 | 2011 | 2011 |  |  | N | IPP Non-CHP | IPP | IPP | 2 | X | SUN | Renewable | 1.6 | 0 | 1 | 0
Operable | 57170 | EDF Renewable Asset Holdings, Inc. |  | 57374 | Lakefield Wind Project LLC | MN | Vertical | Jackson | LAKE1 | Onshore Wind Turbine | WT |  | W | X | X |  |  | 205.5 |  | 205.5 | 205.5 | 0 | N |  |  | OP | X | 10 | 2011 | 2011 |  |  | N | IPP Non-CHP | IPP | IPP | 2 | X | WND | Renewable | 205.5 | 0 | 1 | 0
Operable | 57170 | EDF Renewable Asset Holdings, Inc. |  | 57586 | Shiloh III Wind Project LLC | CA | Vertical | Solano | 1 | Onshore Wind Turbine | WT |  | W | X | X |  |  | 102.5 |  | 102.5 | 100 | 0 | N |  |  | OP | X | 12 | 2011 | 2011 |  |  | N | IPP Non-CHP | IPP | IPP | 2 | X | WND | Renewable | 102.5 | 0 | 1 | 0
Operable | 57170 | EDF Renewable Asset Holdings, Inc. |  | 57708 | Catalina Solar LLC | CA | Vertical | Kern | INV | Solar Photovoltaic | PV |  | S | X | X |  |  | 110 |  | 110 | 110 |  | N |  |  | OP | X | 12 | 2012 | 2012 |  |  | N | IPP Non-CHP | IPP | IPP | 2 | X | SUN | Renewable | 110 | 0 | 1 | 0
Operable | 57170 | EDF Renewable Asset Holdings, Inc. |  | 57725 | Shiloh IV Wind Project LLC | CA | Vertical | Solano | 1 | Onshore Wind Turbine | WT |  | S | X | X |  |  | 102.5 |  | 102.5 | 102.5 | 0 | N |  |  | OP | X | 12 | 2012 | 2012 |  |  | N | IPP Non-CHP | IPP | IPP | 2 | X | WND | Renewable | 102.5 | 0 | 1 | 0
Operable | 57170 | EDF Renewable Asset Holdings, Inc. |  | 57757 | Pacific Wind LLC | CA | Vertical | Kern | 1 | Onshore Wind Turbine | WT |  | S | X | X |  |  | 151.7 |  | 140 | 140 | 0 | N |  |  | OP | X | 8 | 2012 | 2012 |  |  | N | IPP Non-CHP | IPP | IPP | 2 | X | WND | Renewable | 151.7 | 0 | 1 | 0
Operable | 57170 | EDF Renewable Asset Holdings, Inc. |  | 57973 | Spinning Spur Wind LLC | TX | Restructured | Oldham | GEN1 | Onshore Wind Turbine | WT |  | S | X | X |  |  | 161 |  | 161 | 161 | 0 | N |  |  | OP | X | 11 | 2012 | 2012 |  |  | N | IPP Non-CHP | IPP | IPP | 2 | X | WND | Renewable | 161 | 0 | 1 | 0
Operable | 57170 | EDF Renewable Asset Holdings, Inc. |  | 57974 | Bobcat Bluff Wind Project LLC | TX | Restructured | Archer | GEN1 | Onshore Wind Turbine | WT |  | S | X | X |  |  | 161 |  | 161 | 161 | 0 | N |  |  | OP | X | 12 | 2012 | 2012 |  |  | N | IPP Non-CHP | IPP | IPP | 2 | X | WND | Renewable | 161 | 0 | 1 | 0
Operable | 57170 | EDF Renewable Asset Holdings, Inc. |  | 57975 | Spearville 3 LLC | KS | Vertical | Ford | GEN1 | Onshore Wind Turbine | WT |  | S | X | X |  |  | 108 |  | 108 | 108 | 0 | N |  |  | OP | X | 10 | 2012 | 2012 |  |  | N | IPP Non-CHP | IPP | IPP | 2 | X | WND | Renewable | 108 | 0 | 1 | 0
Operable | 57170 | EDF Renewable Asset Holdings, Inc. |  | 58773 | TX Hereford Wind | TX | Restructured | Deaf Smith | GEN1 | Onshore Wind Turbine | WT |  | S | X | X |  |  | 200 |  | 200 | 200 | 0 | N |  |  | OP | X | 12 | 2014 | 2014 |  |  | N | IPP Non-CHP | IPP | IPP | 2 | X | WND | Renewable | 200 | 0 | 1 | 0
Operable | 57170 | EDF Renewable Asset Holdings, Inc. |  | 58774 | Spinning Spur Wind II | TX | Restructured | Oldham | GEN1 | Onshore Wind Turbine | WT |  | S | X | X |  |  | 161 |  | 161 | 161 | 0 | N |  |  | OP | X | 7 | 2014 | 2014 |  |  | N | IPP Non-CHP | IPP | IPP | 2 | X | WND | Renewable | 161 | 0 | 1 | 0
Operable | 57170 | EDF Renewable Asset Holdings, Inc. |  | 58898 | Pilot Hill Wind Farm | IL | Restructured | Kankakee | K4-1 | Onshore Wind Turbine | WT |  | W | X | X |  |  | 175 |  | 175 | 175 | 0 | N |  |  | OP | X | 8 | 2015 | 2015 |  |  | N | IPP Non-CHP | IPP | IPP | 2 | X | WND | Renewable | 175 | 0 | 1 | 0
Operable | 57170 | EDF Renewable Asset Holdings, Inc. |  | 58979 | Copenhagen Wind Farm | NY | Restructured | Lewis | CPHGN | Onshore Wind Turbine | WT |  | S | X | X |  |  | 79.9 |  | 79.9 | 79.9 | 0 | N |  |  | OP | X | 12 | 2018 | 2018 | 12 | 2043 | N | IPP Non-CHP | IPP | IPP | 2 | X | WND | Renewable | 79.9 | 0 | 1 | 0
Operable | 57170 | EDF Renewable Asset Holdings, Inc. |  | 59238 | Windthorst-2 | TX | Restructured | Archer | WND2 | Onshore Wind Turbine | WT |  | J | X | X |  |  | 67.6 |  | 67.6 | 67.6 | 0 | N |  |  | OP | X | 9 | 2014 | 2014 |  |  | N | IPP Non-CHP | IPP | IPP | 2 | X | WND | Renewable | 67.6 | 0 | 1 | 0
Operable | 57170 | EDF Renewable Asset Holdings, Inc. |  | 59827 | Playa Solar 1, LLC | NV | Vertical | Clark | GEN01 | Solar Photovoltaic | PV |  | S | X | X |  |  | 79 |  | 79 | 79 |  | N |  |  | OP | X | 10 | 2017 | 2017 |  |  | N | IPP Non-CHP | IPP | IPP | 2 | X | SUN | Renewable | 79 | 0 | 1 | 0
Operable | 57170 | EDF Renewable Asset Holdings, Inc. |  | 59837 | Slate Creek Wind Project LLC | KS | Vertical | Sumner | GEN1 | Onshore Wind Turbine | WT |  | S | X | X |  |  | 150 |  | 150 | 150 | 0 | N |  |  | OP | X | 12 | 2015 | 2015 |  |  | N | IPP Non-CHP | IPP | IPP | 2 | X | WND | Renewable | 150 | 0 | 1 | 0
Operable | 57170 | EDF Renewable Asset Holdings, Inc. |  | 60261 | Playa Solar 2 | NV | Vertical | Clark | GEN1 | Solar Photovoltaic | PV |  | S | X | X |  |  | 100 |  | 100 | 100 |  | N |  |  | OP | X | 8 | 2017 | 2017 |  |  | N | IPP Non-CHP | IPP | IPP | 2 | X | SUN | Renewable | 100 | 0 | 1 | 0
Operable | 57170 | EDF Renewable Asset Holdings, Inc. |  | 60574 | Great Western Wind Energy, LLC | OK | Vertical | Ellis | GEN1 | Onshore Wind Turbine | WT |  | S | X | X |  |  | 225 |  | 225 | 225 | 225 | N |  |  | OP | X | 12 | 2016 | 2016 |  |  | N | IPP Non-CHP | IPP | IPP | 2 | X | WND | Renewable | 225 | 0 | 1 | 0
Operable | 57170 | EDF Renewable Asset Holdings, Inc. |  | 60587 | Kelly Creek Wind Project | IL | Restructured | Ford | WND1 | Onshore Wind Turbine | WT |  | S | X | X |  |  | 184 |  | 184 | 184 | 184 | N |  |  | OP | X | 12 | 2016 | 2016 |  |  | N | IPP Non-CHP | IPP | IPP | 2 | X | WND | Renewable | 184 | 0 | 1 | 0
Operable | 57170 | EDF Renewable Asset Holdings, Inc. |  | 61357 | Red Pine Wind Project | MN | Vertical | Lincoln | RP1 | Onshore Wind Turbine | WT |  | S | X | X | NSP.REDPINE | NSP.REDPINE | 200 |  | 200 | 200 | 0 | N |  |  | OP | X | 12 | 2017 | 2017 |  |  | N | IPP Non-CHP | IPP | IPP | 2 | X | WND | Renewable | 200 | 0 | 1 | 0
Operable | 57170 | EDF Renewable Asset Holdings, Inc. |  | 62035 | Glaciers Edge Wind Project | IA | Vertical | Cherokee | GEW | Onshore Wind Turbine | WT |  | S | X | X |  |  | 211.7 |  | 200 | 200 | 0 | N |  |  | OP | X | 12 | 2019 | 2019 |  |  | N | IPP Non-CHP | IPP | IPP | 2 | X | WND | Renewable | 211.7 | 0 | 1 | 0
Operable | 57170 | EDF Renewable Asset Holdings, Inc. |  | 62269 | Stoneray Power Partners, LLC | MN | Vertical | Pipestone | STNRY | Onshore Wind Turbine | WT |  | W | X | X |  |  | 100 |  | 100 | 100 | 50 | N |  |  | OP | X | 2 | 2019 | 2019 |  |  | N | IPP Non-CHP | IPP | IPP | 2 | X | WND | Renewable | 100 | 0 | 1 | 0
Operable | 57170 | EDF Renewable Asset Holdings, Inc. |  | 62288 | Valentine Solar, LLC | CA | Vertical | Kern | VAL01 | Solar Photovoltaic | PV |  | W | X | X |  |  | 111.2 |  | 111.2 | 111.2 |  | N |  |  | OP | X | 11 | 2019 | 2019 |  |  | N | IPP Non-CHP | IPP | IPP | 2 | X | SUN | Renewable | 111.2 | 0 | 1 | 0
Operable | 57170 | EDF Renewable Asset Holdings, Inc. |  | 63655 | Coyote Wind LLC | TX | Restructured | Scurry | COY | Onshore Wind Turbine | WT |  | S | X | X |  |  | 242.5 |  | 242.5 | 242.5 | 0.5 | N |  |  | OP | X | 1 | 2021 | 2021 |  |  | N | IPP Non-CHP | IPP | IPP | 2 | X | WND | Renewable | 242.5 | 0 | 1 | 0
Operable | 57170 | EDF Renewable Asset Holdings, Inc. |  | 67239 | Fox Squirrel Solar | OH | Restructured | Madison | FOX01 | Solar Photovoltaic | PV |  | J | X | X |  |  | 577 |  | 577 | 577 |  | N |  |  | OP | X | 12 | 2023 | 2023 |  |  | N | IPP Non-CHP | IPP | IPP | 2 | X | SUN | Renewable | 577 | 0 | 1 | 0
Operable | 61786 | Edgewater Generation, LLC |  | 55298 | Fairless Energy Center | PA | Restructured | Bucks | CT1A | Natural Gas Fired Combined Cycle | CT | BLK1 | S | X | N | 31020643 FORDMILL | 31020643 FORDMILL | 198.9 | 0.85 | 191 | 207 | 105 | N |  |  | OP | X | 5 | 2004 | 2004 |  |  | N | IPP Non-CHP | IPP | IPP | 2 | X | NG | Non-Renewable | 0 | 198.9 | 0 | 1
Operable | 61786 | Edgewater Generation, LLC |  | 55298 | Fairless Energy Center | PA | Restructured | Bucks | CT1B | Natural Gas Fired Combined Cycle | CT | BLK1 | S | X | N | 31020645 FORDMILL | 31020645 FORDMILL | 198.9 | 0.85 | 191 | 207 | 105 | N |  |  | OP | X | 5 | 2004 | 2004 |  |  | N | IPP Non-CHP | IPP | IPP | 2 | X | NG | Non-Renewable | 0 | 198.9 | 0 | 1
Operable | 61786 | Edgewater Generation, LLC |  | 55298 | Fairless Energy Center | PA | Restructured | Bucks | CT2A | Natural Gas Fired Combined Cycle | CT | BLK2 | S | X | N | 31020637 FORDMILL | 31020637 FORDMILL | 198.9 | 0.85 | 191 | 207 | 105 | N |  |  | OP | X | 6 | 2004 | 2004 |  |  | N | IPP Non-CHP | IPP | IPP | 2 | X | NG | Non-Renewable | 0 | 198.9 | 0 | 1
Operable | 61786 | Edgewater Generation, LLC |  | 55298 | Fairless Energy Center | PA | Restructured | Bucks | CT2B | Natural Gas Fired Combined Cycle | CT | BLK2 | S | X | N | 31020639 FORDMILL | 31020639 FORDMILL | 198.9 | 0.85 | 191 | 207 | 105 | N |  |  | OP | X | 6 | 2004 | 2004 |  |  | N | IPP Non-CHP | IPP | IPP | 2 | X | NG | Non-Renewable | 0 | 198.9 | 0 | 1
Operable | 61786 | Edgewater Generation, LLC |  | 55298 | Fairless Energy Center | PA | Restructured | Bucks | ST1 | Natural Gas Fired Combined Cycle | CA | BLK1 | S | Y | X | 31020647 FORDMILL | 31020647 FORDMILL | 271.2 | 0.85 | 258 | 263.7 | 55 | N |  |  | OP | X | 5 | 2004 | 2004 |  |  | N | IPP Non-CHP | IPP | IPP | 2 | X | NG | Non-Renewable | 0 | 271.2 | 0 | 1
Operable | 61786 | Edgewater Generation, LLC |  | 55298 | Fairless Energy Center | PA | Restructured | Bucks | ST2 | Natural Gas Fired Combined Cycle | CA | BLK2 | S | Y | X | 31020641 FORDMILL | 31020641 FORDMILL | 271.2 | 0.85 | 258 | 263.7 | 55 | N |  |  | OP | X | 6 | 2004 | 2004 |  |  | N | IPP Non-CHP | IPP | IPP | 2 | X | NG | Non-Renewable | 0 | 271.2 | 0 | 1
Operable | 56852 | Edgewood Energy LLC |  | 55786 | Edgewood Energy LLC | NY | Restructured | Suffolk | CT01 | Natural Gas Fired Combustion Turbine | GT |  | S | X | X |  |  | 50 | 0.9 | 42.5 | 47 | 25 | N |  |  | OP | X | 7 | 2002 | 2002 |  |  | N | IPP Non-CHP | IPP | IPP | 2 | X | NG | Non-Renewable | 0 | 50 | 0 | 1
Operable | 56852 | Edgewood Energy LLC |  | 55786 | Edgewood Energy LLC | NY | Restructured | Suffolk | CT02 | Natural Gas Fired Combustion Turbine | GT |  | S | X | X |  |  | 50 | 0.9 | 42.5 | 47 | 25 | N |  |  | OP | X | 7 | 2002 | 2002 |  |  | N | IPP Non-CHP | IPP | IPP | 2 | X | NG | Non-Renewable | 0 | 50 | 0 | 1
Operable | 55858 | EDL Inc |  | 10532 | Grand River | MI | Vertical | Clinton | 2025-02-01 | Landfill Gas | IC |  | S | X | X |  |  | 0.8 | 1 | 0.8 | 0.8 | 0.6 | N |  |  | OP | X | 4 | 1991 | Pre-2000 |  |  | N | IPP Non-CHP | IPP | IPP | 2 | X | LFG | Renewable | 0.8 | 0 | 1 | 0
Operable | 55858 | EDL Inc |  | 10532 | Grand River | MI | Vertical | Clinton | 2025-02-03 | Landfill Gas | IC |  | S | X | X |  |  | 0.8 | 1 | 0.8 | 0.8 | 0.6 | N |  |  | OP | X | 4 | 1991 | Pre-2000 |  |  | N | IPP Non-CHP | IPP | IPP | 2 | X | LFG | Renewable | 0.8 | 0 | 1 | 0
Operable | 55858 | EDL Inc |  | 10532 | Grand River | MI | Vertical | Clinton | 2025-02-04 | Landfill Gas | IC |  | S | X | X |  |  | 0.8 | 1 | 0.8 | 0.8 | 0.6 | N |  |  | OP | X | 1 | 1996 | Pre-2000 |  |  | N | IPP Non-CHP | IPP | IPP | 2 | X | LFG | Renewable | 0.8 | 0 | 1 | 0
Operable | 55858 | EDL Inc |  | 10532 | Grand River | MI | Vertical | Clinton | 2025-02-05 | Landfill Gas | IC |  | S | X | X |  |  | 0.8 | 1 | 0.8 | 0.8 | 0.6 | N |  |  | OP | X | 8 | 1997 | Pre-2000 |  |  | N | IPP Non-CHP | IPP | IPP | 2 | X | LFG | Renewable | 0.8 | 0 | 1 | 0
Operable | 55858 | EDL Inc |  | 54756 | Coopersville | MI | Vertical | Ottawa | 2025-03-01 | Landfill Gas | IC |  | S | X | X |  |  | 0.8 | 1 | 0.8 | 0.8 | 0.6 | N |  |  | OP | X | 6 | 1994 | Pre-2000 |  |  | N | IPP Non-CHP | IPP | IPP | 2 | X | LFG | Renewable | 0.8 | 0 | 1 | 0
Operable | 55858 | EDL Inc |  | 54756 | Coopersville | MI | Vertical | Ottawa | 2025-03-02 | Landfill Gas | IC |  | S | X | X |  |  | 0.8 | 1 | 0.8 | 0.8 | 0.6 | N |  |  | OP | X | 6 | 1994 | Pre-2000 |  |  | N | IPP Non-CHP | IPP | IPP | 2 | X | LFG | Renewable | 0.8 | 0 | 1 | 0
Operable | 55858 | EDL Inc |  | 54756 | Coopersville | MI | Vertical | Ottawa | 2025-03-03 | Landfill Gas | IC |  | S | X | X |  |  | 0.8 | 1 | 0.8 | 0.8 | 0.6 | N |  |  | OP | X | 6 | 1994 | Pre-2000 |  |  | N | IPP Non-CHP | IPP | IPP | 2 | X | LFG | Renewable | 0.8 | 0 | 1 | 0
Operable | 55858 | EDL Inc |  | 54756 | Coopersville | MI | Vertical | Ottawa | 2025-03-04 | Landfill Gas | IC |  | S | X | X |  |  | 0.8 | 1 | 0.8 | 0.8 | 0.6 | N |  |  | OP | X | 6 | 1994 | Pre-2000 |  |  | N | IPP Non-CHP | IPP | IPP | 2 | X | LFG | Renewable | 0.8 | 0 | 1 | 0
Operable | 55858 | EDL Inc |  | 54756 | Coopersville | MI | Vertical | Ottawa | 2025-03-05 | Landfill Gas | IC |  | S | X | X |  |  | 0.8 | 1 | 0.8 | 0.8 | 0.6 | N |  |  | OP | X | 6 | 1994 | Pre-2000 |  |  | N | IPP Non-CHP | IPP | IPP | 2 | X | LFG | Renewable | 0.8 | 0 | 1 | 0
Operable | 55858 | EDL Inc |  | 54756 | Coopersville | MI | Vertical | Ottawa | 2025-03-06 | Landfill Gas | IC |  | S | X | X |  |  | 0.8 | 1 | 0.8 | 0.8 | 0.6 | N |  |  | OP | X | 6 | 1994 | Pre-2000 |  |  | N | IPP Non-CHP | IPP | IPP | 2 | X | LFG | Renewable | 0.8 | 0 | 1 | 0
Operable | 55858 | EDL Inc |  | 54756 | Coopersville | MI | Vertical | Ottawa | 2025-03-07 | Landfill Gas | IC |  | S | X | X |  |  | 1.6 | 1 | 1.6 | 1.6 | 0.6 | N |  |  | OP | X | 2 | 2006 | 2006 |  |  | N | IPP Non-CHP | IPP | IPP | 2 | X | LFG | Renewable | 1.6 | 0 | 1 | 0
Operable | 55858 | EDL Inc |  | 54757 | Grand Blanc Generating Station | MI | Vertical | Genesee | 2025-04-01 | Landfill Gas | IC |  | S | X | X |  |  | 0.8 | 1 | 0.8 | 0.8 | 0.6 | N |  |  | OP | X | 7 | 1994 | Pre-2000 |  |  | N | IPP Non-CHP | IPP | IPP | 2 | X | LFG | Renewable | 0.8 | 0 | 1 | 0
Operable | 55858 | EDL Inc |  | 54757 | Grand Blanc Generating Station | MI | Vertical | Genesee | 2025-04-02 | Landfill Gas | IC |  | S | X | X |  |  | 0.8 | 1 | 0.8 | 0.8 | 0.6 | N |  |  | OP | X | 7 | 1994 | Pre-2000 |  |  | N | IPP Non-CHP | IPP | IPP | 2 | X | LFG | Renewable | 0.8 | 0 | 1 | 0
Operable | 55858 | EDL Inc |  | 54757 | Grand Blanc Generating Station | MI | Vertical | Genesee | 2025-04-03 | Landfill Gas | IC |  | S | X | X |  |  | 0.8 | 1 | 0.8 | 0.8 | 0.6 | N |  |  | OP | X | 7 | 1994 | Pre-2000 |  |  | N | IPP Non-CHP | IPP | IPP | 2 | X | LFG | Renewable | 0.8 | 0 | 1 | 0
Operable | 55858 | EDL Inc |  | 54757 | Grand Blanc Generating Station | MI | Vertical | Genesee | 2025-04-04 | Landfill Gas | IC |  | S | X | X |  |  | 0.8 | 1 | 0.8 | 0.8 | 0.6 | N |  |  | OP | X | 10 | 2000 | 2000 |  |  | N | IPP Non-CHP | IPP | IPP | 2 | X | LFG | Renewable | 0.8 | 0 | 1 | 0
Operable | 55858 | EDL Inc |  | 54757 | Grand Blanc Generating Station | MI | Vertical | Genesee | 2025-04-05 | Landfill Gas | IC |  | S | X | X |  |  | 0.8 | 1 | 0.8 | 0.8 | 0.6 | N |  |  | OP | X | 1 | 2003 | 2003 |  |  | N | IPP Non-CHP | IPP | IPP | 2 | X | LFG | Renewable | 0.8 | 0 | 1 | 0
Operable | 55858 | EDL Inc |  | 54757 | Grand Blanc Generating Station | MI | Vertical | Genesee | 2025-04-07 | Landfill Gas | IC |  | S | X | X |  |  | 1.6 | 1 | 1.6 | 1.6 | 1 | N |  |  | OP | X | 8 | 2012 | 2012 |  |  | N | IPP Non-CHP | IPP | IPP | 2 | X | LFG | Renewable | 1.6 | 0 | 1 | 0
Operable | 55858 | EDL Inc |  | 54757 | Grand Blanc Generating Station | MI | Vertical | Genesee | 2025-04-08 | Landfill Gas | IC |  | S | X | X |  |  | 1.6 | 1 | 1.6 | 1.6 | 1 | N |  |  | OP | X | 8 | 2012 | 2012 |  |  | N | IPP Non-CHP | IPP | IPP | 2 | X | LFG | Renewable | 1.6 | 0 | 1 | 0
Operable | 55858 | EDL Inc |  | 54910 | Brent Run Generating Station | MI | Vertical | Genesee | 2025-07-01 | Landfill Gas | IC |  | S | X | X |  |  | 1.6 | 0.8 | 1.6 | 1.6 | 0.6 | N |  |  | OP | X | 1 | 1998 | Pre-2000 |  |  | N | IPP Non-CHP | IPP | IPP | 2 | X | LFG | Renewable | 1.6 | 0 | 1 | 0
Operable | 55858 | EDL Inc |  | 54910 | Brent Run Generating Station | MI | Vertical | Genesee | 2025-07-02 | Landfill Gas | IC |  | S | X | X |  |  | 1.6 | 0.8 | 1.6 | 1.6 | 0.6 | N |  |  | OP | X | 1 | 1998 | Pre-2000 |  |  | N | IPP Non-CHP | IPP | IPP | 2 | X | LFG | Renewable | 1.6 | 0 | 1 | 0
Operable | 55858 | EDL Inc |  | 54910 | Brent Run Generating Station | MI | Vertical | Genesee | 2025-07-03 | Landfill Gas | IC |  | S | X | X |  |  | 0.6 | 0.8 | 0.6 | 0.6 | 0.6 | N |  |  | OP | X | 11 | 2010 | 2010 |  |  | N | IPP Non-CHP | IPP | IPP | 2 | X | LFG | Renewable | 0.6 | 0 | 1 | 0
Operable | 55858 | EDL Inc |  | 54910 | Brent Run Generating Station | MI | Vertical | Genesee | 2025-07-04 | Landfill Gas | IC |  | S | X | X |  |  | 1.6 | 0.8 | 1.6 | 1.6 | 0.6 | N |  |  | OP | X | 11 | 2012 | 2012 |  |  | N | IPP Non-CHP | IPP | IPP | 2 | X | LFG | Renewable | 1.6 | 0 | 1 | 0
Operable | 55858 | EDL Inc |  | 54910 | Brent Run Generating Station | MI | Vertical | Genesee | 2025-07-05 | Landfill Gas | IC |  | S | X | X |  |  | 1.6 | 0.8 | 1.6 | 1.6 | 0.6 | N |  |  | OP | X | 11 | 2012 | 2012 |  |  | N | IPP Non-CHP | IPP | IPP | 2 | X | LFG | Renewable | 1.6 | 0 | 1 | 0
Operable | 55858 | EDL Inc |  | 56850 | Lanchester Generating Station | PA | Restructured | Lancaster | 1 | Landfill Gas | IC |  | S | X | X |  |  | 1.6 | 1 | 1.6 | 1.6 | 1.2 | N |  |  | OP | X | 12 | 2006 | 2006 |  |  | N | IPP Non-CHP | IPP | IPP | 2 | X | LFG | Renewable | 1.6 | 0 | 1 | 0
Operable | 55858 | EDL Inc |  | 56850 | Lanchester Generating Station | PA | Restructured | Lancaster | 2 | Landfill Gas | IC |  | S | X | X |  |  | 1.6 | 1 | 1.6 | 1.6 | 1.2 | N |  |  | OP | X | 8 | 2010 | 2010 |  |  | N | IPP Non-CHP | IPP | IPP | 2 | X | LFG | Renewable | 1.6 | 0 | 1 | 0
Operable | 55858 | EDL Inc |  | 56851 | Bryon Center | MI | Vertical | KENT | 1 | Landfill Gas | IC |  | S | X | X |  |  | 1.6 | 1 | 1.5 | 1.5 | 1.2 | N |  |  | OP | X | 3 | 2009 | 2009 |  |  | N | IPP Non-CHP | IPP | IPP | 2 | X | LFG | Renewable | 1.6 | 0 | 1 | 0
Operable | 55858 | EDL Inc |  | 56851 | Bryon Center | MI | Vertical | KENT | 2 | Landfill Gas | IC |  | S | X | X |  |  | 1.6 | 1 | 1.5 | 1.5 | 1.2 | N |  |  | OP | X | 3 | 2009 | 2009 |  |  | N | IPP Non-CHP | IPP | IPP | 2 | X | LFG | Renewable | 1.6 | 0 | 1 | 0
Operable | 55858 | EDL Inc |  | 56852 | Pinconning White Feather | MI | Vertical | BAY | 1 | Landfill Gas | IC |  | S | X | X |  |  | 1.6 | 1 | 1.5 | 1.5 | 1.2 | N |  |  | OP | X | 3 | 2009 | 2009 |  |  | N | IPP Non-CHP | IPP | IPP | 2 | X | LFG | Renewable | 1.6 | 0 | 1 | 0
Operable | 55858 | EDL Inc |  | 56852 | Pinconning White Feather | MI | Vertical | BAY | 2 | Landfill Gas | IC |  | S | X | X |  |  | 1.6 | 1 | 1.5 | 1.5 | 1.2 | N |  |  | OP | X | 3 | 2009 | 2009 |  |  | N | IPP Non-CHP | IPP | IPP | 2 | X | LFG | Renewable | 1.6 | 0 | 1 | 0
Operable | 55858 | EDL Inc |  | 56853 | Trans-Jordan Generating Station | UT | Vertical | Salt Lake | 1 | Landfill Gas | IC |  | S | X | X |  |  | 1.6 | 1 | 1.5 | 1.5 | 1.2 | N |  |  | OP | X | 3 | 2009 | 2009 |  |  | N | IPP Non-CHP | IPP | IPP | 2 | X | LFG | Renewable | 1.6 | 0 | 1 | 0
Operable | 55858 | EDL Inc |  | 56853 | Trans-Jordan Generating Station | UT | Vertical | Salt Lake | 2 | Landfill Gas | IC |  | S | X | X |  |  | 1.6 | 1 | 1.5 | 1.5 | 1.2 | N |  |  | OP | X | 3 | 2009 | 2009 |  |  | N | IPP Non-CHP | IPP | IPP | 2 | X | LFG | Renewable | 1.6 | 0 | 1 | 0
Operable | 55858 | EDL Inc |  | 56853 | Trans-Jordan Generating Station | UT | Vertical | Salt Lake | 3 | Landfill Gas | IC |  | S | X | X |  |  | 1.6 | 1 | 1.5 | 1.5 | 1.2 | N |  |  | OP | X | 3 | 2009 | 2009 |  |  | N | IPP Non-CHP | IPP | IPP | 2 | X | LFG | Renewable | 1.6 | 0 | 1 | 0
Operable | 55858 | EDL Inc |  | 56870 | Taylor | GA | Vertical | Taylor | 1 | Landfill Gas | IC |  | S | X | X |  |  | 1 | 0.95 | 1 | 1 | 0.7 | N |  |  | OP | X | 9 | 2003 | 2003 |  |  | N | IPP Non-CHP | IPP | IPP | 2 | X | LFG | Renewable | 1 | 0 | 1 | 0
Operable | 55858 | EDL Inc |  | 56870 | Taylor | GA | Vertical | Taylor | 2 | Landfill Gas | IC |  | S | X | X |  |  | 1 | 0.95 | 1 | 1 | 0.7 | N |  |  | OP | X | 9 | 2003 | 2003 |  |  | N | IPP Non-CHP | IPP | IPP | 2 | X | LFG | Renewable | 1 | 0 | 1 | 0
Operable | 55858 | EDL Inc |  | 56870 | Taylor | GA | Vertical | Taylor | 3 | Landfill Gas | IC |  | S | X | X |  |  | 1 | 0.95 | 1 | 1 | 0.7 | N |  |  | OP | X | 9 | 2003 | 2003 |  |  | N | IPP Non-CHP | IPP | IPP | 2 | X | LFG | Renewable | 1 | 0 | 1 | 0
Operable | 55858 | EDL Inc |  | 56870 | Taylor | GA | Vertical | Taylor | 4 | Landfill Gas | IC |  | S | X | X |  |  | 1 | 0.95 | 1 | 1 | 0.7 | N |  |  | OP | X | 9 | 2003 | 2003 |  |  | N | IPP Non-CHP | IPP | IPP | 2 | X | LFG | Renewable | 1 | 0 | 1 | 0
Operable | 55858 | EDL Inc |  | 56870 | Taylor | GA | Vertical | Taylor | 5 | Landfill Gas | IC |  | S | X | X |  |  | 1 | 0.95 | 1 | 1 | 0.7 | N |  |  | OP | X | 12 | 2011 | 2011 |  |  | N | IPP Non-CHP | IPP | IPP | 2 | X | LFG | Renewable | 1 | 0 | 1 | 0
Operable | 55858 | EDL Inc |  | 56870 | Taylor | GA | Vertical | Taylor | 6 | Landfill Gas | IC |  | S | X | X |  |  | 1 | 0.95 | 1 | 1 | 0.7 | N |  |  | OP | X | 12 | 2011 | 2011 |  |  | N | IPP Non-CHP | IPP | IPP | 2 | X | LFG | Renewable | 1 | 0 | 1 | 0
Operable | 55858 | EDL Inc |  | 56870 | Taylor | GA | Vertical | Taylor | 7 | Landfill Gas | IC |  | S | X | X |  |  | 1 | 0.95 | 1 | 1 | 0.7 | N |  |  | OP | X | 12 | 2011 | 2011 |  |  | N | IPP Non-CHP | IPP | IPP | 2 | X | LFG | Renewable | 1 | 0 | 1 | 0
Operable | 55858 | EDL Inc |  | 56870 | Taylor | GA | Vertical | Taylor | 8 | Landfill Gas | IC |  | S | X | X |  |  | 1 | 0.95 | 1 | 1 | 0.7 | N |  |  | OP | X | 12 | 2011 | 2011 |  |  | N | IPP Non-CHP | IPP | IPP | 2 | X | LFG | Renewable | 1 | 0 | 1 | 0
Operable | 55858 | EDL Inc |  | 58061 | Decatur-Morgan Co LFG Recovery Project | AL | Vertical | Morgan | 290 | Landfill Gas | IC |  | S | X | X |  |  | 0.8 | 1 | 0.8 | 0.8 | 0.6 | N |  |  | OP | X | 7 | 2011 | 2011 |  |  | N | IPP Non-CHP | IPP | IPP | 2 | X | LFG | Renewable | 0.8 | 0 | 1 | 0
Operable | 55858 | EDL Inc |  | 58061 | Decatur-Morgan Co LFG Recovery Project | AL | Vertical | Morgan | 1496 | Landfill Gas | IC |  | S | X | X |  |  | 0.8 | 1 | 0.8 | 0.8 | 0.6 | N |  |  | OP | X | 8 | 2010 | 2010 |  |  | N | IPP Non-CHP | IPP | IPP | 2 | X | LFG | Renewable | 0.8 | 0 | 1 | 0
Operable | 55858 | EDL Inc |  | 58497 | L&S Sweetners | PA | Restructured | Lancaster | GEN1 | Landfill Gas | IC |  | S | X | X |  |  | 1.6 | 1 | 1.6 | 1.6 | 1.2 | N |  |  | OP | X | 10 | 2013 | 2013 |  |  | N | IPP Non-CHP | IPP | IPP | 2 | X | LFG | Renewable | 1.6 | 0 | 1 | 0
Operable | 55858 | EDL Inc |  | 58497 | L&S Sweetners | PA | Restructured | Lancaster | GEN2 | Landfill Gas | IC |  | S | X | X |  |  | 1.6 | 1 | 1.6 | 1.6 | 1.2 | N |  |  | OP | X | 10 | 2013 | 2013 |  |  | N | IPP Non-CHP | IPP | IPP | 2 | X | LFG | Renewable | 1.6 | 0 | 1 | 0
Operable | 55858 | EDL Inc |  | 58546 | Watervliet | MI | Vertical | Berrien | GEN1 | Landfill Gas | IC |  | S | X | X |  |  | 1.6 | 1 | 1.6 | 1.6 | 1.2 | N |  |  | OP | X | 2 | 2013 | 2013 |  |  | N | IPP Non-CHP | IPP | IPP | 2 | X | LFG | Renewable | 1.6 | 0 | 1 | 0
Operable | 55858 | EDL Inc |  | 58546 | Watervliet | MI | Vertical | Berrien | GEN2 | Landfill Gas | IC |  | S | X | X |  |  | 1.6 | 1 | 1.6 | 1.6 | 1.2 | N |  |  | OP | X | 2 | 2013 | 2013 |  |  | N | IPP Non-CHP | IPP | IPP | 2 | X | LFG | Renewable | 1.6 | 0 | 1 | 0
Operable | 55858 | EDL Inc |  | 58546 | Watervliet | MI | Vertical | Berrien | GEN3 | Landfill Gas | IC |  | S | X | X |  |  | 0.8 | 0.8 | 0.8 | 0.8 | 0.4 | N |  |  | OP | X | 7 | 2019 | 2019 |  |  | N | IPP Non-CHP | IPP | IPP | 2 | X | LFG | Renewable | 0.8 | 0 | 1 | 0
Operable | 55858 | EDL Inc |  | 59221 | Pecan Row Landfill To Electric Facility | GA | Vertical | Lowndes | GEN1 | Landfill Gas | IC |  | S | X | X |  |  | 1.6 | 1 | 1.6 | 1.6 | 0.8 | N |  |  | OP | X | 12 | 2013 | 2013 |  |  | N | IPP Non-CHP | IPP | IPP | 2 | X | LFG | Renewable | 1.6 | 0 | 1 | 0
Operable | 55858 | EDL Inc |  | 59221 | Pecan Row Landfill To Electric Facility | GA | Vertical | Lowndes | GEN2 | Landfill Gas | IC |  | S | X | X |  |  | 1.6 | 1 | 1.6 | 1.6 | 0.8 | N |  |  | OP | X | 12 | 2013 | 2013 |  |  | N | IPP Non-CHP | IPP | IPP | 2 | X | LFG | Renewable | 1.6 | 0 | 1 | 0
Operable | 55858 | EDL Inc |  | 59221 | Pecan Row Landfill To Electric Facility | GA | Vertical | Lowndes | GEN3 | Landfill Gas | IC |  | S | X | X |  |  | 1.6 | 1 | 1.6 | 1.6 | 0.8 | N |  |  | OP | X | 12 | 2013 | 2013 |  |  | N | IPP Non-CHP | IPP | IPP | 2 | X | LFG | Renewable | 1.6 | 0 | 1 | 0
Operable | 55858 | EDL Inc |  | 59221 | Pecan Row Landfill To Electric Facility | GA | Vertical | Lowndes | GM04 | Landfill Gas | IC |  | S | X | X |  |  | 1.6 | 1 | 1.6 | 1.6 | 0.8 | N |  |  | OP | X | 6 | 1977 | Pre-2000 |  |  | N | IPP Non-CHP | IPP | IPP | 2 | X | LFG | Renewable | 1.6 | 0 | 1 | 0
Operable | 55858 | EDL Inc |  | 59710 | Sand Valley Power Station | AL | Vertical | Dekalb | GMA | Landfill Gas | IC |  | S | X | X |  |  | 1.6 | 0.95 | 1.6 | 1.6 | 0.7 | N |  |  | OP | X | 11 | 2013 | 2013 |  |  | N | IPP Non-CHP | IPP | IPP | 2 | X | LFG | Renewable | 1.6 | 0 | 1 | 0
Operable | 55858 | EDL Inc |  | 59710 | Sand Valley Power Station | AL | Vertical | Dekalb | GMB | Landfill Gas | IC |  | S | X | X |  |  | 1.6 | 0.95 | 1.6 | 1.6 | 0.7 | N |  |  | OP | X | 11 | 2013 | 2013 |  |  | N | IPP Non-CHP | IPP | IPP | 2 | X | LFG | Renewable | 1.6 | 0 | 1 | 0
Operable | 55858 | EDL Inc |  | 59710 | Sand Valley Power Station | AL | Vertical | Dekalb | GMC | Landfill Gas | IC |  | S | X | X |  |  | 1.6 | 0.95 | 1.6 | 1.6 | 0.7 | N |  |  | OP | X | 11 | 2013 | 2013 |  |  | N | IPP Non-CHP | IPP | IPP | 2 | X | LFG | Renewable | 1.6 | 0 | 1 | 0
Operable | 55858 | EDL Inc |  | 60388 | Morgantown | PA | Restructured | Berks | GEMT | Landfill Gas | IC |  | S | X | X |  |  | 1.6 | 0.8 | 1.6 | 1.6 | 1.2 | N |  |  | OP | X | 5 | 2016 | 2016 |  |  | N | IPP Non-CHP | IPP | IPP | 2 | X | LFG | Renewable | 1.6 | 0 | 1 | 0
Operable | 55858 | EDL Inc |  | 61145 | Brown County LFGTE Power Station | OH | Restructured | Brown | GM01 | Landfill Gas | IC |  | S | X | X |  |  | 1.6 | 0.95 | 1.5 | 1.5 | 1.1 | N |  |  | OP | X | 6 | 2017 | 2017 |  |  | N | IPP Non-CHP | IPP | IPP | 2 | X | LFG | Renewable | 1.6 | 0 | 1 | 0
Operable | 55858 | EDL Inc |  | 61145 | Brown County LFGTE Power Station | OH | Restructured | Brown | GM02 | Landfill Gas | IC |  | S | X | X |  |  | 1.6 | 0.95 | 1.5 | 1.5 | 1.1 | N |  |  | OP | X | 6 | 2017 | 2017 |  |  | N | IPP Non-CHP | IPP | IPP | 2 | X | LFG | Renewable | 1.6 | 0 | 1 | 0
Operable | 55858 | EDL Inc |  | 61145 | Brown County LFGTE Power Station | OH | Restructured | Brown | GM03 | Landfill Gas | IC |  | S | X | X |  |  | 1.6 | 0.95 | 1.5 | 1.5 | 1.1 | N |  |  | OP | X | 6 | 2017 | 2017 |  |  | N | IPP Non-CHP | IPP | IPP | 2 | X | LFG | Renewable | 1.6 | 0 | 1 | 0
Operable | 55858 | EDL Inc |  | 67027 | Energy Developments, Hancock | OH | Restructured | Hancock | GEN1 | Landfill Gas | IC |  | S | X | X |  |  | 0.8 | 0.8 | 0.8 | 0.8 | 0.6 | N |  |  | OP | X | 9 | 2014 | 2014 |  |  | N | IPP Non-CHP | IPP | IPP | 2 | X | LFG | Renewable | 0.8 | 0 | 1 | 0
Operable | 55858 | EDL Inc |  | 67027 | Energy Developments, Hancock | OH | Restructured | Hancock | GEN2 | Landfill Gas | IC |  | S | X | X |  |  | 0.8 | 0.8 | 0.8 | 0.8 | 0.6 | N |  |  | OP | X | 9 | 2014 | 2014 |  |  | N | IPP Non-CHP | IPP | IPP | 2 | X | LFG | Renewable | 0.8 | 0 | 1 | 0
Operable | 55858 | EDL Inc |  | 67027 | Energy Developments, Hancock | OH | Restructured | Hancock | GEN3 | Landfill Gas | IC |  | S | X | X |  |  | 0.8 | 0.8 | 0.8 | 0.8 | 0.6 | N |  |  | OP | X | 9 | 2014 | 2014 |  |  | N | IPP Non-CHP | IPP | IPP | 2 | X | LFG | Renewable | 0.8 | 0 | 1 | 0
Operable | 55858 | EDL Inc |  | 67027 | Energy Developments, Hancock | OH | Restructured | Hancock | GEN4 | Landfill Gas | IC |  | S | X | X |  |  | 0.8 | 0.8 | 0.8 | 0.8 | 0.6 | N |  |  | OP | X | 9 | 2014 | 2014 |  |  | N | IPP Non-CHP | IPP | IPP | 2 | X | LFG | Renewable | 0.8 | 0 | 1 | 0
Operable | 65490 | Edom Hills Project 1 LLC |  | 50553 | Edom Hills Project 1 LLC | CA | Vertical | Riverside | 1 | Onshore Wind Turbine | WT |  | S | X | X |  |  | 20 |  | 20 | 20 | 4 | N |  |  | OP | X | 9 | 2008 | 2008 |  |  | N | IPP Non-CHP | IPP | IPP | 2 | X | WND | Renewable | 20 | 0 | 1 | 0
Operable | 61785 | EDP Renewables North America LLC |  | 59826 | Sunshine Valley Solar | NV | Vertical | Nye | GEN01 | Solar Photovoltaic | PV |  | S | X | X |  |  | 103.5 |  | 103.5 | 103.5 |  | N |  |  | OP | X | 12 | 2019 | 2019 |  |  | N | IPP Non-CHP | IPP | IPP | 2 | X | SUN | Renewable | 103.5 | 0 | 1 | 0
Operable | 61785 | EDP Renewables North America LLC |  | 59878 | Windhub Solar A LLC | CA | Vertical | Kern | GEN01 | Solar Photovoltaic | PV |  | S | X | X |  |  | 20 |  | 20 | 20 |  | N |  |  | OP | X | 12 | 2019 | 2019 |  |  | N | IPP Non-CHP | IPP | IPP | 2 | X | SUN | Renewable | 20 | 0 | 1 | 0
Operable | 61785 | EDP Renewables North America LLC |  | 60827 | Sun Streams, LLC | AZ | Vertical | Maricopa | GEN01 | Solar Photovoltaic | PV |  | S | X | X |  |  | 160 |  | 160 | 160 |  | N |  |  | OP | X | 1 | 2020 | 2020 |  |  | N | IPP Non-CHP | IPP | IPP | 2 | X | SUN | Renewable | 160 | 0 | 1 | 0
Operable | 61785 | EDP Renewables North America LLC |  | 62489 | Crossing Trails Wind Power Project LLC. | CO | Vertical | Kit Carson | GEN1 | Onshore Wind Turbine | WT |  | S | X | X |  |  | 104 |  | 104 | 104 | 0.7 | N |  |  | OP | X | 4 | 2021 | 2021 |  |  | N | IPP Non-CHP | IPP | IPP | 2 | X | WND | Renewable | 104 | 0 | 1 | 0
Operable | 61785 | EDP Renewables North America LLC |  | 62592 | Headwaters Wind Farm II LLC | IN | Vertical | Randolph | HWII | Onshore Wind Turbine | WT |  | S | X | X |  |  | 200 |  | 200 | 200 | 12 | N |  |  | OP | X | 6 | 2021 | 2021 |  |  | N | IPP Non-CHP | IPP | IPP | 2 | X | WND | Renewable | 200 | 0 | 1 | 0
Operable | 63662 | Edwardsville Solar II, LLC |  | 64016 | Edwardsville Solar II | IL | Restructured | Madison | 6777 | Solar Photovoltaic | PV |  | S | X | X |  |  | 2 |  | 2 | 1.6 |  | N |  |  | OP | X | 7 | 2021 | 2021 |  |  | N | IPP Non-CHP | IPP | IPP | 2 | X | SUN | Renewable | 2 | 0 | 1 | 0
Operable | 59381 | EE Kettleman California LLC |  | 59633 | Kettleman Solar -Centaurus | CA | Vertical | Kings | KS | Solar Photovoltaic | PV |  | J | X | X | TLRELKE_006_N001 | TLRELKE_006_N001 | 20 |  | 20 | 18 |  | N |  |  | OP | X | 7 | 2015 | 2015 |  |  | N | IPP Non-CHP | IPP | IPP | 2 | X | SUN | Renewable | 20 | 0 | 1 | 0
Operable | 60793 | EE Waianae Solar Project LLC |  | 61172 | EE Waianae Solar Project | HI | Vertical | Honolulu | WAIAN | Solar Photovoltaic | PV |  | S | X | X |  |  | 28.3 |  | 27.6 | 27.6 | 0 | N |  |  | OP | X | 1 | 2017 | 2017 |  |  | N | IPP Non-CHP | IPP | IPP | 2 | X | SUN | Renewable | 28.3 | 0 | 1 | 0
Operable | 64920 | EF NY CDG 001, LLC |  | 65626 | North Eagle Village Solar | NY | Restructured | Onondaga | NEV | Solar Photovoltaic | PV |  | S | X | X |  |  | 5 |  | 5 | 5 |  | N |  |  | OP | X | 1 | 2022 | 2022 |  |  | N | IPP Non-CHP | IPP | IPP | 2 | X | SUN | Renewable | 5 | 0 | 1 | 0
Operable | 64921 | EF NY CDG 002, LLC |  | 65627 | Green Lakes Solar | NY | Restructured | Onondaga | GL | Solar Photovoltaic | PV |  | S | X | X |  |  | 5 |  | 5 | 5 |  | N |  |  | OP | X | 3 | 2022 | 2022 |  |  | N | IPP Non-CHP | IPP | IPP | 2 | X | SUN | Renewable | 5 | 0 | 1 | 0
Operable | 64919 | EF NY CDG 003, LLC |  | 65625 | Union Springs 963 | NY | Restructured | Cayuga | US963 | Solar Photovoltaic | PV |  | S | X | X |  |  | 5 |  | 5 | 5 |  | N |  |  | OP | X | 1 | 2022 | 2022 |  |  | N | IPP Non-CHP | IPP | IPP | 2 | X | SUN | Renewable | 5 | 0 | 1 | 0
Operable | 64922 | EF NY CDG 007, LLC |  | 65628 | Judd Road Solar | NY | Restructured | Oneida | JR | Solar Photovoltaic | PV |  | S | X | X |  |  | 5 |  | 5 | 5 |  | N |  |  | OP | X | 3 | 2022 | 2022 |  |  | N | IPP Non-CHP | IPP | IPP | 2 | X | SUN | Renewable | 5 | 0 | 1 | 0
Operable | 64918 | EF NY CDG 011, LLC |  | 65624 | Union Springs 40 | NY | Restructured | Cayuga | US40 | Solar Photovoltaic | PV |  | S | X | X |  |  | 5 |  | 5 | 5 |  | N |  |  | OP | X | 2 | 2022 | 2022 |  |  | N | IPP Non-CHP | IPP | IPP | 2 | X | SUN | Renewable | 5 | 0 | 1 | 0
Operable | 5533 | EF Oxnard, LLC |  | 10776 | E F Oxnard Energy Facility | CA | Vertical | Ventura | GTG | Natural Gas Fired Combustion Turbine | GT |  | S | X | X | SNCLRA_6_OXGEN | SNCLRA_6_OXGEN | 48.5 | 0.85 | 48.5 | 48.5 | 29.8 | N |  |  | OP | X | 6 | 1990 | Pre-2000 |  |  | N | IPP Non-CHP | IPP | IPP | 2 | X | NG | Non-Renewable | 0 | 48.5 | 0 | 1
Operable | 3890 | EFS Cogen Holdings I LLC |  | 50006 | Linden Cogen Plant | NJ | Restructured | Union | GTG1 | Natural Gas Fired Combined Cycle | CT | CC1 | S | X | N |  |  | 95.2 | 0.9 | 98.7 | 100.8 | 47.6 | N |  |  | OP | X | 3 | 1992 | Pre-2000 |  |  | Y | IPP CHP | IPP | IPP | 3 | T | NG | Non-Renewable | 0 | 95.2 | 0 | 1 | WO
Operable | 3890 | EFS Cogen Holdings I LLC |  | 50006 | Linden Cogen Plant | NJ | Restructured | Union | GTG2 | Natural Gas Fired Combined Cycle | CT | CC1 | S | X | N |  |  | 95.2 | 0.9 | 98.7 | 100.8 | 47.6 | N |  |  | OP | X | 3 | 1992 | Pre-2000 |  |  | Y | IPP CHP | IPP | IPP | 3 | T | NG | Non-Renewable | 0 | 95.2 | 0 | 1 | WO
Operable | 3890 | EFS Cogen Holdings I LLC |  | 50006 | Linden Cogen Plant | NJ | Restructured | Union | GTG3 | Natural Gas Fired Combined Cycle | CT | CC1 | S | X | N |  |  | 95.2 | 0.9 | 98.7 | 100.8 | 47.6 | N |  |  | OP | X | 4 | 1992 | Pre-2000 |  |  | Y | IPP CHP | IPP | IPP | 3 | T | NG | Non-Renewable | 0 | 95.2 | 0 | 1 | WO
Operable | 3890 | EFS Cogen Holdings I LLC |  | 50006 | Linden Cogen Plant | NJ | Restructured | Union | GTG4 | Natural Gas Fired Combined Cycle | CT | CC1 | S | X | N |  |  | 95.2 | 0.9 | 98.7 | 100.8 | 47.6 | N |  |  | OP | X | 3 | 1992 | Pre-2000 |  |  | Y | IPP CHP | IPP | IPP | 3 | T | NG | Non-Renewable | 0 | 95.2 | 0 | 1 | WO
Operable | 3890 | EFS Cogen Holdings I LLC |  | 50006 | Linden Cogen Plant | NJ | Restructured | Union | GTG5 | Natural Gas Fired Combined Cycle | CT | CC1 | S | X | N |  |  | 95.2 | 0.9 | 98.7 | 100.8 | 47.6 | N |  |  | OP | X | 4 | 1992 | Pre-2000 |  |  | Y | IPP CHP | IPP | IPP | 3 | T | NG | Non-Renewable | 0 | 95.2 | 0 | 1 | WO
Operable | 3890 | EFS Cogen Holdings I LLC |  | 50006 | Linden Cogen Plant | NJ | Restructured | Union | GTG6 | Natural Gas Fired Combined Cycle | CT | CC1 | S | X | N |  |  | 212.5 | 0.85 | 164.8 | 202.9 | 80 | N |  |  | OP | X | 1 | 2002 | 2002 |  |  | Y | IPP CHP | IPP | IPP | 3 | T | NG | Non-Renewable | 0 | 212.5 | 0 | 1 | DFO
Operable | 3890 | EFS Cogen Holdings I LLC |  | 50006 | Linden Cogen Plant | NJ | Restructured | Union | STG1 | Natural Gas Fired Combined Cycle | CA | CC1 | S | Y | X |  |  | 95.2 | 0.9 | 98.7 | 100.8 | 25 | N |  |  | OP | X | 3 | 1992 | Pre-2000 |  |  | Y | IPP CHP | IPP | IPP | 3 | T | NG | Non-Renewable | 0 | 95.2 | 0 | 1 | WO
Operable | 3890 | EFS Cogen Holdings I LLC |  | 50006 | Linden Cogen Plant | NJ | Restructured | Union | STG2 | Natural Gas Fired Combined Cycle | CA | CC1 | S | Y | X |  |  | 95.2 | 0.9 | 98.7 | 100.8 | 25 | N |  |  | OP | X | 3 | 1992 | Pre-2000 |  |  | Y | IPP CHP | IPP | IPP | 3 | T | NG | Non-Renewable | 0 | 95.2 | 0 | 1 | WO
Operable | 3890 | EFS Cogen Holdings I LLC |  | 50006 | Linden Cogen Plant | NJ | Restructured | Union | STG3 | Natural Gas Fired Combined Cycle | CA | CC1 | S | Y | X |  |  | 95.2 | 0.9 | 98.6 | 101.2 | 25 | N |  |  | OP | X | 4 | 1992 | Pre-2000 |  |  | Y | IPP CHP | IPP | IPP | 3 | T | NG | Non-Renewable | 0 | 95.2 | 0 | 1 | WO
Operable | 61435 | EGP Stillwater Solar PV II, LLC |  | 61809 | EGP Stillwater Solar PV II, LLC | NV | Vertical | Churchill | STWII | Solar Photovoltaic | PV |  | W | X | X |  |  | 20 |  | 20 | 20 |  | N |  |  | OP | X | 6 | 2018 | 2018 |  |  | N | IPP Non-CHP | IPP | IPP | 2 | X | SUN | Renewable | 20 | 0 | 1 | 0
Operable | 56380 | EIF Channelview Cogeneration LLC |  | 55187 | Channelview Cogeneration Plant | TX | Restructured | Harris | GT1 | Natural Gas Fired Combined Cycle | CT | CC1 | W | X | N | CVC_CC1 | CVC CC1 | 192.1 | 0.85 | 160 | 182 | 120 | N |  |  | OP | X | 6 | 2002 | 2002 |  |  | Y | IPP CHP | IPP | IPP | 3 | T | NG | Non-Renewable | 0 | 192.1 | 0 | 1
Operable | 56380 | EIF Channelview Cogeneration LLC |  | 55187 | Channelview Cogeneration Plant | TX | Restructured | Harris | GT2 | Natural Gas Fired Combined Cycle | CT | CC1 | W | X | N | CVC_CC1 | CVC CC1 | 192.1 | 0.85 | 163 | 179 | 120 | N |  |  | OP | X | 6 | 2002 | 2002 |  |  | Y | IPP CHP | IPP | IPP | 3 | T | NG | Non-Renewable | 0 | 192.1 | 0 | 1
Operable | 56380 | EIF Channelview Cogeneration LLC |  | 55187 | Channelview Cogeneration Plant | TX | Restructured | Harris | GT3 | Natural Gas Fired Combined Cycle | CT | CC1 | W | X | N | CVC_CC1 | CVC CC1 | 192.1 | 0.85 | 163 | 179 | 120 | N |  |  | OP | X | 6 | 2002 | 2002 |  |  | Y | IPP CHP | IPP | IPP | 3 | T | NG | Non-Renewable | 0 | 192.1 | 0 | 1
Operable | 56380 | EIF Channelview Cogeneration LLC |  | 55187 | Channelview Cogeneration Plant | TX | Restructured | Harris | GT4 | Natural Gas Fired Combined Cycle | CT | CC1 | W | X | N | LHM_CVC_G4 | LHM CVC G4 | 192.1 | 0.85 | 159 | 178 | 120 | N |  |  | OP | X | 8 | 2001 | 2001 |  |  | Y | IPP CHP | IPP | IPP | 3 | T | NG | Non-Renewable | 0 | 192.1 | 0 | 1
Operable | 56380 | EIF Channelview Cogeneration LLC |  | 55187 | Channelview Cogeneration Plant | TX | Restructured | Harris | ST1 | Natural Gas Fired Combined Cycle | CA | CC1 | W | Y | X | CVC_CC1 | CVC CC1 | 149.9 | 0.85 | 126 | 134 | 55 | N |  |  | OP | X | 6 | 2002 | 2002 |  |  | Y | IPP CHP | IPP | IPP | 3 | B | NG | Non-Renewable | 0 | 149.9 | 0 | 1
Operable | 56531 | EIF Haypress LLC |  | 10253 | Haypress | CA | Vertical | Sierra | LGEN | Conventional Hydroelectric | HY |  | S | X | X |  |  | 5 | 0.9 | 5 | 5 | 0.7 | N |  |  | OP | X | 1 | 1989 | Pre-2000 |  |  | N | IPP Non-CHP | IPP | IPP | 2 | X | WAT | Renewable | 5 | 0 | 1 | 0
Operable | 56531 | EIF Haypress LLC |  | 10253 | Haypress | CA | Vertical | Sierra | UGEN | Conventional Hydroelectric | HY |  | S | X | X |  |  | 5 | 0.9 | 5 | 5 | 0.7 | N |  |  | OP | X | 12 | 1988 | Pre-2000 |  |  | N | IPP Non-CHP | IPP | IPP | 2 | X | WAT | Renewable | 5 | 0 | 1 | 0
Operable | 23013 | EIF Northampton GP, LLC |  | 50888 | Northampton Generating Company LP | PA | Restructured | Northampton | GEN1 | Conventional Steam Coal | ST |  | S | X | X | 50630 | 50630 | 134.1 | 0.85 | 112 | 112 | 65 | N |  |  | OP | X | 8 | 1995 | Pre-2000 |  |  | N | IPP Non-CHP | IPP | IPP | 2 | X | WC | Non-Renewable | 0 | 134.1 | 0 | 1 | TDF | WDS | PC | WO
Operable | 59765 | Eight Flags Energy LLC |  | 60025 | Eight Flags Energy | FL | Vertical | Nassau | 1 | Natural Gas Fired Combustion Turbine | GT |  | S | X | X |  |  | 21.6 | 0.8 | 21.4 | 21.4 | 1 | N |  |  | OP | X | 7 | 2016 | 2016 |  |  | Y | IPP CHP | IPP | IPP | 3 | T | NG | Non-Renewable | 0 | 21.6 | 0 | 1
Operable | 65225 | Eight Point Wind, LLC |  | 66052 | Eight Point Wind | NY | Restructured | Steuben | EPW01 | Onshore Wind Turbine | WT |  | S | X | X | ISO | ISO | 101.2 |  | 101.2 | 101.2 | 1.1 | N |  |  | OP | X | 2 | 2023 | 2023 |  |  | N | Electric Utility | Utility | IPP | 1 | X | WND | Renewable | 101.2 | 0 | 1 | 0
Operable | 64209 | El Algodon Alto Wind Farm, LLC |  | 64591 | El Algodon Alto Wind Farm, LLC | TX | Restructured | San Patricio | EEA | Onshore Wind Turbine | WT |  | S | X | X |  |  | 200.2 |  | 200.2 | 200.2 | 0.1 | N |  |  | OP | X | 5 | 2022 | 2022 |  |  | N | IPP Non-CHP | IPP | IPP | 2 | X | WND | Renewable | 200.2 | 0 | 1 | 0
Operable | 65905 | El Campo Wind, LLC (Longroad) |  | 62765 | El Campo Wind | TX | Restructured | Knox | CAMPO | Onshore Wind Turbine | WT |  | S | X | X |  |  | 242.8 |  | 242.8 | 242.8 | 0 | N |  |  | OP | X | 12 | 2020 | 2020 |  |  | N | IPP Non-CHP | IPP | IPP | 2 | X | WND | Renewable | 242.8 | 0 | 1 | 0
Operable | 25915 | El Dorado Irrigation District |  | 238 | El Dorado | CA | Vertical | El Dorado | 1 | Conventional Hydroelectric | HY |  | S | X | X |  |  | 10 | 0.8 | 10.4 | 10.6 | 2.5 | N |  |  | OP | X | 1 | 1924 | Pre-2000 |  |  | N | Electric Utility | Utility | Municipal | 1 | X | WAT | Renewable | 10 | 0 | 1 | 0
Operable | 25915 | El Dorado Irrigation District |  | 238 | El Dorado | CA | Vertical | El Dorado | 2 | Conventional Hydroelectric | HY |  | S | X | X |  |  | 10 | 0.8 | 10.4 | 10.5 | 2.5 | N |  |  | OP | X | 1 | 1924 | Pre-2000 |  |  | N | Electric Utility | Utility | Municipal | 1 | X | WAT | Renewable | 10 | 0 | 1 | 0
Operable | 5701 | El Paso Electric Co |  | 9 | Copper | TX | Restructured | El Paso | 1 | Natural Gas Fired Combustion Turbine | GT |  | S | X | X |  |  | 86.9 | 0.9 | 63 | 65 | 3 | N |  |  | OP | X | 7 | 1980 | Pre-2000 | 12 | 2030 | N | Electric Utility | Utility | Investor Owned Utility | 1 | X | NG | Non-Renewable | 0 | 86.9 | 0 | 1
Operable | 5701 | El Paso Electric Co |  | 2444 | Rio Grande | NM | Vertical | Dona Ana | 6 | Natural Gas Steam Turbine | ST |  | S | X | X |  |  | 50 | 0.85 | 45 | 47 | 18 | N |  |  | OP | X | 6 | 1957 | Pre-2000 | 12 | 2026 | N | Electric Utility | Utility | Investor Owned Utility | 1 | X | NG | Non-Renewable | 0 | 50 | 0 | 1
Operable | 5701 | El Paso Electric Co |  | 2444 | Rio Grande | NM | Vertical | Dona Ana | 7 | Natural Gas Steam Turbine | ST |  | S | X | X |  |  | 50 | 0.85 | 46 | 48 | 18 | N |  |  | OP | X | 6 | 1958 | Pre-2000 | 12 | 2027 | N | Electric Utility | Utility | Investor Owned Utility | 1 | X | NG | Non-Renewable | 0 | 50 | 0 | 1
Operable | 5701 | El Paso Electric Co |  | 2444 | Rio Grande | NM | Vertical | Dona Ana | 8 | Natural Gas Steam Turbine | ST |  | S | X | X |  |  | 166.5 | 0.9 | 139 | 147 | 44 | N |  |  | OP | X | 7 | 1972 | Pre-2000 | 12 | 2033 | N | Electric Utility | Utility | Investor Owned Utility | 1 | X | NG | Non-Renewable | 0 | 166.5 | 0 | 1
Operable | 5701 | El Paso Electric Co |  | 2444 | Rio Grande | NM | Vertical | Dona Ana | 9 | Natural Gas Fired Combustion Turbine | GT |  | S | X | X |  |  | 131.8 | 0.85 | 83 | 93 | 17.9 | N |  |  | OP | X | 5 | 2013 | 2013 |  |  | N | Electric Utility | Utility | Investor Owned Utility | 1 | X | NG | Non-Renewable | 0 | 131.8 | 0 | 1
Operable | 5701 | El Paso Electric Co |  | 3456 | Newman | TX | Restructured | El Paso | 1 | Natural Gas Steam Turbine | ST |  | S | X | X |  |  | 81.6 | 0.85 | 73 | 78 | 21 | N |  |  | OP | X | 5 | 1960 | Pre-2000 | 12 | 2027 | N | Electric Utility | Utility | Investor Owned Utility | 1 | X | NG | Non-Renewable | 0 | 81.6 | 0 | 1 | DFO
Operable | 5701 | El Paso Electric Co |  | 3456 | Newman | TX | Restructured | El Paso | 2 | Natural Gas Steam Turbine | ST |  | S | X | X |  |  | 81.6 | 0.85 | 73 | 78 | 21 | N |  |  | OP | X | 6 | 1963 | Pre-2000 | 12 | 2027 | N | Electric Utility | Utility | Investor Owned Utility | 1 | X | NG | Non-Renewable | 0 | 81.6 | 0 | 1 | DFO
Operable | 5701 | El Paso Electric Co |  | 3456 | Newman | TX | Restructured | El Paso | 3 | Natural Gas Steam Turbine | ST |  | S | X | X |  |  | 121.8 | 0.85 | 90 | 98 | 20 | N |  |  | OP | X | 3 | 1966 | Pre-2000 | 12 | 2031 | N | Electric Utility | Utility | Investor Owned Utility | 1 | X | NG | Non-Renewable | 0 | 121.8 | 0 | 1 | DFO
Operable | 5701 | El Paso Electric Co |  | 3456 | Newman | TX | Restructured | El Paso | 4 | Natural Gas Fired Combined Cycle | CA | 4CC | S | Y | X |  |  | 120 | 0.9 | 86 | 90 | 24 | N |  |  | OP | X | 8 | 1975 | Pre-2000 | 12 | 2031 | N | Electric Utility | Utility | Investor Owned Utility | 1 | X | NG | Non-Renewable | 0 | 120 | 0 | 1
Operable | 5701 | El Paso Electric Co |  | 3456 | Newman | TX | Restructured | El Paso | 5CA1 | Natural Gas Fired Combined Cycle | CA | 5CC | S | Y | X |  |  | 134 | 0.85 | 115 | 112 | 51 | N |  |  | OP | X | 2 | 2011 | 2011 |  |  | N | Electric Utility | Utility | Investor Owned Utility | 1 | X | NG | Non-Renewable | 0 | 134 | 0 | 1
Operable | 5701 | El Paso Electric Co |  | 3456 | Newman | TX | Restructured | El Paso | 5CT1 | Natural Gas Fired Combined Cycle | CT | 5CC | S | X | Y |  |  | 86.5 | 0.85 | 66 | 71 | 44 | N |  |  | OP | X | 6 | 2009 | 2009 |  |  | N | Electric Utility | Utility | Investor Owned Utility | 1 | X | NG | Non-Renewable | 0 | 86.5 | 0 | 1
Operable | 5701 | El Paso Electric Co |  | 3456 | Newman | TX | Restructured | El Paso | 5CT2 | Natural Gas Fired Combined Cycle | CT | 5CC | S | X | Y |  |  | 86.5 | 0.85 | 66 | 71 | 44 | N |  |  | OP | X | 6 | 2009 | 2009 |  |  | N | Electric Utility | Utility | Investor Owned Utility | 1 | X | NG | Non-Renewable | 0 | 86.5 | 0 | 1
Operable | 5701 | El Paso Electric Co |  | 3456 | Newman | TX | Restructured | El Paso | 6 | Natural Gas Fired Combustion Turbine | GT |  | S | X | X |  |  | 227.8 | 0.85 | 227.8 | 227.8 | 125 | N |  |  | OP | X | 12 | 2023 | 2023 |  |  | N | Electric Utility | Utility | Investor Owned Utility | 1 | X | NG | Non-Renewable | 0 | 227.8 | 0 | 1 | DFO
Operable | 5701 | El Paso Electric Co |  | 3456 | Newman | TX | Restructured | El Paso | CT1 | Natural Gas Fired Combined Cycle | CT | 4CC | S | X | N |  |  | 85 | 0.9 | 67 | 71 | 29 | N |  |  | OP | X | 8 | 1975 | Pre-2000 | 12 | 2031 | N | Electric Utility | Utility | Investor Owned Utility | 1 | X | NG | Non-Renewable | 0 | 85 | 0 | 1
Operable | 5701 | El Paso Electric Co |  | 3456 | Newman | TX | Restructured | El Paso | CT2 | Natural Gas Fired Combined Cycle | CT | 4CC | S | X | N |  |  | 85 | 0.9 | 67 | 71 | 29 | N |  |  | OP | X | 8 | 1975 | Pre-2000 | 12 | 2031 | N | Electric Utility | Utility | Investor Owned Utility | 1 | X | NG | Non-Renewable | 0 | 85 | 0 | 1
Operable | 5701 | El Paso Electric Co |  | 58562 | Montana Power Station | TX | Restructured | El Paso | GT-1 | Natural Gas Fired Combustion Turbine | GT |  | S | X | X |  |  | 131.8 | 0.85 | 88 | 93 | 18.2 | N |  |  | OP | X | 3 | 2015 | 2015 |  |  | N | Electric Utility | Utility | Investor Owned Utility | 1 | X | NG | Non-Renewable | 0 | 131.8 | 0 | 1 | DFO
Operable | 5701 | El Paso Electric Co |  | 58562 | Montana Power Station | TX | Restructured | El Paso | GT-2 | Natural Gas Fired Combustion Turbine | GT |  | S | X | X |  |  | 131.8 | 0.85 | 88 | 93 | 18.2 | N |  |  | OP | X | 3 | 2015 | 2015 |  |  | N | Electric Utility | Utility | Investor Owned Utility | 1 | X | NG | Non-Renewable | 0 | 131.8 | 0 | 1 | DFO
Operable | 5701 | El Paso Electric Co |  | 58562 | Montana Power Station | TX | Restructured | El Paso | GT-3 | Natural Gas Fired Combustion Turbine | GT |  | S | X | X |  |  | 131.8 | 0.85 | 88 | 93 | 19.2 | N |  |  | OP | X | 5 | 2016 | 2016 |  |  | N | Electric Utility | Utility | Investor Owned Utility | 1 | X | NG | Non-Renewable | 0 | 131.8 | 0 | 1 | DFO
Operable | 5701 | El Paso Electric Co |  | 58562 | Montana Power Station | TX | Restructured | El Paso | GT-4 | Natural Gas Fired Combustion Turbine | GT |  | S | X | X |  |  | 131.8 | 0.85 | 88 | 93 | 19.2 | N |  |  | OP | X | 9 | 2016 | 2016 |  |  | N | Electric Utility | Utility | Investor Owned Utility | 1 | X | NG | Non-Renewable | 0 | 131.8 | 0 | 1 | DFO
Operable | 5701 | El Paso Electric Co |  | 60300 | Montana Solar Facility | TX | Restructured | El Paso | IMPV1 | Solar Photovoltaic | PV |  | S | X | X |  |  | 3 |  | 3 | 3 |  | N |  |  | OP | X | 5 | 2017 | 2017 |  |  | N | Electric Utility | Utility | Investor Owned Utility | 1 | X | SUN | Renewable | 3 | 0 | 1 | 0
Operable | 5701 | El Paso Electric Co |  | 60301 | Holloman Solar Facility | NM | Vertical | Otero | HPV1 | Solar Photovoltaic | PV |  | S | X | X |  |  | 5 |  | 5 | 5 |  | N |  |  | OP | X | 10 | 2018 | 2018 |  |  | N | Electric Utility | Utility | Investor Owned Utility | 1 | X | SUN | Renewable | 5 | 0 | 1 | 0
Operable | 5701 | El Paso Electric Co |  | 64881 | NMSU Solar and Storage | NM | Vertical | Dona Ana | NMSUB | Batteries | BA |  | S | X | X |  |  | 1 |  | 1 | 1 |  | N |  |  | OP | X | 5 | 2022 | 2022 |  |  | N | Electric Utility | Utility | Investor Owned Utility | 1 | X | MWH | Other | 0 | 0 | 0 | 0
Operable | 5701 | El Paso Electric Co |  | 64881 | NMSU Solar and Storage | NM | Vertical | Dona Ana | NMSUF | Solar Photovoltaic | PV |  | S | X | X |  |  | 3 |  | 3 | 3 |  | N |  |  | OP | X | 4 | 2021 | 2021 |  |  | N | Electric Utility | Utility | Investor Owned Utility | 1 | X | SUN | Renewable | 3 | 0 | 1 | 0
Operable | 63227 | El Segundo Energy Center, LLC |  | 57901 | El Segundo Energy Center LLC | CA | Vertical | Los Angeles | 5 | Natural Gas Fired Combined Cycle | CT | 1011 | S | X | N |  |  | 198 | 0.9 | 195 | 195 | 100 | N |  |  | OP | X | 8 | 2013 | 2013 |  |  | N | IPP Non-CHP | IPP | IPP | 2 | X | NG | Non-Renewable | 0 | 198 | 0 | 1
Operable | 63227 | El Segundo Energy Center, LLC |  | 57901 | El Segundo Energy Center LLC | CA | Vertical | Los Angeles | 6 | Natural Gas Fired Combined Cycle | CA | 1011 | S | N | X |  |  | 70.7 | 0.9 | 60 | 60 | 47 | N |  |  | OP | X | 8 | 2013 | 2013 |  |  | N | IPP Non-CHP | IPP | IPP | 2 | X | NG | Non-Renewable | 0 | 70.7 | 0 | 1
Operable | 63227 | El Segundo Energy Center, LLC |  | 57901 | El Segundo Energy Center LLC | CA | Vertical | Los Angeles | 7 | Natural Gas Fired Combined Cycle | CT | 2021 | S | X | N |  |  | 198 | 0.9 | 195 | 195 | 100 | N |  |  | OP | X | 7 | 2013 | 2013 |  |  | N | IPP Non-CHP | IPP | IPP | 2 | X | NG | Non-Renewable | 0 | 198 | 0 | 1
Operable | 63227 | El Segundo Energy Center, LLC |  | 57901 | El Segundo Energy Center LLC | CA | Vertical | Los Angeles | 8 | Natural Gas Fired Combined Cycle | CA | 2021 | S | N | X |  |  | 70.7 | 0.9 | 60 | 60 | 47 | N |  |  | OP | X | 7 | 2013 | 2013 |  |  | N | IPP Non-CHP | IPP | IPP | 2 | X | NG | Non-Renewable | 0 | 70.7 | 0 | 1
Operable | 65914 | Elawan Dileo Solar, LLC |  | 67023 | Dileo Solar | TX | Restructured | Hill | DILEO | Solar Photovoltaic | PV |  | S | X | X | DILEOS_UNIT1 | DILEOS_UNIT1 | 71.4 | 0.87 | 71.4 | 71.4 |  | N |  |  | OP | X | 12 | 2023 | 2023 |  |  | N | IPP Non-CHP | IPP | IPP | 2 | X | SUN | Renewable | 71.4 | 0 | 1 | 0
Operable | 65915 | Elawan Pitts Dudik Solar, LLC |  | 67024 | Pitts Dudik Solar | TX | Restructured | Hill | PTSDK | Solar Photovoltaic | PV |  | S | X | X |  |  | 49.6 | 0.88 | 49.6 | 49.6 |  | N |  |  | OP | X | 11 | 2023 | 2023 |  |  |  | IPP Non-CHP | IPP | IPP | 2 |  | SUN | Renewable | 49.6 | 0 | 1 | 0
Operable | 65049 | Elba Solar LLC |  | 65797 | Elba Solar LLC | IL | Restructured | Knox | ELBA | Solar Photovoltaic | PV |  | S | X | X |  |  | 2 |  | 2 | 2 |  | N |  |  | OP | X | 2 | 2023 | 2023 |  |  | N | IPP Non-CHP | IPP | IPP | 2 | X | SUN | Renewable | 2 | 0 | 1 | 0
Operable | 55981 | Elbow Creek Wind Project LLC |  | 56783 | Elbow Creek Wind Project LLC | TX | Restructured | Howard | 1 | Onshore Wind Turbine | WT |  | S | X | X |  |  | 121.9 |  | 121.9 | 121.9 | 1 | N |  |  | OP | X | 12 | 2008 | 2008 |  |  | N | IPP Non-CHP | IPP | IPP | 2 | X | WND | Renewable | 121.9 | 0 | 1 | 0
Operable | 60128 | Electra Wind, LLC |  | 60338 | Electra Wind Farm | TX | Restructured | Wilbarger | EWF | Onshore Wind Turbine | WT |  | S | X | X | ELECTRAW_1_2 | ELECTRAW_1_2 | 230 |  | 230 | 230 | 1 | N |  |  | OP | X | 11 | 2016 | 2016 |  |  | N | IPP Non-CHP | IPP | IPP | 2 | X | WND | Renewable | 230 | 0 | 1 | 0
Operable | 65253 | Electric Avenue Lunenburg Solar 1, LLC |  | 66076 | Electric Avenue Lunenburg Solar 1 | MA | Restructured | Worcester | 20409 | Solar Photovoltaic | PV |  | S | X | X |  |  | 1 |  | 1 | 0.8 |  | N |  |  | OP | X | 12 | 2021 | 2021 |  |  | N | IPP Non-CHP | IPP | IPP | 2 | X | SUN | Renewable | 1 | 0 | 1 | 0
Operable | 65253 | Electric Avenue Lunenburg Solar 1, LLC |  | 66076 | Electric Avenue Lunenburg Solar 1 | MA | Restructured | Worcester | 20410 | Batteries | BA |  | S | X | X |  |  | 1 |  | 1 | 0.8 |  | N |  |  | OP | X | 4 | 2022 | 2022 |  |  | N | IPP Non-CHP | IPP | IPP | 2 | X | MWH | Other | 0 | 0 | 0 | 0
Operable | 50035 | Electric Glass Fiber America, LLC. |  | 54363 | Shelby, NC | NC | Vertical | Cleveland | GEN2 | Petroleum Liquids | IC |  | S | X | X |  |  | 0.9 | 0.8 | 0.6 | 0.7 | 0.1 | N |  |  | SB | N | 1 | 1972 | Pre-2000 |  |  | N | Industrial Non-CHP | Customer Sited | Other | 6 | X | DFO | Non-Renewable | 0 | 0.9 | 0 | 1
Operable | 50035 | Electric Glass Fiber America, LLC. |  | 54363 | Shelby, NC | NC | Vertical | Cleveland | GEN3 | Petroleum Liquids | IC |  | S | X | X |  |  | 0.9 | 0.8 | 0.6 | 0.7 | 0.1 | N |  |  | SB | N | 1 | 1972 | Pre-2000 |  |  | N | Industrial Non-CHP | Customer Sited | Other | 6 | X | DFO | Non-Renewable | 0 | 0.9 | 0 | 1
Operable | 50035 | Electric Glass Fiber America, LLC. |  | 54363 | Shelby, NC | NC | Vertical | Cleveland | GEN4 | Petroleum Liquids | IC |  | S | X | X |  |  | 1.2 | 0.8 | 0.8 | 0.9 | 0.1 | N |  |  | SB | N | 1 | 1972 | Pre-2000 |  |  | N | Industrial Non-CHP | Customer Sited | Other | 6 | X | DFO | Non-Renewable | 0 | 1.2 | 0 | 1
Operable | 50035 | Electric Glass Fiber America, LLC. |  | 54363 | Shelby, NC | NC | Vertical | Cleveland | GEN5 | Petroleum Liquids | IC |  | S | X | X |  |  | 1.2 | 0.8 | 0.8 | 0.9 | 0.1 | N |  |  | SB | N | 1 | 1972 | Pre-2000 |  |  | N | Industrial Non-CHP | Customer Sited | Other | 6 | X | DFO | Non-Renewable | 0 | 1.2 | 0 | 1
Operable | 61344 | Electrodes |  | 61721 | HEBT WLA 1 | CA | Vertical | Orange | WLA01 | Batteries | BA |  | J | X | X |  |  | 1 |  | 1 | 1 | 0 | N |  |  | OP | X | 8 | 2019 | 2019 |  |  | N | Commercial Non-CHP | Customer Sited | Other | 4 | X | MWH | Other | 0 | 0 | 0 | 0
Operable | 61344 | Electrodes |  | 61722 | HEBT Irvine 1 | CA | Vertical | Orange | IRV01 | Batteries | BA |  | W | X | X |  |  | 1 |  | 1 | 1 | 0 | N |  |  | OP | X | 5 | 2018 | 2018 |  |  | N | IPP Non-CHP | IPP | IPP | 2 | X | MWH | Other | 0 | 0 | 0 | 0
Operable | 61344 | Electrodes |  | 61722 | HEBT Irvine 1 | CA | Vertical | Orange | IRV1W | Batteries | BA |  | W | X | X |  |  | 4.5 |  | 4.5 | 4.5 | 0 | N |  |  | OP | X | 5 | 2018 | 2018 |  |  | N | IPP Non-CHP | IPP | IPP | 2 | X | MWH | Other | 0 | 0 | 0 | 0
Operable | 61344 | Electrodes |  | 61723 | HEBT Irvine 2 | CA | Vertical | Orange | IRV06 | Batteries | BA |  | W | X | X |  |  | 2.5 |  | 2.5 | 2.5 |  | N |  |  | OP | X | 8 | 2018 | 2018 |  |  | N | IPP Non-CHP | IPP | IPP | 2 | X | MWH | Other | 0 | 0 | 0 | 0
Operable | 61344 | Electrodes |  | 61723 | HEBT Irvine 2 | CA | Vertical | Orange | IRV2W | Batteries | BA |  | W | X | X |  |  | 3.3 |  | 3.3 | 3.3 |  | N |  |  | OP | X | 2 | 2018 | 2018 |  |  | N | IPP Non-CHP | IPP | IPP | 2 | X | MWH | Other | 0 | 0 | 0 | 0
Operable | 59866 | Electron Hydro LLC |  | 3854 | Electron | WA | Vertical | Pierce | 1 | Conventional Hydroelectric | HY |  | S | X | X |  |  | 5.1 | 0.92 | 5.7 | 5.7 | 0.1 | N |  |  | OP | X | 4 | 1904 | Pre-2000 |  |  | N | IPP Non-CHP | IPP | IPP | 2 | X | WAT | Renewable | 5.1 | 0 | 1 | 0
Operable | 59866 | Electron Hydro LLC |  | 3854 | Electron | WA | Vertical | Pierce | 2 | Conventional Hydroelectric | HY |  | S | X | X |  |  | 5.1 | 0.92 | 5.9 | 5.9 | 0.1 | N |  |  | OP | X | 4 | 1904 | Pre-2000 |  |  | N | IPP Non-CHP | IPP | IPP | 2 | X | WAT | Renewable | 5.1 | 0 | 1 | 0
Operable | 59866 | Electron Hydro LLC |  | 3854 | Electron | WA | Vertical | Pierce | 3 | Conventional Hydroelectric | HY |  | S | X | X |  |  | 5.1 | 0.92 | 6.3 | 6.3 | 0.1 | N |  |  | OP | X | 4 | 1904 | Pre-2000 |  |  | N | IPP Non-CHP | IPP | IPP | 2 | X | WAT | Renewable | 5.1 | 0 | 1 | 0
Operable | 59866 | Electron Hydro LLC |  | 3854 | Electron | WA | Vertical | Pierce | 4 | Conventional Hydroelectric | HY |  | S | X | X |  |  | 7.5 | 0.8 | 7.9 | 7.9 | 1 | N |  |  | OP | X | 4 | 1929 | Pre-2000 |  |  | N | IPP Non-CHP | IPP | IPP | 2 | X | WAT | Renewable | 7.5 | 0 | 1 | 0
Operable | 66098 | Elevate Power Management LLC |  | 50416 | Tannery Island Power | NY | Restructured | Jefferson | GEN1 | Conventional Hydroelectric | HY |  | S | X | X |  |  | 0.3 | 0.87 | 0.2 | 0.2 | 0.1 | N |  |  | OP | X | 6 | 1986 | Pre-2000 |  |  | N | IPP Non-CHP | IPP | IPP | 2 | X | WAT | Renewable | 0.3 | 0 | 1 | 0
Operable | 66098 | Elevate Power Management LLC |  | 50416 | Tannery Island Power | NY | Restructured | Jefferson | GEN2 | Conventional Hydroelectric | HY |  | S | X | X |  |  | 0.3 | 0.87 | 0.2 | 0.2 | 0.1 | N |  |  | OP | X | 6 | 1986 | Pre-2000 |  |  | N | IPP Non-CHP | IPP | IPP | 2 | X | WAT | Renewable | 0.3 | 0 | 1 | 0
Operable | 66098 | Elevate Power Management LLC |  | 50416 | Tannery Island Power | NY | Restructured | Jefferson | GEN3 | Conventional Hydroelectric | HY |  | S | X | X |  |  | 0.3 | 0.87 | 0.2 | 0.2 | 0.1 | N |  |  | OP | X | 6 | 1986 | Pre-2000 |  |  | N | IPP Non-CHP | IPP | IPP | 2 | X | WAT | Renewable | 0.3 | 0 | 1 | 0
Operable | 66098 | Elevate Power Management LLC |  | 50416 | Tannery Island Power | NY | Restructured | Jefferson | GEN4 | Conventional Hydroelectric | HY |  | S | X | X |  |  | 0.3 | 0.87 | 0.2 | 0.2 | 0.1 | N |  |  | OP | X | 6 | 1986 | Pre-2000 |  |  | N | IPP Non-CHP | IPP | IPP | 2 | X | WAT | Renewable | 0.3 | 0 | 1 | 0
Operable | 66098 | Elevate Power Management LLC |  | 50416 | Tannery Island Power | NY | Restructured | Jefferson | GEN5 | Conventional Hydroelectric | HY |  | S | X | X |  |  | 0.3 | 0.87 | 0.2 | 0.2 | 0.1 | N |  |  | OP | X | 6 | 1986 | Pre-2000 |  |  | N | IPP Non-CHP | IPP | IPP | 2 | X | WAT | Renewable | 0.3 | 0 | 1 | 0
Operable | 66098 | Elevate Power Management LLC |  | 50447 | S D Warren Westbrook | ME | Restructured | Cumberland | GEN1 | Conventional Hydroelectric | HY |  | S | X | X | 591_:_UN_PRID_CRN115_SWBK | 591_:_UN_PRID_CRN115_SWBK | 0.6 | 0.8 | 0.6 | 0.6 | 0.2 | N |  |  | OS | X | 1 | 1903 | Pre-2000 |  |  | N | Industrial CHP | Customer Sited | Other | 7 | X | WAT | Renewable | 0.6 | 0 | 1 | 0
Operable | 66098 | Elevate Power Management LLC |  | 50447 | S D Warren Westbrook | ME | Restructured | Cumberland | GEN2 | Conventional Hydroelectric | HY |  | S | X | X | 591_:_UN_PRID_CRN115_SWBK | 591_:_UN_PRID_CRN115_SWBK | 0.6 | 0.8 | 0.6 | 0.6 | 0.2 | N |  |  | OS | X | 1 | 1903 | Pre-2000 |  |  | N | Industrial CHP | Customer Sited | Other | 7 | X | WAT | Renewable | 0.6 | 0 | 1 | 0
Operable | 66098 | Elevate Power Management LLC |  | 50447 | S D Warren Westbrook | ME | Restructured | Cumberland | GEN3 | Conventional Hydroelectric | HY |  | S | X | X | 591_:_UN_PRID_CRN115_SWBK | 591_:_UN_PRID_CRN115_SWBK | 0.6 | 0.8 | 0.6 | 0.6 | 0.2 | N |  |  | OP | X | 1 | 1903 | Pre-2000 |  |  | N | Industrial CHP | Customer Sited | Other | 7 | X | WAT | Renewable | 0.6 | 0 | 1 | 0
Operable | 66098 | Elevate Power Management LLC |  | 50447 | S D Warren Westbrook | ME | Restructured | Cumberland | GEN4 | Conventional Hydroelectric | HY |  | S | X | X | 591_:_UN_PRID_CRN115_SWBK | 591_:_UN_PRID_CRN115_SWBK | 0.8 | 0.8 | 0.8 | 0.8 | 0.3 | N |  |  | OP | X | 1 | 1913 | Pre-2000 |  |  | N | Industrial CHP | Customer Sited | Other | 7 | X | WAT | Renewable | 0.8 | 0 | 1 | 0
Operable | 66098 | Elevate Power Management LLC |  | 50447 | S D Warren Westbrook | ME | Restructured | Cumberland | GEN5 | Conventional Hydroelectric | HY |  | S | X | X | 591_:_UN_PRID_CRN115_SWBK | 591_:_UN_PRID_CRN115_SWBK | 0.8 | 0.8 | 0.8 | 0.8 | 0.3 | N |  |  | OP | X | 1 | 1913 | Pre-2000 |  |  | N | Industrial CHP | Customer Sited | Other | 7 | X | WAT | Renewable | 0.8 | 0 | 1 | 0
Operable | 66098 | Elevate Power Management LLC |  | 50447 | S D Warren Westbrook | ME | Restructured | Cumberland | GEN6 | Conventional Hydroelectric | HY |  | S | X | X | 591_:_UN_PRID_CRN115_SWBK | 591_:_UN_PRID_CRN115_SWBK | 0.8 | 0.8 | 0.8 | 0.8 | 0.3 | N |  |  | OP | X | 1 | 1913 | Pre-2000 |  |  | N | Industrial CHP | Customer Sited | Other | 7 | X | WAT | Renewable | 0.8 | 0 | 1 | 0
Operable | 66098 | Elevate Power Management LLC |  | 50447 | S D Warren Westbrook | ME | Restructured | Cumberland | GEN7 | Conventional Hydroelectric | HY |  | S | X | X | 591_:_UN_PRID_CRN115_SWBK | 591_:_UN_PRID_CRN115_SWBK | 0.6 | 0.8 | 0.6 | 0.6 | 0.2 | N |  |  | OP | X | 1 | 1940 | Pre-2000 |  |  | N | Industrial CHP | Customer Sited | Other | 7 | X | WAT | Renewable | 0.6 | 0 | 1 | 0
Operable | 66098 | Elevate Power Management LLC |  | 50447 | S D Warren Westbrook | ME | Restructured | Cumberland | GEN9 | Wood/Wood Waste Biomass | ST |  | S | X | X | 591_:_UN_PRID_CRN115_SWBK | 591_:_UN_PRID_CRN115_SWBK | 47.5 | 0.85 | 40.5 | 47.5 | 5 | N |  |  | OS | X | 1 | 1982 | Pre-2000 |  |  | Y | Industrial CHP | Customer Sited | Other | 7 | B | WDS | Renewable | 47.5 | 0 | 1 | 0 | BIT | RFO | DFO
Operable | 66098 | Elevate Power Management LLC |  | 50447 | S D Warren Westbrook | ME | Restructured | Cumberland | GN10 | Wood/Wood Waste Biomass | ST |  | S | X | X | 591_:_UN_PRID_CRN115_SWBK | 591_:_UN_PRID_CRN115_SWBK | 15 | 0.85 | 15.8 | 15.8 | 5 | N |  |  | OS | X | 10 | 1985 | Pre-2000 |  |  | Y | Industrial CHP | Customer Sited | Other | 7 | B | WDS | Renewable | 15 | 0 | 1 | 0 | BIT | RFO | DFO
Operable | 66098 | Elevate Power Management LLC |  | 50447 | S D Warren Westbrook | ME | Restructured | Cumberland | GN11 | Conventional Hydroelectric | HY |  | S | X | X | 591_:_UN_PRID_CRN115_SWBK | 591_:_UN_PRID_CRN115_SWBK | 0.6 | 0.8 | 0.6 | 0.6 | 0.2 | N |  |  | OP | X | 1 | 1940 | Pre-2000 |  |  | N | Industrial CHP | Customer Sited | Other | 7 | X | WAT | Renewable | 0.6 | 0 | 1 | 0
Operable | 66098 | Elevate Power Management LLC |  | 50447 | S D Warren Westbrook | ME | Restructured | Cumberland | GN12 | Conventional Hydroelectric | HY |  | S | X | X | 591_:_UN_PRID_CRN115_SWBK | 591_:_UN_PRID_CRN115_SWBK | 0.2 | 0.8 | 0.2 | 0.2 | 0.1 | N |  |  | OP | X | 1 | 1940 | Pre-2000 |  |  | N | Industrial CHP | Customer Sited | Other | 7 | X | WAT | Renewable | 0.2 | 0 | 1 | 0
Operable | 66098 | Elevate Power Management LLC |  | 50447 | S D Warren Westbrook | ME | Restructured | Cumberland | GN13 | Conventional Hydroelectric | HY |  | S | X | X | 591_:_UN_PRID_CRN115_SWBK | 591_:_UN_PRID_CRN115_SWBK | 0.2 | 0.8 | 0.2 | 0.2 | 0.1 | N |  |  | OP | X | 1 | 1940 | Pre-2000 |  |  | N | Industrial CHP | Customer Sited | Other | 7 | X | WAT | Renewable | 0.2 | 0 | 1 | 0
Operable | 66098 | Elevate Power Management LLC |  | 50447 | S D Warren Westbrook | ME | Restructured | Cumberland | GN14 | Conventional Hydroelectric | HY |  | S | X | X | 591_:_UN_PRID_CRN115_SWBK | 591_:_UN_PRID_CRN115_SWBK | 0.2 | 0.8 | 0.2 | 0.2 | 0.1 | N |  |  | OP | X | 1 | 1940 | Pre-2000 |  |  | N | Industrial CHP | Customer Sited | Other | 7 | X | WAT | Renewable | 0.2 | 0 | 1 | 0
Operable | 66098 | Elevate Power Management LLC |  | 50447 | S D Warren Westbrook | ME | Restructured | Cumberland | GN15 | Conventional Hydroelectric | HY |  | S | X | X | 591_:_UN_PRID_CRN115_SWBK | 591_:_UN_PRID_CRN115_SWBK | 0.2 | 0.8 | 0.2 | 0.2 | 0.1 | N |  |  | OP | X | 1 | 1940 | Pre-2000 |  |  | N | Industrial CHP | Customer Sited | Other | 7 | X | WAT | Renewable | 0.2 | 0 | 1 | 0
Operable | 66098 | Elevate Power Management LLC |  | 50447 | S D Warren Westbrook | ME | Restructured | Cumberland | GN16 | Conventional Hydroelectric | HY |  | S | X | X | 591_:_UN_PRID_CRN115_SWBK | 591_:_UN_PRID_CRN115_SWBK | 0.5 | 0.8 | 0.5 | 0.5 | 0.2 | N |  |  | OP | X | 1 | 1940 | Pre-2000 |  |  | N | Industrial CHP | Customer Sited | Other | 7 | X | WAT | Renewable | 0.5 | 0 | 1 | 0
Operable | 66098 | Elevate Power Management LLC |  | 50447 | S D Warren Westbrook | ME | Restructured | Cumberland | GN17 | Conventional Hydroelectric | HY |  | S | X | X | 591_:_UN_PRID_CRN115_SWBK | 591_:_UN_PRID_CRN115_SWBK | 0.5 | 0.8 | 0.5 | 0.5 | 0.2 | N |  |  | OP | X | 1 | 1940 | Pre-2000 |  |  | N | Industrial CHP | Customer Sited | Other | 7 | X | WAT | Renewable | 0.5 | 0 | 1 | 0
Operable | 66098 | Elevate Power Management LLC |  | 50759 | West End Dam Hydroelectric Project | NY | Restructured | Jefferson | GEN1 | Conventional Hydroelectric | HY |  | S | X | X |  |  | 2.2 | 0.9 | 2.1 | 2 | 0.3 | N |  |  | OP | X | 10 | 1985 | Pre-2000 |  |  | N | IPP Non-CHP | IPP | IPP | 2 | X | WAT | Renewable | 2.2 | 0 | 1 | 0
Operable | 66098 | Elevate Power Management LLC |  | 50759 | West End Dam Hydroelectric Project | NY | Restructured | Jefferson | GEN2 | Conventional Hydroelectric | HY |  | S | X | X |  |  | 2.2 | 0.9 | 2.1 | 2 | 0.3 | N |  |  | OP | X | 10 | 1985 | Pre-2000 |  |  | N | IPP Non-CHP | IPP | IPP | 2 | X | WAT | Renewable | 2.2 | 0 | 1 | 0
Operable | 66098 | Elevate Power Management LLC |  | 52166 | Collins Facility | MA | Restructured | Hampden | 1 | Conventional Hydroelectric | HY |  | S | X | X |  |  | 0.6 | 0.83 | 0.8 | 0.8 | 0.2 | N |  |  | OP | X | 3 | 1985 | Pre-2000 |  |  | N | IPP Non-CHP | IPP | IPP | 2 | X | WAT | Renewable | 0.6 | 0 | 1 | 0
Operable | 66098 | Elevate Power Management LLC |  | 52166 | Collins Facility | MA | Restructured | Hampden | 2 | Conventional Hydroelectric | HY |  | S | X | X |  |  | 0.6 | 0.83 | 0.8 | 0.8 | 0.2 | N |  |  | OP | X | 3 | 1985 | Pre-2000 |  |  | N | IPP Non-CHP | IPP | IPP | 2 | X | WAT | Renewable | 0.6 | 0 | 1 | 0
Operable | 57414 | Eli Lilly and Company |  | 58043 | Lilly Technical Center | IN | Vertical | Marion | 1 | Petroleum Liquids | IC |  | S | X | X |  |  | 1 | 0.8 | 1 | 1 | 0.3 | N |  |  | SB | N | 3 | 1998 | Pre-2000 |  |  | N | Industrial Non-CHP | Customer Sited | Other | 6 | X | DFO | Non-Renewable | 0 | 1 | 0 | 1
Operable | 57414 | Eli Lilly and Company |  | 58043 | Lilly Technical Center | IN | Vertical | Marion | 2 | Petroleum Liquids | IC |  | S | X | X |  |  | 1 | 0.8 | 1 | 1 | 0.3 | N |  |  | SB | N | 7 | 2001 | 2001 |  |  | N | Industrial Non-CHP | Customer Sited | Other | 6 | X | DFO | Non-Renewable | 0 | 1 | 0 | 1
Operable | 57414 | Eli Lilly and Company |  | 58043 | Lilly Technical Center | IN | Vertical | Marion | 3 | Petroleum Liquids | IC |  | S | X | X |  |  | 2 | 0.8 | 2 | 2 | 0.6 | N |  |  | SB | N | 4 | 2005 | 2005 |  |  | N | Industrial Non-CHP | Customer Sited | Other | 6 | X | DFO | Non-Renewable | 0 | 2 | 0 | 1
Operable | 57414 | Eli Lilly and Company |  | 58043 | Lilly Technical Center | IN | Vertical | Marion | 4 | Petroleum Liquids | IC |  | S | X | X |  |  | 2 | 0.8 | 2 | 2 | 0.6 | N |  |  | SB | N | 6 | 2010 | 2010 |  |  | N | Industrial Non-CHP | Customer Sited | Other | 6 | X | DFO | Non-Renewable | 0 | 2 | 0 | 1
Operable | 60734 | Elizabeth Mines Solar 1, LLC |  | 61124 | Elizabeth Mines Solar 1 | VT | Vertical | Orange | EMS1 | Solar Photovoltaic | PV |  | S | X | X |  |  | 5 |  | 5 | 5 |  | N |  |  | OP | X | 11 | 2017 | 2017 |  |  | N | IPP Non-CHP | IPP | IPP | 2 | X | SUN | Renewable | 5 | 0 | 1 | 0
Operable | 56683 | Elk City LLC |  | 57346 | Elk City LLC | OK | Vertical | Roger Mills | 1 | Onshore Wind Turbine | WT |  | S | X | X |  |  | 98.9 |  | 98.9 | 98.9 | 4.9 | N |  |  | OP | X | 12 | 2009 | 2009 |  |  | N | IPP Non-CHP | IPP | IPP | 2 | X | WND | Renewable | 98.9 | 0 | 1 | 0
Operable | 56683 | Elk City LLC |  | 57346 | Elk City LLC | OK | Vertical | Roger Mills | 2 | Onshore Wind Turbine | WT |  | S | X | X |  |  | 99.2 |  | 99.2 | 99.2 | 5 | N |  |  | OP | X | 12 | 2010 | 2010 |  |  | N | IPP Non-CHP | IPP | IPP | 2 | X | WND | Renewable | 99.2 | 0 | 1 | 0
Operable | 34164 | Elk Hills Power LLC |  | 55400 | Elk Hills Power LLC | CA | Vertical | Kern | CTG1 | Natural Gas Fired Combined Cycle | CT | G541 | W | X | N | ELKHIL_2 PL1X3 | ELKHIL_2 PL1X3 | 199 | 0.85 | 156 | 165 | 90 | N |  |  | OP | X | 7 | 2003 | 2003 |  |  | Y | IPP CHP | IPP | IPP | 3 | T | NG | Non-Renewable | 0 | 199 | 0 | 1
Operable | 34164 | Elk Hills Power LLC |  | 55400 | Elk Hills Power LLC | CA | Vertical | Kern | CTG2 | Natural Gas Fired Combined Cycle | CT | G541 | S | X | N | ELKHIL 2 PL1X3 | ELKHIL_2 PL1X3 | 199 | 0.85 | 156 | 165 | 90 | N |  |  | OP | X | 7 | 2003 | 2003 |  |  | Y | IPP CHP | IPP | IPP | 3 | T | NG | Non-Renewable | 0 | 199 | 0 | 1
Operable | 34164 | Elk Hills Power LLC |  | 55400 | Elk Hills Power LLC | CA | Vertical | Kern | STG | Natural Gas Fired Combined Cycle | CA | G541 | W | Y | X | ELKHIL 2 PL1X3 | ELKHIL_2 PL1X3 | 225 | 0.9 | 213 | 219 | 40 | N |  |  | OP | X | 7 | 2003 | 2003 |  |  | Y | IPP CHP | IPP | IPP | 3 | T | NG | Non-Renewable | 0 | 225 | 0 | 1
Operable | 64631 | Elkhorn Ridge Wind, LLC |  | 56947 | Elkhorn Ridge Wind LLC | NE | Vertical | Knox | 1 | Onshore Wind Turbine | WT |  | J | X | X | SPP | SPP | 81 |  | 81 | 81 | 1 | N |  |  | OP | X | 3 | 2009 | 2009 |  |  | N | IPP Non-CHP | IPP | IPP | 2 | X | WND | Renewable | 81 | 0 | 1 | 0
Operable | 63844 | Ellwood Power, LLC |  | 8076 | Ellwood | CA | Vertical | Santa Barbara | 1 | Natural Gas Fired Combustion Turbine | GT |  | S | X | X | GOLETA_6_ELLWOD | GOLETA_6_N100 | 58 | 0.9 | 54 | 54 | 54 | N |  |  | OP | X | 8 | 1974 | Pre-2000 | 1 | 2027 | N | IPP Non-CHP | IPP | IPP | 2 | X | NG | Non-Renewable | 0 | 58 | 0 | 1
Operable | 65158 | Elora LLC |  | 65974 | Timmerman (CSG) | MN | Vertical | Lyon | TIMM | Solar Photovoltaic | PV |  | S | X | X |  |  | 1 | 1 | 1 | 1 | 1 | N |  |  | OP | X | 12 | 2022 | 2022 |  |  | N | IPP Non-CHP | IPP | IPP | 2 | X | SUN | Renewable | 1 | 0 | 1 | 0
Operable | 63418 | Elora Solar |  | 63719 | Elora Solar | TN | Vertical | Lincoln | ELO | Solar Photovoltaic | PV |  | S | X | X |  |  | 150 |  | 150 | 150 |  | N |  |  | OP | X | 3 | 2022 | 2022 |  |  | N | IPP Non-CHP | IPP | IPP | 2 | X | SUN | Renewable | 150 | 0 | 1 | 0
Operable | 65518 | ELP Claverack Solar, LLC |  | 66425 | ELP Claverack Solar | NY | Restructured | Columbia | CLAV | Solar Photovoltaic | PV |  | S | X | X |  |  | 5 |  | 5 | 5 |  | N |  |  | OP | X | 1 | 2023 | 2023 |  |  | N | IPP Non-CHP | IPP | IPP | 2 | X | SUN | Renewable | 5 | 0 | 1 | 0
Operable | 65668 | ELP Kipp Solar, LLC |  | 66645 | ELP - Kipp | NY | Restructured | Columbia | KIPP | Solar Photovoltaic | PV |  | S | X | X |  |  | 3.5 |  | 3.5 | 3.5 |  | N |  |  | OP | X | 7 | 2023 | 2023 |  |  | N | IPP Non-CHP | IPP | IPP | 2 | X | SUN | Renewable | 3.5 | 0 | 1 | 0
Operable | 65519 | ELP Livingston Solar, LLC |  | 66424 | ELP Livingston Solar | NY | Restructured | Columbia | LIV | Solar Photovoltaic | PV |  | S | X | X |  |  | 5 |  | 5 | 5 |  | N |  |  | OP | X | 1 | 2023 | 2023 |  |  | N | IPP Non-CHP | IPP | IPP | 2 | X | SUN | Renewable | 5 | 0 | 1 | 0
Operable | 5259 | Elwood Energy LLC |  | 55199 | Elwood Energy LLC | IL | Restructured | Will | GT1 | Natural Gas Fired Combustion Turbine | GT |  | W | X | X |  |  | 192 | 0.85 | 150 | 192 | 100 | N |  |  | OP | X | 7 | 1999 | Pre-2000 |  |  | N | IPP Non-CHP | IPP | IPP | 2 | X | NG | Non-Renewable | 0 | 192 | 0 | 1
Operable | 5259 | Elwood Energy LLC |  | 55199 | Elwood Energy LLC | IL | Restructured | Will | GT2 | Natural Gas Fired Combustion Turbine | GT |  | W | X | X |  |  | 192 | 0.85 | 150 | 192 | 100 | N |  |  | OP | X | 7 | 1999 | Pre-2000 |  |  | N | IPP Non-CHP | IPP | IPP | 2 | X | NG | Non-Renewable | 0 | 192 | 0 | 1
Operable | 5259 | Elwood Energy LLC |  | 55199 | Elwood Energy LLC | IL | Restructured | Will | GT3 | Natural Gas Fired Combustion Turbine | GT |  | W | X | X |  |  | 192 | 0.85 | 150 | 192 | 100 | N |  |  | OP | X | 7 | 1999 | Pre-2000 |  |  | N | IPP Non-CHP | IPP | IPP | 2 | X | NG | Non-Renewable | 0 | 192 | 0 | 1
Operable | 5259 | Elwood Energy LLC |  | 55199 | Elwood Energy LLC | IL | Restructured | Will | GT4 | Natural Gas Fired Combustion Turbine | GT |  | W | X | X |  |  | 192 | 0.85 | 150 | 192 | 100 | N |  |  | OP | X | 7 | 1999 | Pre-2000 |  |  | N | IPP Non-CHP | IPP | IPP | 2 | X | NG | Non-Renewable | 0 | 192 | 0 | 1
Operable | 5259 | Elwood Energy LLC |  | 55199 | Elwood Energy LLC | IL | Restructured | Will | GT5 | Natural Gas Fired Combustion Turbine | GT |  | W | X | X |  |  | 192 | 0.85 | 150 | 192 | 100 | N |  |  | OP | X | 7 | 2001 | 2001 |  |  | N | IPP Non-CHP | IPP | IPP | 2 | X | NG | Non-Renewable | 0 | 192 | 0 | 1
Operable | 5259 | Elwood Energy LLC |  | 55199 | Elwood Energy LLC | IL | Restructured | Will | GT6 | Natural Gas Fired Combustion Turbine | GT |  | W | X | X |  |  | 192 | 0.85 | 150 | 192 | 100 | N |  |  | OP | X | 7 | 2001 | 2001 |  |  | N | IPP Non-CHP | IPP | IPP | 2 | X | NG | Non-Renewable | 0 | 192 | 0 | 1
Operable | 5259 | Elwood Energy LLC |  | 55199 | Elwood Energy LLC | IL | Restructured | Will | GT7 | Natural Gas Fired Combustion Turbine | GT |  | W | X | X |  |  | 192 | 0.85 | 150 | 192 | 100 | N |  |  | OP | X | 8 | 2001 | 2001 |  |  | N | IPP Non-CHP | IPP | IPP | 2 | X | NG | Non-Renewable | 0 | 192 | 0 | 1
Operable | 5259 | Elwood Energy LLC |  | 55199 | Elwood Energy LLC | IL | Restructured | Will | GT8 | Natural Gas Fired Combustion Turbine | GT |  | W | X | X |  |  | 192 | 0.85 | 150 | 192 | 100 | N |  |  | OP | X | 8 | 2001 | 2001 |  |  | N | IPP Non-CHP | IPP | IPP | 2 | X | NG | Non-Renewable | 0 | 192 | 0 | 1
Operable | 5259 | Elwood Energy LLC |  | 55199 | Elwood Energy LLC | IL | Restructured | Will | GT9 | Natural Gas Fired Combustion Turbine | GT |  | W | X | X |  |  | 192 | 0.85 | 150 | 192 | 100 | N |  |  | OP | X | 7 | 2001 | 2001 |  |  | N | IPP Non-CHP | IPP | IPP | 2 | X | NG | Non-Renewable | 0 | 192 | 0 | 1
Operable | 58099 | Emcor Energy Services |  | 58180 | UNH 7.9 MW Plant | NH | Restructured | Strafford | 1 | Landfill Gas | GT |  | S | X | X |  |  | 7.9 | 0.97 | 7.9 | 7.9 | 3 | N |  |  | OP | X | 9 | 2006 | 2006 |  |  | Y | Commercial CHP | Customer Sited | Other | 5 | T | LFG | Renewable | 7.9 | 0 | 1 | 0 | NG | DFO
Operable | 65497 | Emerald Gardens PKI, LLC |  | 66429 | Emerald Gardens PKI, LLC | CT | Restructured | Fairfield | EPKI1 | Solar Photovoltaic | PV |  | W | X | X |  |  | 0.8 |  | 0.8 | 0.8 |  | N |  |  | OP | X | 10 | 2021 | 2021 |  |  | N | IPP Non-CHP | IPP | IPP | 2 | X | SUN | Renewable | 0.8 | 0 | 1 | 0
Operable | 65497 | Emerald Gardens PKI, LLC |  | 66429 | Emerald Gardens PKI, LLC | CT | Restructured | Fairfield | EPKI2 | Solar Photovoltaic | PV |  | W | X | X |  |  | 0.8 |  | 0.8 | 0.8 |  | N |  |  | OP | X | 10 | 2021 | 2021 |  |  | N | IPP Non-CHP | IPP | IPP | 2 | X | SUN | Renewable | 0.8 | 0 | 1 | 0
Operable | 63237 | Emerald Hills Holding I, LLC |  | 61691 | Depot Solar Center, LLC | VA | Vertical | Campbell | DEPOT | Solar Photovoltaic | PV |  | S | X | X |  |  | 15 |  | 15 | 15 |  | N |  |  | OP | X | 7 | 2022 | 2022 |  |  | N | IPP Non-CHP | IPP | IPP | 2 | X | SUN | Renewable | 15 | 0 | 1 | 0
Operable | 65496 | Emerald Kemble, LLC |  | 66428 | Emerald Kemble, LLC | NJ | Restructured | Morris | EK350 | Solar Photovoltaic | PV |  | W | X | X |  |  | 1.2 |  | 1.2 | 1.2 |  | N |  |  | OP | X | 5 | 2022 | 2022 |  |  | N | IPP Non-CHP | IPP | IPP | 2 | X | SUN | Renewable | 1.2 | 0 | 1 | 0
Operable | 65496 | Emerald Kemble, LLC |  | 66428 | Emerald Kemble, LLC | NJ | Restructured | Morris | EK360 | Solar Photovoltaic | PV |  | W | X | X |  |  | 1.2 |  | 1.2 | 1.2 |  | N |  |  | OP | X | 5 | 2022 | 2022 |  |  | N | IPP Non-CHP | IPP | IPP | 2 | X | SUN | Renewable | 1.2 | 0 | 1 | 0
Operable | 65498 | Emerald Marshfield, LLC |  | 66427 | Emerald Marshfields, LLC | MA | Restructured | Plymouth | EMAR1 | Solar Photovoltaic | PV |  | W | X | X |  |  | 1.9 |  | 1.9 | 1.9 |  | N |  |  | OP | X | 12 | 2022 | 2022 |  |  | N | IPP Non-CHP | IPP | IPP | 2 | X | SUN | Renewable | 1.9 | 0 | 1 | 0
Operable | 40437 | Emerald People's Utility Dist |  | 7413 | Short Mountain | OR | Vertical | Lane | 1 | Landfill Gas | IC |  | S | X | X |  |  | 0.8 | 0.83 | 0.8 | 0.8 | 0.6 | N |  |  | OP | X | 2 | 1992 | Pre-2000 |  |  | N | Electric Utility | Utility | Other | 1 | X | LFG | Renewable | 0.8 | 0 | 1 | 0
Operable | 40437 | Emerald People's Utility Dist |  | 7413 | Short Mountain | OR | Vertical | Lane | 2 | Landfill Gas | IC |  | S | X | X |  |  | 0.8 | 0.83 | 0.8 | 0.8 | 0.6 | N |  |  | OP | X | 2 | 1992 | Pre-2000 |  |  | N | Electric Utility | Utility | Other | 1 | X | LFG | Renewable | 0.8 | 0 | 1 | 0
Operable | 40437 | Emerald People's Utility Dist |  | 7413 | Short Mountain | OR | Vertical | Lane | 3 | Landfill Gas | IC |  | S | X | X |  |  | 0.8 | 0.83 | 0.8 | 0.8 | 0.6 | N |  |  | OP | X | 11 | 1993 | Pre-2000 |  |  | N | Electric Utility | Utility | Other | 1 | X | LFG | Renewable | 0.8 | 0 | 1 | 0
Operable | 40437 | Emerald People's Utility Dist |  | 7413 | Short Mountain | OR | Vertical | Lane | 4 | Landfill Gas | IC |  | S | X | X |  |  | 0.8 | 0.83 | 0.8 | 0.8 | 0.6 | N |  |  | OP | X | 11 | 1993 | Pre-2000 |  |  | N | Electric Utility | Utility | Other | 1 | X | LFG | Renewable | 0.8 | 0 | 1 | 0
Operable | 61915 | Emmons-Logan Wind, LLC |  | 62380 | Emmons-Logan Wind, LLC | ND | Vertical | Emmons | ELLLC | Onshore Wind Turbine | WT |  | S | X | X |  |  | 200 |  | 200 | 200 | 0.1 | N |  |  | OP | X | 12 | 2019 | 2019 |  |  | N | IPP Non-CHP | IPP | IPP | 2 | X | WND | Renewable | 200 | 0 | 1 | 0
Operable | 5860 | Empire District Electric Co |  | 1239 | Riverton | KS | Vertical | Cherokee | 10 | Natural Gas Fired Combustion Turbine | GT |  | S | X | X | EDERIV1671UN10_ | EDERIV1671UN10_ | 16.3 | 1 | 13 | 16 | 4 | N |  |  | OA | X | 12 | 1988 | Pre-2000 |  |  | N | Electric Utility | Utility | Investor Owned Utility | 1 | X | NG | Non-Renewable | 0 | 16.3 | 0 | 1 | DFO
Operable | 5860 | Empire District Electric Co |  | 1239 | Riverton | KS | Vertical | Cherokee | 11 | Natural Gas Fired Combustion Turbine | GT |  | S | X | X | EDERIV1671UNI11_ | EDERIV1671UN11_ | 16.3 | 1 | 14 | 16 | 4 | N |  |  | OS | X | 11 | 1988 | Pre-2000 |  |  | N | Electric Utility | Utility | Investor Owned Utility | 1 | X | NG | Non-Renewable | 0 | 16.3 | 0 | 1 | DFO
Operable | 5860 | Empire District Electric Co |  | 1239 | Riverton | KS | Vertical | Cherokee | 12 | Natural Gas Fired Combined Cycle | CT | CC1 | S | X | N | EDERIV453UN12_1_ | EDERIV453UN12_1 | 148.8 | 1 | 141 | 181 | 98 | N |  |  | OP | X | 5 | 2007 | 2007 |  |  | N | Electric Utility | Utility | Investor Owned Utility | 1 | X | NG | Non-Renewable | 0 | 148.8 | 0 | 1
Operable | 5860 | Empire District Electric Co |  | 1239 | Riverton | KS | Vertical | Cherokee | 2025-12-02 | Natural Gas Fired Combined Cycle | CA | CC1 | S | Y | X | EDERIV453UN12_2 | EDERIV453UN12_2 | 118.8 | 0.85 | 106 | 106 |  | N |  |  | OP | X | 5 | 2016 | 2016 |  |  | N | Electric Utility | Utility | Investor Owned Utility | 1 | X | NG | Non-Renewable | 0 | 118.8 | 0 | 1
Operable | 5860 | Empire District Electric Co | Utility | 6223 | Empire Energy Center | MO | Vertical | Jasper | 1 | Natural Gas Fired Combustion Turbine | GT |  | S | X | X | EDELAR3821UN1_RA | EDELAR3821UN1_RA | 129 | 0.9 | 80 | 90 | 30 | N |  |  | OP | X | 3 | 1978 | Pre-2000 | 12 | 2035 | N | Electric Utility | Utility | Investor Owned Utility | 1 | X | NG | Non-Renewable | 0 | 129 | 0 | 1 | JF
Operable | 5860 | Empire District Electric Co | Utility | 6223 | Empire Energy Center | MO | Vertical | Jasper | 2 | Natural Gas Fired Combustion Turbine | GT |  | S | X | X | EDELAR3821UN2_RA | EDELAR3821UN2_RA | 129 | 0.9 | 82 | 92 | 30 | N |  |  | OP | X | 6 | 1981 | Pre-2000 | 12 | 2035 | N | Electric Utility | Utility | Investor Owned Utility | 1 | X | NG | Non-Renewable | 0 | 129 | 0 | 1 | JF
Operable | 5860 | Empire District Electric Co | Utility | 6223 | Empire Energy Center | MO | Vertical | Jasper | 3 | Natural Gas Fired Combustion Turbine | GT |  | S | X | X | EDELAR3821UN3_RA | EDELAR3821UN3_RA | 60.5 | 0.9 | 41 | 58 | 25 | N |  |  | OP | X | 4 | 2003 | 2003 |  |  | N | Electric Utility | Utility | Investor Owned Utility | 1 | X | NG | Non-Renewable | 0 | 60.5 | 0 | 1 | JF
Operable | 5860 | Empire District Electric Co | Utility | 6223 | Empire Energy Center | MO | Vertical | Jasper | 4 | Natural Gas Fired Combustion Turbine | GT |  | S | X | X | EDELAR3821UN4_RA | EDELAR3821UN4_RA | 60.5 | 0.9 | 41 | 58 | 25 | N |  |  | OP | X | 4 | 2003 | 2003 |  |  | N | Electric Utility | Utility | Investor Owned Utility | 1 | X | NG | Non-Renewable | 0 | 60.5 | 0 | 1 | JF
Operable | 5860 | Empire District Electric Co | Utility | 6280 | Ozark Beach | MO | Vertical | Taney | 5 | Conventional Hydroelectric | HY |  | S | X | X | EDEOZRK_BUN5_RA | EDEOZRK_BUN5_RA | 4 | 0.8 | 4 | 4 | 1 | N |  |  | OP | X | 6 | 1931 | Pre-2000 |  |  | N | Electric Utility | Utility | Investor Owned Utility | 1 | X | WAT | Renewable | 4 | 0 | 1 | 0
Operable | 5860 | Empire District Electric Co | Utility | 6280 | Ozark Beach | MO | Vertical | Taney | 6 | Conventional Hydroelectric | HY |  | S | X | X | EDEOZRK_BUN6_RA | EDEOZRK_BUN6_RA | 4 | 0.8 | 4 | 4 | 1 | N |  |  | OP | X | 6 | 1931 | Pre-2000 |  |  | N | Electric Utility | Utility | Investor Owned Utility | 1 | X | WAT | Renewable | 4 | 0 | 1 | 0
Operable | 5860 | Empire District Electric Co | Utility | 6280 | Ozark Beach | MO | Vertical | Taney | 7 | Conventional Hydroelectric | HY |  | S | X | X | EDEOZRK_BUN7_RA | EDEOZRK_BUN7_RA | 4 | 0.8 | 4 | 4 | 1 | N |  |  | OP | X | 6 | 1931 | Pre-2000 |  |  | N | Electric Utility | Utility | Investor Owned Utility | 1 | X | WAT | Renewable | 4 | 0 | 1 | 0
Operable | 5860 | Empire District Electric Co | Utility | 6280 | Ozark Beach | MO | Vertical | Taney | 8 | Conventional Hydroelectric | HY |  | S | X | X | EDEOZRK_BUN8_RA | EDEOZRK_BUN8_RA | 4 | 0.8 | 4 | 4 | 1 | N |  |  | OP | X | 6 | 1931 | Pre-2000 |  |  | N | Electric Utility | Utility | Investor Owned Utility | 1 | X | WAT | Renewable | 4 | 0 | 1 | 0
Operable | 5860 | Empire District Electric Co | Utility | 7296 | State Line Combined Cycle | MO | Vertical | Jasper | 1 | Natural Gas Fired Combustion Turbine | GT |  | S | X | X | EDESTL4391UN1_ | EDESTL4391UN1_ | 123 | 1 | 90 | 104 | 70 | N |  |  | OP | X | 5 | 1995 | Pre-2000 |  |  | N | Electric Utility | Utility | Investor Owned Utility | 1 | X | NG | Non-Renewable | 0 | 123 | 0 | 1 | JF
Operable | 5860 | Empire District Electric Co | Utility | 7296 | State Line Combined Cycle | MO | Vertical | Jasper | 2025-02-01 | Natural Gas Fired Combined Cycle | CT | CC1 | J | X | N | EDESTL4391UNCT1 | EDESTL4391UNCT1 | 181 | 1 | 170 | 200 | 75 | N |  |  | OP | X | 6 | 2001 | 2001 |  |  | N | Electric Utility | Utility | Investor Owned Utility | 1 | X | NG | Non-Renewable | 0 | 181 | 0 | 1
Operable | 5860 | Empire District Electric Co | Utility | 7296 | State Line Combined Cycle | MO | Vertical | Jasper | 2025-02-02 | Natural Gas Fired Combined Cycle | CT | CC1 | J | X | N | EDESTL4391UNCT2 | EDESTL4391UNCT2 | 180 | 1 | 172 | 200 | 75 | N |  |  | OP | X | 6 | 1997 | Pre-2000 |  |  | N | Electric Utility | Utility | Investor Owned Utility | 1 | X | NG | Non-Renewable | 0 | 180 | 0 | 1
Operable | 5860 | Empire District Electric Co | Utility | 7296 | State Line Combined Cycle | MO | Vertical | Jasper | 2025-02-03 | Natural Gas Fired Combined Cycle | CA | CC1 | J | N | X |  |  | 206.5 | 1 | 189 | 186 | 50 | N |  |  | OP | X | 6 | 2001 | 2001 |  |  | N | Electric Utility | Utility | Investor Owned Utility | 1 | X | NG | Non-Renewable | 0 | 206.5 | 0 | 1
Operable | 5860 | Empire District Electric Co | Utility | 62475 | Kings Point Wind Energy Center | MO | Vertical | Lawrence | KPW1 | Onshore Wind Turbine | WT |  | S | X | X | EDE.KINGSPOINT | EDE.KINGSPOINT | 149.4 |  | 145.6 | 145.6 | 2.1 | N |  |  | OP | X | 4 | 2021 | 2021 |  |  | N | Electric Utility | Utility | Investor Owned Utility | 1 | X | WND | Renewable | 149.4 | 0 | 1 | 0
Operable | 5860 | Empire District Electric Co | Utility | 62478 | North Fork Ridge Wind Energy Center | MO | Vertical | Barton | NFRW1 | Onshore Wind Turbine | WT |  | S | X | X | EDE.NORTHFORK | EDE.NORTHFORK | 149.4 |  | 145.5 | 145.5 | 2.1 | N |  |  | OP | X | 12 | 2020 | 2020 |  |  | N | Electric Utility | Utility | Investor Owned Utility | 1 | X | WND | Renewable | 149.4 | 0 | 1 | 0
Operable | 5860 | Empire District Electric Co |  | 62481 | Neosho Ridge Wind Energy Center | KS | Vertical | Neosho | NRW1 | Onshore Wind Turbine | WT |  | S | X | X | EDE.NEOSHORDGE | EDE.NEOSHORDGE | 301 |  | 294.4 | 294.4 | 2.1 | N |  |  | OP | X | 5 | 2021 | 2021 |  |  | N | Electric Utility | Utility | Investor Owned Utility | 1 | X | WND | Renewable | 301 | 0 | 1 | 0
Operable | 5860 | Empire District Electric Co | Utility | 64225 | Prosperity Solar Farm CSG | MO | Vertical | Jasper | PROS1 | Solar Photovoltaic | PV |  | S | X | X |  |  | 2.3 |  | 2.2 | 2.2 |  | N |  |  | OP | X | 3 | 2021 | 2021 |  |  | N | Electric Utility | Utility | Investor Owned Utility | 1 | X | SUN | Renewable | 2.3 | 0 | 1 | 0
Operable | 56480 | Empire Generating Co LLC |  | 56259 | Empire Generating Co LLC | NY | Restructured | Rensselaer | CT11 | Natural Gas Fired Combined Cycle | CT | CC1 | S | X | N |  |  | 179 | 0.85 | 155 | 190 | 90 | N |  |  | OP | X | 9 | 2010 | 2010 |  |  | Y | IPP CHP | IPP | IPP | 3 | T | NG | Non-Renewable | 0 | 179 | 0 | 1 | DFO
Operable | 56480 | Empire Generating Co LLC |  | 56259 | Empire Generating Co LLC | NY | Restructured | Rensselaer | CT12 | Natural Gas Fired Combined Cycle | CT | CC1 | S | X | N |  |  | 179 | 0.85 | 155 | 190 | 90 | N |  |  | OP | X | 9 | 2010 | 2010 |  |  | Y | IPP CHP | IPP | IPP | 3 | T | NG | Non-Renewable | 0 | 179 | 0 | 1 | DFO
Operable | 56480 | Empire Generating Co LLC |  | 56259 | Empire Generating Co LLC | NY | Restructured | Rensselaer | ST13 | Natural Gas Fired Combined Cycle | CA | CC1 | S | Y | X |  |  | 295.7 | 0.85 | 270 | 295.7 | 135 | N |  |  | OP | X | 9 | 2010 | 2010 |  |  | Y | IPP CHP | IPP | IPP | 3 | B | NG | Non-Renewable | 0 | 295.7 | 0 | 1 | DFO
Operable | 5811 | Empire Hydro Partners |  | 10817 | Port Leyden Hydroelectric Project | NY | Restructured | Lewis | GEN1 | Conventional Hydroelectric | HY |  | S | X | X |  |  | 0.5 | 0.8 | 0.5 | 0.5 | 0.2 | N |  |  | OP | X | 12 | 1985 | Pre-2000 |  |  | N | IPP Non-CHP | IPP | IPP | 2 | X | WAT | Renewable | 0.5 | 0 | 1 | 0
Operable | 5811 | Empire Hydro Partners |  | 10817 | Port Leyden Hydroelectric Project | NY | Restructured | Lewis | GEN2 | Conventional Hydroelectric | HY |  | S | X | X |  |  | 0.5 | 0.8 | 0.5 | 0.5 | 0.5 | N |  |  | OP | X | 12 | 1985 | Pre-2000 |  |  | N | IPP Non-CHP | IPP | IPP | 2 | X | WAT | Renewable | 0.5 | 0 | 1 | 0
Operable | 56840 | Emporia Hydro Power LP |  | 50175 | Emporia | VA | Vertical | Greensville | GEN1 | Conventional Hydroelectric | HY |  | S | X | X |  |  | 2 | 0.99 | 2 | 2 | 0.3 | N |  |  | OP | X | 1 | 1986 | Pre-2000 |  |  | N | IPP Non-CHP | IPP | IPP | 2 | X | WAT | Renewable | 2 | 0 | 1 | 0
Operable | 56840 | Emporia Hydro Power LP |  | 50175 | Emporia | VA | Vertical | Greensville | GEN2 | Conventional Hydroelectric | HY |  | S | X | X |  |  | 0.5 | 0.99 | 0.5 | 0.5 | 0.1 | N |  |  | OP | X | 1 | 1986 | Pre-2000 |  |  | N | IPP Non-CHP | IPP | IPP | 2 | X | WAT | Renewable | 0.5 | 0 | 1 | 0
Operable | 5901 | Encina Joint Powers Authority |  | 10026 | Encina Water Pollution Control | CA | Vertical | San Diego | EG10 | Other Waste Biomass | IC |  | S | X | X |  |  | 0.8 | 0.8 | 0.8 | 0.8 | 0.6 | N |  |  | OP | X | 11 | 2008 | 2008 |  |  | N | Commercial Non-CHP | Customer Sited | Other | 4 | X | OBG | Renewable | 0.8 | 0 | 1 | 0 | NG
Operable | 5901 | Encina Joint Powers Authority |  | 10026 | Encina Water Pollution Control | CA | Vertical | San Diego | EG20 | Other Waste Biomass | IC |  | S | X | X |  |  | 0.8 | 0.8 | 0.8 | 0.8 | 0.6 | N |  |  | OP | X | 11 | 2008 | 2008 |  |  | N | Commercial Non-CHP | Customer Sited | Other | 4 | X | OBG | Renewable | 0.8 | 0 | 1 | 0 | NG
Operable | 5901 | Encina Joint Powers Authority |  | 10026 | Encina Water Pollution Control | CA | Vertical | San Diego | EG30 | Other Waste Biomass | IC |  | S | X | X |  |  | 0.8 | 0.8 | 0.8 | 0.8 | 0.6 | N |  |  | OP | X | 1 | 2009 | 2009 |  |  | N | Commercial Non-CHP | Customer Sited | Other | 4 | X | OBG | Renewable | 0.8 | 0 | 1 | 0 | NG
Operable | 5901 | Encina Joint Powers Authority |  | 10026 | Encina Water Pollution Control | CA | Vertical | San Diego | EG40 | Other Waste Biomass | IC |  | S | X | X |  |  | 0.8 | 0.8 | 0.8 | 0.8 | 0.6 | N |  |  | OP | X | 4 | 2009 | 2009 |  |  | N | Commercial Non-CHP | Customer Sited | Other | 4 | X | OBG | Renewable | 0.8 | 0 | 1 | 0 | NG
Operable | 56381 | Enel Cove Fort LLC |  | 58570 | Enel Cove Fort | UT | Vertical | Beaver | 1-G1A | Geothermal | BT |  | S | X | X |  |  | 12.5 | 1 | 12.5 | 12.5 | 0.1 | N |  |  | OP | X | 12 | 2013 | 2013 |  |  | N | IPP Non-CHP | IPP | IPP | 2 | X | GEO | Renewable | 12.5 | 0 | 1 | 0
Operable | 56381 | Enel Cove Fort LLC |  | 58570 | Enel Cove Fort | UT | Vertical | Beaver | 2-GIA | Geothermal | BT |  | S | X | X |  |  | 12.5 | 1 | 12.5 | 12.5 | 0.1 | N |  |  | OP | X | 12 | 2013 | 2013 |  |  | N | IPP Non-CHP | IPP | IPP | 2 | X | GEO | Renewable | 12.5 | 0 | 1 | 0
Operable | 61413 | Enel Green Power Diamond Vista Wind Project, LLC |  | 61789 | Diamond Vista Wind Project, LLC | KS | Vertical | Marion | DV | Onshore Wind Turbine | WT |  | S | X | X |  |  | 299.3 |  | 299.3 | 299.3 | 0 | N |  |  | OP | X | 12 | 2018 | 2018 |  |  | N | IPP Non-CHP | IPP | IPP | 2 | X | WND | Renewable | 299.3 | 0 | 1 | 0
Operable | 59380 | Enel Green Power NA, Inc. |  | 57644 | Prairie Rose Wind Farm | MN | Vertical | Rock | PR1 | Onshore Wind Turbine | WT |  | S | X | X |  |  | 200 |  | 200 | 200 | 0.1 | N |  |  | OP | X | 12 | 2012 | 2012 |  |  | N | IPP Non-CHP | IPP | IPP | 2 | X | WND | Renewable | 200 | 0 | 1 | 0
Operable | 59380 | Enel Green Power NA, Inc. |  | 58683 | Osage Wind, LLC | OK | Vertical | Osage | 1 | Onshore Wind Turbine | WT |  | S | X | X |  |  | 150.4 |  | 150.4 | 150.4 | 0 | N |  |  | OP | X | 6 | 2015 | 2015 |  |  | N | IPP Non-CHP | IPP | IPP | 2 | X | WND | Renewable | 150.4 | 0 | 1 | 0
Operable | 59380 | Enel Green Power NA, Inc. |  | 58938 | Origin Wind | OK | Vertical | Murray | WT | Onshore Wind Turbine | WT |  | S | X | X |  |  | 150 |  | 150 | 150 | 0.1 | N |  |  | OP | X | 11 | 2014 | 2014 |  |  | N | IPP Non-CHP | IPP | IPP | 2 | X | WND | Renewable | 150 | 0 | 1 | 0
Operable | 59380 | Enel Green Power NA, Inc. |  | 58998 | Goodwell Wind Project LLC | OK | Vertical | Texas | GWWP | Onshore Wind Turbine | WT |  | S | X | X |  |  | 200 |  | 200 | 200 | 0 | N |  |  | OP | X | 12 | 2015 | 2015 |  |  | N | IPP Non-CHP | IPP | IPP | 2 | X | WND | Renewable | 200 | 0 | 1 | 0
Operable | 59380 | Enel Green Power NA, Inc. |  | 58999 | Little Elk Wind Project LLC | OK | Vertical | Washita | LEWP | Onshore Wind Turbine | WT |  | S | X | X |  |  | 74 |  | 74 | 74 | 0 | N |  |  | OP | X | 12 | 2015 | 2015 |  |  | N | IPP Non-CHP | IPP | IPP | 2 | X | WND | Renewable | 74 | 0 | 1 | 0
Operable | 59380 | Enel Green Power NA, Inc. |  | 59065 | Drift Sand Wind Project LLC | OK | Vertical | Grady | WT1 | Onshore Wind Turbine | WT |  | S | X | X |  |  | 108 |  | 108 | 108 | 0 | N |  |  | OP | X | 12 | 2016 | 2016 |  |  | N | IPP Non-CHP | IPP | IPP | 2 | X | WND | Renewable | 108 | 0 | 1 | 0
Operable | 59380 | Enel Green Power NA, Inc. |  | 59684 | Lindahl Wind Project, LLC | ND | Vertical | Williams | LWP01 | Onshore Wind Turbine | WT |  | S | X | X |  |  | 150 |  | 150 | 150 | 1 | N |  |  | OP | X | 3 | 2017 | 2017 |  |  | N | IPP Non-CHP | IPP | IPP | 2 | X | WND | Renewable | 150 | 0 | 1 | 0
Operable | 59380 | Enel Green Power NA, Inc. |  | 60519 | Albany Solar | MN | Vertical | Stearns | PV1 | Solar Photovoltaic | PV |  | W | X | X |  |  | 10 |  | 10 | 10 |  | N |  |  | OP | X | 12 | 2016 | 2016 |  |  | N | IPP Non-CHP | IPP | IPP | 2 | X | SUN | Renewable | 10 | 0 | 1 | 0
Operable | 59380 | Enel Green Power NA, Inc. |  | 60520 | Annandale Solar | MN | Vertical | Wright | PV1 | Solar Photovoltaic | PV |  | W | X | X |  |  | 6 |  | 6 | 6 |  | N |  |  | OP | X | 12 | 2016 | 2016 |  |  | N | IPP Non-CHP | IPP | IPP | 2 | X | SUN | Renewable | 6 | 0 | 1 | 0
Operable | 59380 | Enel Green Power NA, Inc. |  | 60521 | Atwater Solar | MN | Vertical | Kandiyohi | PV1 | Solar Photovoltaic | PV |  | W | X | X |  |  | 4 |  | 4 | 4 |  | N |  |  | OP | X | 12 | 2016 | 2016 |  |  | N | IPP Non-CHP | IPP | IPP | 2 | X | SUN | Renewable | 4 | 0 | 1 | 0
Operable | 59380 | Enel Green Power NA, Inc. |  | 60522 | Chisago Solar | MN | Vertical | Chisago | PV1 | Solar Photovoltaic | PV |  | W | X | X |  |  | 6.5 |  | 6.5 | 6.5 |  | N |  |  | OP | X | 12 | 2016 | 2016 |  |  | N | IPP Non-CHP | IPP | IPP | 2 | X | SUN | Renewable | 6.5 | 0 | 1 | 0
Operable | 59380 | Enel Green Power NA, Inc. |  | 60523 | Dodge Center Solar | MN | Vertical | Dodge | PV1 | Solar Photovoltaic | PV |  | W | X | X |  |  | 6.5 |  | 6.5 | 6.5 |  | N |  |  | OP | X | 12 | 2016 | 2016 |  |  | N | IPP Non-CHP | IPP | IPP | 2 | X | SUN | Renewable | 6.5 | 0 | 1 | 0
Operable | 59380 | Enel Green Power NA, Inc. |  | 60524 | Eastwood Solar | MN | Vertical | Blue Earth | PV1 | Solar Photovoltaic | PV |  | W | X | X |  |  | 5.5 |  | 5.5 | 5.5 |  | N |  |  | OP | X | 12 | 2016 | 2016 |  |  | N | IPP Non-CHP | IPP | IPP | 2 | X | SUN | Renewable | 5.5 | 0 | 1 | 0
Operable | 59380 | Enel Green Power NA, Inc. |  | 60525 | Hastings Solar | MN | Vertical | Dakota | PV1 | Solar Photovoltaic | PV |  | W | X | X |  |  | 4.5 |  | 4.5 | 4.5 |  | N |  |  | OP | X | 12 | 2016 | 2016 |  |  | N | IPP Non-CHP | IPP | IPP | 2 | X | SUN | Renewable | 4.5 | 0 | 1 | 0
Operable | 59380 | Enel Green Power NA, Inc. |  | 60526 | Lake Emily Solar | MN | Vertical | Nicollet | PV1 | Solar Photovoltaic | PV |  | W | X | X |  |  | 4.5 |  | 4.5 | 4.5 |  | N |  |  | OP | X | 12 | 2016 | 2016 |  |  | N | IPP Non-CHP | IPP | IPP | 2 | X | SUN | Renewable | 4.5 | 0 | 1 | 0
Operable | 59380 | Enel Green Power NA, Inc. |  | 60527 | Lake Pulaski Solar | MN | Vertical | Wright | PV1 | Solar Photovoltaic | PV |  | W | X | X |  |  | 7.5 |  | 7.5 | 7.5 |  | N |  |  | OP | X | 12 | 2016 | 2016 |  |  | N | IPP Non-CHP | IPP | IPP | 2 | X | SUN | Renewable | 7.5 | 0 | 1 | 0
Operable | 59380 | Enel Green Power NA, Inc. |  | 60528 | Lawrence Creek Solar | MN | Vertical | Chisago | PV1 | Solar Photovoltaic | PV |  | W | X | X |  |  | 3.5 |  | 3.5 | 3.5 |  | N |  |  | OP | X | 12 | 2016 | 2016 |  |  | N | IPP Non-CHP | IPP | IPP | 2 | X | SUN | Renewable | 3.5 | 0 | 1 | 0
Operable | 59380 | Enel Green Power NA, Inc. |  | 60529 | Montrose Solar | MN | Vertical | Wright | PV1 | Solar Photovoltaic | PV |  | W | X | X |  |  | 3.5 |  | 3.5 | 3.5 |  | N |  |  | OP | X | 12 | 2016 | 2016 |  |  | N | IPP Non-CHP | IPP | IPP | 2 | X | SUN | Renewable | 3.5 | 0 | 1 | 0
Operable | 59380 | Enel Green Power NA, Inc. |  | 60530 | Paynesville Solar | MN | Vertical | Stearns | PV1 | Solar Photovoltaic | PV |  | W | X | X |  |  | 10 |  | 10 | 10 |  | N |  |  | OP | X | 12 | 2016 | 2016 |  |  | N | IPP Non-CHP | IPP | IPP | 2 | X | SUN | Renewable | 10 | 0 | 1 | 0
Operable | 59380 | Enel Green Power NA, Inc. |  | 60531 | Pine Island Solar | MN | Vertical | Goodhue | PV1 | Solar Photovoltaic | PV |  | W | X | X |  |  | 4 |  | 4 | 4 |  | N |  |  | OP | X | 12 | 2016 | 2016 |  |  | N | IPP Non-CHP | IPP | IPP | 2 | X | SUN | Renewable | 4 | 0 | 1 | 0
Operable | 59380 | Enel Green Power NA, Inc. |  | 60532 | Waseca Solar | MN | Vertical | Waseca | PV1 | Solar Photovoltaic | PV |  | W | X | X |  |  | 10 |  | 10 | 10 |  | N |  |  | OP | X | 12 | 2016 | 2016 |  |  | N | IPP Non-CHP | IPP | IPP | 2 | X | SUN | Renewable | 10 | 0 | 1 | 0
Operable | 59380 | Enel Green Power NA, Inc. |  | 60533 | West Faribault Solar | MN | Vertical | Rice | PV1 | Solar Photovoltaic | PV |  | W | X | X |  |  | 5.5 |  | 5.5 | 5.5 |  | N |  |  | OP | X | 12 | 2016 | 2016 |  |  | N | IPP Non-CHP | IPP | IPP | 2 | X | SUN | Renewable | 5.5 | 0 | 1 | 0
Operable | 59380 | Enel Green Power NA, Inc. |  | 60534 | West Waconia Solar | MN | Vertical | Carver | PV1 | Solar Photovoltaic | PV |  | W | X | X |  |  | 8.5 |  | 8.5 | 8.5 |  | N |  |  | OP | X | 12 | 2016 | 2016 |  |  | N | IPP Non-CHP | IPP | IPP | 2 | X | SUN | Renewable | 8.5 | 0 | 1 | 0
Operable | 59380 | Enel Green Power NA, Inc. |  | 60655 | Rock Creek Wind Project | MO | Vertical | Atchison | WT1 | Onshore Wind Turbine | WT |  | W | X | X |  |  | 300 |  | 300 | 300 | 1 | N |  |  | OP | X | 11 | 2017 | 2017 |  |  | N | IPP Non-CHP | IPP | IPP | 2 | X | WND | Renewable | 300 | 0 | 1 | 0
Operable | 59380 | Enel Green Power NA, Inc. |  | 65511 | 25 Mile Creek | OK | Vertical | Ellis | 44444 | Onshore Wind Turbine | WT |  | W | X | X |  |  | 250 |  | 250 | 250 | 1 | N |  |  | OP | X | 1 | 2023 | 2023 |  |  | N | IPP Non-CHP | IPP | IPP | 2 | X | WND | Renewable | 250 | 0 | 1 | 0
Operable | 59380 | Enel Green Power NA, Inc. |  | 67284 | Ganado Solar | TX | Restructured | Borden | GS1 | Solar Photovoltaic | PV |  | S | X | X |  |  | 150.5 |  | 150.5 | 150.5 |  | N |  |  | OP | X | 10 | 2023 | 2023 |  |  | N | IPP Non-CHP | IPP | IPP | 2 | X | SUN | Renewable | 150.5 | 0 | 1 | 0
Operable | 64438 | Enel Green Power Roseland Solar, LLC |  | 65028 | Roseland Solar Project, LLC | TX | Restructured | Falls | ROSEB | Batteries | BA |  | W | X | X |  |  | 51.8 |  | 51.8 | 51.8 | 0.1 | N |  |  | OP | X | 7 | 2023 | 2023 |  |  | N | IPP Non-CHP | IPP | IPP | 2 | X | MWH | Other | 0 | 0 | 0 | 0
Operable | 61372 | Enel Kansas, LLC |  | 64074 | Cimarron Bend III | KS | Vertical | Clark | 3 | Onshore Wind Turbine | WT |  | S | X | X |  |  | 198.8 |  | 198.8 | 198.8 | 0 | N |  |  | OP | X | 12 | 2020 | 2020 |  |  | N | IPP Non-CHP | IPP | IPP | 2 | X | WND | Renewable | 198.8 | 0 | 1 | 0
Operable | 56657 | ENEL Salt Wells LLC |  | 57213 | ENEL Salt Wells LLC | NV | Vertical | Churchill | 101 | Geothermal | BT |  | S | X | X |  |  | 11.8 | 1 | 10.1 | 14.3 | 0.1 | N |  |  | OP | X | 3 | 2009 | 2009 |  |  | N | IPP Non-CHP | IPP | IPP | 2 | X | GEO | Renewable | 11.8 | 0 | 1 | 0
Operable | 56657 | ENEL Salt Wells LLC |  | 57213 | ENEL Salt Wells LLC | NV | Vertical | Churchill | 201 | Geothermal | BT |  | S | X | X |  |  | 11.8 | 1 | 10.1 | 14.3 | 0.1 | N |  |  | OP | X | 3 | 2009 | 2009 |  |  | N | IPP Non-CHP | IPP | IPP | 2 | X | GEO | Renewable | 11.8 | 0 | 1 | 0
Operable | 50131 | Enel Stillwater LLC |  | 50765 | Stillwater Facility | NV | Vertical | Churchill | 1 | Solar Photovoltaic | PV |  | W | X | X |  |  | 22 |  | 21.8 | 21.8 |  | N |  |  | OP | X | 4 | 2012 | 2012 |  |  | N | IPP Non-CHP | IPP | IPP | 2 | X | SUN | Renewable | 22 | 0 | 1 | 0
Operable | 50131 | Enel Stillwater LLC |  | 50765 | Stillwater Facility | NV | Vertical | Churchill | 2025-01-01 | Geothermal | BT |  | S | X | X |  |  | 11.8 | 1 | 10.1 | 14.3 | 0.1 | N |  |  | OP | X | 3 | 2009 | 2009 |  |  | N | IPP Non-CHP | IPP | IPP | 2 | X | GEO | Renewable | 11.8 | 0 | 1 | 0
Operable | 50131 | Enel Stillwater LLC |  | 50765 | Stillwater Facility | NV | Vertical | Churchill | 2025-01-02 | Geothermal | BT |  | S | X | X |  |  | 11.8 | 1 | 10.1 | 14.3 | 0.1 | N |  |  | OP | X | 3 | 2009 | 2009 |  |  | N | IPP Non-CHP | IPP | IPP | 2 | X | GEO | Renewable | 11.8 | 0 | 1 | 0
Operable | 50131 | Enel Stillwater LLC |  | 50765 | Stillwater Facility | NV | Vertical | Churchill | 2025-02-01 | Geothermal | BT |  | S | X | X |  |  | 11.8 | 1 | 10.1 | 14.3 | 0.1 | N |  |  | OP | X | 3 | 2009 | 2009 |  |  | N | IPP Non-CHP | IPP | IPP | 2 | X | GEO | Renewable | 11.8 | 0 | 1 | 0
Operable | 50131 | Enel Stillwater LLC |  | 50765 | Stillwater Facility | NV | Vertical | Churchill | 2025-02-02 | Geothermal | BT |  | S | X | X |  |  | 11.8 | 1 | 10.1 | 14.3 | 0.1 | N |  |  | OP | X | 3 | 2009 | 2009 |  |  | N | IPP Non-CHP | IPP | IPP | 2 | X | GEO | Renewable | 11.8 | 0 | 1 | 0
Operable | 65861 | Enel X North America, Inc |  | 66966 | Acton-Boxborough Schools BESS | MA | Restructured | Middlesex | ABRSD | Batteries | BA |  | S | X | X |  |  | 2.1 |  | 2.1 | 2.1 |  | N |  |  | OP | X | 5 | 2021 | 2021 |  |  | N | IPP Non-CHP | IPP | IPP | 2 | X | MWH | Other | 0 | 0 | 0 | 0
Operable | 65861 | Enel X North America, Inc |  | 66967 | Gateway BESS | NY | Restructured | Kings | S049 | Batteries | BA |  | S | X | X |  |  | 4.8 |  | 4.8 | 4.8 |  | N |  |  | OP | X | 5 | 2019 | 2019 |  |  | N | IPP Non-CHP | IPP | IPP | 2 | X | MWH | Other | 0 | 0 | 0 | 0
Operable | 58523 | Enerdyne Power Systems Inc |  | 56951 | Enoree Phase II Landfill Gas Recovery | SC | Vertical | Greenville | 1 | Landfill Gas | IC |  | S | X | X |  |  | 1.6 | 0.98 | 1.5 | 1.5 | 1.1 | N |  |  | OS | X | 8 | 2008 | 2008 |  |  | N | IPP Non-CHP | IPP | IPP | 2 | X | LFG | Renewable | 1.6 | 0 | 1 | 0
Operable | 58523 | Enerdyne Power Systems Inc |  | 56951 | Enoree Phase II Landfill Gas Recovery | SC | Vertical | Greenville | 2 | Landfill Gas | IC |  | S | X | X |  |  | 1.6 | 0.98 | 1.5 | 1.5 | 1.1 | N |  |  | OP | X | 8 | 2008 | 2008 |  |  | N | IPP Non-CHP | IPP | IPP | 2 | X | LFG | Renewable | 1.6 | 0 | 1 | 0
Operable | 64520 | Energix Aditya, LLC |  | 65151 | Energix Aditya, LLC | VA | Vertical | Louisa | ENX13 | Solar Photovoltaic | PV |  | S | X | X | 34886807 |  | 11.5 | 0.95 | 11.5 | 11.5 |  | N |  |  | OP | X | 8 | 2023 | 2023 |  |  | N | IPP Non-CHP | IPP | IPP | 2 | X | SUN | Renewable | 11.5 | 0 | 1 | 0
Operable | 63652 | Energix Buckingham, LLC |  | 64015 | Energix Buckingham, LLC | VA | Vertical | Buckingham | ENX05 | Solar Photovoltaic | PV |  | S | X | X | 34964545 | 34964545 | 20 | 0.95 | 20 | 20 |  | N |  |  | OP | X | 7 | 2021 | 2021 |  |  | N | IPP Non-CHP | IPP | IPP | 2 | X | SUN | Renewable | 20 | 0 | 1 | 0
Operable | 63651 | Energix Hollyfield, LLC |  | 64010 | Energix Hollyfield, LLC | VA | Vertical | King William | ENX06 | Solar Photovoltaic | PV |  | S | X | X | 34964545 | 34964545 | 13 | 0.95 | 13 | 13 |  | N |  |  | OP | X | 7 | 2021 | 2021 |  |  | N | IPP Non-CHP | IPP | IPP | 2 | X | SUN | Renewable | 13 | 0 | 1 | 0
Operable | 64340 | Energix Leatherwood, LLC |  | 64817 | Energix Leatherwood, LLC | VA | Vertical | Henry | ENX10 | Solar Photovoltaic | PV |  | S | X | X |  |  | 20 |  | 20 | 20 |  | N |  |  | OP | X | 8 | 2021 | 2021 |  |  | N | IPP Non-CHP | IPP | IPP | 2 | X | SUN | Renewable | 20 | 0 | 1 | 0
Operable | 60952 | Energix Mt. Jackson, LLC. |  | 61318 | Mt. Jackson Solar | VA | Vertical | Shenandoah | SOLAR | Solar Photovoltaic | PV |  | S | X | X |  |  | 15.7 |  | 15.7 | 15.7 |  | N |  |  | OP | X | 6 | 2021 | 2021 |  |  | N | IPP Non-CHP | IPP | IPP | 2 | X | SUN | Renewable | 15.7 | 0 | 1 | 0
Operable | 63653 | Energix Nokesville, LLC |  | 64012 | Energix Nokesville, LLC | VA | Vertical | Prince William | ENX07 | Solar Photovoltaic | PV |  | S | X | X | 34964545 | 34964545 | 20 | 0.95 | 20 | 20 |  | N |  |  | OP | X | 11 | 2022 | 2022 |  |  | N | IPP Non-CHP | IPP | IPP | 2 | X | SUN | Renewable | 20 | 0 | 1 | 0
Operable | 57362 | Energy 2001 Inc |  | 57988 | Lincoln Landfill | CA | Vertical | Placer | GEN 5 | Landfill Gas | IC |  | S | X | X |  |  | 0.8 | 1 | 0.8 | 0.8 | 0.7 | N |  |  | OP | X | 11 | 2012 | 2012 |  |  | N | IPP Non-CHP | IPP | IPP | 2 | X | LFG | Renewable | 0.8 | 0 | 1 | 0
Operable | 57362 | Energy 2001 Inc |  | 57988 | Lincoln Landfill | CA | Vertical | Placer | GEN 6 | Landfill Gas | IC |  | S | X | X |  |  | 0.8 | 1 | 0.8 | 0.8 | 0.7 | N |  |  | OP | X | 11 | 2012 | 2012 |  |  | N | IPP Non-CHP | IPP | IPP | 2 | X | LFG | Renewable | 0.8 | 0 | 1 | 0
Operable | 57362 | Energy 2001 Inc |  | 57988 | Lincoln Landfill | CA | Vertical | Placer | GEN1 | Landfill Gas | IC |  | S | X | X |  |  | 0.8 | 1 | 0.8 | 0.8 | 0.7 | N |  |  | OP | X | 11 | 2004 | 2004 |  |  | N | IPP Non-CHP | IPP | IPP | 2 | X | LFG | Renewable | 0.8 | 0 | 1 | 0
Operable | 57362 | Energy 2001 Inc |  | 57988 | Lincoln Landfill | CA | Vertical | Placer | GEN2 | Landfill Gas | IC |  | S | X | X |  |  | 0.8 | 1 | 0.8 | 0.8 | 0.7 | N |  |  | OP | X | 11 | 2004 | 2004 |  |  | N | IPP Non-CHP | IPP | IPP | 2 | X | LFG | Renewable | 0.8 | 0 | 1 | 0
Operable | 57362 | Energy 2001 Inc |  | 57988 | Lincoln Landfill | CA | Vertical | Placer | GEN3 | Landfill Gas | IC |  | S | X | X |  |  | 0.8 | 1 | 0.8 | 0.8 | 0.7 | N |  |  | OP | X | 11 | 2004 | 2004 |  |  | N | IPP Non-CHP | IPP | IPP | 2 | X | LFG | Renewable | 0.8 | 0 | 1 | 0
Operable | 57362 | Energy 2001 Inc |  | 57988 | Lincoln Landfill | CA | Vertical | Placer | GEN4 | Landfill Gas | IC |  | S | X | X |  |  | 0.8 | 1 | 0.8 | 0.8 | 0.7 | N |  |  | OP | X | 11 | 2012 | 2012 |  |  | N | IPP Non-CHP | IPP | IPP | 2 | X | LFG | Renewable | 0.8 | 0 | 1 | 0
Operable | 65807 | Energy 49, LLC |  | 66887 | Houston Solar | AK | Vertical | Matanuska Susitna | HOU | Solar Photovoltaic | PV |  | S | X | X |  |  | 6 |  | 6 | 6 |  | N |  |  | OP | X | 9 | 2023 | 2023 |  |  | N | IPP Non-CHP | IPP | IPP | 2 | X | SUN | Renewable | 6 | 0 | 1 | 0
Operable | 13875 | Energy Center Paxton LLC |  | 50373 | Paxton Creek Cogeneration | PA | Restructured | Dauphin | GEN1 | Natural Gas Internal Combustion Engine | IC |  | S | X | X | PJM West | PJM West | 6.3 | 0.96 | 6 | 6 | 2 | N |  |  | SB | Y | 8 | 1986 | Pre-2000 |  |  | Y | IPP CHP | IPP | IPP | 3 | T | NG | Non-Renewable | 0 | 6.3 | 0 | 1 | DFO
Operable | 13875 | Energy Center Paxton LLC |  | 50373 | Paxton Creek Cogeneration | PA | Restructured | Dauphin | GEN2 | Natural Gas Internal Combustion Engine | IC |  | S | X | X | PJM West | PJM West | 6.3 | 0.96 | 6 | 6 | 2 | N |  |  | SB | Y | 8 | 1986 | Pre-2000 |  |  | Y | IPP CHP | IPP | IPP | 3 | T | NG | Non-Renewable | 0 | 6.3 | 0 | 1 | DFO
Operable | 58172 | Energy Center Phoenix LLC |  | 58199 | Arizona State University CHP | AZ | Vertical | Maricopa | G1 | Natural Gas Fired Combined Cycle | CS |  | S | Y | N |  |  | 9.2 | 0.8 | 9.2 | 6.9 | 3.5 | N |  |  | OP | X | 4 | 2006 | 2006 |  |  | Y | Commercial CHP | Customer Sited | Other | 5 | T | NG | Non-Renewable | 0 | 9.2 | 0 | 1
Operable | 58172 | Energy Center Phoenix LLC |  | 58199 | Arizona State University CHP | AZ | Vertical | Maricopa | G2 | Natural Gas Fired Combustion Turbine | GT |  | S | X | X |  |  | 7.9 | 0.8 | 7.9 | 7.9 | 3.7 | N |  |  | OP | X | 5 | 2019 | 2019 |  |  | Y | Commercial CHP | Customer Sited | Other | 5 | T | NG | Non-Renewable | 0 | 7.9 | 0 | 1
Operable | 64225 | Energy Harbor Nuclear Generation LLC |  | 6020 | Perry | OH | Restructured | Lake | 1 | Nuclear | ST |  | S | X | X |  |  | 1311.6 | 0.92 | 1240 | 1268 | 133 | N |  |  | OP | X | 11 | 1987 | Pre-2000 |  |  | N | IPP Non-CHP | IPP | IPP | 2 | X | NUC | Other | 0 | 0 | 0 | 0
Operable | 64225 | Energy Harbor Nuclear Generation LLC |  | 6040 | Beaver Valley | PA | Restructured | Beaver | 1 | Nuclear | ST |  | S | X | X |  |  | 923.4 | 0.954 | 907 | 939 | 94 | N |  |  | OP | X | 9 | 1976 | Pre-2000 |  |  | N | IPP Non-CHP | IPP | IPP | 2 | X | NUC | Other | 0 | 0 | 0 | 0
Operable | 64225 | Energy Harbor Nuclear Generation LLC |  | 6040 | Beaver Valley | PA | Restructured | Beaver | 2 | Nuclear | ST |  | S | X | X |  |  | 923.4 | 0.954 | 901 | 933 | 93 | N |  |  | OP | X | 11 | 1987 | Pre-2000 |  |  | N | IPP Non-CHP | IPP | IPP | 2 | X | NUC | Other | 0 | 0 | 0 | 0
Operable | 64225 | Energy Harbor Nuclear Generation LLC |  | 6149 | Davis Besse | OH | Restructured | Ottawa | 1 | Nuclear | ST |  | S | X | X |  |  | 925.2 | 0.9 | 894 | 908 | 110 | N |  |  | OP | X | 11 | 1977 | Pre-2000 |  |  | N | IPP Non-CHP | IPP | IPP | 2 | X | NUC | Other | 0 | 0 | 0 | 0
Operable | 60973 | Energy Keepers Inc |  | 2188 | Selis Ksanka Qlispe | MT | Vertical | Lake | KER1 | Conventional Hydroelectric | HY |  | S | X | X | NA | NA | 70.6 | 0.9 | 70.6 | 70.6 | 1 | N |  |  | OP | X | 10 | 1938 | Pre-2000 |  |  | N | Electric Utility | Utility | IPP | 1 | X | WAT | Renewable | 70.6 | 0 | 1 | 0
Operable | 60973 | Energy Keepers Inc |  | 2188 | Selis Ksanka Qlispe | MT | Vertical | Lake | KER2 | Conventional Hydroelectric | HY |  | S | X | X | NA | NA | 70.6 | 0.9 | 70.6 | 70.6 | 1 | N |  |  | OP | X | 5 | 1949 | Pre-2000 |  |  | N | Electric Utility | Utility | IPP | 1 | X | WAT | Renewable | 70.6 | 0 | 1 | 0
Operable | 60973 | Energy Keepers Inc |  | 2188 | Selis Ksanka Qlispe | MT | Vertical | Lake | KER3 | Conventional Hydroelectric | HY |  | S | X | X | NA | NA | 86.6 | 0.96 | 86.6 | 86.6 | 1 | N |  |  | OP | X | 11 | 1954 | Pre-2000 |  |  | N | Electric Utility | Utility | IPP | 1 | X | WAT | Renewable | 86.6 | 0 | 1 | 0
Operable | 20160 | Energy Northwest |  | 371 | Columbia Generating Station | WA | Vertical | Benton | 2 | Nuclear | ST |  | S | X | X |  |  | 1200 | 0.975 | 1151 | 1172 | 120 | N |  |  | OP | X | 12 | 1984 | Pre-2000 |  |  | N | Electric Utility | Utility | Municipal | 1 | X | NUC | Other | 0 | 0 | 0 | 0
Operable | 20160 | Energy Northwest |  | 3929 | Packwood | WA | Vertical | Lewis | 1 | Conventional Hydroelectric | HY |  | S | X | X |  |  | 27.5 | 0.95 | 26 | 26 | 3 | N |  |  | OP | X | 4 | 1964 | Pre-2000 |  |  | N | Electric Utility | Utility | Municipal | 1 | X | WAT | Renewable | 27.5 | 0 | 1 | 0
Operable | 20160 | Energy Northwest |  | 7936 | Nine Canyon | WA | Vertical | Benton | 1 | Onshore Wind Turbine | WT |  | S | X | X |  |  | 95.9 |  | 95 | 95 | 0 | N |  |  | OP | X | 9 | 2002 | 2002 |  |  | N | Electric Utility | Utility | Municipal | 1 | X | WND | Renewable | 95.9 | 0 | 1 | 0
Operable | 20160 | Energy Northwest |  | 64198 | Horn Rapids Solar, Storage and Training | WA | Vertical | Benton | HRBE | Batteries | BA |  | S | X | X |  |  | 1 |  | 1 | 1 | 1 | N |  |  | OP | X | 12 | 2020 | 2020 |  |  | N | Electric Utility | Utility | Municipal | 1 | X | MWH | Other | 0 | 0 | 0 | 0
Operable | 20160 | Energy Northwest |  | 64198 | Horn Rapids Solar, Storage and Training | WA | Vertical | Benton | HRPV | Solar Photovoltaic | PV |  | W | X | X |  |  | 3.2 |  | 3.2 | 2.3 | 0 | N |  |  | OP | X | 10 | 2020 | 2020 |  |  | N | Electric Utility | Utility | Municipal | 1 | X | SUN | Renewable | 3.2 | 0 | 1 | 0
Operable | 62884 | Energy Power Partners |  | 56571 | Eastern Landfill Gas LLC | MD | Restructured | Baltimore | 1 | Landfill Gas | IC |  | W | X | X | 5021702 | 5021702 | 1 | 0.8 | 1.3 | 1.3 | 0.5 | N |  |  | OP | X | 10 | 2006 | 2006 |  |  | N | IPP Non-CHP | IPP | IPP | 2 | X | LFG | Renewable | 1 | 0 | 1 | 0
Operable | 62884 | Energy Power Partners |  | 56571 | Eastern Landfill Gas LLC | MD | Restructured | Baltimore | 2 | Landfill Gas | IC |  | W | X | X | 5021702 | 5021702 | 1 | 0.8 | 1.3 | 1.3 | 0.5 | N |  |  | OP | X | 10 | 2006 | 2006 |  |  | N | IPP Non-CHP | IPP | IPP | 2 | X | LFG | Renewable | 1 | 0 | 1 | 0
Operable | 62884 | Energy Power Partners |  | 56571 | Eastern Landfill Gas LLC | MD | Restructured | Baltimore | 3 | Landfill Gas | IC |  | W | X | X | 5021702 | 5021702 | 1 | 0.8 | 1.3 | 1.3 | 0.5 | N |  |  | OP | X | 10 | 2006 | 2006 |  |  | N | IPP Non-CHP | IPP | IPP | 2 | X | LFG | Renewable | 1 | 0 | 1 | 0
Operable | 62884 | Energy Power Partners |  | 56571 | Eastern Landfill Gas LLC | MD | Restructured | Baltimore | 4 | Landfill Gas | IC |  | W | X | X | 5021702 | 5021702 | 1 | 0.8 | 1.3 | 1.3 | 0.5 | N |  |  | OP | X | 6 | 2022 | 2022 |  |  | N | IPP Non-CHP | IPP | IPP | 2 | X | LFG | Renewable | 1 | 0 | 1 | 0
Operable | 58303 | Energy Systems Group LLC |  | 58328 | North Chicago Energy Center | IL | Restructured | Lake | GT1 | Natural Gas Fired Combustion Turbine | GT |  | W | X | X |  |  | 5.2 | 0.8 | 5.2 | 5 | 2.5 | N |  |  | OP | X | 10 | 2003 | 2003 |  |  | Y | Commercial CHP | Customer Sited | Other | 5 | T | NG | Non-Renewable | 0 | 5.2 | 0 | 1
Operable | 58303 | Energy Systems Group LLC |  | 58328 | North Chicago Energy Center | IL | Restructured | Lake | GT2 | Natural Gas Fired Combustion Turbine | GT |  | W | X | X |  |  | 7.2 | 0.8 | 7.1 | 6.5 | 3.5 | N |  |  | OP | X | 8 | 2005 | 2005 |  |  | Y | Commercial CHP | Customer Sited | Other | 5 | T | NG | Non-Renewable | 0 | 7.2 | 0 | 1
Operable | 58303 | Energy Systems Group LLC |  | 59794 | Chicago West Side Energy Center | IL | Restructured | Cook | GEN1 | Natural Gas Fired Combustion Turbine | GT |  | W | X | X |  |  | 3.5 | 0.8 | 3.5 | 3.5 | 1.8 | N |  |  | OP | X | 10 | 2003 | 2003 |  |  | Y | IPP CHP | IPP | IPP | 3 | T | NG | Non-Renewable | 0 | 3.5 | 0 | 1
Operable | 58303 | Energy Systems Group LLC |  | 59809 | Mountain Home Energy Center | TN | Vertical | Washington | GEN1 | Natural Gas Internal Combustion Engine | IC |  | W | X | X |  |  | 3.2 | 0.8 | 3.2 | 3.2 | 0.1 | N |  |  | OS | X | 6 | 2002 | 2002 |  |  | N | IPP Non-CHP | IPP | IPP | 2 | X | NG | Non-Renewable | 0 | 3.2 | 0 | 1 | DFO | LFG
Operable | 58303 | Energy Systems Group LLC |  | 59809 | Mountain Home Energy Center | TN | Vertical | Washington | GEN2 | Petroleum Liquids | IC |  | W | X | X |  |  | 1.8 | 0.8 | 1.8 | 1.8 | 0.6 | N |  |  | SB | Y | 6 | 2002 | 2002 |  |  | N | IPP Non-CHP | IPP | IPP | 2 | X | DFO | Non-Renewable | 0 | 1.8 | 0 | 1
Operable | 58303 | Energy Systems Group LLC |  | 59809 | Mountain Home Energy Center | TN | Vertical | Washington | GEN3 | Petroleum Liquids | IC |  | W | X | X |  |  | 1.8 | 0.8 | 1.8 | 1.8 | 0.6 | N |  |  | SB | Y | 6 | 2002 | 2002 |  |  | N | IPP Non-CHP | IPP | IPP | 2 | X | DFO | Non-Renewable | 0 | 1.8 | 0 | 1
Operable | 58303 | Energy Systems Group LLC |  | 59810 | Dairyland WTE Plant | WI | Vertical | Brown | GEN1 | Other Waste Biomass | IC |  | W | X | X |  |  | 0.7 | 0.8 | 0.7 | 0.7 | 0.1 | N |  |  | OS | X | 1 | 2012 | 2012 |  |  | N | IPP Non-CHP | IPP | IPP | 2 | X | OBG | Renewable | 0.7 | 0 | 1 | 0
Operable | 58303 | Energy Systems Group LLC |  | 59810 | Dairyland WTE Plant | WI | Vertical | Brown | GEN2 | Other Waste Biomass | IC |  | W | X | X |  |  | 0.7 | 0.8 | 0.7 | 0.7 | 0.1 | N |  |  | OS | X | 1 | 2012 | 2012 |  |  | N | IPP Non-CHP | IPP | IPP | 2 | X | OBG | Renewable | 0.7 | 0 | 1 | 0
Operable | 58303 | Energy Systems Group LLC |  | 62762 | NASA Johnson Space Center CHP | TX | Restructured | Harris | CTG-1 | Natural Gas Fired Combustion Turbine | GT |  | W | X | X |  |  | 5.6 | 0.99 | 5.3 | 5.7 | 2.3 | N |  |  | OP | X | 7 | 2018 | 2018 |  |  | Y | IPP CHP | IPP | IPP | 3 | T | NG | Non-Renewable | 0 | 5.6 | 0 | 1
Operable | 58303 | Energy Systems Group LLC |  | 62762 | NASA Johnson Space Center CHP | TX | Restructured | Harris | CTG-2 | Natural Gas Fired Combustion Turbine | GT |  | W | X | X |  |  | 5.6 | 0.99 | 5.3 | 5.7 | 2.3 | N |  |  | OP | X | 7 | 2018 | 2018 |  |  | Y | IPP CHP | IPP | IPP | 3 | T | NG | Non-Renewable | 0 | 5.6 | 0 | 1
Operable | 59370 | ENERGYneering Solutions, Inc |  | 60696 | Nodal Power | UT | Vertical | Dona Ana | 1 | Landfill Gas | IC |  | W | X | X |  |  | 1.6 | 0.8 | 1.6 | 1.6 | 0.8 | N |  |  | OP | X | 4 | 2008 | 2008 |  |  | N | IPP Non-CHP | IPP | IPP | 2 | X | LFG | Renewable | 1.6 | 0 | 1 | 0
Operable | 59370 | ENERGYneering Solutions, Inc |  | 60696 | Nodal Power | UT | Vertical | Dona Ana | 2 | Landfill Gas | IC |  | W | X | X |  |  | 1.6 | 0.8 | 1.6 | 1.6 | 0.8 | N |  |  | OP | X | 4 | 2008 | 2008 |  |  | N | IPP Non-CHP | IPP | IPP | 2 | X | LFG | Renewable | 1.6 | 0 | 1 | 0
Operable | 58944 | Enerparc CA 1, LLC |  | 59122 | Enerparc CA1 LLC | CA | Vertical | San Benito | ECA11 | Solar Photovoltaic | PV |  | W | X | X |  |  | 1.5 |  | 1.5 | 1.5 |  | N |  |  | OP | X | 6 | 2014 | 2014 |  |  | N | IPP Non-CHP | IPP | IPP | 2 | X | SUN | Renewable | 1.5 | 0 | 1 | 0
Operable | 61599 | Enfield Community Solar |  | 62029 | Enfield Community Solar | NY | Restructured | Tompkins | 5515 | Solar Photovoltaic | PV |  | S | X | X |  |  | 1.8 |  | 1.8 | 1.8 |  | N |  |  | OP | X | 12 | 2017 | 2017 |  |  | N | IPP Non-CHP | IPP | IPP | 2 | X | SUN | Renewable | 1.8 | 0 | 1 | 0
Operable | 56780 | Enfinity BNB Napoleon Solar LLC |  | 57462 | Napoleon Solar I | OH | Restructured | Henry | 1 | Solar Photovoltaic | PV |  | S | X | X |  |  | 8 |  | 8 | 8 |  | N |  |  | OP | X | 12 | 2011 | 2011 |  |  | N | IPP Non-CHP | IPP | IPP | 2 | X | SUN | Renewable | 8 | 0 | 1 | 0
Operable | 58238 | Enfinity NorCal 1 FAA LLC |  | 58261 | FAA NorCal TRACON | CA | Vertical | Sacramento | 1 | Solar Photovoltaic | PV |  | S | X | X |  |  | 1 |  | 1 | 1 |  | N |  |  | OP | X | 12 | 2012 | 2012 |  |  | N | IPP Non-CHP | IPP | IPP | 2 | X | SUN | Renewable | 1 | 0 | 1 | 0
Operable | 64535 | ENGIE 2019 ProjectCo MA-1, LLC |  | 65175 | ENGIE 2019 ProjectCo-MA1, LLC | MA | Restructured | Hampden | PV1 | Solar Photovoltaic | PV |  | S | X | X |  |  | 4.5 |  | 5 | 5 |  | N |  |  | OP | X | 3 | 2021 | 2021 |  |  | N | IPP Non-CHP | IPP | IPP | 2 | X | SUN | Renewable | 4.5 | 0 | 1 | 0
Operable | 64930 | ENGIE 2020 ProjectCo-WI1 LLC |  | 65659 | ENGIE 2020 ProjectCo-WI1 LLC | WI | Vertical | Fond Du Lac | PV1 | Solar Photovoltaic | PV |  | W | X | X |  |  | 1 |  | 1 | 1 |  | N |  |  | OP | X | 12 | 2021 | 2021 |  |  | N | IPP Non-CHP | IPP | IPP | 2 | X | SUN | Renewable | 1 | 0 | 1 | 0
Operable | 61688 | ENGIE Generation North America LLC |  | 62148 | Goose Lake MN DPC-GM | MN | Vertical | Freeborn | PV1 | Solar Photovoltaic | PV |  | W | X | X |  |  | 1.5 |  | 1.5 | 1.5 |  | N |  |  | OP | X | 2 | 2019 | 2019 |  |  | N | IPP Non-CHP | IPP | IPP | 2 | X | SUN | Renewable | 1.5 | 0 | 1 | 0
Operable | 56201 | Engie North America |  | 56629 | Waterbury Generation | CT | Restructured | New Haven | 10 | Natural Gas Fired Combustion Turbine | GT |  | W | X | X |  |  | 96 | 0.8 | 96 | 100 | 50 | N |  |  | OP | X | 6 | 2009 | 2009 |  |  | N | IPP Non-CHP | IPP | IPP | 2 | X | NG | Non-Renewable | 0 | 96 | 0 | 1 | KER
Operable | 56201 | Engie North America |  | 61782 | Live Oak Wind Project | TX | Restructured | Schleicher | WTGS | Onshore Wind Turbine | WT |  | W | X | X |  |  | 199.5 | 0.95 | 199.5 | 199.5 | 2.6 | N |  |  | OP | X | 3 | 2019 | 2019 |  |  | N | IPP Non-CHP | IPP | IPP | 2 | X | WND | Renewable | 199.5 | 0 | 1 | 0
Operable | 56201 | Engie North America |  | 61984 | Solomon Forks Wind Project, LLC | KS | Vertical | Thomas | WTGS | Onshore Wind Turbine | WT |  | W | X | X |  |  | 275.6 |  | 275.6 | 275.6 | 2.6 | N |  |  | OP | X | 7 | 2019 | 2019 |  |  | N | IPP Non-CHP | IPP | IPP | 2 | X | WND | Renewable | 275.6 | 0 | 1 | 0
Operable | 56201 | Engie North America |  | 62220 | East Fork Wind Project, LLC | KS | Vertical | Thomas | WTGS | Onshore Wind Turbine | WT |  | W | X | X |  |  | 195.8 |  | 195.8 | 195.8 | 2.7 | N |  |  | OP | X | 3 | 2020 | 2020 |  |  | N | IPP Non-CHP | IPP | IPP | 2 | X | WND | Renewable | 195.8 | 0 | 1 | 0
Operable | 56201 | Engie North America |  | 62227 | Seymour Hills Wind Project, LLC | TX | Restructured | Baylor | WTGS | Onshore Wind Turbine | WT |  | W | X | X |  |  | 30.2 | 0.95 | 30.2 | 30.2 | 2.5 | N |  |  | OP | X | 5 | 2019 | 2019 |  |  | N | IPP Non-CHP | IPP | IPP | 2 | X | WND | Renewable | 30.2 | 0 | 1 | 0
Operable | 56201 | Engie North America |  | 62630 | Jumbo Hill Wind Project | TX | Restructured | Andrews | WTGS1 | Onshore Wind Turbine | WT |  | W | X | X |  |  | 160.7 |  | 160.7 | 160.7 | 2.8 | N |  |  | OP | X | 3 | 2020 | 2020 |  |  | N | IPP Non-CHP | IPP | IPP | 2 | X | WND | Renewable | 160.7 | 0 | 1 | 0
Operable | 56201 | Engie North America |  | 62845 | ENGIE Long Draw Solar LLC | TX | Restructured | Borden | SP1 | Solar Photovoltaic | PV |  | W | X | X |  |  | 225 |  | 225 | 225 |  | N |  |  | OP | X | 12 | 2020 | 2020 |  |  | N | IPP Non-CHP | IPP | IPP | 2 | X | SUN | Renewable | 225 | 0 | 1 | 0
Operable | 56201 | Engie North America |  | 63100 | Prairie Hill Wind Project | TX | Restructured | Limestone | WTG | Onshore Wind Turbine | WT |  | W | X | X |  |  | 300 |  | 300 | 300 | 3 | N |  |  | OP | X | 12 | 2020 | 2020 |  |  | N | IPP Non-CHP | IPP | IPP | 2 | X | WND | Renewable | 300 | 0 | 1 | 0
Operable | 56201 | Engie North America |  | 63101 | Las Lomas Wind Project | TX | Restructured | Zapata | WTG | Onshore Wind Turbine | WT |  | W | X | X |  |  | 201.6 |  | 201.6 | 201.6 | 4.2 | N |  |  | OP | X | 12 | 2020 | 2020 |  |  | N | IPP Non-CHP | IPP | IPP | 2 | X | WND | Renewable | 201.6 | 0 | 1 | 0
Operable | 56201 | Engie North America |  | 63102 | Dakota Range III Wind Project | SD | Vertical | Grant | WTG | Onshore Wind Turbine | WT |  | W | X | X |  |  | 153.6 |  | 153.6 | 153.6 | 4 | N |  |  | OP | X | 5 | 2021 | 2021 |  |  | N | IPP Non-CHP | IPP | IPP | 2 | X | WND | Renewable | 153.6 | 0 | 1 | 0
Operable | 56201 | Engie North America |  | 63103 | Triple H Wind Project | SD | Vertical | Hyde | WTG | Onshore Wind Turbine | WT |  | W | X | X |  |  | 250.2 |  | 250.2 | 250.2 | 2.7 | N |  |  | OP | X | 11 | 2020 | 2020 |  |  | N | IPP Non-CHP | IPP | IPP | 2 | X | WND | Renewable | 250.2 | 0 | 1 | 0
Operable | 56201 | Engie North America |  | 63104 | King Plains Wind Project | OK | Vertical | Garfield | WTG | Onshore Wind Turbine | WT |  | W | X | X |  |  | 248.2 |  | 248.2 | 248.2 | 2.8 | N |  |  | OP | X | 11 | 2020 | 2020 |  |  | N | IPP Non-CHP | IPP | IPP | 2 | X | WND | Renewable | 248.2 | 0 | 1 | 0
Operable | 56201 | Engie North America |  | 64003 | Iron Star Wind Project | KS | Vertical | Ford | WTG1 | Onshore Wind Turbine | WT |  | S | X | X |  |  | 297.6 | 0.95 | 297.6 | 297.6 | 4 | N |  |  | OP | X | 12 | 2021 | 2021 |  |  | N | IPP Non-CHP | IPP | IPP | 2 | X | WND | Renewable | 297.6 | 0 | 1 | 0
Operable | 56201 | Engie North America |  | 64026 | ANSON Solar Center, LLC | TX | Restructured | Jones | SF1 | Solar Photovoltaic | PV |  | S | X | X |  |  | 200 |  | 200 | 200 |  | N |  |  | OP | X | 3 | 2021 | 2021 |  |  | N | IPP Non-CHP | IPP | IPP | 2 | X | SUN | Renewable | 200 | 0 | 1 | 0
Operable | 56201 | Engie North America |  | 64165 | Priddy Wind Project | TX | Restructured | Mills | WTG1 | Onshore Wind Turbine | WT |  | S | X | X |  |  | 302.4 | 0.95 | 302.4 | 302.4 | 4 | N |  |  | OP | X | 1 | 2022 | 2022 |  |  | N | IPP Non-CHP | IPP | IPP | 2 | X | WND | Renewable | 302.4 | 0 | 1 | 0
Operable | 56201 | Engie North America |  | 64293 | Alvin | TX | Restructured | Brazoria | ALVIN | Batteries | BA |  | S | X | X |  |  | 9.9 |  | 9.9 | 9.9 | 0.2 | N |  |  | OP | X | 10 | 2020 | 2020 |  |  | N | IPP Non-CHP | IPP | IPP | 2 | X | MWH | Other | 0 | 0 | 0 | 0
Operable | 56201 | Engie North America |  | 64294 | Odessa | TX | Restructured | Ector | ODSA | Batteries | BA |  | S | X | X |  |  | 9.9 |  | 9.9 | 9.9 | 0.2 | N |  |  | OP | X | 10 | 2020 | 2020 |  |  | N | IPP Non-CHP | IPP | IPP | 2 | X | MWH | Other | 0 | 0 | 0 | 0
Operable | 56201 | Engie North America |  | 64295 | Angleton | TX | Restructured | Brazoria | ANGLE | Batteries | BA |  | S | X | X |  |  | 9.9 |  | 9.9 | 9.9 | 0.2 | N |  |  | OP | X | 11 | 2020 | 2020 |  |  | N | IPP Non-CHP | IPP | IPP | 2 | X | MWH | Other | 0 | 0 | 0 | 0
Operable | 56201 | Engie North America |  | 64296 | Brazoria | TX | Restructured | Brazoria | BRAZ | Batteries | BA |  | S | X | X |  |  | 9.9 |  | 9.9 | 9.9 | 0.2 | N |  |  | OP | X | 11 | 2020 | 2020 |  |  | N | IPP Non-CHP | IPP | IPP | 2 | X | MWH | Other | 0 | 0 | 0 | 0
Operable | 56201 | Engie North America |  | 64297 | Heights | TX | Restructured | Galveston | H8S | Batteries | BA |  | S | X | X |  |  | 9.9 |  | 9.9 | 9.9 | 0.2 | N |  |  | OP | X | 12 | 2020 | 2020 |  |  | N | IPP Non-CHP | IPP | IPP | 2 | X | MWH | Other | 0 | 0 | 0 | 0
Operable | 56201 | Engie North America |  | 64298 | Magnolia TX | TX | Restructured | Galveston | MANGO | Batteries | BA |  | S | X | X |  |  | 9.9 |  | 9.9 | 9.9 | 0.2 | N |  |  | OP | X | 12 | 2020 | 2020 |  |  | N | IPP Non-CHP | IPP | IPP | 2 | X | MWH | Other | 0 | 0 | 0 | 0
Operable | 56201 | Engie North America |  | 64312 | Bat Cave | TX | Restructured | Mason | BC | Batteries | BA |  | S | X | X |  |  | 100 | 0.95 | 100 | 100 | 0.2 | N |  |  | OP | X | 10 | 2021 | 2021 |  |  | N | IPP Non-CHP | IPP | IPP | 2 | X | MWH | Other | 0 | 0 | 0 | 0
Operable | 56201 | Engie North America |  | 64314 | Dickinson | TX | Restructured | Galveston | DIKN | Batteries | BA |  | S | X | X |  |  | 9.9 | 0.95 | 9.9 | 9.9 | 0.2 | N |  |  | OP | X | 6 | 2021 | 2021 |  |  | N | IPP Non-CHP | IPP | IPP | 2 | X | MWH | Other | 0 | 0 | 0 | 0
Operable | 56201 | Engie North America |  | 64315 | Loop 463 | TX | Restructured | Victoria | LOOP | Batteries | BA |  | S | X | X |  |  | 9.9 |  | 9.9 | 9.9 | 0.2 | N |  |  | OP | X | 8 | 2021 | 2021 |  |  | N | IPP Non-CHP | IPP | IPP | 2 | X | MWH | Other | 0 | 0 | 0 | 0
Operable | 56201 | Engie North America |  | 64316 | Lopeno | TX | Restructured | Zapata | LOPE | Batteries | BA |  | S | X | X |  |  | 9.9 | 0.95 | 9.9 | 9.9 |  | N |  |  | OP | X | 3 | 2022 | 2022 |  |  | N | IPP Non-CHP | IPP | IPP | 2 | X | MWH | Other | 0 | 0 | 0 | 0
Operable | 56201 | Engie North America |  | 64317 | North Fork TX | TX | Restructured | Williamson | NF | Batteries | BA |  | S | X | X |  |  | 100 | 0.95 | 100 | 100 | 0.2 | N |  |  | OP | X | 10 | 2021 | 2021 |  |  | N | IPP Non-CHP | IPP | IPP | 2 | X | MWH | Other | 0 | 0 | 0 | 0
Operable | 56201 | Engie North America |  | 64318 | Pueblo BA | TX | Restructured | Maverick | PBL1 | Batteries | BA |  | S | X | X |  |  | 9.9 | 0.95 | 9.9 | 9.9 |  | N |  |  | OP | X | 3 | 2022 | 2022 |  |  | N | IPP Non-CHP | IPP | IPP | 2 | X | MWH | Other | 0 | 0 | 0 | 0
Operable | 56201 | Engie North America |  | 64318 | Pueblo BA | TX | Restructured | Maverick | PBL2 | Batteries | BA |  | S | X | X |  |  | 9.9 | 0.95 | 9.9 | 9.9 |  | N |  |  | OP | X | 3 | 2022 | 2022 |  |  | N | IPP Non-CHP | IPP | IPP | 2 | X | MWH | Other | 0 | 0 | 0 | 0
Operable | 56201 | Engie North America |  | 64319 | Ranchtown | TX | Restructured | Bexar | RANCH | Batteries | BA |  | S | X | X |  |  | 9.9 | 0.95 | 9.9 | 9.9 | 0.2 | N |  |  | OP | X | 10 | 2021 | 2021 |  |  | N | IPP Non-CHP | IPP | IPP | 2 | X | MWH | Other | 0 | 0 | 0 | 0
Operable | 56201 | Engie North America |  | 64321 | Sweeny | TX | Restructured | Brazoria | SWNY | Batteries | BA |  | S | X | X |  |  | 9.9 | 0.95 | 9.9 | 9.9 | 0.2 | N |  |  | OP | X | 4 | 2021 | 2021 |  |  | N | IPP Non-CHP | IPP | IPP | 2 | X | MWH | Other | 0 | 0 | 0 | 0
Operable | 56201 | Engie North America |  | 64322 | Zapata | TX | Restructured | Zapata | ZPT1 | Batteries | BA |  | S | X | X |  |  | 9.9 | 0.95 | 9.9 | 9.9 |  | N |  |  | OP | X | 3 | 2022 | 2022 |  |  | N | IPP Non-CHP | IPP | IPP | 2 | X | MWH | Other | 0 | 0 | 0 | 0
Operable | 56201 | Engie North America |  | 64322 | Zapata | TX | Restructured | Zapata | ZPT2 | Batteries | BA |  | S | X | X |  |  | 9.9 | 0.95 | 9.9 | 9.9 |  | N |  |  | OP | X | 3 | 2022 | 2022 |  |  | N | IPP Non-CHP | IPP | IPP | 2 | X | MWH | Other | 0 | 0 | 0 | 0
Operable | 64609 | ENGIE Solidago Solar LLC |  | 65304 | ENGIE Solidago Solar Project - Hybrid | DE | Restructured | New Castle | SOLAR | Solar Photovoltaic | PV |  | S | X | X |  |  | 50 | 0.95 | 50 | 50 | 1 | N |  |  | OP | X | 12 | 2022 | 2022 |  |  | N | IPP Non-CHP | IPP | IPP | 2 | X | SUN | Renewable | 50 | 0 | 1 | 0
Operable | 61420 | ENGIE Storage Services NA LLC |  | 61795 | Pacific Union College BESS | CA | Vertical | Napa | 12649 | Batteries | BA |  | S | X | X |  |  | 1 |  | 1 | 1 |  | N |  |  | OP | X | 6 | 2020 | 2020 |  |  | N | Commercial Non-CHP | Customer Sited | Other | 4 | X | MWH | Other | 0 | 0 | 0 | 0
Operable | 61420 | ENGIE Storage Services NA LLC |  | 62754 | San Diego International Airport BESS | CA | Vertical | San Diego | BA | Batteries | BA |  | S | X | X |  |  | 2 |  | 2 | 2 |  | N |  |  | OP | X | 6 | 2021 | 2021 |  |  | N | Commercial Non-CHP | Customer Sited | Other | 4 | X | MWH | Other | 0 | 0 | 0 | 0
Operable | 59366 | EnLink Midstream Services, LLC |  | 55053 | Bridgeport Gas Processing Plant | TX | Restructured | Wise | 14 | Natural Gas Internal Combustion Engine | IC |  | S | X | X |  |  | 0.8 | 0.8 | 0.8 | 0.8 | 0.1 | N |  |  | OP | X | 4 | 2013 | 2013 |  |  | N | Industrial Non-CHP | Customer Sited | Other | 6 | X | NG | Non-Renewable | 0 | 0.8 | 0 | 1
Operable | 59366 | EnLink Midstream Services, LLC |  | 55053 | Bridgeport Gas Processing Plant | TX | Restructured | Wise | 15 | Natural Gas Internal Combustion Engine | IC |  | S | X | X |  |  | 0.8 | 0.8 | 0.8 | 0.8 | 0.1 | N |  |  | OP | X | 4 | 2013 | 2013 |  |  | N | Industrial Non-CHP | Customer Sited | Other | 6 | X | NG | Non-Renewable | 0 | 0.8 | 0 | 1
Operable | 59366 | EnLink Midstream Services, LLC |  | 55053 | Bridgeport Gas Processing Plant | TX | Restructured | Wise | 16 | Natural Gas Internal Combustion Engine | IC |  | S | X | X |  |  | 0.8 | 0.8 | 0.8 | 0.8 | 0.1 | N |  |  | OP | X | 4 | 2013 | 2013 |  |  | N | Industrial Non-CHP | Customer Sited | Other | 6 | X | NG | Non-Renewable | 0 | 0.8 | 0 | 1
Operable | 59366 | EnLink Midstream Services, LLC |  | 55053 | Bridgeport Gas Processing Plant | TX | Restructured | Wise | 17 | Natural Gas Internal Combustion Engine | IC |  | S | X | X |  |  | 0.8 | 0.8 | 0.8 | 0.8 | 0.1 | N |  |  | OP | X | 4 | 2013 | 2013 |  |  | N | Industrial Non-CHP | Customer Sited | Other | 6 | X | NG | Non-Renewable | 0 | 0.8 | 0 | 1
Operable | 59366 | EnLink Midstream Services, LLC |  | 55053 | Bridgeport Gas Processing Plant | TX | Restructured | Wise | 2723 | Natural Gas Internal Combustion Engine | IC |  | S | X | X |  |  | 0.8 | 0.8 | 0.8 | 0.8 | 0.1 | N |  |  | OP | X | 12 | 2009 | 2009 |  |  | N | Industrial Non-CHP | Customer Sited | Other | 6 | X | NG | Non-Renewable | 0 | 0.8 | 0 | 1
Operable | 59366 | EnLink Midstream Services, LLC |  | 55053 | Bridgeport Gas Processing Plant | TX | Restructured | Wise | 654 | Natural Gas Internal Combustion Engine | IC |  | S | X | X |  |  | 0.8 | 0.8 | 0.8 | 0.8 | 0.1 | N |  |  | OP | X | 7 | 2000 | 2000 |  |  | N | Industrial Non-CHP | Customer Sited | Other | 6 | X | NG | Non-Renewable | 0 | 0.8 | 0 | 1
Operable | 59366 | EnLink Midstream Services, LLC |  | 55053 | Bridgeport Gas Processing Plant | TX | Restructured | Wise | 655 | Natural Gas Internal Combustion Engine | IC |  | S | X | X |  |  | 0.8 | 0.8 | 0.8 | 0.8 | 0.1 | N |  |  | OP | X | 2 | 2001 | 2001 |  |  | N | Industrial Non-CHP | Customer Sited | Other | 6 | X | NG | Non-Renewable | 0 | 0.8 | 0 | 1
Operable | 59366 | EnLink Midstream Services, LLC |  | 55053 | Bridgeport Gas Processing Plant | TX | Restructured | Wise | 656 | Natural Gas Internal Combustion Engine | IC |  | S | X | X |  |  | 0.8 | 0.8 | 0.8 | 0.8 | 0.1 | N |  |  | OP | X | 2 | 2001 | 2001 |  |  | N | Industrial Non-CHP | Customer Sited | Other | 6 | X | NG | Non-Renewable | 0 | 0.8 | 0 | 1
Operable | 59366 | EnLink Midstream Services, LLC |  | 55053 | Bridgeport Gas Processing Plant | TX | Restructured | Wise | 657 | Natural Gas Internal Combustion Engine | IC |  | S | X | X |  |  | 0.8 | 0.8 | 0.8 | 0.8 | 0.1 | N |  |  | OP | X | 4 | 2001 | 2001 |  |  | N | Industrial Non-CHP | Customer Sited | Other | 6 | X | NG | Non-Renewable | 0 | 0.8 | 0 | 1
Operable | 59366 | EnLink Midstream Services, LLC |  | 55053 | Bridgeport Gas Processing Plant | TX | Restructured | Wise | 658 | Natural Gas Internal Combustion Engine | IC |  | S | X | X |  |  | 0.8 | 0.8 | 0.8 | 0.8 | 0.1 | N |  |  | OP | X | 2 | 2001 | 2001 |  |  | N | Industrial Non-CHP | Customer Sited | Other | 6 | X | NG | Non-Renewable | 0 | 0.8 | 0 | 1
Operable | 59366 | EnLink Midstream Services, LLC |  | 55053 | Bridgeport Gas Processing Plant | TX | Restructured | Wise | 666 | Natural Gas Internal Combustion Engine | IC |  | S | X | X |  |  | 0.8 | 0.8 | 0.8 | 0.8 | 0.1 | N |  |  | OP | X | 9 | 2001 | 2001 |  |  | N | Industrial Non-CHP | Customer Sited | Other | 6 | X | NG | Non-Renewable | 0 | 0.8 | 0 | 1
Operable | 59366 | EnLink Midstream Services, LLC |  | 55053 | Bridgeport Gas Processing Plant | TX | Restructured | Wise | 667 | Natural Gas Internal Combustion Engine | IC |  | S | X | X |  |  | 0.8 | 0.8 | 0.8 | 0.8 | 0.1 | N |  |  | OP | X | 9 | 2001 | 2001 |  |  | N | Industrial Non-CHP | Customer Sited | Other | 6 | X | NG | Non-Renewable | 0 | 0.8 | 0 | 1
Operable | 59366 | EnLink Midstream Services, LLC |  | 55053 | Bridgeport Gas Processing Plant | TX | Restructured | Wise | 671 | Natural Gas Internal Combustion Engine | IC |  | S | X | X |  |  | 0.8 | 0.8 | 0.8 | 0.8 | 0.1 | N |  |  | OP | X | 9 | 2002 | 2002 |  |  | N | Industrial Non-CHP | Customer Sited | Other | 6 | X | NG | Non-Renewable | 0 | 0.8 | 0 | 1
Operable | 59366 | EnLink Midstream Services, LLC |  | 57597 | Cana Gas Processing Plant | OK | Vertical | Canadian | 3005 | Petroleum Liquids | IC |  | S | X | X |  |  | 2.5 | 0.8 | 2.5 | 2.5 | 0 | N |  |  | SB | N | 9 | 2010 | 2010 |  |  | N | Industrial Non-CHP | Customer Sited | Other | 6 | X | DFO | Non-Renewable | 0 | 2.5 | 0 | 1
Operable | 59366 | EnLink Midstream Services, LLC |  | 57597 | Cana Gas Processing Plant | OK | Vertical | Canadian | 3006 | Petroleum Liquids | IC |  | S | X | X |  |  | 2.5 | 0.8 | 2.5 | 2.5 | 0 | N |  |  | SB | N | 9 | 2010 | 2010 |  |  | N | Industrial Non-CHP | Customer Sited | Other | 6 | X | DFO | Non-Renewable | 0 | 2.5 | 0 | 1
Operable | 59366 | EnLink Midstream Services, LLC |  | 57597 | Cana Gas Processing Plant | OK | Vertical | Canadian | 6214 | Petroleum Liquids | IC |  | S | X | X |  |  | 2.5 | 0.8 | 2.5 | 2.5 | 0 | N |  |  | SB | N | 4 | 2012 | 2012 |  |  | N | Industrial Non-CHP | Customer Sited | Other | 6 | X | DFO | Non-Renewable | 0 | 2.5 | 0 | 1
Operable | 5761 | Ennis Power Company LLC |  | 55223 | Ennis Power Company LLC | TX | Restructured | Ellis | GT1 | Natural Gas Fired Combined Cycle | CT | CC1 | S | X | N |  |  | 285 | 0.9 | 245.1 | 267.9 | 190 | N |  |  | OP | X | 5 | 2002 | 2002 |  |  | N | IPP Non-CHP | IPP | IPP | 2 | X | NG | Non-Renewable | 0 | 285 | 0 | 1
Operable | 5761 | Ennis Power Company LLC |  | 55223 | Ennis Power Company LLC | TX | Restructured | Ellis | ST1 | Natural Gas Fired Combined Cycle | CA | CC1 | S | N | X |  |  | 133 | 0.9 | 114.4 | 125 | 80 | N |  |  | OP | X | 5 | 2002 | 2002 |  |  | N | IPP Non-CHP | IPP | IPP | 2 | X | NG | Non-Renewable | 0 | 133 | 0 | 1
Operable | 66109 | Entegrity Solar ACC, LLC |  | 67507 | ACC | AR | Vertical | White | 62289 | Solar Photovoltaic | PV |  | S | X | X |  |  | 2 |  | 2 | 1.6 |  | N |  |  | OP | X | 5 | 2023 | 2023 |  |  | N | IPP Non-CHP | IPP | IPP | 2 | X | SUN | Renewable | 2 | 0 | 1 | 0
Operable | 66237 | Entegrity Solar Crossett SD, LLC |  | 67515 | Crossett SD | AR | Vertical | Ashley | 60845 | Solar Photovoltaic | PV |  | S | X | X |  |  | 1 |  | 1 | 0.8 |  | N |  |  | OP | X | 5 | 2022 | 2022 |  |  | N | IPP Non-CHP | IPP | IPP | 2 | X | SUN | Renewable | 1 | 0 | 1 | 0
Operable | 66236 | Entegrity Solar Green Forest, LLC |  | 67514 | City of Green Forest (Carroll) | AR | Vertical | Carroll | 56757 | Solar Photovoltaic | PV |  | S | X | X |  |  | 1.2 |  | 1.2 | 1 |  | N |  |  | OP | X | 1 | 2022 | 2022 |  |  | N | IPP Non-CHP | IPP | IPP | 2 | X | SUN | Renewable | 1.2 | 0 | 1 | 0
Operable | 66242 | Entegrity Solar LRWRA, LLC |  | 67520 | LRWRA | AR | Vertical | Logan | 63617 | Solar Photovoltaic | PV |  | S | X | X |  |  | 4 |  | 4 | 3.2 |  | N |  |  | OP | X | 8 | 2023 | 2023 |  |  | N | IPP Non-CHP | IPP | IPP | 2 | X | SUN | Renewable | 4 | 0 | 1 | 0
Operable | 66243 | Entegrity Solar Rivercrest SD, LLC |  | 67521 | Rivercrest SD | AR | Vertical | Mississippi | 60336 | Solar Photovoltaic | PV |  | S | X | X |  |  | 1 |  | 1 | 0.8 |  | N |  |  | OP | X | 3 | 2022 | 2022 |  |  | N | IPP Non-CHP | IPP | IPP | 2 | X | SUN | Renewable | 1 | 0 | 1 | 0
Operable | 66246 | Entegrity Solar Southside SD, LLC |  | 67524 | Southside SD | AR | Vertical | Pulaski | 60334 | Solar Photovoltaic | PV |  | S | X | X |  |  | 1 |  | 1 | 0.8 |  | N |  |  | OP | X | 6 | 2023 | 2023 |  |  | N | IPP Non-CHP | IPP | IPP | 2 | X | SUN | Renewable | 1 | 0 | 1 | 0
Operable | 66245 | Entegrity Solar SWU 2, LLC |  | 67523 | Searcy Water II | AR | Vertical | White | 52418 | Solar Photovoltaic | PV |  | S | X | X |  |  | 2.8 |  | 2.8 | 2.2 |  | N |  |  | OP | X | 6 | 2021 | 2021 |  |  | N | IPP Non-CHP | IPP | IPP | 2 | X | SUN | Renewable | 2.8 | 0 | 1 | 0
Operable | 66244 | Entegrity Solar SWU, LLC |  | 67522 | Searcy Water I | AR | Vertical | White | 69620 | Solar Photovoltaic | PV |  | S | X | X |  |  | 1 |  | 1 | 0.8 |  | N |  |  | OP | X | 6 | 2021 | 2021 |  |  | N | IPP Non-CHP | IPP | IPP | 2 | X | SUN | Renewable | 1 | 0 | 1 | 0
Operable | 66248 | Entegrity Solar UA AG, LLC |  | 67526 | UADA | AR | Vertical | Howard | 62293 | Solar Photovoltaic | PV |  | S | X | X |  |  | 2.8 |  | 2.8 | 2.2 |  | N |  |  | OP | X | 5 | 2023 | 2023 |  |  | N | IPP Non-CHP | IPP | IPP | 2 | X | SUN | Renewable | 2.8 | 0 | 1 | 0
Operable | 66249 | Entegrity Solar WRMC, LLC |  | 67527 | White River Medical Center | AR | Vertical | Jackson | 63613 | Solar Photovoltaic | PV |  | S | X | X |  |  | 2.9 |  | 2.9 | 2.3 |  | N |  |  | OP | X | 10 | 2023 | 2023 |  |  | N | IPP Non-CHP | IPP | IPP | 2 | X | SUN | Renewable | 2.9 | 0 | 1 | 0
Operable | 814 | Entergy Arkansas LLC |  | 166 | Carpenter | AR | Vertical | Garland | 1 | Conventional Hydroelectric | HY |  | S | X | X | EAI.CARPEN1 | EAI.CARPEN1 | 28 | 0.9 | 30.5 | 30.5 | 15 | N |  |  | OP | X | 1 | 1932 | Pre-2000 |  |  | N | Electric Utility | Utility | Investor Owned Utility | 1 | X | WAT | Renewable | 28 | 0 | 1 | 0
Operable | 814 | Entergy Arkansas LLC |  | 166 | Carpenter | AR | Vertical | Garland | 2 | Conventional Hydroelectric | HY |  | S | X | X | EAI.CARPEN2 | EAI.CARPEN2 | 28 | 0.9 | 30.4 | 30.4 | 15 | N |  |  | OP | X | 1 | 1932 | Pre-2000 |  |  | N | Electric Utility | Utility | Investor Owned Utility | 1 | X | WAT | Renewable | 28 | 0 | 1 | 0
Operable | 814 | Entergy Arkansas LLC |  | 170 | Lake Catherine | AR | Vertical | Hot Spring | 4 | Natural Gas Steam Turbine | ST |  | S | X | X | EAI.LK_CATH4 | EAI.LK_CATH4 | 552.5 | 0.85 | 522 | 522 | 45 | N |  |  | OP | X | 4 | 1970 | Pre-2000 | 6 | 2027 | N | Electric Utility | Utility | Investor Owned Utility | 1 | X | NG | Non-Renewable | 0 | 552.5 | 0 | 1
Operable | 814 | Entergy Arkansas LLC |  | 174 | Remmel | AR | Vertical | Hot Spring | 1 | Conventional Hydroelectric | HY |  | S | X | X | EAI.REMMEL123 | EAI.REMMEL123 | 3 | 0.8 | 4 | 4 | 1 | N |  |  | OP | X | 1 | 1925 | Pre-2000 |  |  | N | Electric Utility | Utility | Investor Owned Utility | 1 | X | WAT | Renewable | 3 | 0 | 1 | 0
Operable | 814 | Entergy Arkansas LLC |  | 174 | Remmel | AR | Vertical | Hot Spring | 2 | Conventional Hydroelectric | HY |  | S | X | X | EAI.REMMEL123 | EAI.REMMEL123 | 3 | 0.8 | 3.7 | 3.7 | 1 | N |  |  | OP | X | 1 | 1925 | Pre-2000 |  |  | N | Electric Utility | Utility | Investor Owned Utility | 1 | X | WAT | Renewable | 3 | 0 | 1 | 0
Operable | 814 | Entergy Arkansas LLC |  | 174 | Remmel | AR | Vertical | Hot Spring | 3 | Conventional Hydroelectric | HY |  | S | X | X | EAI.REMMEL123 | EAI.REMMEL123 | 3 | 0.8 | 3.9 | 3.9 | 1 | N |  |  | OP | X | 1 | 1925 | Pre-2000 |  |  | N | Electric Utility | Utility | Investor Owned Utility | 1 | X | WAT | Renewable | 3 | 0 | 1 | 0
Operable | 814 | Entergy Arkansas LLC |  | 6009 | White Bluff | AR | Vertical | Jefferson | 1 | Conventional Steam Coal | ST |  | J | X | X | EAI.WH_BLUFF1 | EAI.WH_BLUFF1 | 900 | 0.9 | 425.3 | 425.3 | 200 | N |  |  | OP | X | 8 | 1980 | Pre-2000 |  |  | N | Electric Utility | Utility | Investor Owned Utility | 1 | X | SUB | Non-Renewable | 0 | 900 | 0 | 1
Operable | 814 | Entergy Arkansas LLC |  | 6009 | White Bluff | AR | Vertical | Jefferson | 2 | Conventional Steam Coal | ST |  | J | X | X | EAI.WH_BLUFF2 | EAI.WH_BLUFF2 | 900 | 0.9 | 818.3 | 832 | 200 | N |  |  | OP | X | 8 | 1981 | Pre-2000 |  |  | N | Electric Utility | Utility | Investor Owned Utility | 1 | X | SUB | Non-Renewable | 0 | 900 | 0 | 1
Operable | 814 | Entergy Arkansas LLC |  | 6641 | Independence Steam Electric Station | AR | Vertical | Independence | 1 | Conventional Steam Coal | ST |  | J | X | X | EAI.INDEPEND1 | EAI.INDEPEND1 | 900 | 0.8 | 824.4 | 836 | 220 | N |  |  | OP | X | 1 | 1983 | Pre-2000 |  |  | N | Electric Utility | Utility | Investor Owned Utility | 1 | X | SUB | Non-Renewable | 0 | 900 | 0 | 1
Operable | 814 | Entergy Arkansas LLC |  | 6641 | Independence Steam Electric Station | AR | Vertical | Independence | 2 | Conventional Steam Coal | ST |  | J | X | X | EAI.INDEPEND2 | EAI.INDEPEND2 | 900 | 0.8 | 842 | 842 | 220 | N |  |  | OP | X | 12 | 1984 | Pre-2000 |  |  | N | Electric Utility | Utility | Investor Owned Utility | 1 | X | SUB | Non-Renewable | 0 | 900 | 0 | 1
Operable | 814 | Entergy Arkansas LLC |  | 8055 | Arkansas Nuclear One | AR | Vertical | Pope | 1 | Nuclear | ST |  | S | X | X | EAI.ANO1 | EAI.ANO1 | 902.5 | 0.9 | 833 | 855 | 250 | N |  |  | OP | X | 12 | 1974 | Pre-2000 |  |  | N | Electric Utility | Utility | Investor Owned Utility | 1 | X | NUC | Other | 0 | 0 | 0 | 0
Operable | 814 | Entergy Arkansas LLC |  | 8055 | Arkansas Nuclear One | AR | Vertical | Pope | 2 | Nuclear | ST |  | S | X | X | EAI.ANO2 | EAIANO2 | 942.5 | 0.95 | 992 | 1010.7 | 250 | N |  |  | OP | X | 3 | 1980 | Pre-2000 |  |  | N | Electric Utility | Utility | Investor Owned Utility | 1 | X | NUC | Other | 0 | 0 | 0 | 0
Operable | 814 | Entergy Arkansas LLC |  | 55380 | Union Power Station | AR | Vertical | Union | CTG1 | Natural Gas Fired Combined Cycle | CT | BL01 | W | X | N | EAI.PUPP1_CT1 | EAI.PUPP1_CT1 | 176 | 0.85 |  |  | 90 | N |  |  | OP | X | 1 | 2003 | 2003 |  |  | N | Electric Utility | Utility | Investor Owned Utility | 1 | X | NG | Non-Renewable | 0 | 176 | 0 | 1
Operable | 814 | Entergy Arkansas LLC |  | 55380 | Union Power Station | AR | Vertical | Union | CTG2 | Natural Gas Fired Combined Cycle | CT | BL01 | W | X | N | EAI.PUPP1_CT2 | EAI.PUPP1_CT2 | 176 | 0.85 |  |  | 90 | N |  |  | OP | X | 1 | 2003 | 2003 |  |  | N | Electric Utility | Utility | Investor Owned Utility | 1 | X | NG | Non-Renewable | 0 | 176 | 0 | 1
Operable | 814 | Entergy Arkansas LLC |  | 55380 | Union Power Station | AR | Vertical | Union | CTG3 | Natural Gas Fired Combined Cycle | CT | BL02 | S | X | N | EAI.PUPP_2A | EAI.PUPP_2A | 176 | 0.85 |  |  | 90 | N |  |  | OP | X | 4 | 2003 | 2003 |  |  | N | Electric Utility | Utility | Investor Owned Utility | 1 | X | NG | Non-Renewable | 0 | 176 | 0 | 1
Operable | 814 | Entergy Arkansas LLC |  | 55380 | Union Power Station | AR | Vertical | Union | CTG4 | Natural Gas Fired Combined Cycle | CT | BL02 | S | X | N | EAI.PUPP_2B | EAI.PUPP_2B | 176 | 0.85 |  |  | 90 | N |  |  | OP | X | 4 | 2003 | 2003 |  |  | N | Electric Utility | Utility | Investor Owned Utility | 1 | X | NG | Non-Renewable | 0 | 176 | 0 | 1
Operable | 814 | Entergy Arkansas LLC |  | 55380 | Union Power Station | AR | Vertical | Union | CTG5 | Natural Gas Fired Combined Cycle | CT | BL03 | W | X | N | EAI.PUPP_3A | EAI.PUPP_3A | 176 | 0.85 |  |  | 90 | N |  |  | OP | X | 5 | 2003 | 2003 |  |  | N | Electric Utility | Utility | Investor Owned Utility | 1 | X | NG | Non-Renewable | 0 | 176 | 0 | 1
Operable | 814 | Entergy Arkansas LLC |  | 55380 | Union Power Station | AR | Vertical | Union | CTG6 | Natural Gas Fired Combined Cycle | CT | BL03 | W | X | N | EAI.PUPP_3B | EAI.PUPP_3B | 176 | 0.85 |  |  | 90 | N |  |  | OP | X | 5 | 2003 | 2003 |  |  | N | Electric Utility | Utility | Investor Owned Utility | 1 | X | NG | Non-Renewable | 0 | 176 | 0 | 1
Operable | 814 | Entergy Arkansas LLC |  | 55380 | Union Power Station | AR | Vertical | Union | CTG7 | Natural Gas Fired Combined Cycle | CT | BL04 | W | X | N | EAI.PUPP_4A | EAI.PUPP_4A | 176 | 0.85 |  |  | 90 | N |  |  | OP | X | 6 | 2003 | 2003 |  |  | N | Electric Utility | Utility | Investor Owned Utility | 1 | X | NG | Non-Renewable | 0 | 176 | 0 | 1
Operable | 814 | Entergy Arkansas LLC |  | 55380 | Union Power Station | AR | Vertical | Union | CTG8 | Natural Gas Fired Combined Cycle | CT | BL04 | W | X | N | EAI.PUPP_4B | EAI.PUPP_4B | 176 | 0.85 |  |  | 90 | N |  |  | OP | X | 6 | 2003 | 2003 |  |  | N | Electric Utility | Utility | Investor Owned Utility | 1 | X | NG | Non-Renewable | 0 | 176 | 0 | 1
Operable | 814 | Entergy Arkansas LLC |  | 55380 | Union Power Station | AR | Vertical | Union | STG1 | Natural Gas Fired Combined Cycle | CA | BL01 | W | N | X | EAI.PUPP1_ST | EAI.PUPP1_ST | 255 | 0.85 | 506 | 574 | 140 | N |  |  | OP | X | 1 | 2003 | 2003 |  |  | N | Electric Utility | Utility | Investor Owned Utility | 1 | X | NG | Non-Renewable | 0 | 255 | 0 | 1
Operable | 814 | Entergy Arkansas LLC |  | 55380 | Union Power Station | AR | Vertical | Union | STG2 | Natural Gas Fired Combined Cycle | CA | BL02 | S | N | X | EAI_PUPP_2C | EAI_PUPP_2C | 255 | 0.85 | 504 | 570 | 140 | N |  |  | OP | X | 4 | 2003 | 2003 |  |  | N | Electric Utility | Utility | Investor Owned Utility | 1 | X | NG | Non-Renewable | 0 | 255 | 0 | 1
Operable | 814 | Entergy Arkansas LLC |  | 55380 | Union Power Station | AR | Vertical | Union | STG3 | Natural Gas Fired Combined Cycle | CA | BL03 | W | N | X | EAI_PUPP_3C | EAI_PUPP_3C | 255 | 0.85 | 511 | 570 | 140 | N |  |  | OP | X | 5 | 2003 | 2003 |  |  | N | Electric Utility | Utility | Investor Owned Utility | 1 | X | NG | Non-Renewable | 0 | 255 | 0 | 1
Operable | 814 | Entergy Arkansas LLC |  | 55380 | Union Power Station | AR | Vertical | Union | STG4 | Natural Gas Fired Combined Cycle | CA | BL04 | W | N | X | EAI_PUPP_4C | EAI_PUPP_4C | 255 | 0.85 | 510 | 580 | 140 | N |  |  | OP | X | 6 | 2003 | 2003 |  |  | N | Electric Utility | Utility | Investor Owned Utility | 1 | X | NG | Non-Renewable | 0 | 255 | 0 | 1
Operable | 814 | Entergy Arkansas LLC |  | 55418 | Hot Spring Generating Facility | AR | Vertical | Hot Spring | CT1 | Natural Gas Fired Combined Cycle | CT | PB01 | S | X | N | EAI.CC.HT_SPR1 | EAI.CC.HT_SPR1 | 198.9 | 0.85 |  |  | 80 | N |  |  | OP | X | 6 | 2002 | 2002 |  |  | N | Electric Utility | Utility | Investor Owned Utility | 1 | X | NG | Non-Renewable | 0 | 198.9 | 0 | 1
Operable | 814 | Entergy Arkansas LLC |  | 55418 | Hot Spring Generating Facility | AR | Vertical | Hot Spring | CT2 | Natural Gas Fired Combined Cycle | CT | PB01 | S | X | N | EAI.CC.HT_SPR1 | EAI.CC.HT_SPR1 | 198.9 | 0.85 |  |  | 80 | N |  |  | OP | X | 6 | 2002 | 2002 |  |  | N | Electric Utility | Utility | Investor Owned Utility | 1 | X | NG | Non-Renewable | 0 | 198.9 | 0 | 1
Operable | 814 | Entergy Arkansas LLC |  | 55418 | Hot Spring Generating Facility | AR | Vertical | Hot Spring | ST1 | Natural Gas Fired Combined Cycle | CA | PB01 | S | Y | X | EAI.CC.HT_SPR1 | EAI.CC.HT_SPR1 | 317 | 0.9 | 562.7 | 636.2 | 35 | N |  |  | OP | X | 6 | 2002 | 2002 |  |  | N | Electric Utility | Utility | Investor Owned Utility | 1 | X | NG | Non-Renewable | 0 | 317 | 0 | 1
Operable | 11241 | Entergy Louisiana LLC |  | 1391 | Louisiana 1 | LA | Vertical | East Baton Rouge | 1A | Other Gases | ST |  | S | X | X |  |  | 23 | 0.85 | 18 | 18 | 2 | N |  |  | OP | X | 10 | 1951 | Pre-2000 |  |  | Y | Industrial CHP | Utility | Investor Owned Utility | 7 | B | OG | Non-Renewable | 0 | 23 | 0 | 1 | NG | DFO
Operable | 11241 | Entergy Louisiana LLC |  | 1391 | Louisiana 1 | LA | Vertical | East Baton Rouge | 2A | Other Gases | ST |  | S | X | X |  |  | 62.5 | 0.85 | 55 | 55 | 20 | N |  |  | OP | X | 12 | 1954 | Pre-2000 |  |  | Y | Industrial CHP | Utility | Investor Owned Utility | 7 | T | OG | Non-Renewable | 0 | 62.5 | 0 | 1 | NG | DFO
Operable | 11241 | Entergy Louisiana LLC |  | 1391 | Louisiana 1 | LA | Vertical | East Baton Rouge | 3A | Other Gases | ST |  | S | X | X |  |  | 63 | 0.85 | 55 | 55 | 20 | N |  |  | OP | X | 9 | 1954 | Pre-2000 |  |  | Y | Industrial CHP | Utility | Investor Owned Utility | 7 | T | OG | Non-Renewable | 0 | 63 | 0 | 1 | NG | DFO
Operable | 11241 | Entergy Louisiana LLC |  | 1391 | Louisiana 1 | LA | Vertical | East Baton Rouge | 4A | Natural Gas Fired Combustion Turbine | GT |  | S | X | X |  |  | 129.1 | 0.9 | 100 | 100 | 30 | N |  |  | OP | X | 8 | 1987 | Pre-2000 |  |  | Y | Industrial CHP | Utility | Investor Owned Utility | 7 | T | NG | Non-Renewable | 0 | 129.1 | 0 | 1 | OG | DFO
Operable | 11241 | Entergy Louisiana LLC |  | 1391 | Louisiana 1 | LA | Vertical | East Baton Rouge | 5A | Natural Gas Fired Combustion Turbine | GT |  | W | X | X |  |  | 173.3 | 0.85 | 154.4 | 164.4 | 16 | N |  |  | OP | X | 1 | 1999 | Pre-2000 |  |  | Y | Industrial CHP | Utility | Investor Owned Utility | 7 | T | NG | Non-Renewable | 0 | 173.3 | 0 | 1 | OG | DFO
Operable | 11241 | Entergy Louisiana LLC |  | 1392 | Louisiana 2 | LA | Vertical | East Baton Rouge | 10 | Natural Gas Steam Turbine | ST |  | S | X | X |  |  | 50 | 0.85 | 40 | 40 | 5 | N |  |  | SB | Y | 1 | 1950 | Pre-2000 |  |  | N | Electric Utility | Utility | Investor Owned Utility | 1 | X | NG | Non-Renewable | 0 | 50 | 0 | 1
Operable | 11241 | Entergy Louisiana LLC |  | 1392 | Louisiana 2 | LA | Vertical | East Baton Rouge | 11 | Natural Gas Steam Turbine | ST |  | S | X | X |  |  | 50 | 0.85 | 40 | 40 | 5 | N |  |  | SB | Y | 11 | 1950 | Pre-2000 |  |  | N | Electric Utility | Utility | Investor Owned Utility | 1 | X | NG | Non-Renewable | 0 | 50 | 0 | 1
Operable | 11241 | Entergy Louisiana LLC |  | 1392 | Louisiana 2 | LA | Vertical | East Baton Rouge | 12 | Natural Gas Steam Turbine | ST |  | S | X | X |  |  | 75 | 0.85 | 58 | 58 | 10 | N |  |  | SB | Y | 5 | 1953 | Pre-2000 |  |  | N | Electric Utility | Utility | Investor Owned Utility | 1 | X | NG | Non-Renewable | 0 | 75 | 0 | 1
Operable | 11241 | Entergy Louisiana LLC |  | 1393 | R S Nelson | LA | Vertical | Calcasieu | 1 | Petroleum Coke | ST |  | J | X | X | EES.NELSON1 | EES.NELSON1 | 113.6 | 0.85 | 97.2 | 109 | 80 | N |  |  | OP | X | 2 | 1959 | Pre-2000 |  |  | Y | Electric Utility | Utility | Investor Owned Utility | 1 | T | PC | Non-Renewable | 0 | 113.6 | 0 | 1
Operable | 11241 | Entergy Louisiana LLC |  | 1393 | R S Nelson | LA | Vertical | Calcasieu | 2 | Petroleum Coke | ST |  | J | X | X | EES.NELSON2 | EES.NELSON2 | 113.6 | 0.85 | 93.2 | 108 | 80 | N |  |  | OP | X | 5 | 1959 | Pre-2000 |  |  | Y | Electric Utility | Utility | Investor Owned Utility | 1 | T | PC | Non-Renewable | 0 | 113.6 | 0 | 1
Operable | 11241 | Entergy Louisiana LLC |  | 1393 | R S Nelson | LA | Vertical | Calcasieu | 4 | Natural Gas Steam Turbine | ST |  | S | X | X | EES.NELSON4 | EES.NELSON4 | 591.8 | 0.87 | 424.7 | 434.3 | 163 | N |  |  | OP | X | 7 | 1970 | Pre-2000 |  |  | N | Electric Utility | Utility | Investor Owned Utility | 1 | X | NG | Non-Renewable | 0 | 591.8 | 0 | 1
Operable | 11241 | Entergy Louisiana LLC |  | 1393 | R S Nelson | LA | Vertical | Calcasieu | 6 | Conventional Steam Coal | ST |  | J | X | X | EES.NELSON6 | EES.NELSON6 | 614.6 | 0.87 | 513.5 | 533 | 150 | N |  |  | OP | X | 5 | 1982 | Pre-2000 |  |  | N | Electric Utility | Utility | Investor Owned Utility | 1 | X | SUB | Non-Renewable | 0 | 614.6 | 0 | 1
Operable | 11241 | Entergy Louisiana LLC |  | 1402 | Little Gypsy | LA | Vertical | St Charles | 2 | Natural Gas Steam Turbine | ST |  | S | X | X | EES.L_GYPSY2 | EES.L_GYPSY2 | 420.7 | 0.85 | 412 | 420.1 | 24 | N |  |  | OP | X | 4 | 1966 | Pre-2000 | 6 | 2026 | N | Electric Utility | Utility | Investor Owned Utility | 1 | X | NG | Non-Renewable | 0 | 420.7 | 0 | 1 | DFO
Operable | 11241 | Entergy Louisiana LLC |  | 1402 | Little Gypsy | LA | Vertical | St Charles | 3 | Natural Gas Steam Turbine | ST |  | S | X | X | EES.L_GYPSY3 | EES.L_GYPSY3 | 582.2 | 0.85 | 496.1 | 509 | 150 | N |  |  | OP | X | 3 | 1969 | Pre-2000 | 6 | 2029 | N | Electric Utility | Utility | Investor Owned Utility | 1 | X | NG | Non-Renewable | 0 | 582.2 | 0 | 1 | DFO
Operable | 11241 | Entergy Louisiana LLC |  | 1403 | Nine Mile Point | LA | Vertical | Jefferson | 5 | Natural Gas Steam Turbine | ST |  | S | X | X | EES.NINEMILE5 | EES.NINEMILE5 | 895.1 | 0.9 | 721.5 | 731 | 190 | N |  |  | OP | X | 6 | 1973 | Pre-2000 | 6 | 2033 | N | Electric Utility | Utility | Investor Owned Utility | 1 | X | NG | Non-Renewable | 0 | 895.1 | 0 | 1 | DFO
Operable | 11241 | Entergy Louisiana LLC |  | 1403 | Nine Mile Point | LA | Vertical | Jefferson | 6(4) | Natural Gas Steam Turbine | ST |  | S | X | X | EES.NINEMILE4 | EES.NINEMILE4 | 895.1 | 0.9 | 731.9 | 758.5 | 190 | N |  |  | OP | X | 5 | 1971 | Pre-2000 | 6 | 2031 | N | Electric Utility | Utility | Investor Owned Utility | 1 | X | NG | Non-Renewable | 0 | 895.1 | 0 | 1 | DFO
Operable | 11241 | Entergy Louisiana LLC |  | 1403 | Nine Mile Point | LA | Vertical | Jefferson | 6A | Natural Gas Fired Combined Cycle | CT | PB01 | S | X | N |  |  | 194.7 | 0.9 | 168 | 180 | 17 | N |  |  | OP | X | 12 | 2014 | 2014 |  |  | N | Electric Utility | Utility | Investor Owned Utility | 1 | X | NG | Non-Renewable | 0 | 194.7 | 0 | 1 | DFO
Operable | 11241 | Entergy Louisiana LLC |  | 1403 | Nine Mile Point | LA | Vertical | Jefferson | 6B | Natural Gas Fired Combined Cycle | CT | PB01 | S | X | N |  |  | 194.7 | 0.9 | 168 | 180 | 17 | N |  |  | OP | X | 12 | 2014 | 2014 |  |  | N | Electric Utility | Utility | Investor Owned Utility | 1 | X | NG | Non-Renewable | 0 | 194.7 | 0 | 1 | DFO
Operable | 11241 | Entergy Louisiana LLC |  | 1403 | Nine Mile Point | LA | Vertical | Jefferson | 6C | Natural Gas Fired Combined Cycle | CA | PB01 | S | Y | X |  |  | 260.1 | 0.85 | 560 | 620 | 50 | N |  |  | OP | X | 12 | 2014 | 2014 |  |  | N | Electric Utility | Utility | Investor Owned Utility | 1 | X | NG | Non-Renewable | 0 | 260.1 | 0 | 1 | DFO
Operable | 11241 | Entergy Louisiana LLC |  | 1404 | Sterlington | LA | Vertical | Ouachita | 7A | Natural Gas Fired Combustion Turbine | GT | PB01 | S | X | X | EES.STERL7 | EES.STERL7 | 59.3 | 0.9 | 45.5 | 50 | 5 | N |  |  | OP | X | 4 | 1973 | Pre-2000 |  |  | N | Electric Utility | Utility | Investor Owned Utility | 1 | X | NG | Non-Renewable | 0 | 59.3 | 0 | 1 | DFO
Operable | 11241 | Entergy Louisiana LLC |  | 4270 | Waterford 3 | LA | Vertical | St Charles | 3 | Nuclear | ST |  | S | X | X | EES.WATRFD3 | EES.WATRFD3 | 1199.8 | 0.9 | 1164.6 | 1172.1 | 200 | N |  |  | OP | X | 9 | 1985 | Pre-2000 |  |  | N | Electric Utility | Utility | Investor Owned Utility | 1 | X | NUC | Other | 0 | 0 | 0 | 0
Operable | 11241 | Entergy Louisiana LLC |  | 6462 | River Bend | LA | Vertical | West Feliciana | 1 | Nuclear | ST |  | S | X | X | EES.RVRBEND1 | EES.RVRBEND1 | 1035.9 | 0.9 | 972.3 | 989.7 | 103.6 | N |  |  | OP | X | 6 | 1986 | Pre-2000 |  |  | N | Electric Utility | Utility | Investor Owned Utility | 1 | X | NUC | Other | 0 | 0 | 0 | 0
Operable | 11241 | Entergy Louisiana LLC |  | 8056 | Waterford 1 & 2 | LA | Vertical | St Charles | 1 | Natural Gas Steam Turbine | ST |  | S | X | X | EES.WATRFD1 | EES.WATRFD1 | 445.5 | 0.9 | 409.5 | 411.1 | 125 | N |  |  | OP | X | 7 | 1975 | Pre-2000 | 3 | 2024 | N | Electric Utility | Utility | Investor Owned Utility | 1 | X | NG | Non-Renewable | 0 | 445.5 | 0 | 1 | RFO
Operable | 11241 | Entergy Louisiana LLC |  | 8056 | Waterford 1 & 2 | LA | Vertical | St Charles | 2 | Natural Gas Steam Turbine | ST |  | S | X | X | EES.WATRFD2 | EES.WATRFD2 | 445.5 | 0.9 | 416.8 | 417 | 125 | N |  |  | OP | X | 10 | 1975 | Pre-2000 | 6 | 2028 | N | Electric Utility | Utility | Investor Owned Utility | 1 | X | NG | Non-Renewable | 0 | 445.5 | 0 | 1 | RFO
Operable | 11241 | Entergy Louisiana LLC |  | 8056 | Waterford 1 & 2 | LA | Vertical | St Charles | 4 | Petroleum Liquids | GT |  | S | X | X | EES.WATRFD4_CT | EES.WATRFD4_CT | 41 | 0.95 | 32.1 | 35.7 | 31.9 | N |  |  | SB | Y | 9 | 2009 | 2009 |  |  | N | Electric Utility | Utility | Investor Owned Utility | 1 | X | DFO | Non-Renewable | 0 | 41 | 0 | 1
Operable | 11241 | Entergy Louisiana LLC |  | 55165 | Calcasieu | LA | Vertical | Calcasieu | G101 | Natural Gas Fired Combustion Turbine | GT |  | S | X | X | EES.CALCAS1_CT | EES.CALCAS1_CT | 174.3 | 0.85 | 141.7 | 171.6 | 116 | N |  |  | OP | X | 5 | 2000 | 2000 |  |  | N | Electric Utility | Utility | Investor Owned Utility | 1 | X | NG | Non-Renewable | 0 | 174.3 | 0 | 1
Operable | 11241 | Entergy Louisiana LLC |  | 55165 | Calcasieu | LA | Vertical | Calcasieu | G102 | Natural Gas Fired Combustion Turbine | GT |  | S | X | X | EES.CALCAS2_CT | EES.CALCAS2_CT | 184.5 | 0.85 | 155.7 | 184.1 | 125 | N |  |  | OP | X | 4 | 2001 | 2001 |  |  | N | Electric Utility | Utility | Investor Owned Utility | 1 | X | NG | Non-Renewable | 0 | 184.5 | 0 | 1
Operable | 11241 | Entergy Louisiana LLC |  | 55467 | Ouachita | LA | Vertical | Ouachita | CTG1 | Natural Gas Fired Combined Cycle | CT | PB01 | W | X | N |  |  | 179.3 | 0.85 |  |  | 94 | N |  |  | OP | X | 8 | 2002 | 2002 |  |  | N | Electric Utility | Utility | Investor Owned Utility | 1 | X | NG | Non-Renewable | 0 | 179.3 | 0 | 1
Operable | 11241 | Entergy Louisiana LLC |  | 55467 | Ouachita | LA | Vertical | Ouachita | CTG2 | Natural Gas Fired Combined Cycle | CT | PB02 | W | X | N |  |  | 179.3 | 0.85 |  |  | 94 | N |  |  | OP | X | 8 | 2002 | 2002 |  |  | N | Electric Utility | Utility | Investor Owned Utility | 1 | X | NG | Non-Renewable | 0 | 179.3 | 0 | 1
Operable | 11241 | Entergy Louisiana LLC |  | 55467 | Ouachita | LA | Vertical | Ouachita | CTG3 | Natural Gas Fired Combined Cycle | CT | PB03 | S | X | N |  |  | 179.3 | 0.85 |  |  | 94 | N |  |  | OP | X | 8 | 2002 | 2002 |  |  | N | Electric Utility | Utility | Investor Owned Utility | 1 | X | NG | Non-Renewable | 0 | 179.3 | 0 | 1
Operable | 11241 | Entergy Louisiana LLC |  | 55467 | Ouachita | LA | Vertical | Ouachita | STG1 | Natural Gas Fired Combined Cycle | CA | PB01 | W | Y | X |  |  | 122 | 0.85 | 236.1 | 274.5 | 71 | N |  |  | OP | X | 8 | 2002 | 2002 |  |  | N | Electric Utility | Utility | Investor Owned Utility | 1 | X | NG | Non-Renewable | 0 | 122 | 0 | 1
Operable | 11241 | Entergy Louisiana LLC |  | 55467 | Ouachita | LA | Vertical | Ouachita | STG2 | Natural Gas Fired Combined Cycle | CA | PB02 | W | Y | X |  |  | 122 | 0.85 | 245 | 281.6 | 71 | N |  |  | OP | X | 8 | 2002 | 2002 |  |  | N | Electric Utility | Utility | Investor Owned Utility | 1 | X | NG | Non-Renewable | 0 | 122 | 0 | 1
Operable | 11241 | Entergy Louisiana LLC |  | 55467 | Ouachita | LA | Vertical | Ouachita | STG3 | Natural Gas Fired Combined Cycle | CA | PB03 | S | Y | X |  |  | 122 | 0.85 | 242.6 | 279.2 | 71 | N |  |  | OP | X | 8 | 2002 | 2002 |  |  | N | Electric Utility | Utility | Investor Owned Utility | 1 | X | NG | Non-Renewable | 0 | 122 | 0 | 1
Operable | 11241 | Entergy Louisiana LLC |  | 55486 | Washington Parish Energy Center | LA | Vertical | Washington | CTG01 | Natural Gas Fired Combustion Turbine | GT |  | S | X | X |  |  | 199.8 | 0.85 | 183.1 | 206.9 | 100 | N |  |  | OP | X | 11 | 2020 | 2020 |  |  | N | Electric Utility | Utility | Investor Owned Utility | 1 | X | NG | Non-Renewable | 0 | 199.8 | 0 | 1
Operable | 11241 | Entergy Louisiana LLC |  | 55486 | Washington Parish Energy Center | LA | Vertical | Washington | CTG02 | Natural Gas Fired Combustion Turbine | GT |  | S | X | X |  |  | 199.8 | 0.85 | 183.8 | 207.8 | 100 | N |  |  | OP | X | 11 | 2020 | 2020 |  |  | N | Electric Utility | Utility | Investor Owned Utility | 1 | X | NG | Non-Renewable | 0 | 199.8 | 0 | 1
Operable | 11241 | Entergy Louisiana LLC |  | 55620 | Perryville Power Station | LA | Vertical | Ouachita | 2-CT | Natural Gas Fired Combustion Turbine | GT |  | S | X | X | EES.PERVL2_CT | EES.PERVL2_CT | 186.2 | 0.85 | 148.5 | 183.4 | 90 | N |  |  | OP | X | 6 | 2001 | 2001 |  |  | N | Electric Utility | Utility | Investor Owned Utility | 1 | X | NG | Non-Renewable | 0 | 186.2 | 0 | 1
Operable | 11241 | Entergy Louisiana LLC |  | 55620 | Perryville Power Station | LA | Vertical | Ouachita | CT-1 | Natural Gas Fired Combined Cycle | CT | PB01 | S | X | N | EES.PERVL1 | EES.PERVL1 | 198.9 | 0.85 |  |  | 90 | N |  |  | OP | X | 6 | 2002 | 2002 |  |  | N | Electric Utility | Utility | Investor Owned Utility | 1 | X | NG | Non-Renewable | 0 | 198.9 | 0 | 1
Operable | 11241 | Entergy Louisiana LLC |  | 55620 | Perryville Power Station | LA | Vertical | Ouachita | CT-2 | Natural Gas Fired Combined Cycle | CT | PB01 | S | X | N | EES.PERVL1 | EES.PERVL1 | 198.9 | 0.85 |  |  | 90 | N |  |  | OP | X | 7 | 2002 | 2002 |  |  | N | Electric Utility | Utility | Investor Owned Utility | 1 | X | NG | Non-Renewable | 0 | 198.9 | 0 | 1
Operable | 11241 | Entergy Louisiana LLC |  | 55620 | Perryville Power Station | LA | Vertical | Ouachita | ST-1 | Natural Gas Fired Combined Cycle | CA | PB01 | S | Y | X | EES.PERVL1 | EES.PERVL1 | 240.1 | 0.85 | 576.8 | 632 | 140 | N |  |  | OP | X | 7 | 2002 | 2002 |  |  | N | Electric Utility | Utility | Investor Owned Utility | 1 | X | NG | Non-Renewable | 0 | 240.1 | 0 | 1
Operable | 11241 | Entergy Louisiana LLC |  | 60926 | St. Charles Power Station (LA) | LA | Vertical | St Charles | 1A | Natural Gas Fired Combined Cycle | CT | PB01 | S | X | N |  |  | 250 | 0.85 | 250 | 250 |  | N |  |  | OP | X | 5 | 2019 | 2019 |  |  | N | Electric Utility | Utility | Investor Owned Utility | 1 | X | NG | Non-Renewable | 0 | 250 | 0 | 1
Operable | 11241 | Entergy Louisiana LLC |  | 60926 | St. Charles Power Station (LA) | LA | Vertical | St Charles | 1B | Natural Gas Fired Combined Cycle | CT | PB01 | S | X | N |  |  | 250 | 0.85 | 250 | 250 |  | N |  |  | OP | X | 5 | 2019 | 2019 |  |  | N | Electric Utility | Utility | Investor Owned Utility | 1 | X | NG | Non-Renewable | 0 | 250 | 0 | 1
Operable | 11241 | Entergy Louisiana LLC |  | 60926 | St. Charles Power Station (LA) | LA | Vertical | St Charles | 1C | Natural Gas Fired Combined Cycle | CA | PB01 | S | Y | X |  |  | 500 | 0.85 | 500 | 500 |  | N |  |  | OP | X | 5 | 2019 | 2019 |  |  | N | Electric Utility | Utility | Investor Owned Utility | 1 | X | NG | Non-Renewable | 0 | 500 | 0 | 1
Operable | 11241 | Entergy Louisiana LLC |  | 60927 | Lake Charles Power | LA | Vertical | Calcasieu | 1A | Natural Gas Fired Combined Cycle | CT | PB01 | S | X | N |  |  | 250 | 0.85 | 250 | 250 |  | N |  |  | OP | X | 3 | 2020 | 2020 |  |  | N | Electric Utility | Utility | Investor Owned Utility | 1 | X | NG | Non-Renewable | 0 | 250 | 0 | 1
Operable | 11241 | Entergy Louisiana LLC |  | 60927 | Lake Charles Power | LA | Vertical | Calcasieu | 1B | Natural Gas Fired Combined Cycle | CT | PB01 | S | X | N |  |  | 250 | 0.85 | 250 | 250 |  | N |  |  | OP | X | 3 | 2020 | 2020 |  |  | N | Electric Utility | Utility | Investor Owned Utility | 1 | X | NG | Non-Renewable | 0 | 250 | 0 | 1
Operable | 11241 | Entergy Louisiana LLC |  | 60927 | Lake Charles Power | LA | Vertical | Calcasieu | 1C | Natural Gas Fired Combined Cycle | CA | PB01 | S | Y | X |  |  | 500 | 0.85 | 500 | 500 |  | N |  |  | OP | X | 3 | 2020 | 2020 |  |  | N | Electric Utility | Utility | Investor Owned Utility | 1 | X | NG | Non-Renewable | 0 | 500 | 0 | 1
Operable | 12685 | Entergy Mississippi LLC |  | 8054 | Gerald Andrus | MS | Vertical | Washington | 1 | Natural Gas Steam Turbine | ST |  | S | X | X | EES.G_ANDRUS1 | EES.G_ANDRUS1 | 781.4 | 0.9 | 706.5 | 731.7 | 205 | N |  |  | OP | X | 1 | 1975 | Pre-2000 | 6 | 2035 | N | Electric Utility | Utility | Investor Owned Utility | 1 | X | NG | Non-Renewable | 0 | 781.4 | 0 | 1
Operable | 12685 | Entergy Mississippi LLC |  | 55218 | Hinds Energy Facility | MS | Vertical | Hinds | H01 | Natural Gas Fired Combined Cycle | CT | PB01 | S | X | N | EES.CC.HINDS1 | EES.CC.HINDS1 | 176.6 | 0.85 |  |  | 90 | N |  |  | OP | X | 5 | 2001 | 2001 |  |  | N | Electric Utility | Utility | Investor Owned Utility | 1 | X | NG | Non-Renewable | 0 | 176.6 | 0 | 1
Operable | 12685 | Entergy Mississippi LLC |  | 55218 | Hinds Energy Facility | MS | Vertical | Hinds | H02 | Natural Gas Fired Combined Cycle | CT | PB01 | S | X | N | EES.CC.HINDS1 | EES.CC.HINDS1 | 176.6 | 0.85 |  |  | 90 | N |  |  | OP | X | 5 | 2001 | 2001 |  |  | N | Electric Utility | Utility | Investor Owned Utility | 1 | X | NG | Non-Renewable | 0 | 176.6 | 0 | 1
Operable | 12685 | Entergy Mississippi LLC |  | 55218 | Hinds Energy Facility | MS | Vertical | Hinds | H03 | Natural Gas Fired Combined Cycle | CA | PB01 | S | N | X | EES.CC.HINDS1 | EES.CC.HINDS1 | 198.1 | 0.85 | 452.1 | 515 | 120 | N |  |  | OP | X | 5 | 2001 | 2001 |  |  | N | Electric Utility | Utility | Investor Owned Utility | 1 | X | NG | Non-Renewable | 0 | 198.1 | 0 | 1
Operable | 12685 | Entergy Mississippi LLC |  | 55218 | Hinds Energy Facility | MS | Vertical | Hinds | H04BS | Natural Gas Fired Combustion Turbine | GT |  | S | X | X |  |  | 49.1 | 0.85 | 27.4 | 33.4 | 17 | N |  |  | OP | X | 1 | 2020 | 2020 |  |  | N | Electric Utility | Utility | Investor Owned Utility | 1 | X | NG | Non-Renewable | 0 | 49.1 | 0 | 1
Operable | 12685 | Entergy Mississippi LLC |  | 55220 | Attala | MS | Vertical | Attala | A01 | Natural Gas Fired Combined Cycle | CT | PB01 | S | X | N | EES.ATTALA1 | EES.ATTALA1 | 176.6 | 0.85 |  |  | 95 | N |  |  | OP | X | 3 | 2001 | 2001 |  |  | N | Electric Utility | Utility | Investor Owned Utility | 1 | X | NG | Non-Renewable | 0 | 176.6 | 0 | 1
Operable | 12685 | Entergy Mississippi LLC |  | 55220 | Attala | MS | Vertical | Attala | A02 | Natural Gas Fired Combined Cycle | CT | PB01 | S | X | N | EES.ATTALA1 | EES.ATTALA1 | 176.6 | 0.85 |  |  | 95 | N |  |  | OP | X | 3 | 2001 | 2001 |  |  | N | Electric Utility | Utility | Investor Owned Utility | 1 | X | NG | Non-Renewable | 0 | 176.6 | 0 | 1
Operable | 12685 | Entergy Mississippi LLC |  | 55220 | Attala | MS | Vertical | Attala | A03 | Natural Gas Fired Combined Cycle | CA | PB01 | S | N | X | EES.ATTALA1 | EES.ATTALA1 | 198.1 | 0.85 | 455.4 | 513 | 60 | N |  |  | OP | X | 3 | 2001 | 2001 |  |  | N | Electric Utility | Utility | Investor Owned Utility | 1 | X | NG | Non-Renewable | 0 | 198.1 | 0 | 1
Operable | 12685 | Entergy Mississippi LLC |  | 55706 | Choctaw County | MS | Vertical | Choctaw | CTG1 | Natural Gas Fired Combined Cycle | CT | CC1 | S | X | N |  |  | 179 | 0.85 | 164 | 186 | 75 | N |  |  | OP | X | 7 | 2003 | 2003 |  |  | N | Electric Utility | Utility | Investor Owned Utility | 1 | X | NG | Non-Renewable | 0 | 179 | 0 | 1
Operable | 12685 | Entergy Mississippi LLC |  | 55706 | Choctaw County | MS | Vertical | Choctaw | CTG2 | Natural Gas Fired Combined Cycle | CT | CC1 | S | X | N |  |  | 179 | 0.85 | 164 | 186 | 75 | N |  |  | OP | X | 7 | 2003 | 2003 |  |  | N | Electric Utility | Utility | Investor Owned Utility | 1 | X | NG | Non-Renewable | 0 | 179 | 0 | 1
Operable | 12685 | Entergy Mississippi LLC |  | 55706 | Choctaw County | MS | Vertical | Choctaw | CTG3 | Natural Gas Fired Combined Cycle | CT | CC1 | S | X | N |  |  | 179 | 0.85 | 164 | 186 | 75 | N |  |  | OP | X | 7 | 2003 | 2003 |  |  | N | Electric Utility | Utility | Investor Owned Utility | 1 | X | NG | Non-Renewable | 0 | 179 | 0 | 1
Operable | 12685 | Entergy Mississippi LLC |  | 55706 | Choctaw County | MS | Vertical | Choctaw | STG1 | Natural Gas Fired Combined Cycle | CA | CC1 | S | Y | X |  |  | 362 | 0.85 | 289 | 326 | 140 | N |  |  | OP | X | 7 | 2003 | 2003 |  |  | N | Electric Utility | Utility | Investor Owned Utility | 1 | X | NG | Non-Renewable | 0 | 362 | 0 | 1
Operable | 13478 | Entergy New Orleans, LLC |  | 60928 | New Orleans Power | LA | Vertical | Orleans | RICE1 | Natural Gas Internal Combustion Engine | IC |  | S | X | X |  |  | 18.8 | 0.8 | 18.8 | 18.8 | 18 | N |  |  | OP | X | 5 | 2020 | 2020 |  |  | N | Electric Utility | Utility | Investor Owned Utility | 1 | X | NG | Non-Renewable | 0 | 18.8 | 0 | 1
Operable | 13478 | Entergy New Orleans, LLC |  | 60928 | New Orleans Power | LA | Vertical | Orleans | RICE2 | Natural Gas Internal Combustion Engine | IC |  | S | X | X |  |  | 18.8 | 0.8 | 18.8 | 18.8 | 18 | N |  |  | OP | X | 5 | 2020 | 2020 |  |  | N | Electric Utility | Utility | Investor Owned Utility | 1 | X | NG | Non-Renewable | 0 | 18.8 | 0 | 1
Operable | 13478 | Entergy New Orleans, LLC |  | 60928 | New Orleans Power | LA | Vertical | Orleans | RICE3 | Natural Gas Internal Combustion Engine | IC |  | S | X | X |  |  | 18.8 | 0.8 | 18.8 | 18.8 | 18 | N |  |  | OP | X | 5 | 2020 | 2020 |  |  | N | Electric Utility | Utility | Investor Owned Utility | 1 | X | NG | Non-Renewable | 0 | 18.8 | 0 | 1
Operable | 13478 | Entergy New Orleans, LLC |  | 60928 | New Orleans Power | LA | Vertical | Orleans | RICE4 | Natural Gas Internal Combustion Engine | IC |  | S | X | X |  |  | 18.8 | 0.8 | 18.8 | 18.8 | 18 | N |  |  | OP | X | 5 | 2020 | 2020 |  |  | N | Electric Utility | Utility | Investor Owned Utility | 1 | X | NG | Non-Renewable | 0 | 18.8 | 0 | 1
Operable | 13478 | Entergy New Orleans, LLC |  | 60928 | New Orleans Power | LA | Vertical | Orleans | RICE5 | Natural Gas Internal Combustion Engine | IC |  | S | X | X |  |  | 18.8 | 0.8 | 18.8 | 18.8 | 18 | N |  |  | OP | X | 5 | 2020 | 2020 |  |  | N | Electric Utility | Utility | Investor Owned Utility | 1 | X | NG | Non-Renewable | 0 | 18.8 | 0 | 1
Operable | 13478 | Entergy New Orleans, LLC |  | 60928 | New Orleans Power | LA | Vertical | Orleans | RICE6 | Natural Gas Internal Combustion Engine | IC |  | S | X | X |  |  | 18.8 | 0.8 | 18.8 | 18.8 | 18 | N |  |  | OP | X | 5 | 2020 | 2020 |  |  | N | Electric Utility | Utility | Investor Owned Utility | 1 | X | NG | Non-Renewable | 0 | 18.8 | 0 | 1
Operable | 13478 | Entergy New Orleans, LLC |  | 60928 | New Orleans Power | LA | Vertical | Orleans | RICE7 | Natural Gas Internal Combustion Engine | IC |  | S | X | X |  |  | 18.8 | 0.8 | 18.8 | 18.8 | 18 | N |  |  | OP | X | 5 | 2020 | 2020 |  |  | N | Electric Utility | Utility | Investor Owned Utility | 1 | X | NG | Non-Renewable | 0 | 18.8 | 0 | 1
Operable | 13478 | Entergy New Orleans, LLC |  | 61647 | ENO Paterson Solar | LA | Vertical | Orleans | NOSPS | Solar Photovoltaic | PV |  | S | X | X |  |  | 1.1 |  | 1.1 | 1.1 |  | N |  |  | OP | X | 6 | 2016 | 2016 |  |  | N | Electric Utility | Utility | Investor Owned Utility | 1 | X | SUN | Renewable | 1.1 | 0 | 1 | 0
Operable | 13478 | Entergy New Orleans, LLC |  | 64305 | TCI France | LA | Vertical | Orleans | TCL1 | Solar Photovoltaic | PV |  | S | X | X |  |  | 1.5 |  | 1.5 | 1.5 |  | N |  |  | OP | X | 4 | 2019 | 2019 |  |  | N | Electric Utility | Utility | Investor Owned Utility | 1 | X | SUN | Renewable | 1.5 | 0 | 1 | 0
Operable | 13478 | Entergy New Orleans, LLC |  | 64306 | TCI Alvar | LA | Vertical | Orleans | TCI2 | Solar Photovoltaic | PV |  | S | X | X |  |  | 1.9 |  | 1.9 | 1.9 |  | N |  |  | OP | X | 4 | 2019 | 2019 |  |  | N | Electric Utility | Utility | Investor Owned Utility | 1 | X | SUN | Renewable | 1.9 | 0 | 1 | 0
Operable | 13478 | Entergy New Orleans, LLC |  | 64307 | New Orleans Solar Station | LA | Vertical | Orleans | NOSS | Solar Photovoltaic | PV |  | S | X | X |  |  | 20 |  | 20 | 20 |  | N |  |  | OP | X | 12 | 2019 | 2019 |  |  | N | Electric Utility | Utility | Investor Owned Utility | 1 | X | SUN | Renewable | 20 | 0 | 1 | 0
Operable | 55937 | Entergy Texas Inc. |  | 3457 | Lewis Creek | TX | Restructured | Montgomery | 1 | Natural Gas Steam Turbine | ST |  | S | X | X | EES.L_CREEK1 |  | 271.4 | 0.87 | 250 | 254.3 | 50 | N |  |  | OP | X | 12 | 1970 | Pre-2000 | 6 | 2034 | N | Electric Utility | Utility | Investor Owned Utility | 1 | X | NG | Non-Renewable | 0 | 271.4 | 0 | 1
Operable | 55937 | Entergy Texas Inc. |  | 3457 | Lewis Creek | TX | Restructured | Montgomery | 2 | Natural Gas Steam Turbine | ST |  | S | X | X | EES.L_CREEK2 |  | 271.4 | 0.87 | 249.7 | 252.1 | 50 | N |  |  | OP | X | 5 | 1971 | Pre-2000 | 6 | 2034 | N | Electric Utility | Utility | Investor Owned Utility | 1 | X | NG | Non-Renewable | 0 | 271.4 | 0 | 1
Operable | 55937 | Entergy Texas Inc. |  | 3459 | Sabine | TX | Restructured | Orange | 1 | Natural Gas Steam Turbine | ST |  | S | X | X | EES.SABINE1 | EES.SABINE1 | 239.4 | 0.85 | 201.1 | 202.2 | 50 | N |  |  | OP | X | 1 | 1962 | Pre-2000 | 10 | 2026 | N | Electric Utility | Utility | Investor Owned Utility | 1 | X | NG | Non-Renewable | 0 | 239.4 | 0 | 1
Operable | 55937 | Entergy Texas Inc. |  | 3459 | Sabine | TX | Restructured | Orange | 3 | Natural Gas Steam Turbine | ST |  | S | X | X | EES.SABINE3 | EES.SABINE3 | 473.4 | 0.87 | 374.9 | 380.2 | 55 | N |  |  | OP | X | 12 | 1966 | Pre-2000 | 6 | 2026 | N | Electric Utility | Utility | Investor Owned Utility | 1 | X | NG | Non-Renewable | 0 | 473.4 | 0 | 1
Operable | 55937 | Entergy Texas Inc. |  | 3459 | Sabine | TX | Restructured | Orange | 4 | Natural Gas Steam Turbine | ST |  | S | X | X | EES.SABINE4 | EES.SABINE4 | 591.6 | 0.87 | 490.8 | 496.7 | 185 | N |  |  | OP | X | 8 | 1974 | Pre-2000 | 6 | 2026 | N | Electric Utility | Utility | Investor Owned Utility | 1 | X | NG | Non-Renewable | 0 | 591.6 | 0 | 1
Operable | 55937 | Entergy Texas Inc. |  | 3459 | Sabine | TX | Restructured | Orange | 5 | Natural Gas Steam Turbine | ST |  | S | X | X | EES.SABINE5 | EES.SABINE5 | 507.4 | 0.87 | 441.3 | 445.7 | 55 | N |  |  | OP | X | 12 | 1979 | Pre-2000 |  |  | N | Electric Utility | Utility | Investor Owned Utility | 1 | X | NG | Non-Renewable | 0 | 507.4 | 0 | 1
Operable | 55937 | Entergy Texas Inc. |  | 6595 | Toledo Bend | TX | Restructured | Newton | 1 | Conventional Hydroelectric | HY |  | J | X | X | EES.TOL_BEND1 |  | 40.5 | 0.95 | 40 | 40 | 32 | N |  |  | OP | X | 2 | 1969 | Pre-2000 |  |  | N | Electric Utility | Utility | Investor Owned Utility | 1 | X | WAT | Renewable | 40.5 | 0 | 1 | 0
Operable | 55937 | Entergy Texas Inc. |  | 6595 | Toledo Bend | TX | Restructured | Newton | 2 | Conventional Hydroelectric | HY |  | J | X | X | EES.TOL_BEND2 |  | 40.5 | 0.95 | 40 | 40 | 32 | N |  |  | OP | X | 2 | 1969 | Pre-2000 |  |  | N | Electric Utility | Utility | Investor Owned Utility | 1 | X | WAT | Renewable | 40.5 | 0 | 1 | 0
Operable | 55937 | Entergy Texas Inc. |  | 56604 | Hardin County Peaking Facility | TX | Restructured | Hardin | HC1 | Natural Gas Fired Combustion Turbine | GT |  | S | X | X | ESS.CYPRESS1CT | ESS.CYPRESS1CT | 86.5 | 0.85 | 71.7 | 86.3 | 42 | N |  |  | OP | X | 7 | 2001 | 2001 |  |  | N | Electric Utility | Utility | Investor Owned Utility | 1 | X | NG | Non-Renewable | 0 | 86.5 | 0 | 1
Operable | 55937 | Entergy Texas Inc. |  | 56604 | Hardin County Peaking Facility | TX | Restructured | Hardin | HC2 | Natural Gas Fired Combustion Turbine | GT |  | S | X | X | ESS.CYPRESS2CT | ESS.CYPRESS2CT | 86.5 | 0.85 | 70.5 | 84.8 | 42 | N |  |  | OP | X | 7 | 2001 | 2001 |  |  | N | Electric Utility | Utility | Investor Owned Utility | 1 | X | NG | Non-Renewable | 0 | 86.5 | 0 | 1
Operable | 55937 | Entergy Texas Inc. |  | 60925 | Montgomery County | TX | Restructured | Montgomery | 1A | Natural Gas Fired Combined Cycle | CT | PB01 | S | X | N |  |  | 250 | 0.85 | 250 | 250 |  | N |  |  | OP | X | 1 | 2021 | 2021 |  |  | N | Electric Utility | Utility | Investor Owned Utility | 1 | X | NG | Non-Renewable | 0 | 250 | 0 | 1
Operable | 55937 | Entergy Texas Inc. |  | 60925 | Montgomery County | TX | Restructured | Montgomery | 1B | Natural Gas Fired Combined Cycle | CT | PB01 | S | X | N |  |  | 250 | 0.85 | 250 | 250 |  | N |  |  | OP | X | 1 | 2021 | 2021 |  |  | N | Electric Utility | Utility | Investor Owned Utility | 1 | X | NG | Non-Renewable | 0 | 250 | 0 | 1
Operable | 55937 | Entergy Texas Inc. |  | 60925 | Montgomery County | TX | Restructured | Montgomery | 1C | Natural Gas Fired Combined Cycle | CA | PB01 | S | Y | X |  |  | 500 | 0.85 | 500 | 500 |  | N |  |  | OP | X | 1 | 2021 | 2021 |  |  | N | Electric Utility | Utility | Investor Owned Utility | 1 | X | NG | Non-Renewable | 0 | 500 | 0 | 1
Operable | 55937 | Entergy Texas Inc. |  | 66592 | ERDC | MS | Vertical | Warren | ERDC1 | Natural Gas Internal Combustion Engine | IC | ERDC | S | X | X |  |  | 0.4 | 0.8 | 0.4 | 0.4 | 0 | N |  |  | OP | X | 10 | 2021 | 2021 |  |  | N | Electric Utility | Utility | Investor Owned Utility | 1 | X | NG | Non-Renewable | 0 | 0.4 | 0 | 1
Operable | 55937 | Entergy Texas Inc. |  | 66592 | ERDC | MS | Vertical | Warren | ERDC2 | Natural Gas Internal Combustion Engine | IC | ERDC | S | X | X |  |  | 0.4 | 0.8 | 0.4 | 0.4 | 0 | N |  |  | OP | X | 10 | 2021 | 2021 |  |  | N | Electric Utility | Utility | Investor Owned Utility | 1 | X | NG | Non-Renewable | 0 | 0.4 | 0 | 1
Operable | 55937 | Entergy Texas Inc. |  | 66592 | ERDC | MS | Vertical | Warren | ERDC3 | Natural Gas Internal Combustion Engine | IC | ERDC | S | X | X |  |  | 0.4 | 0.8 | 0.4 | 0.4 | 0 | N |  |  | OP | X | 10 | 2021 | 2021 |  |  | N | Electric Utility | Utility | Investor Owned Utility | 1 | X | NG | Non-Renewable | 0 | 0.4 | 0 | 1
Operable | 55937 | Entergy Texas Inc. |  | 66592 | ERDC | MS | Vertical | Warren | ERDC4 | Natural Gas Internal Combustion Engine | IC | ERDC | S | X | X |  |  | 0.4 | 0.8 | 0.4 | 0.4 | 0 | N |  |  | OP | X | 10 | 2021 | 2021 |  |  | N | Electric Utility | Utility | Investor Owned Utility | 1 | X | NG | Non-Renewable | 0 | 0.4 | 0 | 1
Operable | 55937 | Entergy Texas Inc. |  | 66592 | ERDC | MS | Vertical | Warren | ERDC5 | Natural Gas Internal Combustion Engine | IC | ERDC | S | X | X |  |  | 0.4 | 0.8 | 0.4 | 0.4 | 0 | N |  |  | OP | X | 10 | 2021 | 2021 |  |  | N | Electric Utility | Utility | Investor Owned Utility | 1 | X | NG | Non-Renewable | 0 | 0.4 | 0 | 1
Operable | 55937 | Entergy Texas Inc. |  | 66592 | ERDC | MS | Vertical | Warren | ERDC6 | Natural Gas Internal Combustion Engine | IC | ERDC | S | X | X |  |  | 0.4 | 0.8 | 0.4 | 0.4 | 0 | N |  |  | OP | X | 10 | 2021 | 2021 |  |  | N | Electric Utility | Utility | Investor Owned Utility | 1 | X | NG | Non-Renewable | 0 | 0.4 | 0 | 1
Operable | 55937 | Entergy Texas Inc. |  | 66592 | ERDC | MS | Vertical | Warren | ERDC7 | Natural Gas Internal Combustion Engine | IC | ERDC | S | X | X |  |  | 0.4 | 0.8 | 0.4 | 0.4 | 0 | N |  |  | OP | X | 10 | 2021 | 2021 |  |  | N | Electric Utility | Utility | Investor Owned Utility | 1 | X | NG | Non-Renewable | 0 | 0.4 | 0 | 1
Operable | 55937 | Entergy Texas Inc. |  | 66592 | ERDC | MS | Vertical | Warren | ERDC8 | Natural Gas Internal Combustion Engine | IC | ERDC | S | X | X |  |  | 0.4 | 0.8 | 0.4 | 0.4 | 0 | N |  |  | OP | X | 10 | 2021 | 2021 |  |  | N | Electric Utility | Utility | Investor Owned Utility | 1 | X | NG | Non-Renewable | 0 | 0.4 | 0 | 1
Operable | 55937 | Entergy Texas Inc. |  | 66593 | HEB00048 | TX | Restructured | Jefferson | H0481 | Natural Gas Internal Combustion Engine | IC | H048 | S | X | X |  |  | 0.4 | 0.8 | 0.4 | 0.4 | 0 | N |  |  | OP | X | 9 | 2021 | 2021 |  |  | N | Electric Utility | Utility | Investor Owned Utility | 1 | X | NG | Non-Renewable | 0 | 0.4 | 0 | 1
Operable | 55937 | Entergy Texas Inc. |  | 66593 | HEB00048 | TX | Restructured | Jefferson | H0482 | Natural Gas Internal Combustion Engine | IC | H048 | S | X | X |  |  | 0.4 | 0.8 | 0.4 | 0.4 | 0 | N |  |  | OP | X | 9 | 2021 | 2021 |  |  | N | Electric Utility | Utility | Investor Owned Utility | 1 | X | NG | Non-Renewable | 0 | 0.4 | 0 | 1
Operable | 55937 | Entergy Texas Inc. |  | 66593 | HEB00048 | TX | Restructured | Jefferson | H0483 | Natural Gas Internal Combustion Engine | IC | H048 | S | X | X |  |  | 0.4 | 0.8 | 0.4 | 0.4 | 0 | N |  |  | OP | X | 9 | 2021 | 2021 |  |  | N | Electric Utility | Utility | Investor Owned Utility | 1 | X | NG | Non-Renewable | 0 | 0.4 | 0 | 1
Operable | 55937 | Entergy Texas Inc. |  | 66594 | HEB00594 | TX | Restructured | Montgomery | H5941 | Natural Gas Internal Combustion Engine | IC | H594 | S | X | X |  |  | 0.4 | 0.8 | 0.4 | 0.4 | 0 | N |  |  | OP | X | 9 | 2019 | 2019 |  |  | N | Electric Utility | Utility | Investor Owned Utility | 1 | X | NG | Non-Renewable | 0 | 0.4 | 0 | 1
Operable | 55937 | Entergy Texas Inc. |  | 66594 | HEB00594 | TX | Restructured | Montgomery | H5942 | Natural Gas Internal Combustion Engine | IC | H594 | S | X | X |  |  | 0.4 | 0.8 | 0.4 | 0.4 | 0 | N |  |  | OP | X | 9 | 2019 | 2019 |  |  | N | Electric Utility | Utility | Investor Owned Utility | 1 | X | NG | Non-Renewable | 0 | 0.4 | 0 | 1
Operable | 55937 | Entergy Texas Inc. |  | 66594 | HEB00594 | TX | Restructured | Montgomery | H5943 | Natural Gas Internal Combustion Engine | IC | H594 | S | X | X |  |  | 0.4 | 0.8 | 0.4 | 0.4 | 0 | N |  |  | OP | X | 9 | 2019 | 2019 |  |  | N | Electric Utility | Utility | Investor Owned Utility | 1 | X | NG | Non-Renewable | 0 | 0.4 | 0 | 1
Operable | 29925 | Enterprise Products Optg LP |  | 10261 | Enterprise Products Operating | TX | Restructured | Chambers | GEN3 | Natural Gas Fired Combustion Turbine | GT |  | S | X | X |  |  | 3.4 | 0.8 | 3 | 2.8 | 2.8 | N |  |  | OP | X | 11 | 1991 | Pre-2000 |  |  | Y | Industrial CHP | Customer Sited | Other | 7 | T | NG | Non-Renewable | 0 | 3.4 | 0 | 1
Operable | 29925 | Enterprise Products Optg LP |  | 10261 | Enterprise Products Operating | TX | Restructured | Chambers | GEN4 | Natural Gas Fired Combustion Turbine | GT |  | S | X | X |  |  | 3.4 | 0.8 | 3 | 2.8 | 2.8 | N |  |  | OP | X | 11 | 1991 | Pre-2000 |  |  | Y | Industrial CHP | Customer Sited | Other | 7 | T | NG | Non-Renewable | 0 | 3.4 | 0 | 1
Operable | 29925 | Enterprise Products Optg LP |  | 10261 | Enterprise Products Operating | TX | Restructured | Chambers | GEN5 | Natural Gas Fired Combustion Turbine | GT |  | S | X | X |  |  | 3.4 | 0.8 | 3 | 2.8 | 2.8 | N |  |  | OP | X | 11 | 1991 | Pre-2000 |  |  | Y | Industrial CHP | Customer Sited | Other | 7 | T | NG | Non-Renewable | 0 | 3.4 | 0 | 1
Operable | 29925 | Enterprise Products Optg LP |  | 10261 | Enterprise Products Operating | TX | Restructured | Chambers | GEN6 | Natural Gas Fired Combustion Turbine | GT |  | S | X | X |  |  | 3.5 | 0.8 | 3 | 2.8 | 2.8 | N |  |  | OP | X | 12 | 1996 | Pre-2000 |  |  | Y | Industrial CHP | Customer Sited | Other | 7 | T | NG | Non-Renewable | 0 | 3.5 | 0 | 1
Operable | 29925 | Enterprise Products Optg LP |  | 10261 | Enterprise Products Operating | TX | Restructured | Chambers | GEN7 | Natural Gas Fired Combustion Turbine | GT |  | S | X | X |  |  | 3.5 | 0.8 | 3 | 2.8 | 2.8 | N |  |  | OP | X | 12 | 1996 | Pre-2000 |  |  | Y | Industrial CHP | Customer Sited | Other | 7 | T | NG | Non-Renewable | 0 | 3.5 | 0 | 1
Operable | 29925 | Enterprise Products Optg LP |  | 10261 | Enterprise Products Operating | TX | Restructured | Chambers | GEN8 | Natural Gas Fired Combustion Turbine | GT |  | S | X | X |  |  | 3.5 | 0.8 | 3 | 2.8 | 2.8 | N |  |  | OP | X | 12 | 1996 | Pre-2000 |  |  | Y | Industrial CHP | Customer Sited | Other | 7 | T | NG | Non-Renewable | 0 | 3.5 | 0 | 1
Operable | 29925 | Enterprise Products Optg LP |  | 56139 | Neptune Gas Processing Plant | LA | Vertical | St Mary | NPCG | All Other | OT |  | S | X | X |  |  | 4.5 | 1 | 3.1 | 3.5 | 1.6 | N |  |  | OP | X | 2 | 2004 | 2004 |  |  | Y | Industrial CHP | Customer Sited | Other | 7 | B | OTH | Other | 0 | 0 | 0 | 0
Operable | 62067 | EnterSolar |  | 62578 | Preferred Freezer San Leandro | CA | Vertical | Alameda | SLPV1 | Solar Photovoltaic | PV |  | W | X | X |  |  | 2 |  | 2 | 2 |  | N |  |  | OP | X | 7 | 2017 | 2017 |  |  | N | Commercial Non-CHP | Customer Sited | Other | 4 | X | SUN | Renewable | 2 | 0 | 1 | 0
Operable | 62067 | EnterSolar |  | 62612 | USAA Black Bear Energy | NJ | Restructured | Middlesex | USBC1 | Solar Photovoltaic | PV |  | W | X | X |  |  | 1.9 |  | 1.9 | 1.9 |  | N |  |  | OP | X | 11 | 2018 | 2018 |  |  | N | IPP Non-CHP | IPP | IPP | 2 | X | SUN | Renewable | 1.9 | 0 | 1 | 0
Operable | 62067 | EnterSolar |  | 62613 | CBP Solar | NY | Restructured | Westchester | CBPB1 | Solar Photovoltaic | PV |  | W | X | X |  |  | 1.8 |  | 1.8 | 1.8 |  | N |  |  | OP | X | 12 | 2018 | 2018 |  |  | N | IPP Non-CHP | IPP | IPP | 2 | X | SUN | Renewable | 1.8 | 0 | 1 | 0
Operable | 62067 | EnterSolar |  | 62614 | Kinder Morgan Fordham | NY | Restructured | Richmond | KMFO1 | Solar Photovoltaic | PV |  | W | X | X |  |  | 1.7 |  | 1.7 | 1.7 |  | N |  |  | OP | X | 6 | 2018 | 2018 |  |  | N | IPP Non-CHP | IPP | IPP | 2 | X | SUN | Renewable | 1.7 | 0 | 1 | 0
Operable | 62067 | EnterSolar |  | 62615 | ALDI DC 2 | CT | Restructured | Hartford | ADC2 | Solar Photovoltaic | PV |  | W | X | X |  |  | 1.2 |  | 1.2 | 1.2 |  | N |  |  | OP | X | 2 | 2018 | 2018 |  |  | N | IPP Non-CHP | IPP | IPP | 2 | X | SUN | Renewable | 1.2 | 0 | 1 | 0
Operable | 62067 | EnterSolar |  | 62616 | CCG Marketing | NJ | Restructured | Essex | CCGWC | Solar Photovoltaic | PV |  | W | X | X |  |  | 1.5 |  | 1.5 | 1.5 |  | N |  |  | OP | X | 7 | 2018 | 2018 |  |  | N | IPP Non-CHP | IPP | IPP | 2 | X | SUN | Renewable | 1.5 | 0 | 1 | 0
Operable | 62067 | EnterSolar |  | 63353 | Allied Beverages Elizabeth | NJ | Restructured | Union | ABE | Solar Photovoltaic | PV |  | W | X | X |  |  | 3.2 |  | 3.2 | 3.2 |  | N |  |  | OP | X | 6 | 2018 | 2018 |  |  | N | IPP Non-CHP | IPP | IPP | 2 | X | SUN | Renewable | 3.2 | 0 | 1 | 0
Operable | 62067 | EnterSolar |  | 63354 | Ticket Network South Windsor | CT | Restructured | Hartford | TNSW | Solar Photovoltaic | PV |  | W | X | X |  |  | 1 |  | 1 | 1 |  | N |  |  | OP | X | 5 | 2018 | 2018 |  |  | N | IPP Non-CHP | IPP | IPP | 2 | X | SUN | Renewable | 1 | 0 | 1 | 0
Operable | 62067 | EnterSolar |  | 63355 | Chanel Piscataway Rooftop | NJ | Restructured | Middlesex | CPR | Solar Photovoltaic | PV |  | W | X | X |  |  | 1.4 |  | 1.4 | 1.4 |  | N |  |  | OP | X | 10 | 2018 | 2018 |  |  | N | IPP Non-CHP | IPP | IPP | 2 | X | SUN | Renewable | 1.4 | 0 | 1 | 0
Operable | 62067 | EnterSolar |  | 63356 | Colonial Pipeline Allentown Chesterfield | NJ | Restructured | Burlington | CPAC | Solar Photovoltaic | PV |  | W | X | X |  |  | 1.9 |  | 1.9 | 1.9 |  | N |  |  | OP | X | 7 | 2018 | 2018 |  |  | N | IPP Non-CHP | IPP | IPP | 2 | X | SUN | Renewable | 1.9 | 0 | 1 | 0
Operable | 62067 | EnterSolar |  | 63357 | Colonial Pipeline Woodbury West Deptford | NJ | Restructured | Gloucester | CPWWD | Solar Photovoltaic | PV |  | W | X | X |  |  | 3.7 |  | 3.7 | 3.7 |  | N |  |  | OP | X | 5 | 2018 | 2018 |  |  | N | IPP Non-CHP | IPP | IPP | 2 | X | SUN | Renewable | 3.7 | 0 | 1 | 0
Operable | 62067 | EnterSolar |  | 63358 | Corbin Russwin Phase 3 Berlin | CT | Restructured | Hartford | CRP3B | Solar Photovoltaic | PV |  | W | X | X |  |  | 1 |  | 1 | 1 |  | N |  |  | OP | X | 4 | 2018 | 2018 |  |  | N | IPP Non-CHP | IPP | IPP | 2 | X | SUN | Renewable | 1 | 0 | 1 | 0
Operable | 62067 | EnterSolar |  | 63361 | Medline Ind. Phase 2 Tracy | CA | Vertical | San Joaquin | MIP2T | Solar Photovoltaic | PV |  | W | X | X |  |  | 1 |  | 1 | 1 |  | N |  |  | OP | X | 4 | 2018 | 2018 |  |  | N | IPP Non-CHP | IPP | IPP | 2 | X | SUN | Renewable | 1 | 0 | 1 | 0
Operable | 62067 | EnterSolar |  | 63363 | Niagara Bottling Stockton | CA | Vertical | San Joaquin | NBS | Solar Photovoltaic | PV |  | W | X | X |  |  | 1 |  | 1 | 1 |  | N |  |  | OP | X | 1 | 2018 | 2018 |  |  | N | IPP Non-CHP | IPP | IPP | 2 | X | SUN | Renewable | 1 | 0 | 1 | 0
Operable | 62067 | EnterSolar |  | 64600 | Prologis L.P | CA | Vertical | San Joaquin | PLDPL | Solar Photovoltaic | PV |  | W | X | X |  |  | 3 |  | 3 | 3 |  | N |  |  | OP | X | 8 | 2018 | 2018 |  |  | N | IPP Non-CHP | IPP | IPP | 2 | X | SUN | Renewable | 3 | 0 | 1 | 0
Operable | 62067 | EnterSolar |  | 65597 | CEC, LLC Westtown B | NY | Restructured | Orange | CLWB | Solar Photovoltaic | PV |  | W | X | X |  |  | 2 |  | 2 | 2 |  | N |  |  | OP | X | 5 | 2018 | 2018 |  |  | N | IPP Non-CHP | IPP | IPP | 2 | X | SUN | Renewable | 2 | 0 | 1 | 0
Operable | 60023 | EONY Generation Limited |  | 10196 | Moose River | NY | Restructured | Lewis | GEN1 | Conventional Hydroelectric | HY |  | S | X | X |  |  | 12.6 | 0.9 | 12.1 | 11.8 | 2.5 | N |  |  | OP | X | 11 | 1987 | Pre-2000 |  |  | N | IPP Non-CHP | IPP | IPP | 2 | X | WAT | Renewable | 12.6 | 0 | 1 | 0
Operable | 60023 | EONY Generation Limited |  | 10197 | Philadlephia | NY | Restructured | Jefferson | GEN1 | Conventional Hydroelectric | HY |  | S | X | X |  |  | 3.6 | 0.9 | 3.2 | 3.2 | 0.6 | N |  |  | OP | X | 10 | 1986 | Pre-2000 |  |  | N | IPP Non-CHP | IPP | IPP | 2 | X | WAT | Renewable | 3.6 | 0 | 1 | 0
Operable | 60023 | EONY Generation Limited |  | 10237 | Diana Hydroelectric | NY | Restructured | Lewis | GEN1 | Conventional Hydroelectric | HY |  | S | X | X |  |  | 1.8 | 0.9 | 1.7 | 1.8 | 0.4 | N |  |  | OP | X | 7 | 1985 | Pre-2000 |  |  | N | IPP Non-CHP | IPP | IPP | 2 | X | WAT | Renewable | 1.8 | 0 | 1 | 0
Operable | 60023 | EONY Generation Limited |  | 10238 | Dolgeville Hydro | NY | Restructured | Herkimer | GEN1 | Conventional Hydroelectric | HY |  | S | X | X |  |  | 5 | 0.9 | 5.2 | 5.2 | 0 | N |  |  | OP | X | 7 | 1985 | Pre-2000 |  |  | N | IPP Non-CHP | IPP | IPP | 2 | X | WAT | Renewable | 5 | 0 | 1 | 0
Operable | 61702 | Epic Hosting, LLC |  | 62162 | 4710 Hosting | MN | Vertical | Olmsted | 4710 | Petroleum Liquids | IC |  | S | X | X |  |  | 7.5 | 0.8 | 5 | 5 | 1 | N |  |  | SB | Y | 6 | 2012 | 2012 |  |  | N | Commercial Non-CHP | Customer Sited | Other | 4 | X | DFO | Non-Renewable | 0 | 7.5 | 0 | 1
Operable | 61702 | Epic Hosting, LLC |  | 62676 | Epic Verona | WI | Vertical | Dane | G101 | Petroleum Liquids | IC |  | S | X | X |  |  | 2.3 | 0.8 | 2.3 | 2.3 | 0 | N |  |  | SB | Y | 10 | 2013 | 2013 |  |  | N | Commercial Non-CHP | Customer Sited | Other | 4 | X | DFO | Non-Renewable | 0 | 2.3 | 0 | 1
Operable | 61702 | Epic Hosting, LLC |  | 62676 | Epic Verona | WI | Vertical | Dane | G102 | Petroleum Liquids | IC |  | S | X | X |  |  | 2.3 | 0.8 | 2.3 | 2.3 | 0 | N |  |  | SB | Y | 10 | 2013 | 2013 |  |  | N | Commercial Non-CHP | Customer Sited | Other | 4 | X | DFO | Non-Renewable | 0 | 2.3 | 0 | 1
Operable | 61702 | Epic Hosting, LLC |  | 62676 | Epic Verona | WI | Vertical | Dane | G103 | Petroleum Liquids | IC |  | S | X | X |  |  | 2.3 | 0.8 | 2.3 | 2.3 | 0 | N |  |  | SB | Y | 10 | 2013 | 2013 |  |  | N | Commercial Non-CHP | Customer Sited | Other | 4 | X | DFO | Non-Renewable | 0 | 2.3 | 0 | 1
Operable | 61702 | Epic Hosting, LLC |  | 62676 | Epic Verona | WI | Vertical | Dane | G104 | Petroleum Liquids | IC |  | S | X | X |  |  | 2.3 | 0.8 | 2.3 | 2.3 | 0 | N |  |  | SB | Y | 10 | 2013 | 2013 |  |  | N | Commercial Non-CHP | Customer Sited | Other | 4 | X | DFO | Non-Renewable | 0 | 2.3 | 0 | 1
Operable | 61702 | Epic Hosting, LLC |  | 62676 | Epic Verona | WI | Vertical | Dane | G105 | Petroleum Liquids | IC |  | S | X | X |  |  | 2.3 | 0.8 | 2.3 | 2.3 | 0 | N |  |  | SB | Y | 10 | 2013 | 2013 |  |  | N | Commercial Non-CHP | Customer Sited | Other | 4 | X | DFO | Non-Renewable | 0 | 2.3 | 0 | 1
Operable | 61702 | Epic Hosting, LLC |  | 62676 | Epic Verona | WI | Vertical | Dane | G202 | Petroleum Liquids | IC |  | S | X | X |  |  | 2.3 | 0.8 | 2.3 | 2.3 | 0 | N |  |  | SB | Y | 10 | 2013 | 2013 |  |  | N | Commercial Non-CHP | Customer Sited | Other | 4 | X | DFO | Non-Renewable | 0 | 2.3 | 0 | 1
Operable | 61702 | Epic Hosting, LLC |  | 62676 | Epic Verona | WI | Vertical | Dane | G203 | Petroleum Liquids | IC |  | S | X | X |  |  | 2.3 | 0.8 | 2.3 | 2.3 | 0 | N |  |  | SB | Y | 10 | 2013 | 2013 |  |  | N | Commercial Non-CHP | Customer Sited | Other | 4 | X | DFO | Non-Renewable | 0 | 2.3 | 0 | 1
Operable | 61702 | Epic Hosting, LLC |  | 62676 | Epic Verona | WI | Vertical | Dane | G204 | Petroleum Liquids | IC |  | S | X | X |  |  | 2.3 | 0.8 | 2.3 | 2.3 | 0 | N |  |  | SB | Y | 10 | 2013 | 2013 |  |  | N | Commercial Non-CHP | Customer Sited | Other | 4 | X | DFO | Non-Renewable | 0 | 2.3 | 0 | 1
Operable | 61702 | Epic Hosting, LLC |  | 62676 | Epic Verona | WI | Vertical | Dane | G205 | Petroleum Liquids | IC |  | S | X | X |  |  | 2.3 | 0.8 | 2.3 | 2.3 | 0 | N |  |  | SB | Y | 10 | 2013 | 2013 |  |  | N | Commercial Non-CHP | Customer Sited | Other | 4 | X | DFO | Non-Renewable | 0 | 2.3 | 0 | 1
Operable | 61702 | Epic Hosting, LLC |  | 62676 | Epic Verona | WI | Vertical | Dane | G206 | Petroleum Liquids | IC |  | S | X | X |  |  | 2.3 | 0.8 | 2.3 | 2.3 | 0 | N |  |  | SB | Y | 10 | 2013 | 2013 |  |  | N | Commercial Non-CHP | Customer Sited | Other | 4 | X | DFO | Non-Renewable | 0 | 2.3 | 0 | 1
Operable | 61702 | Epic Hosting, LLC |  | 62676 | Epic Verona | WI | Vertical | Dane | G207 | Petroleum Liquids | IC |  | S | X | X |  |  | 2.3 | 0.8 | 2.3 | 2.3 | 0 | N |  |  | SB | Y | 10 | 2013 | 2013 |  |  | N | Commercial Non-CHP | Customer Sited | Other | 4 | X | DFO | Non-Renewable | 0 | 2.3 | 0 | 1
Operable | 61702 | Epic Hosting, LLC |  | 62676 | Epic Verona | WI | Vertical | Dane | G208 | Petroleum Liquids | IC |  | S | X | X |  |  | 2.3 | 0.8 | 2.3 | 2.3 | 0 | N |  |  | SB | Y | 10 | 2013 | 2013 |  |  | N | Commercial Non-CHP | Customer Sited | Other | 4 | X | DFO | Non-Renewable | 0 | 2.3 | 0 | 1
Operable | 61702 | Epic Hosting, LLC |  | 62676 | Epic Verona | WI | Vertical | Dane | G209 | Petroleum Liquids | IC |  | S | X | X |  |  | 2.3 | 0.8 | 2.3 | 2.3 | 0 | N |  |  | SB | Y | 10 | 2013 | 2013 |  |  | N | Commercial Non-CHP | Customer Sited | Other | 4 | X | DFO | Non-Renewable | 0 | 2.3 | 0 | 1
Operable | 61702 | Epic Hosting, LLC |  | 62676 | Epic Verona | WI | Vertical | Dane | G210 | Petroleum Liquids | IC |  | S | X | X |  |  | 2.3 | 0.8 | 2.3 | 2.3 | 0 | N |  |  | SB | Y | 10 | 2013 | 2013 |  |  | N | Commercial Non-CHP | Customer Sited | Other | 4 | X | DFO | Non-Renewable | 0 | 2.3 | 0 | 1
Operable | 61702 | Epic Hosting, LLC |  | 62676 | Epic Verona | WI | Vertical | Dane | G211 | Petroleum Liquids | IC |  | S | X | X |  |  | 2.3 | 0.8 | 2.3 | 2.3 | 0 | N |  |  | SB | Y | 10 | 2013 | 2013 |  |  | N | Commercial Non-CHP | Customer Sited | Other | 4 | X | DFO | Non-Renewable | 0 | 2.3 | 0 | 1
Operable | 61702 | Epic Hosting, LLC |  | 62676 | Epic Verona | WI | Vertical | Dane | G301 | Petroleum Liquids | IC |  | S | X | X |  |  | 2.3 | 0.8 | 2.3 | 2.3 | 0 | N |  |  | SB | Y | 6 | 2009 | 2009 |  |  | N | Commercial Non-CHP | Customer Sited | Other | 4 | X | DFO | Non-Renewable | 0 | 2.3 | 0 | 1
Operable | 61702 | Epic Hosting, LLC |  | 62676 | Epic Verona | WI | Vertical | Dane | G302 | Petroleum Liquids | IC |  | S | X | X |  |  | 2.3 | 0.8 | 2.3 | 2.3 | 0 | N |  |  | SB | Y | 6 | 2009 | 2009 |  |  | N | Commercial Non-CHP | Customer Sited | Other | 4 | X | DFO | Non-Renewable | 0 | 2.3 | 0 | 1
Operable | 61702 | Epic Hosting, LLC |  | 62676 | Epic Verona | WI | Vertical | Dane | G303 | Petroleum Liquids | IC |  | S | X | X |  |  | 2.3 | 0.8 | 2.3 | 2.3 | 0 | N |  |  | SB | Y | 6 | 2009 | 2009 |  |  | N | Commercial Non-CHP | Customer Sited | Other | 4 | X | DFO | Non-Renewable | 0 | 2.3 | 0 | 1
Operable | 61702 | Epic Hosting, LLC |  | 62676 | Epic Verona | WI | Vertical | Dane | G304 | Petroleum Liquids | IC |  | S | X | X |  |  | 2.3 | 0.8 | 2.3 | 2.3 | 0 | N |  |  | SB | Y | 4 | 2021 | 2021 |  |  | N | Commercial Non-CHP | Customer Sited | Other | 4 | X | DFO | Non-Renewable | 0 | 2.3 | 0 | 1
Operable | 61702 | Epic Hosting, LLC |  | 62676 | Epic Verona | WI | Vertical | Dane | PV | Solar Photovoltaic | PV |  | S | X | X |  |  | 1.8 | 0.95 | 1.8 | 1.8 |  | N |  |  | OP | X | 4 | 2011 | 2011 |  |  | N | Commercial Non-CHP | Customer Sited | Other | 4 | X | SUN | Renewable | 1.8 | 0 | 1 | 0
Operable | 57249 | EPP Renewable Energy |  | 54536 | Sumpter Energy Associates | MI | Vertical | Wayne | 202 | Landfill Gas | IC |  | S | X | X |  |  | 0.8 | 0.95 | 0.8 | 0.8 | 0.3 | N |  |  | OP | X | 7 | 1998 | Pre-2000 |  |  | N | IPP Non-CHP | IPP | IPP | 2 | X | LFG | Renewable | 0.8 | 0 | 1 | 0
Operable | 57249 | EPP Renewable Energy |  | 54536 | Sumpter Energy Associates | MI | Vertical | Wayne | 203 | Landfill Gas | IC |  | S | X | X |  |  | 0.8 | 0.95 | 0.8 | 0.8 | 0.3 | N |  |  | OP | X | 7 | 1998 | Pre-2000 |  |  | N | IPP Non-CHP | IPP | IPP | 2 | X | LFG | Renewable | 0.8 | 0 | 1 | 0
Operable | 57249 | EPP Renewable Energy |  | 54536 | Sumpter Energy Associates | MI | Vertical | Wayne | 204 | Landfill Gas | IC |  | S | X | X |  |  | 0.8 | 0.95 | 0.8 | 0.8 | 0.3 | N |  |  | OP | X | 7 | 1998 | Pre-2000 |  |  | N | IPP Non-CHP | IPP | IPP | 2 | X | LFG | Renewable | 0.8 | 0 | 1 | 0
Operable | 57249 | EPP Renewable Energy |  | 54536 | Sumpter Energy Associates | MI | Vertical | Wayne | 205 | Landfill Gas | IC |  | S | X | X |  |  | 0.8 | 0.95 | 0.8 | 0.8 | 0.3 | N |  |  | OP | X | 7 | 1998 | Pre-2000 |  |  | N | IPP Non-CHP | IPP | IPP | 2 | X | LFG | Renewable | 0.8 | 0 | 1 | 0
Operable | 57249 | EPP Renewable Energy |  | 54536 | Sumpter Energy Associates | MI | Vertical | Wayne | 386 | Landfill Gas | IC |  | S | X | X |  |  | 0.8 | 0.95 | 0.8 | 0.8 | 0.3 | N |  |  | OP | X | 7 | 1992 | Pre-2000 |  |  | N | IPP Non-CHP | IPP | IPP | 2 | X | LFG | Renewable | 0.8 | 0 | 1 | 0
Operable | 57249 | EPP Renewable Energy |  | 54536 | Sumpter Energy Associates | MI | Vertical | Wayne | 388 | Landfill Gas | IC |  | S | X | X |  |  | 0.8 | 0.95 | 0.8 | 0.8 | 0.3 | N |  |  | OP | X | 7 | 1992 | Pre-2000 |  |  | N | IPP Non-CHP | IPP | IPP | 2 | X | LFG | Renewable | 0.8 | 0 | 1 | 0
Operable | 57249 | EPP Renewable Energy |  | 54536 | Sumpter Energy Associates | MI | Vertical | Wayne | 389 | Landfill Gas | IC |  | S | X | X |  |  | 0.8 | 0.95 | 0.8 | 0.8 | 0.3 | N |  |  | OP | X | 7 | 1992 | Pre-2000 |  |  | N | IPP Non-CHP | IPP | IPP | 2 | X | LFG | Renewable | 0.8 | 0 | 1 | 0
Operable | 57249 | EPP Renewable Energy |  | 54536 | Sumpter Energy Associates | MI | Vertical | Wayne | 392 | Landfill Gas | IC |  | S | X | X |  |  | 0.8 | 0.95 | 0.8 | 0.8 | 0.3 | N |  |  | OP | X | 7 | 1992 | Pre-2000 |  |  | N | IPP Non-CHP | IPP | IPP | 2 | X | LFG | Renewable | 0.8 | 0 | 1 | 0
Operable | 57249 | EPP Renewable Energy |  | 54536 | Sumpter Energy Associates | MI | Vertical | Wayne | 435 | Landfill Gas | IC |  | S | X | X |  |  | 0.8 | 0.95 | 0.8 | 0.8 | 0.3 | N |  |  | OP | X | 7 | 1992 | Pre-2000 |  |  | N | IPP Non-CHP | IPP | IPP | 2 | X | LFG | Renewable | 0.8 | 0 | 1 | 0
Operable | 57249 | EPP Renewable Energy |  | 54536 | Sumpter Energy Associates | MI | Vertical | Wayne | 437 | Landfill Gas | IC |  | S | X | X |  |  | 0.8 | 0.95 | 0.8 | 0.8 | 0.3 | N |  |  | OP | X | 7 | 1992 | Pre-2000 |  |  | N | IPP Non-CHP | IPP | IPP | 2 | X | LFG | Renewable | 0.8 | 0 | 1 | 0
Operable | 57249 | EPP Renewable Energy |  | 54536 | Sumpter Energy Associates | MI | Vertical | Wayne | 440 | Landfill Gas | IC |  | S | X | X |  |  | 0.8 | 0.95 | 0.8 | 0.8 | 0.3 | N |  |  | OP | X | 7 | 1992 | Pre-2000 |  |  | N | IPP Non-CHP | IPP | IPP | 2 | X | LFG | Renewable | 0.8 | 0 | 1 | 0
Operable | 57249 | EPP Renewable Energy |  | 54536 | Sumpter Energy Associates | MI | Vertical | Wayne | 447 | Landfill Gas | IC |  | S | X | X |  |  | 0.8 | 0.95 | 0.8 | 0.8 | 0.3 | N |  |  | OP | X | 7 | 1992 | Pre-2000 |  |  | N | IPP Non-CHP | IPP | IPP | 2 | X | LFG | Renewable | 0.8 | 0 | 1 | 0
Operable | 57249 | EPP Renewable Energy |  | 54536 | Sumpter Energy Associates | MI | Vertical | Wayne | 464 | Landfill Gas | IC |  | S | X | X |  |  | 0.8 | 0.95 | 0.8 | 0.8 | 0.3 | N |  |  | OP | X | 7 | 1992 | Pre-2000 |  |  | N | IPP Non-CHP | IPP | IPP | 2 | X | LFG | Renewable | 0.8 | 0 | 1 | 0
Operable | 57249 | EPP Renewable Energy |  | 54536 | Sumpter Energy Associates | MI | Vertical | Wayne | 467 | Landfill Gas | IC |  | S | X | X |  |  | 0.8 | 0.95 | 0.8 | 0.8 | 0.3 | N |  |  | OP | X | 7 | 1992 | Pre-2000 |  |  | N | IPP Non-CHP | IPP | IPP | 2 | X | LFG | Renewable | 0.8 | 0 | 1 | 0
Operable | 57249 | EPP Renewable Energy |  | 54723 | I 95 Landfill Phase II | VA | Vertical | Fairfax | UNT1 | Landfill Gas | IC |  | S | X | X |  |  | 0.8 | 0.95 | 0.8 | 0.8 | 0.3 | N |  |  | OP | X | 3 | 1993 | Pre-2000 |  |  | N | IPP Non-CHP | IPP | IPP | 2 | X | LFG | Renewable | 0.8 | 0 | 1 | 0
Operable | 57249 | EPP Renewable Energy |  | 54723 | I 95 Landfill Phase II | VA | Vertical | Fairfax | UNT2 | Landfill Gas | IC |  | S | X | X |  |  | 0.8 | 0.95 | 0.8 | 0.8 | 0.3 | N |  |  | OP | X | 3 | 1993 | Pre-2000 |  |  | N | IPP Non-CHP | IPP | IPP | 2 | X | LFG | Renewable | 0.8 | 0 | 1 | 0
Operable | 57249 | EPP Renewable Energy |  | 54723 | I 95 Landfill Phase II | VA | Vertical | Fairfax | UNT3 | Landfill Gas | IC |  | S | X | X |  |  | 0.8 | 0.95 | 0.8 | 0.8 | 0.3 | N |  |  | OP | X | 3 | 1993 | Pre-2000 |  |  | N | IPP Non-CHP | IPP | IPP | 2 | X | LFG | Renewable | 0.8 | 0 | 1 | 0
Operable | 57249 | EPP Renewable Energy |  | 54723 | I 95 Landfill Phase II | VA | Vertical | Fairfax | UNT4 | Landfill Gas | IC |  | S | X | X |  |  | 0.8 | 0.95 | 0.8 | 0.8 | 0.3 | N |  |  | OP | X | 3 | 1993 | Pre-2000 |  |  | N | IPP Non-CHP | IPP | IPP | 2 | X | LFG | Renewable | 0.8 | 0 | 1 | 0
Operable | 57249 | EPP Renewable Energy |  | 54903 | Adrian Energy Associates LLC | MI | Vertical | Lenawee | UNT1 | Landfill Gas | IC |  | J | X | X |  |  | 0.8 | 0.95 | 0.8 | 0.8 | 0.3 | N |  |  | OP | X | 12 | 1994 | Pre-2000 |  |  | N | IPP Non-CHP | IPP | IPP | 2 | X | LFG | Renewable | 0.8 | 0 | 1 | 0
Operable | 57249 | EPP Renewable Energy |  | 54903 | Adrian Energy Associates LLC | MI | Vertical | Lenawee | UNT2 | Landfill Gas | IC |  | J | X | X |  |  | 0.8 | 0.95 | 0.8 | 0.8 | 0.3 | N |  |  | OP | X | 12 | 1994 | Pre-2000 |  |  | N | IPP Non-CHP | IPP | IPP | 2 | X | LFG | Renewable | 0.8 | 0 | 1 | 0
Operable | 57249 | EPP Renewable Energy |  | 54903 | Adrian Energy Associates LLC | MI | Vertical | Lenawee | UNT3 | Landfill Gas | IC |  | J | X | X |  |  | 0.8 | 0.95 | 0.8 | 0.8 | 0.3 | N |  |  | OP | X | 12 | 1994 | Pre-2000 |  |  | N | IPP Non-CHP | IPP | IPP | 2 | X | LFG | Renewable | 0.8 | 0 | 1 | 0
Operable | 57249 | EPP Renewable Energy |  | 54980 | Ocean County Landfill | NJ | Restructured | Ocean | UNT1 | Landfill Gas | IC |  | S | X | X |  |  | 0.8 | 0.95 | 0.8 | 0.8 | 0.6 | N |  |  | OP | X | 2 | 1997 | Pre-2000 |  |  | N | IPP Non-CHP | IPP | IPP | 2 | X | LFG | Renewable | 0.8 | 0 | 1 | 0
Operable | 57249 | EPP Renewable Energy |  | 54980 | Ocean County Landfill | NJ | Restructured | Ocean | UNT10 | Landfill Gas | IC |  | S | X | X |  |  | 1.6 | 0.95 | 1.5 | 1.5 | 0.6 | N |  |  | OP | X | 6 | 2006 | 2006 |  |  | N | IPP Non-CHP | IPP | IPP | 2 | X | LFG | Renewable | 1.6 | 0 | 1 | 0
Operable | 57249 | EPP Renewable Energy |  | 54980 | Ocean County Landfill | NJ | Restructured | Ocean | UNT11 | Landfill Gas | IC |  | S | X | X |  |  | 1.6 | 0.95 | 1.5 | 1.5 | 0.6 | N |  |  | OP | X | 6 | 2006 | 2006 |  |  | N | IPP Non-CHP | IPP | IPP | 2 | X | LFG | Renewable | 1.6 | 0 | 1 | 0
Operable | 57249 | EPP Renewable Energy |  | 54980 | Ocean County Landfill | NJ | Restructured | Ocean | UNT12 | Landfill Gas | IC |  | S | X | X |  |  | 1.6 | 0.95 | 1.5 | 1.5 | 0.6 | N |  |  | OP | X | 6 | 2006 | 2006 |  |  | N | IPP Non-CHP | IPP | IPP | 2 | X | LFG | Renewable | 1.6 | 0 | 1 | 0
Operable | 57249 | EPP Renewable Energy |  | 54980 | Ocean County Landfill | NJ | Restructured | Ocean | UNT2 | Landfill Gas | IC |  | S | X | X |  |  | 0.8 | 0.95 | 0.8 | 0.8 | 0.6 | N |  |  | OP | X | 2 | 1997 | Pre-2000 |  |  | N | IPP Non-CHP | IPP | IPP | 2 | X | LFG | Renewable | 0.8 | 0 | 1 | 0
Operable | 57249 | EPP Renewable Energy |  | 54980 | Ocean County Landfill | NJ | Restructured | Ocean | UNT3 | Landfill Gas | IC |  | S | X | X |  |  | 0.8 | 0.95 | 0.8 | 0.8 | 0.6 | N |  |  | OP | X | 2 | 1997 | Pre-2000 |  |  | N | IPP Non-CHP | IPP | IPP | 2 | X | LFG | Renewable | 0.8 | 0 | 1 | 0
Operable | 57249 | EPP Renewable Energy |  | 54980 | Ocean County Landfill | NJ | Restructured | Ocean | UNT4 | Landfill Gas | IC |  | S | X | X |  |  | 0.8 | 0.95 | 0.8 | 0.8 | 0.6 | N |  |  | OP | X | 2 | 1997 | Pre-2000 |  |  | N | IPP Non-CHP | IPP | IPP | 2 | X | LFG | Renewable | 0.8 | 0 | 1 | 0
Operable | 57249 | EPP Renewable Energy |  | 54980 | Ocean County Landfill | NJ | Restructured | Ocean | UNT5 | Landfill Gas | IC |  | S | X | X |  |  | 0.8 | 0.95 | 0.8 | 0.8 | 0.6 | N |  |  | OP | X | 2 | 1997 | Pre-2000 |  |  | N | IPP Non-CHP | IPP | IPP | 2 | X | LFG | Renewable | 0.8 | 0 | 1 | 0
Operable | 57249 | EPP Renewable Energy |  | 54980 | Ocean County Landfill | NJ | Restructured | Ocean | UNT6 | Landfill Gas | IC |  | S | X | X |  |  | 0.8 | 0.95 | 0.8 | 0.8 | 0.6 | N |  |  | OP | X | 2 | 1997 | Pre-2000 |  |  | N | IPP Non-CHP | IPP | IPP | 2 | X | LFG | Renewable | 0.8 | 0 | 1 | 0
Operable | 57249 | EPP Renewable Energy |  | 54980 | Ocean County Landfill | NJ | Restructured | Ocean | UNT7 | Landfill Gas | IC |  | S | X | X |  |  | 1.6 | 0.95 | 1.5 | 1.5 | 0.6 | N |  |  | OP | X | 6 | 2006 | 2006 |  |  | N | IPP Non-CHP | IPP | IPP | 2 | X | LFG | Renewable | 1.6 | 0 | 1 | 0
Operable | 57249 | EPP Renewable Energy |  | 54980 | Ocean County Landfill | NJ | Restructured | Ocean | UNT8 | Landfill Gas | IC |  | S | X | X |  |  | 1.6 | 0.95 | 1.5 | 1.5 | 0.6 | N |  |  | OP | X | 6 | 2006 | 2006 |  |  | N | IPP Non-CHP | IPP | IPP | 2 | X | LFG | Renewable | 1.6 | 0 | 1 | 0
Operable | 57249 | EPP Renewable Energy |  | 54980 | Ocean County Landfill | NJ | Restructured | Ocean | UNT9 | Landfill Gas | IC |  | S | X | X |  |  | 1.6 | 0.95 | 1.5 | 1.5 | 0.6 | N |  |  | OP | X | 6 | 2006 | 2006 |  |  | N | IPP Non-CHP | IPP | IPP | 2 | X | LFG | Renewable | 1.6 | 0 | 1 | 0
Operable | 57249 | EPP Renewable Energy |  | 54989 | Pine Tree Acres | MI | Vertical | Macomb | GEN1 | Landfill Gas | IC |  | S | X | X |  |  | 0.8 | 0.95 | 0.8 | 0.8 | 0.3 | N |  |  | OP | X | 6 | 1998 | Pre-2000 |  |  | N | IPP Non-CHP | IPP | IPP | 2 | X | LFG | Renewable | 0.8 | 0 | 1 | 0
Operable | 57249 | EPP Renewable Energy |  | 54989 | Pine Tree Acres | MI | Vertical | Macomb | GEN2 | Landfill Gas | IC |  | S | X | X |  |  | 0.8 | 0.95 | 0.8 | 0.8 | 0.3 | N |  |  | OP | X | 6 | 1998 | Pre-2000 |  |  | N | IPP Non-CHP | IPP | IPP | 2 | X | LFG | Renewable | 0.8 | 0 | 1 | 0
Operable | 57249 | EPP Renewable Energy |  | 54989 | Pine Tree Acres | MI | Vertical | Macomb | GEN3 | Landfill Gas | IC |  | S | X | X |  |  | 0.8 | 0.95 | 0.8 | 0.8 | 0.3 | N |  |  | OP | X | 6 | 1998 | Pre-2000 |  |  | N | IPP Non-CHP | IPP | IPP | 2 | X | LFG | Renewable | 0.8 | 0 | 1 | 0
Operable | 57249 | EPP Renewable Energy |  | 54989 | Pine Tree Acres | MI | Vertical | Macomb | GEN4 | Landfill Gas | IC |  | S | X | X |  |  | 0.8 | 0.95 | 0.8 | 0.8 | 0.3 | N |  |  | OP | X | 6 | 1998 | Pre-2000 |  |  | N | IPP Non-CHP | IPP | IPP | 2 | X | LFG | Renewable | 0.8 | 0 | 1 | 0
Operable | 57249 | EPP Renewable Energy |  | 54989 | Pine Tree Acres | MI | Vertical | Macomb | GEN5 | Landfill Gas | IC |  | S | X | X |  |  | 0.8 | 0.95 | 0.8 | 0.8 | 0.3 | N |  |  | OP | X | 6 | 1998 | Pre-2000 |  |  | N | IPP Non-CHP | IPP | IPP | 2 | X | LFG | Renewable | 0.8 | 0 | 1 | 0
Operable | 57249 | EPP Renewable Energy |  | 54989 | Pine Tree Acres | MI | Vertical | Macomb | GEN6 | Landfill Gas | IC |  | S | X | X |  |  | 0.8 | 0.95 | 0.8 | 0.8 | 0.3 | N |  |  | OP | X | 12 | 2003 | 2003 |  |  | N | IPP Non-CHP | IPP | IPP | 2 | X | LFG | Renewable | 0.8 | 0 | 1 | 0
Operable | 57249 | EPP Renewable Energy |  | 54989 | Pine Tree Acres | MI | Vertical | Macomb | GEN7 | Landfill Gas | IC |  | S | X | X |  |  | 0.8 | 0.95 | 0.8 | 0.8 | 0.3 | N |  |  | OP | X | 12 | 2003 | 2003 |  |  | N | IPP Non-CHP | IPP | IPP | 2 | X | LFG | Renewable | 0.8 | 0 | 1 | 0
Operable | 57249 | EPP Renewable Energy |  | 54989 | Pine Tree Acres | MI | Vertical | Macomb | GEN8 | Landfill Gas | IC |  | S | X | X |  |  | 1.6 | 0.95 | 1.6 | 1.6 | 0.3 | N |  |  | OP | X | 9 | 2010 | 2010 |  |  | N | IPP Non-CHP | IPP | IPP | 2 | X | LFG | Renewable | 1.6 | 0 | 1 | 0
Operable | 57249 | EPP Renewable Energy |  | 54989 | Pine Tree Acres | MI | Vertical | Macomb | GEN9 | Landfill Gas | IC |  | S | X | X |  |  | 1.6 | 0.95 | 1.6 | 1.6 | 0.3 | N |  |  | OP | X | 9 | 2010 | 2010 |  |  | N | IPP Non-CHP | IPP | IPP | 2 | X | LFG | Renewable | 1.6 | 0 | 1 | 0
Operable | 57249 | EPP Renewable Energy |  | 55006 | Nashua Plant | NH | Restructured | Hillsborough | UNT2 | Landfill Gas | IC |  | S | X | X |  |  | 0.8 | 0.98 | 0.7 | 0.7 | 0.6 | N |  |  | OP | X | 4 | 1996 | Pre-2000 |  |  | N | IPP Non-CHP | IPP | IPP | 2 | X | LFG | Renewable | 0.8 | 0 | 1 | 0
Operable | 57249 | EPP Renewable Energy |  | 55006 | Nashua Plant | NH | Restructured | Hillsborough | UNT3 | Landfill Gas | IC |  | S | X | X |  |  | 1.6 | 0.8 | 1.5 | 1.5 | 0.8 | N |  |  | OP | X | 3 | 2016 | 2016 |  |  | N | IPP Non-CHP | IPP | IPP | 2 | X | LFG | Renewable | 1.6 | 0 | 1 | 0
Operable | 57249 | EPP Renewable Energy |  | 56510 | Frey Farm Landfill | PA | Restructured | Lancaster | GEN1 | Landfill Gas | IC |  | S | X | X |  |  | 1.6 | 0.8 | 1.6 | 1.6 | 0.8 | N |  |  | OP | X | 1 | 2006 | 2006 |  |  | Y | IPP CHP | IPP | IPP | 3 | T | LFG | Renewable | 1.6 | 0 | 1 | 0
Operable | 57249 | EPP Renewable Energy |  | 56510 | Frey Farm Landfill | PA | Restructured | Lancaster | GEN2 | Landfill Gas | IC |  | S | X | X |  |  | 1.6 | 0.8 | 1.6 | 1.6 | 0.8 | N |  |  | OP | X | 1 | 2006 | 2006 |  |  | Y | IPP CHP | IPP | IPP | 3 | T | LFG | Renewable | 1.6 | 0 | 1 | 0
Operable | 57249 | EPP Renewable Energy |  | 56511 | Pennsauken Landfill | NJ | Restructured | Camden | GEN1 | Landfill Gas | IC |  | S | X | X | 38367933 | 38367933 | 0.9 | 0.8 | 0.9 | 0.9 | 0.5 | N |  |  | OP | X | 12 | 2004 | 2004 |  |  | N | IPP Non-CHP | IPP | IPP | 2 | X | LFG | Renewable | 0.9 | 0 | 1 | 0
Operable | 57249 | EPP Renewable Energy |  | 56512 | GLRA Landfill | PA | Restructured | Lebanon | GEN1 | Landfill Gas | IC |  | S | X | X |  |  | 1.6 | 0.8 | 1.6 | 1.6 | 0.8 | N |  |  | OP | X | 9 | 2007 | 2007 |  |  | N | IPP Non-CHP | IPP | IPP | 2 | X | LFG | Renewable | 1.6 | 0 | 1 | 0
Operable | 57249 | EPP Renewable Energy |  | 56512 | GLRA Landfill | PA | Restructured | Lebanon | GEN2 | Landfill Gas | IC |  | S | X | X |  |  | 1.6 | 0.8 | 1.6 | 1.6 | 0.8 | N |  |  | OP | X | 9 | 2007 | 2007 |  |  | N | IPP Non-CHP | IPP | IPP | 2 | X | LFG | Renewable | 1.6 | 0 | 1 | 0
Operable | 57249 | EPP Renewable Energy |  | 56554 | Salt Lake Energy Systems | UT | Vertical | Salt Lake | Unit1 | Landfill Gas | IC |  | J | X | X |  |  | 0.8 | 0.95 | 0.8 | 0.8 | 0.3 | N |  |  | OP | X | 6 | 2006 | 2006 |  |  | N | IPP Non-CHP | IPP | IPP | 2 | X | LFG | Renewable | 0.8 | 0 | 1 | 0
Operable | 57249 | EPP Renewable Energy |  | 56554 | Salt Lake Energy Systems | UT | Vertical | Salt Lake | Unit2 | Landfill Gas | IC |  | J | X | X |  |  | 0.8 | 0.95 | 0.8 | 0.8 | 0.3 | N |  |  | OP | X | 6 | 2006 | 2006 |  |  | N | IPP Non-CHP | IPP | IPP | 2 | X | LFG | Renewable | 0.8 | 0 | 1 | 0
Operable | 57249 | EPP Renewable Energy |  | 56554 | Salt Lake Energy Systems | UT | Vertical | Salt Lake | Unit3 | Landfill Gas | IC |  | J | X | X |  |  | 1.6 | 0.95 | 1.5 | 1.5 | 0.3 | N |  |  | OP | X | 6 | 2006 | 2006 |  |  | N | IPP Non-CHP | IPP | IPP | 2 | X | LFG | Renewable | 1.6 | 0 | 1 | 0
Operable | 57249 | EPP Renewable Energy |  | 56701 | Haworth Water Treatment Plant | NJ | Restructured | Bergen | GEN1 | Natural Gas Internal Combustion Engine | IC |  | S | X | X |  |  | 2 | 0.8 | 2 | 2 | 1 | N |  |  | OP | X | 12 | 2004 | 2004 |  |  | N | IPP Non-CHP | IPP | IPP | 2 | X | NG | Non-Renewable | 0 | 2 | 0 | 1
Operable | 57249 | EPP Renewable Energy |  | 56701 | Haworth Water Treatment Plant | NJ | Restructured | Bergen | GEN2 | Natural Gas Internal Combustion Engine | IC |  | S | X | X |  |  | 2 | 0.8 | 2 | 2 | 1 | N |  |  | OP | X | 12 | 2004 | 2004 |  |  | N | IPP Non-CHP | IPP | IPP | 2 | X | NG | Non-Renewable | 0 | 2 | 0 | 1
Operable | 57249 | EPP Renewable Energy |  | 56701 | Haworth Water Treatment Plant | NJ | Restructured | Bergen | GEN3 | Natural Gas Internal Combustion Engine | IC |  | S | X | X |  |  | 2 | 0.8 | 2 | 2 | 1 | N |  |  | OP | X | 12 | 2004 | 2004 |  |  | N | IPP Non-CHP | IPP | IPP | 2 | X | NG | Non-Renewable | 0 | 2 | 0 | 1
Operable | 57249 | EPP Renewable Energy |  | 56701 | Haworth Water Treatment Plant | NJ | Restructured | Bergen | GEN4 | Natural Gas Internal Combustion Engine | IC |  | S | X | X |  |  | 2 | 0.8 | 2 | 2 | 1 | N |  |  | OP | X | 12 | 2004 | 2004 |  |  | N | IPP Non-CHP | IPP | IPP | 2 | X | NG | Non-Renewable | 0 | 2 | 0 | 1
Operable | 57249 | EPP Renewable Energy |  | 56701 | Haworth Water Treatment Plant | NJ | Restructured | Bergen | GEN5 | Petroleum Liquids | IC |  | S | X | X |  |  | 4 | 1 | 3.9 | 3.9 | 1 | N |  |  | OP | X | 1 | 2018 | 2018 |  |  | N | IPP Non-CHP | IPP | IPP | 2 | X | DFO | Non-Renewable | 0 | 4 | 0 | 1
Operable | 57249 | EPP Renewable Energy |  | 56701 | Haworth Water Treatment Plant | NJ | Restructured | Bergen | GEN6 | Petroleum Liquids | IC |  | S | X | X |  |  | 4 | 1 | 3.9 | 3.9 | 1 | N |  |  | OP | X | 1 | 2018 | 2018 |  |  | N | IPP Non-CHP | IPP | IPP | 2 | X | DFO | Non-Renewable | 0 | 4 | 0 | 1
Operable | 57249 | EPP Renewable Energy |  | 56883 | Pennsauken Solar | NJ | Restructured | Camden | GEN 1 | Solar Photovoltaic | PV |  | S | X | X |  |  | 0.2 |  | 0.2 | 0.2 |  | N |  |  | OP | X | 6 | 2006 | 2006 |  |  | N | IPP Non-CHP | IPP | IPP | 2 | X | SUN | Renewable | 0.2 | 0 | 1 | 0
Operable | 57249 | EPP Renewable Energy |  | 56883 | Pennsauken Solar | NJ | Restructured | Camden | GEN 2 | Solar Photovoltaic | PV |  | S | X | X |  |  | 0.2 |  | 0.2 | 0.2 |  | N |  |  | OP | X | 6 | 2006 | 2006 |  |  | N | IPP Non-CHP | IPP | IPP | 2 | X | SUN | Renewable | 0.2 | 0 | 1 | 0
Operable | 57249 | EPP Renewable Energy |  | 56883 | Pennsauken Solar | NJ | Restructured | Camden | GEN 3 | Solar Photovoltaic | PV |  | S | X | X |  |  | 0.1 |  | 0.1 | 0.1 |  | N |  |  | OP | X | 12 | 2007 | 2007 |  |  | N | IPP Non-CHP | IPP | IPP | 2 | X | SUN | Renewable | 0.1 | 0 | 1 | 0
Operable | 57249 | EPP Renewable Energy |  | 56883 | Pennsauken Solar | NJ | Restructured | Camden | GEN 4 | Solar Photovoltaic | PV |  | S | X | X |  |  | 0.2 |  | 0.2 | 0.2 |  | N |  |  | OP | X | 12 | 2007 | 2007 |  |  | N | IPP Non-CHP | IPP | IPP | 2 | X | SUN | Renewable | 0.2 | 0 | 1 | 0
Operable | 57249 | EPP Renewable Energy |  | 56883 | Pennsauken Solar | NJ | Restructured | Camden | GEN 5 | Solar Photovoltaic | PV |  | S | X | X |  |  | 0.1 |  | 0.1 | 0.1 |  | N |  |  | OP | X | 12 | 2007 | 2007 |  |  | N | IPP Non-CHP | IPP | IPP | 2 | X | SUN | Renewable | 0.1 | 0 | 1 | 0
Operable | 57249 | EPP Renewable Energy |  | 56883 | Pennsauken Solar | NJ | Restructured | Camden | GEN 6 | Solar Photovoltaic | PV |  | S | X | X |  |  | 0.2 |  | 0.2 | 0.2 |  | N |  |  | OP | X | 12 | 2007 | 2007 |  |  | N | IPP Non-CHP | IPP | IPP | 2 | X | SUN | Renewable | 0.2 | 0 | 1 | 0
Operable | 57249 | EPP Renewable Energy |  | 56883 | Pennsauken Solar | NJ | Restructured | Camden | GEN 7 | Solar Photovoltaic | PV |  | S | X | X |  |  | 0.2 |  | 0.2 | 0.2 |  | N |  |  | OP | X | 12 | 2007 | 2007 |  |  | N | IPP Non-CHP | IPP | IPP | 2 | X | SUN | Renewable | 0.2 | 0 | 1 | 0
Operable | 57249 | EPP Renewable Energy |  | 56883 | Pennsauken Solar | NJ | Restructured | Camden | GEN 8 | Solar Photovoltaic | PV |  | S | X | X |  |  | 0.2 |  | 0.2 | 0.2 |  | N |  |  | OP | X | 12 | 2007 | 2007 |  |  | N | IPP Non-CHP | IPP | IPP | 2 | X | SUN | Renewable | 0.2 | 0 | 1 | 0
Operable | 57249 | EPP Renewable Energy |  | 56883 | Pennsauken Solar | NJ | Restructured | Camden | GEN 9 | Solar Photovoltaic | PV |  | S | X | X |  |  | 0.1 |  | 0.1 | 0.1 |  | N |  |  | OP | X | 12 | 2007 | 2007 |  |  | N | IPP Non-CHP | IPP | IPP | 2 | X | SUN | Renewable | 0.1 | 0 | 1 | 0
Operable | 57249 | EPP Renewable Energy |  | 56883 | Pennsauken Solar | NJ | Restructured | Camden | GEN10 | Solar Photovoltaic | PV |  | S | X | X |  |  | 2.4 |  | 2.4 | 2.4 |  | N |  |  | OP | X | 2 | 2018 | 2018 |  |  | N | IPP Non-CHP | IPP | IPP | 2 | X | SUN | Renewable | 2.4 | 0 | 1 | 0
Operable | 57249 | EPP Renewable Energy |  | 56884 | Cumberland County Solid Waste Complex | NJ | Restructured | Cumberland | GEN 2 | Landfill Gas | IC |  | W | X | X |  |  | 1.6 | 0.8 | 1.6 | 1.6 | 0.8 | N |  |  | OP | X | 11 | 2008 | 2008 |  |  | N | IPP Non-CHP | IPP | IPP | 2 | X | LFG | Renewable | 1.6 | 0 | 1 | 0
Operable | 57249 | EPP Renewable Energy |  | 56884 | Cumberland County Solid Waste Complex | NJ | Restructured | Cumberland | GEN 3 | Landfill Gas | IC |  | W | X | X |  |  | 1.6 | 0.8 | 1.6 | 1.6 | 0.8 | N |  |  | OP | X | 11 | 2008 | 2008 |  |  | N | IPP Non-CHP | IPP | IPP | 2 | X | LFG | Renewable | 1.6 | 0 | 1 | 0
Operable | 57249 | EPP Renewable Energy |  | 56884 | Cumberland County Solid Waste Complex | NJ | Restructured | Cumberland | GEN1 | Landfill Gas | IC |  | W | X | X |  |  | 1.6 | 0.8 | 1.6 | 1.6 | 0.8 | N |  |  | OP | X | 11 | 2008 | 2008 |  |  | N | IPP Non-CHP | IPP | IPP | 2 | X | LFG | Renewable | 1.6 | 0 | 1 | 0
Operable | 57249 | EPP Renewable Energy |  | 56887 | Cumberland County PA LFG Recovery | PA | Restructured | Cumberland | GEN 1 | Landfill Gas | IC |  | S | X | X |  |  | 1.6 | 0.8 | 1.6 | 1.6 | 0.8 | N |  |  | OP | X | 1 | 2009 | 2009 |  |  | N | IPP Non-CHP | IPP | IPP | 2 | X | LFG | Renewable | 1.6 | 0 | 1 | 0
Operable | 57249 | EPP Renewable Energy |  | 56887 | Cumberland County PA LFG Recovery | PA | Restructured | Cumberland | GEN 2 | Landfill Gas | IC |  | S | X | X |  |  | 1.6 | 0.8 | 1.6 | 1.6 | 0.8 | N |  |  | OP | X | 1 | 2009 | 2009 |  |  | N | IPP Non-CHP | IPP | IPP | 2 | X | LFG | Renewable | 1.6 | 0 | 1 | 0
Operable | 57249 | EPP Renewable Energy |  | 56887 | Cumberland County PA LFG Recovery | PA | Restructured | Cumberland | GEN 3 | Landfill Gas | IC |  | S | X | X |  |  | 1.6 | 0.8 | 1.6 | 1.6 | 0.8 | N |  |  | OP | X | 1 | 2009 | 2009 |  |  | N | IPP Non-CHP | IPP | IPP | 2 | X | LFG | Renewable | 1.6 | 0 | 1 | 0
Operable | 57249 | EPP Renewable Energy |  | 56887 | Cumberland County PA LFG Recovery | PA | Restructured | Cumberland | GEN 4 | Landfill Gas | IC |  | S | X | X |  |  | 1.6 | 0.8 | 1.6 | 1.6 | 0.8 | N |  |  | OP | X | 1 | 2009 | 2009 |  |  | N | IPP Non-CHP | IPP | IPP | 2 | X | LFG | Renewable | 1.6 | 0 | 1 | 0
Operable | 57249 | EPP Renewable Energy |  | 56888 | Warren County Solar | NJ | Restructured | Warren | GEN 1 | Solar Photovoltaic | PV |  | S | X | X |  |  | 0.5 |  | 0.5 | 0.5 |  | N |  |  | OP | X | 6 | 2012 | 2012 |  |  | N | IPP Non-CHP | IPP | IPP | 2 | X | SUN | Renewable | 0.5 | 0 | 1 | 0
Operable | 57249 | EPP Renewable Energy |  | 56888 | Warren County Solar | NJ | Restructured | Warren | GEN 2 | Solar Photovoltaic | PV |  | S | X | X |  |  | 0.5 |  | 0.5 | 0.5 |  | N |  |  | OP | X | 6 | 2012 | 2012 |  |  | N | IPP Non-CHP | IPP | IPP | 2 | X | SUN | Renewable | 0.5 | 0 | 1 | 0
Operable | 57249 | EPP Renewable Energy |  | 56888 | Warren County Solar | NJ | Restructured | Warren | GEN 3 | Solar Photovoltaic | PV |  | S | X | X |  |  | 0.5 |  | 0.5 | 0.5 |  | N |  |  | OP | X | 6 | 2012 | 2012 |  |  | N | IPP Non-CHP | IPP | IPP | 2 | X | SUN | Renewable | 0.5 | 0 | 1 | 0
Operable | 57249 | EPP Renewable Energy |  | 56888 | Warren County Solar | NJ | Restructured | Warren | GEN 4 | Solar Photovoltaic | PV |  | S | X | X |  |  | 0.5 |  | 0.5 | 0.5 |  | N |  |  | OP | X | 6 | 2012 | 2012 |  |  | N | IPP Non-CHP | IPP | IPP | 2 | X | SUN | Renewable | 0.5 | 0 | 1 | 0
Operable | 57249 | EPP Renewable Energy |  | 56889 | PPL Renewable Energy Merck Solar | NJ | Restructured | Union | GEN 1 | Solar Photovoltaic | PV |  | S | X | X |  |  | 1.7 |  | 1.7 | 1.7 |  | N |  |  | OP | X | 5 | 2009 | 2009 |  |  | N | IPP Non-CHP | IPP | IPP | 2 | X | SUN | Renewable | 1.7 | 0 | 1 | 0
Operable | 57249 | EPP Renewable Energy |  | 56890 | Norther Tier Landfill | PA | Restructured | Bradford | GEN 1 | Landfill Gas | IC |  | S | X | X |  |  | 1.6 | 0.8 | 1.6 | 1.6 | 0.8 | N |  |  | OP | X | 1 | 2009 | 2009 |  |  | N | IPP Non-CHP | IPP | IPP | 2 | X | LFG | Renewable | 1.6 | 0 | 1 | 0
Operable | 57249 | EPP Renewable Energy |  | 57123 | Trail Ridge Landfill Gas Recovery | FL | Vertical | Duval | 1 | Landfill Gas | IC |  | S | X | X |  |  | 1.6 | 0.95 | 1.5 | 1.5 | 0.6 | N |  |  | OP | X | 12 | 2008 | 2008 |  |  | N | IPP Non-CHP | IPP | IPP | 2 | X | LFG | Renewable | 1.6 | 0 | 1 | 0
Operable | 57249 | EPP Renewable Energy |  | 57123 | Trail Ridge Landfill Gas Recovery | FL | Vertical | Duval | 2 | Landfill Gas | IC |  | S | X | X |  |  | 1.6 | 0.95 | 1.5 | 1.5 | 0.6 | N |  |  | OP | X | 12 | 2008 | 2008 |  |  | N | IPP Non-CHP | IPP | IPP | 2 | X | LFG | Renewable | 1.6 | 0 | 1 | 0
Operable | 57249 | EPP Renewable Energy |  | 57123 | Trail Ridge Landfill Gas Recovery | FL | Vertical | Duval | 3 | Landfill Gas | IC |  | S | X | X |  |  | 1.6 | 0.95 | 1.5 | 1.5 | 0.6 | N |  |  | OP | X | 12 | 2008 | 2008 |  |  | N | IPP Non-CHP | IPP | IPP | 2 | X | LFG | Renewable | 1.6 | 0 | 1 | 0
Operable | 57249 | EPP Renewable Energy |  | 57123 | Trail Ridge Landfill Gas Recovery | FL | Vertical | Duval | 4 | Landfill Gas | IC |  | S | X | X |  |  | 1.6 | 0.95 | 1.5 | 1.5 | 0.6 | N |  |  | OP | X | 12 | 2008 | 2008 |  |  | N | IPP Non-CHP | IPP | IPP | 2 | X | LFG | Renewable | 1.6 | 0 | 1 | 0
Operable | 57249 | EPP Renewable Energy |  | 57123 | Trail Ridge Landfill Gas Recovery | FL | Vertical | Duval | 5 | Landfill Gas | IC |  | S | X | X |  |  | 1.6 | 0.95 | 1.5 | 1.5 | 0.6 | N |  |  | OP | X | 12 | 2008 | 2008 |  |  | N | IPP Non-CHP | IPP | IPP | 2 | X | LFG | Renewable | 1.6 | 0 | 1 | 0
Operable | 57249 | EPP Renewable Energy |  | 57123 | Trail Ridge Landfill Gas Recovery | FL | Vertical | Duval | 6 | Landfill Gas | IC |  | S | X | X |  |  | 1.6 | 0.95 | 1.5 | 1.5 | 0.6 | N |  |  | OP | X | 12 | 2008 | 2008 |  |  | N | IPP Non-CHP | IPP | IPP | 2 | X | LFG | Renewable | 1.6 | 0 | 1 | 0
Operable | 57249 | EPP Renewable Energy |  | 57182 | PPL Frey Farm Landfill Wind | PA | Restructured | Lancaster | 1 | Onshore Wind Turbine | WT |  | S | X | X |  |  | 3.2 |  | 3.2 | 3.2 | 0.1 | N |  |  | OP | X | 1 | 2011 | 2011 |  |  | N | IPP Non-CHP | IPP | IPP | 2 | X | WND | Renewable | 3.2 | 0 | 1 | 0
Operable | 57249 | EPP Renewable Energy |  | 57466 | Blue Ridge Landfill | PA | Restructured | Franklin | GEN1 | Landfill Gas | IC |  | S | X | X |  |  | 1.6 | 0.8 | 1.6 | 1.6 | 0.8 | N |  |  | OP | X | 1 | 2013 | 2013 |  |  | N | IPP Non-CHP | IPP | IPP | 2 | X | LFG | Renewable | 1.6 | 0 | 1 | 0
Operable | 57249 | EPP Renewable Energy |  | 57466 | Blue Ridge Landfill | PA | Restructured | Franklin | GEN2 | Landfill Gas | IC |  | S | X | X |  |  | 1.6 | 0.8 | 1.6 | 1.6 | 0.8 | N |  |  | OP | X | 1 | 2013 | 2013 |  |  | N | IPP Non-CHP | IPP | IPP | 2 | X | LFG | Renewable | 1.6 | 0 | 1 | 0
Operable | 57249 | EPP Renewable Energy |  | 57466 | Blue Ridge Landfill | PA | Restructured | Franklin | GEN3 | Landfill Gas | IC |  | S | X | X |  |  | 1.6 | 0.8 | 1.6 | 1.6 | 0.8 | N |  |  | OP | X | 1 | 2013 | 2013 |  |  | N | IPP Non-CHP | IPP | IPP | 2 | X | LFG | Renewable | 1.6 | 0 | 1 | 0
Operable | 57249 | EPP Renewable Energy |  | 57466 | Blue Ridge Landfill | PA | Restructured | Franklin | GEN4 | Landfill Gas | IC |  | S | X | X |  |  | 1.6 | 0.8 | 1.6 | 1.6 | 0.8 | N |  |  | OP | X | 1 | 2013 | 2013 |  |  | N | IPP Non-CHP | IPP | IPP | 2 | X | LFG | Renewable | 1.6 | 0 | 1 | 0
Operable | 57249 | EPP Renewable Energy |  | 57581 | Allenwood | PA | Restructured | Lycoming | 1 | Landfill Gas | IC |  | S | X | X |  |  | 1.6 | 0.8 | 1.6 | 1.6 | 0.8 | N |  |  | OP | X | 10 | 2012 | 2012 |  |  | N | IPP Non-CHP | IPP | IPP | 2 | X | LFG | Renewable | 1.6 | 0 | 1 | 0
Operable | 57249 | EPP Renewable Energy |  | 57581 | Allenwood | PA | Restructured | Lycoming | 2 | Landfill Gas | IC |  | S | X | X |  |  | 1.6 | 0.8 | 1.6 | 1.6 | 0.8 | N |  |  | OP | X | 10 | 2012 | 2012 |  |  | N | IPP Non-CHP | IPP | IPP | 2 | X | LFG | Renewable | 1.6 | 0 | 1 | 0
Operable | 57249 | EPP Renewable Energy |  | 57582 | Lycoming County | PA | Restructured | Lycoming | 1 | Landfill Gas | IC |  | S | X | X |  |  | 1.6 | 0.8 | 1.5 | 1.5 | 0.8 | N |  |  | OP | X | 10 | 2012 | 2012 |  |  | N | IPP Non-CHP | IPP | IPP | 2 | X | LFG | Renewable | 1.6 | 0 | 1 | 0
Operable | 57249 | EPP Renewable Energy |  | 57582 | Lycoming County | PA | Restructured | Lycoming | 2 | Landfill Gas | IC |  | S | X | X |  |  | 1.6 | 0.8 | 1.5 | 1.5 | 0.8 | N |  |  | OP | X | 10 | 2012 | 2012 |  |  | N | IPP Non-CHP | IPP | IPP | 2 | X | LFG | Renewable | 1.6 | 0 | 1 | 0
Operable | 57249 | EPP Renewable Energy |  | 61777 | Brevard | FL | Vertical | Brevard | ENG1 | Landfill Gas | IC |  | S | X | X |  |  | 1.6 | 0.8 | 1.6 | 1.6 | 0.8 | N |  |  | OP | X | 5 | 2008 | 2008 |  |  | N | IPP Non-CHP | IPP | IPP | 2 | X | LFG | Renewable | 1.6 | 0 | 1 | 0
Operable | 57249 | EPP Renewable Energy |  | 61777 | Brevard | FL | Vertical | Brevard | ENG2 | Landfill Gas | IC |  | S | X | X |  |  | 1.6 | 0.8 | 1.6 | 1.6 | 0.8 | N |  |  | OP | X | 5 | 2008 | 2008 |  |  | N | IPP Non-CHP | IPP | IPP | 2 | X | LFG | Renewable | 1.6 | 0 | 1 | 0
Operable | 57249 | EPP Renewable Energy |  | 61777 | Brevard | FL | Vertical | Brevard | ENG3 | Landfill Gas | IC |  | S | X | X |  |  | 1.6 | 0.8 | 1.6 | 1.6 | 0.8 | N |  |  | OP | X | 5 | 2008 | 2008 |  |  | N | IPP Non-CHP | IPP | IPP | 2 | X | LFG | Renewable | 1.6 | 0 | 1 | 0
Operable | 57249 | EPP Renewable Energy |  | 61777 | Brevard | FL | Vertical | Brevard | ENG6 | Landfill Gas | IC |  | S | X | X |  |  | 1.6 | 0.8 | 1.6 | 1.6 | 0.8 | N |  |  | OP | X | 5 | 2008 | 2008 |  |  | N | IPP Non-CHP | IPP | IPP | 2 | X | LFG | Renewable | 1.6 | 0 | 1 | 0
Operable | 57249 | EPP Renewable Energy |  | 61780 | Seminole Energy | FL | Vertical | Seminole | ENG1 | Landfill Gas | IC |  | S | X | X |  |  | 1.6 | 0.8 | 1.6 | 1.6 | 0.8 | N |  |  | OP | X | 11 | 2007 | 2007 |  |  | N | IPP Non-CHP | IPP | IPP | 2 | X | LFG | Renewable | 1.6 | 0 | 1 | 0
Operable | 57249 | EPP Renewable Energy |  | 61780 | Seminole Energy | FL | Vertical | Seminole | ENG2 | Landfill Gas | IC |  | S | X | X |  |  | 1.6 | 0.8 | 1.6 | 1.6 | 0.8 | N |  |  | OP | X | 11 | 2007 | 2007 |  |  | N | IPP Non-CHP | IPP | IPP | 2 | X | LFG | Renewable | 1.6 | 0 | 1 | 0
Operable | 57249 | EPP Renewable Energy |  | 61780 | Seminole Energy | FL | Vertical | Seminole | ENG3 | Landfill Gas | IC |  | S | X | X |  |  | 1.6 | 0.8 | 1.6 | 1.6 | 0.8 | N |  |  | OP | X | 11 | 2007 | 2007 |  |  | N | IPP Non-CHP | IPP | IPP | 2 | X | LFG | Renewable | 1.6 | 0 | 1 | 0
Operable | 61909 | Equilon Enterprises LLC d/b/a Shell Oil |  | 59704 | Shell New Energies, Junction City | OR | Vertical | Lane | JCBIO | Other Waste Biomass | GT |  | S | X | X |  |  | 1.6 | 0.8 | 1.6 | 1.6 | 0.7 |  |  |  | OS | X | 10 | 2011 | 2011 |  |  | Y | Industrial CHP | Customer Sited | Other | 7 | T | OBG | Renewable | 1.6 | 0 | 1 | 0
Operable | 5065 | Equistar Chemicals LP |  | 50475 | Corpus Christi | TX | Restructured | Nueces | GEN1 | Natural Gas Fired Combustion Turbine | GT |  | S | X | X |  |  | 41 | 0.85 | 33 | 41 | 26 | N |  |  | OP | X | 5 | 1989 | Pre-2000 |  |  | Y | Industrial CHP | Customer Sited | Other | 7 | T | NG | Non-Renewable | 0 | 41 | 0 | 1
Operable | 5065 | Equistar Chemicals LP |  | 57884 | Lake Charles Polymers | LA | Vertical | Calcasieu | G-900 | Natural Gas Fired Combustion Turbine | GT |  | S | X | X |  |  | 14.3 | 0.93 | 14.5 | 16 | 3 | N |  |  | OP | X | 9 | 2011 | 2011 |  |  | N | Industrial Non-CHP | Customer Sited | Other | 6 | X | NG | Non-Renewable | 0 | 14.3 | 0 | 1
Operable | 5065 | Equistar Chemicals LP |  | 57884 | Lake Charles Polymers | LA | Vertical | Calcasieu | G-901 | Natural Gas Internal Combustion Engine | IC |  | S | X | X |  |  | 8.4 | 0.93 | 8 | 8.5 | 2 | N |  |  | OP | X | 9 | 2011 | 2011 |  |  | N | Industrial Non-CHP | Customer Sited | Other | 6 | X | NG | Non-Renewable | 0 | 8.4 | 0 | 1
Operable | 5065 | Equistar Chemicals LP |  | 57884 | Lake Charles Polymers | LA | Vertical | Calcasieu | G-902 | Natural Gas Internal Combustion Engine | IC |  | S | X | X |  |  | 8.4 | 0.93 | 8 | 8.5 | 2 | N |  |  | OP | X | 9 | 2011 | 2011 |  |  | N | Industrial Non-CHP | Customer Sited | Other | 6 | X | NG | Non-Renewable | 0 | 8.4 | 0 | 1
Operable | 60521 | Equity Industrial Turbines |  | 60865 | Equity Industrial Turbines | MA | Restructured | Essex | WT1 | Onshore Wind Turbine | WT |  | S | X | X |  |  | 4 |  | 4 | 4 | 1 | N |  |  | OP | X | 12 | 2012 | 2012 |  |  | N | IPP Non-CHP | IPP | IPP | 2 | X | WND | Renewable | 4 | 0 | 1 | 0
Operable | 49845 | Equus Power I, L.P. |  | 56032 | Equus Freeport Power | NY | Restructured | Nassau | 1 | Natural Gas Fired Combustion Turbine | GT |  | W | X | X |  |  | 60 | 0.9 | 45.9 | 47.1 | 28 | N |  |  | OP | X | 6 | 2004 | 2004 |  |  | N | IPP Non-CHP | IPP | IPP | 2 | X | NG | Non-Renewable | 0 | 60 | 0 | 1 | KER
Operable | 49845 | Equus Power I, L.P. |  | 56032 | Equus Freeport Power | NY | Restructured | Nassau | 1 | Natural Gas Fired Combustion Turbine | GT |  | W | X | X |  |  | 60 | 0.9 | 48.1 | 49.7 | 28 | N |  |  | OP | X | 6 | 2004 | 2004 |  |  | N | IPP Non-CHP | IPP | IPP | 2 | X | NG | Non-Renewable | 0 | 60 | 0 | 1 | KER
Operable | 6667 | Ergon Refining Inc |  | 54918 | Ergon Refining Vicksburg | MS | Vertical | Warren | TMO1 | Natural Gas Fired Combustion Turbine | GT |  | S | X | X |  |  | 4.8 | 0.98 | 4.5 | 4.7 | 3 | N |  |  | OP | X | 3 | 1995 | Pre-2000 |  |  | Y | Industrial CHP | Customer Sited | Other | 7 | T | NG | Non-Renewable | 0 | 4.8 | 0 | 1
Operable | 5914 | Erie Boulevard Hydropower LP |  | 2540 | Allens Falls | NY | Restructured | St Lawrence | 1 | Conventional Hydroelectric | HY |  | S | X | X | 24042 | 24042 | 4 | 0.8 | 3.5 | 5 | 3.5 | N |  |  | OP | X | 1 | 1927 | Pre-2000 |  |  | N | IPP Non-CHP | IPP | IPP | 2 | X | WAT | Renewable | 4 | 0 | 1 | 0
Operable | 5914 | Erie Boulevard Hydropower LP |  | 2543 | Beardslee | NY | Restructured | Herkimer | 1 | Conventional Hydroelectric | HY |  | S | X | X | 24051 | 24051 | 10 | 0.8 | 8.5 | 8.9 | 4 | N |  |  | OP | X | 1 | 1924 | Pre-2000 |  |  | N | IPP Non-CHP | IPP | IPP | 2 | X | WAT | Renewable | 10 | 0 | 1 | 0
Operable | 5914 | Erie Boulevard Hydropower LP |  | 2543 | Beardslee | NY | Restructured | Herkimer | 2 | Conventional Hydroelectric | HY |  | S | X | X | 24051 | 24051 | 10 | 0.8 | 8.1 | 7.8 | 4 | N |  |  | OP | X | 1 | 1924 | Pre-2000 |  |  | N | IPP Non-CHP | IPP | IPP | 2 | X | WAT | Renewable | 10 | 0 | 1 | 0
Operable | 5914 | Erie Boulevard Hydropower LP |  | 2544 | Belfort | NY | Restructured | Lewis | 1 | Conventional Hydroelectric | HY |  | S | X | X | 24048 | 24048 | 0.4 | 0.8 | 0.4 | 0.4 | 0.2 | N |  |  | OP | X | 1 | 1903 | Pre-2000 |  |  | N | IPP Non-CHP | IPP | IPP | 2 | X | WAT | Renewable | 0.4 | 0 | 1 | 0
Operable | 5914 | Erie Boulevard Hydropower LP |  | 2544 | Belfort | NY | Restructured | Lewis | 2 | Conventional Hydroelectric | HY |  | S | X | X | 24048 | 24048 | 0.6 | 0.8 | 0.5 | 0.5 | 0.4 | N |  |  | OP | X | 1 | 1915 | Pre-2000 |  |  | N | IPP Non-CHP | IPP | IPP | 2 | X | WAT | Renewable | 0.6 | 0 | 1 | 0
Operable | 5914 | Erie Boulevard Hydropower LP |  | 2544 | Belfort | NY | Restructured | Lewis | 3 | Conventional Hydroelectric | HY |  | S | X | X | 24048 | 24048 | 1 | 0.8 | 0.9 | 0.9 | 0.7 | N |  |  | OP | X | 1 | 1918 | Pre-2000 |  |  | N | IPP Non-CHP | IPP | IPP | 2 | X | WAT | Renewable | 1 | 0 | 1 | 0
Operable | 5914 | Erie Boulevard Hydropower LP |  | 2545 | Bennetts Bridge | NY | Restructured | Oswego | 1 | Conventional Hydroelectric | HY |  | S | X | X | 24043 | 24043 | 9 | 0.8 | 8.4 | 7 | 3 | N |  |  | OP | X | 1 | 1932 | Pre-2000 |  |  | N | IPP Non-CHP | IPP | IPP | 2 | X | WAT | Renewable | 9 | 0 | 1 | 0
Operable | 5914 | Erie Boulevard Hydropower LP |  | 2545 | Bennetts Bridge | NY | Restructured | Oswego | 2 | Conventional Hydroelectric | HY |  | S | X | X | 24043 | 24043 | 9 | 0.8 | 8.4 | 7.5 | 3 | N |  |  | OP | X | 1 | 1932 | Pre-2000 |  |  | N | IPP Non-CHP | IPP | IPP | 2 | X | WAT | Renewable | 9 | 0 | 1 | 0
Operable | 5914 | Erie Boulevard Hydropower LP |  | 2545 | Bennetts Bridge | NY | Restructured | Oswego | 3 | Conventional Hydroelectric | HY |  | S | X | X | 24043 | 24043 | 9 | 0.8 | 6.3 | 7.3 | 3 | N |  |  | OP | X | 1 | 1966 | Pre-2000 |  |  | N | IPP Non-CHP | IPP | IPP | 2 | X | WAT | Renewable | 9 | 0 | 1 | 0
Operable | 5914 | Erie Boulevard Hydropower LP |  | 2545 | Bennetts Bridge | NY | Restructured | Oswego | 4 | Conventional Hydroelectric | HY |  | S | X | X | 24043 | 24043 | 9 | 0.8 | 7.2 | 7.3 | 3 | N |  |  | OP | X | 1 | 1966 | Pre-2000 |  |  | N | IPP Non-CHP | IPP | IPP | 2 | X | WAT | Renewable | 9 | 0 | 1 | 0
Operable | 5914 | Erie Boulevard Hydropower LP |  | 2546 | Black River | NY | Restructured | Jefferson | 1 | Conventional Hydroelectric | HY |  | S | X | X | 24047 | 24047 | 2 | 0.8 | 1.5 | 2.3 | 1.5 | N |  |  | OP | X | 1 | 1920 | Pre-2000 |  |  | N | IPP Non-CHP | IPP | IPP | 2 | X | WAT | Renewable | 2 | 0 | 1 | 0
Operable | 5914 | Erie Boulevard Hydropower LP |  | 2546 | Black River | NY | Restructured | Jefferson | 2 | Conventional Hydroelectric | HY |  | S | X | X | 24047 | 24047 | 2 | 0.8 | 1.5 | 2.3 | 1.5 | N |  |  | OP | X | 1 | 1920 | Pre-2000 |  |  | N | IPP Non-CHP | IPP | IPP | 2 | X | WAT | Renewable | 2 | 0 | 1 | 0
Operable | 5914 | Erie Boulevard Hydropower LP |  | 2546 | Black River | NY | Restructured | Jefferson | 3 | Conventional Hydroelectric | HY |  | S | X | X | 24047 | 24047 | 2 | 0.8 | 1.5 | 2.3 | 1.5 | N |  |  | OP | X | 1 | 1920 | Pre-2000 |  |  | N | IPP Non-CHP | IPP | IPP | 2 | X | WAT | Renewable | 2 | 0 | 1 | 0
Operable | 5914 | Erie Boulevard Hydropower LP |  | 2547 | Blake | NY | Restructured | St Lawrence | 1 | Conventional Hydroelectric | HY |  | S | X | X | 24056 | 24056 | 15 | 0.8 | 14.2 | 14.5 | 1 | N |  |  | OP | X | 1 | 1957 | Pre-2000 |  |  | N | IPP Non-CHP | IPP | IPP | 2 | X | WAT | Renewable | 15 | 0 | 1 | 0
Operable | 5914 | Erie Boulevard Hydropower LP |  | 2548 | Browns Falls | NY | Restructured | St Lawrence | 1 | Conventional Hydroelectric | HY |  | S | X | X | 24044 | 24044 | 8 | 0.8 | 7.9 | 7.6 | 7 | N |  |  | OP | X | 1 | 1923 | Pre-2000 |  |  | N | IPP Non-CHP | IPP | IPP | 2 | X | WAT | Renewable | 8 | 0 | 1 | 0
Operable | 5914 | Erie Boulevard Hydropower LP |  | 2548 | Browns Falls | NY | Restructured | St Lawrence | 2 | Conventional Hydroelectric | HY |  | S | X | X | 24044 | 24044 | 8 | 0.8 | 7.9 | 7.6 | 7 | N |  |  | OP | X | 1 | 1923 | Pre-2000 |  |  | N | IPP Non-CHP | IPP | IPP | 2 | X | WAT | Renewable | 8 | 0 | 1 | 0
Operable | 5914 | Erie Boulevard Hydropower LP |  | 2550 | Chasm | NY | Restructured | Franklin | 1 | Conventional Hydroelectric | HY |  | S | X | X | 24042 | 24042 | 1 | 0.8 | 0.5 | 0.6 | 0.5 | N |  |  | OP | X | 1 | 1913 | Pre-2000 |  |  | N | IPP Non-CHP | IPP | IPP | 2 | X | WAT | Renewable | 1 | 0 | 1 | 0
Operable | 5914 | Erie Boulevard Hydropower LP |  | 2550 | Chasm | NY | Restructured | Franklin | 2 | Conventional Hydroelectric | HY |  | S | X | X | 24042 | 24042 | 1 | 0.8 | 0.5 | 0.6 | 0.5 | N |  |  | OP | X | 1 | 1913 | Pre-2000 |  |  | N | IPP Non-CHP | IPP | IPP | 2 | X | WAT | Renewable | 1 | 0 | 1 | 0
Operable | 5914 | Erie Boulevard Hydropower LP |  | 2550 | Chasm | NY | Restructured | Franklin | 3 | Conventional Hydroelectric | HY |  | S | X | X | 24042 | 24042 | 1 | 0.9 | 0.6 | 0.7 | 0.6 | N |  |  | OP | X | 1 | 1926 | Pre-2000 |  |  | N | IPP Non-CHP | IPP | IPP | 2 | X | WAT | Renewable | 1 | 0 | 1 | 0
Operable | 5914 | Erie Boulevard Hydropower LP |  | 2551 | Colton | NY | Restructured | St Lawrence | 1 | Conventional Hydroelectric | HY |  | S | X | X | 24057 | 24057 | 10 | 0.8 | 9.9 | 9.7 | 0.2 | N |  |  | OP | X | 1 | 1918 | Pre-2000 |  |  | N | IPP Non-CHP | IPP | IPP | 2 | X | WAT | Renewable | 10 | 0 | 1 | 0
Operable | 5914 | Erie Boulevard Hydropower LP |  | 2551 | Colton | NY | Restructured | St Lawrence | 2 | Conventional Hydroelectric | HY |  | S | X | X | 24057 | 24057 | 10 | 0.8 | 10.3 | 9.9 | 0.2 | N |  |  | OP | X | 1 | 1918 | Pre-2000 |  |  | N | IPP Non-CHP | IPP | IPP | 2 | X | WAT | Renewable | 10 | 0 | 1 | 0
Operable | 5914 | Erie Boulevard Hydropower LP |  | 2551 | Colton | NY | Restructured | St Lawrence | 3 | Conventional Hydroelectric | HY |  | S | X | X | 24057 | 24057 | 10 | 0.8 | 9.5 | 11.1 | 0.2 | N |  |  | OP | X | 1 | 1928 | Pre-2000 |  |  | N | IPP Non-CHP | IPP | IPP | 2 | X | WAT | Renewable | 10 | 0 | 1 | 0
Operable | 5914 | Erie Boulevard Hydropower LP |  | 2552 | Deferiet | NY | Restructured | Jefferson | 1 | Conventional Hydroelectric | HY |  | S | X | X | 24047 | 24047 | 4 | 0.8 | 3.6 | 3.6 | 2.8 | N |  |  | OP | X | 1 | 1925 | Pre-2000 |  |  | N | IPP Non-CHP | IPP | IPP | 2 | X | WAT | Renewable | 4 | 0 | 1 | 0
Operable | 5914 | Erie Boulevard Hydropower LP |  | 2552 | Deferiet | NY | Restructured | Jefferson | 2 | Conventional Hydroelectric | HY |  | S | X | X | 24047 | 24047 | 4 | 0.8 | 3.6 | 3.6 | 2.8 | N |  |  | OP | X | 1 | 1925 | Pre-2000 |  |  | N | IPP Non-CHP | IPP | IPP | 2 | X | WAT | Renewable | 4 | 0 | 1 | 0
Operable | 5914 | Erie Boulevard Hydropower LP |  | 2552 | Deferiet | NY | Restructured | Jefferson | 3 | Conventional Hydroelectric | HY |  | S | X | X | 24047 | 24047 | 4 | 0.8 | 3.6 | 3.6 | 2.8 | N |  |  | OP | X | 1 | 1925 | Pre-2000 |  |  | N | IPP Non-CHP | IPP | IPP | 2 | X | WAT | Renewable | 4 | 0 | 1 | 0
Operable | 5914 | Erie Boulevard Hydropower LP |  | 2555 | Eagle | NY | Restructured | Lewis | 1 | Conventional Hydroelectric | HY |  | S | X | X | 24048 | 24048 | 2 | 0.9 | 1.4 | 1.1 | 1.1 | N |  |  | OP | X | 1 | 1914 | Pre-2000 |  |  | N | IPP Non-CHP | IPP | IPP | 2 | X | WAT | Renewable | 2 | 0 | 1 | 0
Operable | 5914 | Erie Boulevard Hydropower LP |  | 2555 | Eagle | NY | Restructured | Lewis | 2 | Conventional Hydroelectric | HY |  | S | X | X | 24048 | 24048 | 1 | 0.9 | 1.2 | 1 | 1 | N |  |  | OP | X | 1 | 1915 | Pre-2000 |  |  | N | IPP Non-CHP | IPP | IPP | 2 | X | WAT | Renewable | 1 | 0 | 1 | 0
Operable | 5914 | Erie Boulevard Hydropower LP |  | 2555 | Eagle | NY | Restructured | Lewis | 3 | Conventional Hydroelectric | HY |  | S | X | X | 24048 | 24048 | 1 | 0.9 | 1.2 | 1 | 1 | N |  |  | OP | X | 1 | 1919 | Pre-2000 |  |  | N | IPP Non-CHP | IPP | IPP | 2 | X | WAT | Renewable | 1 | 0 | 1 | 0
Operable | 5914 | Erie Boulevard Hydropower LP |  | 2555 | Eagle | NY | Restructured | Lewis | 4 | Conventional Hydroelectric | HY |  | S | X | X | 24048 | 24048 | 2 | 0.8 | 2 | 1.8 | 1.8 | N |  |  | OP | X | 1 | 1925 | Pre-2000 |  |  | N | IPP Non-CHP | IPP | IPP | 2 | X | WAT | Renewable | 2 | 0 | 1 | 0
Operable | 5914 | Erie Boulevard Hydropower LP |  | 2556 | Eel Weir | NY | Restructured | St Lawrence | 1 | Conventional Hydroelectric | HY |  | S | X | X | 24044 | 24044 | 0.5 | 0.8 | 0.4 | 0.4 | 0.4 | N |  |  | OP | X | 1 | 1928 | Pre-2000 |  |  | N | IPP Non-CHP | IPP | IPP | 2 | X | WAT | Renewable | 0.5 | 0 | 1 | 0
Operable | 5914 | Erie Boulevard Hydropower LP |  | 2556 | Eel Weir | NY | Restructured | St Lawrence | 2 | Conventional Hydroelectric | HY |  | S | X | X | 24044 | 24044 | 1 | 0.8 | 0.8 | 0.8 | 0.8 | N |  |  | OP | X | 1 | 1928 | Pre-2000 |  |  | N | IPP Non-CHP | IPP | IPP | 2 | X | WAT | Renewable | 1 | 0 | 1 | 0
Operable | 5914 | Erie Boulevard Hydropower LP |  | 2556 | Eel Weir | NY | Restructured | St Lawrence | 3 | Conventional Hydroelectric | HY |  | S | X | X | 24044 | 24044 | 1 | 0.8 | 0.8 | 0.8 | 0.8 | N |  |  | OP | X | 1 | 1928 | Pre-2000 |  |  | N | IPP Non-CHP | IPP | IPP | 2 | X | WAT | Renewable | 1 | 0 | 1 | 0
Operable | 5914 | Erie Boulevard Hydropower LP |  | 2557 | Effley | NY | Restructured | Lewis | 1 | Conventional Hydroelectric | HY |  | S | X | X | 24048 | 24048 | 0.4 | 1 | 0.4 | 0.4 | 0.4 | N |  |  | OP | X | 1 | 1902 | Pre-2000 |  |  | N | IPP Non-CHP | IPP | IPP | 2 | X | WAT | Renewable | 0.4 | 0 | 1 | 0
Operable | 5914 | Erie Boulevard Hydropower LP |  | 2557 | Effley | NY | Restructured | Lewis | 2 | Conventional Hydroelectric | HY |  | S | X | X | 24048 | 24048 | 0.4 | 1 | 0.4 | 0.4 | 0.4 | N |  |  | OP | X | 1 | 1907 | Pre-2000 |  |  | N | IPP Non-CHP | IPP | IPP | 2 | X | WAT | Renewable | 0.4 | 0 | 1 | 0
Operable | 5914 | Erie Boulevard Hydropower LP |  | 2557 | Effley | NY | Restructured | Lewis | 3 | Conventional Hydroelectric | HY |  | S | X | X | 24048 | 24048 | 0.6 | 0.8 | 0.4 | 0.4 | 0.4 | N |  |  | OP | X | 1 | 1910 | Pre-2000 |  |  | N | IPP Non-CHP | IPP | IPP | 2 | X | WAT | Renewable | 0.6 | 0 | 1 | 0
Operable | 5914 | Erie Boulevard Hydropower LP |  | 2557 | Effley | NY | Restructured | Lewis | 4 | Conventional Hydroelectric | HY |  | S | X | X | 24048 | 24048 | 1.6 | 0.8 | 1.7 | 1.4 | 1.4 | N |  |  | OP | X | 1 | 1923 | Pre-2000 |  |  | N | IPP Non-CHP | IPP | IPP | 2 | X | WAT | Renewable | 1.6 | 0 | 1 | 0
Operable | 5914 | Erie Boulevard Hydropower LP |  | 2559 | Elmer | NY | Restructured | Lewis | 1 | Conventional Hydroelectric | HY |  | S | X | X | 24048 | 24048 | 1 | 0.8 | 1 | 1 | 0.7 | N |  |  | OP | X | 1 | 1916 | Pre-2000 |  |  | N | IPP Non-CHP | IPP | IPP | 2 | X | WAT | Renewable | 1 | 0 | 1 | 0
Operable | 5914 | Erie Boulevard Hydropower LP |  | 2559 | Elmer | NY | Restructured | Lewis | 2 | Conventional Hydroelectric | HY |  | S | X | X | 24048 | 24048 | 1 | 0.8 | 1 | 1 | 0.7 | N |  |  | OP | X | 1 | 1916 | Pre-2000 |  |  | N | IPP Non-CHP | IPP | IPP | 2 | X | WAT | Renewable | 1 | 0 | 1 | 0
Operable | 5914 | Erie Boulevard Hydropower LP |  | 2560 | Ephratah | NY | Restructured | Fulton | 1 | Conventional Hydroelectric | HY |  | S | X | X | 24051 | 24051 | 1 | 0.8 | 0.9 | 0.9 | 0.2 | N |  |  | OP | X | 1 | 1920 | Pre-2000 |  |  | N | IPP Non-CHP | IPP | IPP | 2 | X | WAT | Renewable | 1 | 0 | 1 | 0
Operable | 5914 | Erie Boulevard Hydropower LP |  | 2560 | Ephratah | NY | Restructured | Fulton | 2 | Conventional Hydroelectric | HY |  | S | X | X | 24051 | 24051 | 1 | 0.8 | 0.9 | 1 | 0.2 | N |  |  | OP | X | 1 | 1911 | Pre-2000 |  |  | N | IPP Non-CHP | IPP | IPP | 2 | X | WAT | Renewable | 1 | 0 | 1 | 0
Operable | 5914 | Erie Boulevard Hydropower LP |  | 2560 | Ephratah | NY | Restructured | Fulton | 3 | Conventional Hydroelectric | HY |  | S | X | X | 24051 | 24051 | 1 | 0.8 | 0.9 | 1 | 0.2 | N |  |  | OP | X | 1 | 1911 | Pre-2000 |  |  | N | IPP Non-CHP | IPP | IPP | 2 | X | WAT | Renewable | 1 | 0 | 1 | 0
Operable | 5914 | Erie Boulevard Hydropower LP |  | 2560 | Ephratah | NY | Restructured | Fulton | 4 | Conventional Hydroelectric | HY |  | S | X | X | 24051 | 24051 | 1 | 0.8 | 1 | 1 | 0.2 | N |  |  | OP | X | 1 | 1911 | Pre-2000 |  |  | N | IPP Non-CHP | IPP | IPP | 2 | X | WAT | Renewable | 1 | 0 | 1 | 0
Operable | 5914 | Erie Boulevard Hydropower LP |  | 2561 | East Norfolk | NY | Restructured | St Lawrence | 1 | Conventional Hydroelectric | HY |  | S | X | X | 24057 | 24057 | 4 | 0.8 | 4.1 | 4 | 0.9 | N |  |  | OP | X | 1 | 1928 | Pre-2000 |  |  | N | IPP Non-CHP | IPP | IPP | 2 | X | WAT | Renewable | 4 | 0 | 1 | 0
Operable | 5914 | Erie Boulevard Hydropower LP |  | 2562 | Five Falls | NY | Restructured | St Lawrence | 1 | Conventional Hydroelectric | HY |  | S | X | X | 24056 | 24056 | 24 | 0.8 | 22.4 | 23.5 | 1 | N |  |  | OP | X | 1 | 1955 | Pre-2000 |  |  | N | IPP Non-CHP | IPP | IPP | 2 | X | WAT | Renewable | 24 | 0 | 1 | 0
Operable | 5914 | Erie Boulevard Hydropower LP |  | 2563 | Flat Rock | NY | Restructured | St Lawrence | 1 | Conventional Hydroelectric | HY |  | S | X | X | 24044 | 24044 | 2 | 0.8 | 2.4 | 2.4 | 1.4 | N |  |  | OP | X | 1 | 1924 | Pre-2000 |  |  | N | IPP Non-CHP | IPP | IPP | 2 | X | WAT | Renewable | 2 | 0 | 1 | 0
Operable | 5914 | Erie Boulevard Hydropower LP |  | 2563 | Flat Rock | NY | Restructured | St Lawrence | 2 | Conventional Hydroelectric | HY |  | S | X | X | 24044 | 24044 | 3 | 0.8 | 2.8 | 2.8 | 2.5 | N |  |  | OP | X | 1 | 1924 | Pre-2000 |  |  | N | IPP Non-CHP | IPP | IPP | 2 | X | WAT | Renewable | 3 | 0 | 1 | 0
Operable | 5914 | Erie Boulevard Hydropower LP |  | 2564 | Franklin (NY) | NY | Restructured | Franklin | 1 | Conventional Hydroelectric | HY |  | S | X | X | 24042 | 24042 | 1 | 0.8 | 0.9 | 0.9 | 0.8 | N |  |  | OP | X | 1 | 1911 | Pre-2000 |  |  | N | IPP Non-CHP | IPP | IPP | 2 | X | WAT | Renewable | 1 | 0 | 1 | 0
Operable | 5914 | Erie Boulevard Hydropower LP |  | 2564 | Franklin (NY) | NY | Restructured | Franklin | 2 | Conventional Hydroelectric | HY |  | S | X | X | 24042 | 24042 | 1 | 0.8 | 1.1 | 1.1 | 1 | N |  |  | OP | X | 1 | 1926 | Pre-2000 |  |  | N | IPP Non-CHP | IPP | IPP | 2 | X | WAT | Renewable | 1 | 0 | 1 | 0
Operable | 5914 | Erie Boulevard Hydropower LP |  | 2566 | Fulton Hydro | NY | Restructured | Oswego | 1 | Conventional Hydroelectric | HY |  | S | X | X | 24041 | 24041 | 0.8 | 0.8 | 0.1 | 0.7 | 0.1 | N |  |  | OP | X | 1 | 1924 | Pre-2000 |  |  | N | IPP Non-CHP | IPP | IPP | 2 | X | WAT | Renewable | 0.8 | 0 | 1 | 0
Operable | 5914 | Erie Boulevard Hydropower LP |  | 2566 | Fulton Hydro | NY | Restructured | Oswego | 2 | Conventional Hydroelectric | HY |  | S | X | X | 24041 | 24041 | 0.5 | 0.8 | 0.1 | 0.3 | 0.1 | N |  |  | OP | X | 1 | 1928 | Pre-2000 |  |  | N | IPP Non-CHP | IPP | IPP | 2 | X | WAT | Renewable | 0.5 | 0 | 1 | 0
Operable | 5914 | Erie Boulevard Hydropower LP |  | 2568 | Glenwood Hydro | NY | Restructured | Orleans | 1 | Conventional Hydroelectric | HY |  | S | X | X | 24046 | 24046 | 0.5 | 0.8 | 0.5 | 0.4 | 0.3 | N |  |  | OP | X | 1 | 1950 | Pre-2000 |  |  | N | IPP Non-CHP | IPP | IPP | 2 | X | WAT | Renewable | 0.5 | 0 | 1 | 0
Operable | 5914 | Erie Boulevard Hydropower LP |  | 2568 | Glenwood Hydro | NY | Restructured | Orleans | 2 | Conventional Hydroelectric | HY |  | S | X | X | 24046 | 24046 | 0.5 | 0.8 | 0.5 | 0.4 | 0.3 | N |  |  | OP | X | 1 | 1950 | Pre-2000 |  |  | N | IPP Non-CHP | IPP | IPP | 2 | X | WAT | Renewable | 0.5 | 0 | 1 | 0
Operable | 5914 | Erie Boulevard Hydropower LP |  | 2568 | Glenwood Hydro | NY | Restructured | Orleans | 3 | Conventional Hydroelectric | HY |  | S | X | X | 24046 | 24046 | 0.5 | 0.8 | 0.5 | 0.4 | 0.3 | N |  |  | OP | X | 1 | 1950 | Pre-2000 |  |  | N | IPP Non-CHP | IPP | IPP | 2 | X | WAT | Renewable | 0.5 | 0 | 1 | 0
Operable | 5914 | Erie Boulevard Hydropower LP |  | 2569 | Granby | NY | Restructured | Oswego | 1 | Conventional Hydroelectric | HY |  | S | X | X | 24041 | 24041 | 5 | 0.9 | 5.1 | 5.2 | 2.8 | N |  |  | OP | X | 1 | 1983 | Pre-2000 |  |  | N | IPP Non-CHP | IPP | IPP | 2 | X | WAT | Renewable | 5 | 0 | 1 | 0
Operable | 5914 | Erie Boulevard Hydropower LP |  | 2569 | Granby | NY | Restructured | Oswego | 2 | Conventional Hydroelectric | HY |  | S | X | X | 24041 | 24041 | 5 | 0.9 | 5.1 | 5.2 | 2.8 | N |  |  | OP | X | 1 | 1983 | Pre-2000 |  |  | N | IPP Non-CHP | IPP | IPP | 2 | X | WAT | Renewable | 5 | 0 | 1 | 0
Operable | 5914 | Erie Boulevard Hydropower LP |  | 2571 | Hannawa | NY | Restructured | St Lawrence | 1 | Conventional Hydroelectric | HY |  | S | X | X | 24057 | 24057 | 3.6 | 0.8 | 3.6 | 3.6 | 0.2 | N |  |  | OP | X | 1 | 1914 | Pre-2000 |  |  | N | IPP Non-CHP | IPP | IPP | 2 | X | WAT | Renewable | 3.6 | 0 | 1 | 0
Operable | 5914 | Erie Boulevard Hydropower LP |  | 2571 | Hannawa | NY | Restructured | St Lawrence | 2 | Conventional Hydroelectric | HY |  | S | X | X | 24057 | 24057 | 3.6 | 0.8 | 3.6 | 3.6 | 0.2 | N |  |  | OP | X | 1 | 1920 | Pre-2000 |  |  | N | IPP Non-CHP | IPP | IPP | 2 | X | WAT | Renewable | 3.6 | 0 | 1 | 0
Operable | 5914 | Erie Boulevard Hydropower LP |  | 2572 | Herrings | NY | Restructured | Jefferson | 1 | Conventional Hydroelectric | HY |  | S | X | X | 24047 | 24047 | 1.8 | 0.8 | 1.5 | 1.5 | 1 | N |  |  | OP | X | 1 | 1924 | Pre-2000 |  |  | N | IPP Non-CHP | IPP | IPP | 2 | X | WAT | Renewable | 1.8 | 0 | 1 | 0
Operable | 5914 | Erie Boulevard Hydropower LP |  | 2572 | Herrings | NY | Restructured | Jefferson | 2 | Conventional Hydroelectric | HY |  | S | X | X | 24047 | 24047 | 1.8 | 0.8 | 1.5 | 1.5 | 1 | N |  |  | OP | X | 1 | 1924 | Pre-2000 |  |  | N | IPP Non-CHP | IPP | IPP | 2 | X | WAT | Renewable | 1.8 | 0 | 1 | 0
Operable | 5914 | Erie Boulevard Hydropower LP |  | 2572 | Herrings | NY | Restructured | Jefferson | 3 | Conventional Hydroelectric | HY |  | S | X | X | 24047 | 24047 | 1.8 | 0.8 | 1.5 | 1.5 | 1 | N |  |  | OP | X | 1 | 1924 | Pre-2000 |  |  | N | IPP Non-CHP | IPP | IPP | 2 | X | WAT | Renewable | 1.8 | 0 | 1 | 0
Operable | 5914 | Erie Boulevard Hydropower LP |  | 2573 | Heuvelton | NY | Restructured | St Lawrence | 1 | Conventional Hydroelectric | HY |  | S | X | X | 24044 | 24044 | 0.5 | 0.8 | 0.4 | 0.4 | 0.2 | N |  |  | OP | X | 1 | 1924 | Pre-2000 |  |  | N | IPP Non-CHP | IPP | IPP | 2 | X | WAT | Renewable | 0.5 | 0 | 1 | 0
Operable | 5914 | Erie Boulevard Hydropower LP |  | 2573 | Heuvelton | NY | Restructured | St Lawrence | 2 | Conventional Hydroelectric | HY |  | S | X | X | 24044 | 24044 | 0.5 | 0.8 | 0.4 | 0.4 | 0.2 | N |  |  | OP | X | 1 | 1924 | Pre-2000 |  |  | N | IPP Non-CHP | IPP | IPP | 2 | X | WAT | Renewable | 0.5 | 0 | 1 | 0
Operable | 5914 | Erie Boulevard Hydropower LP |  | 2575 | High Falls - Croghan NY | NY | Restructured | Lewis | 1 | Conventional Hydroelectric | HY |  | S | X | X | 24048 | 24048 | 2 | 0.8 | 1.8 | 1.8 | 1 | N |  |  | OP | X | 1 | 1925 | Pre-2000 |  |  | N | IPP Non-CHP | IPP | IPP | 2 | X | WAT | Renewable | 2 | 0 | 1 | 0
Operable | 5914 | Erie Boulevard Hydropower LP |  | 2575 | High Falls - Croghan NY | NY | Restructured | Lewis | 2 | Conventional Hydroelectric | HY |  | S | X | X | 24048 | 24048 | 2 | 0.8 | 1.8 | 1.8 | 1 | N |  |  | OP | X | 7 | 1925 | Pre-2000 |  |  | N | IPP Non-CHP | IPP | IPP | 2 | X | WAT | Renewable | 2 | 0 | 1 | 0
Operable | 5914 | Erie Boulevard Hydropower LP |  | 2575 | High Falls - Croghan NY | NY | Restructured | Lewis | 3 | Conventional Hydroelectric | HY |  | S | X | X | 24048 | 24048 | 2 | 0.8 | 1.8 | 1.8 | 1 | N |  |  | OP | X | 7 | 1925 | Pre-2000 |  |  | N | IPP Non-CHP | IPP | IPP | 2 | X | WAT | Renewable | 2 | 0 | 1 | 0
Operable | 5914 | Erie Boulevard Hydropower LP |  | 2576 | Higley | NY | Restructured | St Lawrence | 1N | Conventional Hydroelectric | HY |  | S | X | X |  |  | 1.5 | 0.8 | 1.5 | 1.6 | 0.3 | N |  |  | OP | X | 9 | 2003 | 2003 |  |  | N | IPP Non-CHP | IPP | IPP | 2 | X | WAT | Renewable | 1.5 | 0 | 1 | 0
Operable | 5914 | Erie Boulevard Hydropower LP |  | 2576 | Higley | NY | Restructured | St Lawrence | 2N | Conventional Hydroelectric | HY |  | S | X | X |  |  | 1.5 | 0.8 | 1.6 | 1.6 | 0.3 | N |  |  | OP | X | 9 | 2003 | 2003 |  |  | N | IPP Non-CHP | IPP | IPP | 2 | X | WAT | Renewable | 1.5 | 0 | 1 | 0
Operable | 5914 | Erie Boulevard Hydropower LP |  | 2576 | Higley | NY | Restructured | St Lawrence | 3N | Conventional Hydroelectric | HY |  | S | X | X |  |  | 1.5 | 0.8 | 1.6 | 1.6 | 0.3 | N |  |  | OP | X | 9 | 2003 | 2003 |  |  | N | IPP Non-CHP | IPP | IPP | 2 | X | WAT | Renewable | 1.5 | 0 | 1 | 0
Operable | 5914 | Erie Boulevard Hydropower LP |  | 2576 | Higley | NY | Restructured | St Lawrence | 4N | Conventional Hydroelectric | HY |  | S | X | X |  |  | 1.5 | 0.8 | 1.6 | 1.6 | 0.3 | N |  |  | OP | X | 9 | 2003 | 2003 |  |  | N | IPP Non-CHP | IPP | IPP | 2 | X | WAT | Renewable | 1.5 | 0 | 1 | 0
Operable | 5914 | Erie Boulevard Hydropower LP |  | 2578 | Hydraulic Race | NY | Restructured | Niagara | 1 | Conventional Hydroelectric | HY |  | S | X | X | 23848 | 23848 | 3 | 0.8 | 2.8 | 2.4 | 1.8 | N |  |  | OP | X | 1 | 1942 | Pre-2000 |  |  | N | IPP Non-CHP | IPP | IPP | 2 | X | WAT | Renewable | 3 | 0 | 1 | 0
Operable | 5914 | Erie Boulevard Hydropower LP |  | 2579 | Inghams | NY | Restructured | Fulton | 1 | Conventional Hydroelectric | HY |  | S | X | X | 24050 | 24050 | 3 | 0.8 | 2.8 | 2.9 | 1 | N |  |  | OP | X | 1 | 1912 | Pre-2000 |  |  | N | IPP Non-CHP | IPP | IPP | 2 | X | WAT | Renewable | 3 | 0 | 1 | 0
Operable | 5914 | Erie Boulevard Hydropower LP |  | 2579 | Inghams | NY | Restructured | Fulton | 2 | Conventional Hydroelectric | HY |  | S | X | X | 24050 | 24050 | 3 | 0.8 | 3.4 | 3.4 | 1 | N |  |  | OP | X | 1 | 1912 | Pre-2000 |  |  | N | IPP Non-CHP | IPP | IPP | 2 | X | WAT | Renewable | 3 | 0 | 1 | 0
Operable | 5914 | Erie Boulevard Hydropower LP |  | 2580 | Johnsonville Dam | NY | Restructured | Rensselaer | 1 | Conventional Hydroelectric | HY |  | S | X | X | 24059 | 24059 | 2 | 0.8 | 1.1 | 1.1 | 0.3 | N |  |  | OP | X | 1 | 1909 | Pre-2000 |  |  | N | IPP Non-CHP | IPP | IPP | 2 | X | WAT | Renewable | 2 | 0 | 1 | 0
Operable | 5914 | Erie Boulevard Hydropower LP |  | 2580 | Johnsonville Dam | NY | Restructured | Rensselaer | 2 | Conventional Hydroelectric | HY |  | S | X | X | 24059 | 24059 | 2 | 0.8 | 1.4 | 1.2 | 0.3 | N |  |  | OP | X | 1 | 1909 | Pre-2000 |  |  | N | IPP Non-CHP | IPP | IPP | 2 | X | WAT | Renewable | 2 | 0 | 1 | 0
Operable | 5914 | Erie Boulevard Hydropower LP |  | 2581 | Kamargo | NY | Restructured | Jefferson | 1 | Conventional Hydroelectric | HY |  | S | X | X | 24047 | 24047 | 2 | 0.8 | 1.3 | 1.7 | 1 | N |  |  | OP | X | 1 | 1921 | Pre-2000 |  |  | N | IPP Non-CHP | IPP | IPP | 2 | X | WAT | Renewable | 2 | 0 | 1 | 0
Operable | 5914 | Erie Boulevard Hydropower LP |  | 2581 | Kamargo | NY | Restructured | Jefferson | 2 | Conventional Hydroelectric | HY |  | S | X | X | 24047 | 24047 | 2 | 0.8 | 1.3 | 1.7 | 1 | N |  |  | OP | X | 1 | 1921 | Pre-2000 |  |  | N | IPP Non-CHP | IPP | IPP | 2 | X | WAT | Renewable | 2 | 0 | 1 | 0
Operable | 5914 | Erie Boulevard Hydropower LP |  | 2581 | Kamargo | NY | Restructured | Jefferson | 3 | Conventional Hydroelectric | HY |  | S | X | X | 24047 | 24047 | 2 | 0.8 | 1.3 | 1.7 | 1 | N |  |  | OP | X | 1 | 1921 | Pre-2000 |  |  | N | IPP Non-CHP | IPP | IPP | 2 | X | WAT | Renewable | 2 | 0 | 1 | 0
Operable | 5914 | Erie Boulevard Hydropower LP |  | 2582 | Lighthouse Hill | NY | Restructured | Oswego | 1 | Conventional Hydroelectric | HY |  | S | X | X | 24043 | 24043 | 4 | 0.8 | 4 | 4 | 0.5 | N |  |  | OP | X | 1 | 1930 | Pre-2000 |  |  | N | IPP Non-CHP | IPP | IPP | 2 | X | WAT | Renewable | 4 | 0 | 1 | 0
Operable | 5914 | Erie Boulevard Hydropower LP |  | 2582 | Lighthouse Hill | NY | Restructured | Oswego | 2 | Conventional Hydroelectric | HY |  | S | X | X | 24043 | 24043 | 4 | 0.8 | 3.6 | 4 | 0.5 | N |  |  | OP | X | 1 | 1930 | Pre-2000 |  |  | N | IPP Non-CHP | IPP | IPP | 2 | X | WAT | Renewable | 4 | 0 | 1 | 0
Operable | 5914 | Erie Boulevard Hydropower LP |  | 2583 | Macomb | NY | Restructured | Franklin | 1 | Conventional Hydroelectric | HY |  | S | X | X | 24042 | 24042 | 1 | 0.8 | 0.8 | 0.8 | 0.6 | N |  |  | OP | X | 1 | 1940 | Pre-2000 |  |  | N | IPP Non-CHP | IPP | IPP | 2 | X | WAT | Renewable | 1 | 0 | 1 | 0
Operable | 5914 | Erie Boulevard Hydropower LP |  | 2586 | Minetto | NY | Restructured | Oswego | 1 | Conventional Hydroelectric | HY |  | S | X | X | 24041 | 24041 | 2 | 0.8 | 1.4 | 1.4 | 1.2 | N |  |  | OP | X | 1 | 1915 | Pre-2000 |  |  | N | IPP Non-CHP | IPP | IPP | 2 | X | WAT | Renewable | 2 | 0 | 1 | 0
Operable | 5914 | Erie Boulevard Hydropower LP |  | 2586 | Minetto | NY | Restructured | Oswego | 2 | Conventional Hydroelectric | HY |  | S | X | X | 24041 | 24041 | 2 | 0.8 | 1.4 | 1.4 | 1.2 | N |  |  | OP | X | 1 | 1915 | Pre-2000 |  |  | N | IPP Non-CHP | IPP | IPP | 2 | X | WAT | Renewable | 2 | 0 | 1 | 0
Operable | 5914 | Erie Boulevard Hydropower LP |  | 2586 | Minetto | NY | Restructured | Oswego | 3 | Conventional Hydroelectric | HY |  | S | X | X | 24041 | 24041 | 2 | 0.8 | 1.4 | 1.4 | 1.2 | N |  |  | OP | X | 1 | 1915 | Pre-2000 |  |  | N | IPP Non-CHP | IPP | IPP | 2 | X | WAT | Renewable | 2 | 0 | 1 | 0
Operable | 5914 | Erie Boulevard Hydropower LP |  | 2586 | Minetto | NY | Restructured | Oswego | 4 | Conventional Hydroelectric | HY |  | S | X | X | 24041 | 24041 | 2 | 0.8 | 1.4 | 1.4 | 1.2 | N |  |  | OP | X | 1 | 1915 | Pre-2000 |  |  | N | IPP Non-CHP | IPP | IPP | 2 | X | WAT | Renewable | 2 | 0 | 1 | 0
Operable | 5914 | Erie Boulevard Hydropower LP |  | 2586 | Minetto | NY | Restructured | Oswego | 5 | Conventional Hydroelectric | HY |  | S | X | X | 24041 | 24041 | 2 | 0.8 | 1.4 | 1.4 | 1.2 | N |  |  | OP | X | 1 | 1915 | Pre-2000 |  |  | N | IPP Non-CHP | IPP | IPP | 2 | X | WAT | Renewable | 2 | 0 | 1 | 0
Operable | 5914 | Erie Boulevard Hydropower LP |  | 2588 | Moshier | NY | Restructured | Herkimer | 1 | Conventional Hydroelectric | HY |  | S | X | X | 24048 | 24048 | 4 | 0.8 | 4 | 4 | 2.5 | N |  |  | OP | X | 1 | 1929 | Pre-2000 |  |  | N | IPP Non-CHP | IPP | IPP | 2 | X | WAT | Renewable | 4 | 0 | 1 | 0
Operable | 5914 | Erie Boulevard Hydropower LP |  | 2588 | Moshier | NY | Restructured | Herkimer | 2 | Conventional Hydroelectric | HY |  | S | X | X | 24048 | 24048 | 4 | 0.8 | 4 | 4 | 2.5 | N |  |  | OP | X | 1 | 1929 | Pre-2000 |  |  | N | IPP Non-CHP | IPP | IPP | 2 | X | WAT | Renewable | 4 | 0 | 1 | 0
Operable | 5914 | Erie Boulevard Hydropower LP |  | 2590 | Norfolk | NY | Restructured | St Lawrence | 1 | Conventional Hydroelectric | HY |  | S | X | X | 24057 | 24057 | 5 | 0.8 | 5.1 | 5 | 1 | N |  |  | OP | X | 1 | 1928 | Pre-2000 |  |  | N | IPP Non-CHP | IPP | IPP | 2 | X | WAT | Renewable | 5 | 0 | 1 | 0
Operable | 5914 | Erie Boulevard Hydropower LP |  | 2591 | Norwood | NY | Restructured | St Lawrence | 1 | Conventional Hydroelectric | HY |  | S | X | X | 24057 | 24057 | 2 | 0.8 | 2.2 | 2.1 | 0.3 | N |  |  | OP | X | 1 | 1928 | Pre-2000 |  |  | N | IPP Non-CHP | IPP | IPP | 2 | X | WAT | Renewable | 2 | 0 | 1 | 0
Operable | 5914 | Erie Boulevard Hydropower LP |  | 2595 | Oswego Falls East | NY | Restructured | Oswego | 1 | Conventional Hydroelectric | HY |  | S | X | X | 24041 | 24041 | 2 | 0.8 | 1.4 | 1.5 | 1 | N |  |  | OP | X | 1 | 1914 | Pre-2000 |  |  | N | IPP Non-CHP | IPP | IPP | 2 | X | WAT | Renewable | 2 | 0 | 1 | 0
Operable | 5914 | Erie Boulevard Hydropower LP |  | 2595 | Oswego Falls East | NY | Restructured | Oswego | 2 | Conventional Hydroelectric | HY |  | S | X | X | 24041 | 24041 | 2 | 0.8 | 1.4 | 1.5 | 1 | N |  |  | OP | X | 1 | 1914 | Pre-2000 |  |  | N | IPP Non-CHP | IPP | IPP | 2 | X | WAT | Renewable | 2 | 0 | 1 | 0
Operable | 5914 | Erie Boulevard Hydropower LP |  | 2595 | Oswego Falls East | NY | Restructured | Oswego | 3 | Conventional Hydroelectric | HY |  | S | X | X | 24041 | 24041 | 2 | 0.8 | 1.4 | 1.5 | 1 | N |  |  | OP | X | 1 | 1914 | Pre-2000 |  |  | N | IPP Non-CHP | IPP | IPP | 2 | X | WAT | Renewable | 2 | 0 | 1 | 0
Operable | 5914 | Erie Boulevard Hydropower LP |  | 2596 | Oswego Falls West | NY | Restructured | Oswego | 4 | Conventional Hydroelectric | HY |  | S | X | X | 24041 | 24041 | 1 | 0.8 | 0.9 | 0.9 | 0.7 | N |  |  | OP | X | 1 | 1914 | Pre-2000 |  |  | N | IPP Non-CHP | IPP | IPP | 2 | X | WAT | Renewable | 1 | 0 | 1 | 0
Operable | 5914 | Erie Boulevard Hydropower LP |  | 2596 | Oswego Falls West | NY | Restructured | Oswego | 5 | Conventional Hydroelectric | HY |  | S | X | X | 24041 | 24041 | 1 | 0.8 | 0.9 | 0.9 | 0.7 | N |  |  | OP | X | 1 | 1914 | Pre-2000 |  |  | N | IPP Non-CHP | IPP | IPP | 2 | X | WAT | Renewable | 1 | 0 | 1 | 0
Operable | 5914 | Erie Boulevard Hydropower LP |  | 2596 | Oswego Falls West | NY | Restructured | Oswego | 6 | Conventional Hydroelectric | HY |  | S | X | X | 24041 | 24041 | 0.5 | 0.9 | 0.4 | 0.4 | 0.4 | N |  |  | OP | X | 10 | 2008 | 2008 |  |  | N | IPP Non-CHP | IPP | IPP | 2 | X | WAT | Renewable | 0.5 | 0 | 1 | 0
Operable | 5914 | Erie Boulevard Hydropower LP |  | 2596 | Oswego Falls West | NY | Restructured | Oswego | 7 | Conventional Hydroelectric | HY |  | S | X | X | 24041 | 24041 | 0.5 | 0.9 | 0.4 | 0.4 | 0.4 | N |  |  | OP | X | 10 | 2008 | 2008 |  |  | N | IPP Non-CHP | IPP | IPP | 2 | X | WAT | Renewable | 0.5 | 0 | 1 | 0
Operable | 5914 | Erie Boulevard Hydropower LP |  | 2597 | Parishville | NY | Restructured | St Lawrence | 1 | Conventional Hydroelectric | HY |  | S | X | X | 24042 | 24042 | 3 | 0.8 | 2.3 | 2.4 | 0.8 | N |  |  | OP | X | 1 | 1925 | Pre-2000 |  |  | N | IPP Non-CHP | IPP | IPP | 2 | X | WAT | Renewable | 3 | 0 | 1 | 0
Operable | 5914 | Erie Boulevard Hydropower LP |  | 2598 | Piercefield | NY | Restructured | St Lawrence | 1 | Conventional Hydroelectric | HY |  | S | X | X | 24042 | 24042 | 1.5 | 0.8 | 1.6 | 1.6 | 1 | N |  |  | OP | X | 1 | 1957 | Pre-2000 |  |  | N | IPP Non-CHP | IPP | IPP | 2 | X | WAT | Renewable | 1.5 | 0 | 1 | 0
Operable | 5914 | Erie Boulevard Hydropower LP |  | 2598 | Piercefield | NY | Restructured | St Lawrence | 2 | Conventional Hydroelectric | HY |  | S | X | X | 24042 | 24042 | 0.6 | 0.8 | 0.6 | 0.6 | 0.4 | N |  |  | OP | X | 1 | 1924 | Pre-2000 |  |  | N | IPP Non-CHP | IPP | IPP | 2 | X | WAT | Renewable | 0.6 | 0 | 1 | 0
Operable | 5914 | Erie Boulevard Hydropower LP |  | 2598 | Piercefield | NY | Restructured | St Lawrence | 3 | Conventional Hydroelectric | HY |  | S | X | X | 24042 | 24042 | 0.6 | 0.8 | 0.6 | 0.6 | 0.4 | N |  |  | OP | X | 1 | 1924 | Pre-2000 |  |  | N | IPP Non-CHP | IPP | IPP | 2 | X | WAT | Renewable | 0.6 | 0 | 1 | 0
Operable | 5914 | Erie Boulevard Hydropower LP |  | 2599 | Prospect | NY | Restructured | Oneida | 1 | Conventional Hydroelectric | HY |  | S | X | X | 24049 | 24049 | 19 | 0.8 | 18.3 | 18.1 | 4 | N |  |  | OP | X | 1 | 1959 | Pre-2000 |  |  | N | IPP Non-CHP | IPP | IPP | 2 | X | WAT | Renewable | 19 | 0 | 1 | 0
Operable | 5914 | Erie Boulevard Hydropower LP |  | 2600 | Rainbow Falls Hydro | NY | Restructured | St Lawrence | 1 | Conventional Hydroelectric | HY |  | S | X | X | 24056 | 24056 | 25 | 0.8 | 24 | 23.8 | 1 | N |  |  | OP | X | 1 | 1956 | Pre-2000 |  |  | N | IPP Non-CHP | IPP | IPP | 2 | X | WAT | Renewable | 25 | 0 | 1 | 0
Operable | 5914 | Erie Boulevard Hydropower LP |  | 2601 | Raymondville | NY | Restructured | St Lawrence | 1 | Conventional Hydroelectric | HY |  | S | X | X | 24057 | 24057 | 2 | 0.8 | 2.3 | 2.1 | 0.2 | N |  |  | OP | X | 1 | 1928 | Pre-2000 |  |  | N | IPP Non-CHP | IPP | IPP | 2 | X | WAT | Renewable | 2 | 0 | 1 | 0
Operable | 5914 | Erie Boulevard Hydropower LP |  | 2604 | South Edwards | NY | Restructured | St Lawrence | 1 | Conventional Hydroelectric | HY |  | S | X | X | 24044 | 24044 | 1 | 0.8 | 1.2 | 1.1 | 0.9 | N |  |  | OP | X | 1 | 1912 | Pre-2000 |  |  | N | IPP Non-CHP | IPP | IPP | 2 | X | WAT | Renewable | 1 | 0 | 1 | 0
Operable | 5914 | Erie Boulevard Hydropower LP |  | 2604 | South Edwards | NY | Restructured | St Lawrence | 2 | Conventional Hydroelectric | HY |  | S | X | X | 24044 | 24044 | 1 | 0.8 | 1.2 | 1.1 | 0.9 | N |  |  | OP | X | 1 | 1912 | Pre-2000 |  |  | N | IPP Non-CHP | IPP | IPP | 2 | X | WAT | Renewable | 1 | 0 | 1 | 0
Operable | 5914 | Erie Boulevard Hydropower LP |  | 2604 | South Edwards | NY | Restructured | St Lawrence | 3 | Conventional Hydroelectric | HY |  | S | X | X | 24044 | 24044 | 1 | 0.8 | 0.8 | 0.7 | 0.6 | N |  |  | OP | X | 1 | 1921 | Pre-2000 |  |  | N | IPP Non-CHP | IPP | IPP | 2 | X | WAT | Renewable | 1 | 0 | 1 | 0
Operable | 5914 | Erie Boulevard Hydropower LP |  | 2604 | South Edwards | NY | Restructured | St Lawrence | 4 | Conventional Hydroelectric | HY |  | S | X | X | 24044 | 24044 | 1 | 0.8 | 0.2 | 0.2 | 0.2 | N |  |  | OP | X | 1 | 1994 | Pre-2000 |  |  | N | IPP Non-CHP | IPP | IPP | 2 | X | WAT | Renewable | 1 | 0 | 1 | 0
Operable | 5914 | Erie Boulevard Hydropower LP |  | 2605 | School Street | NY | Restructured | Albany | 1 | Conventional Hydroelectric | HY |  | S | X | X | 24059 | 24059 | 7.2 | 0.8 | 7.5 | 7.1 | 1 | N |  |  | OP | X | 1 | 1915 | Pre-2000 |  |  | N | IPP Non-CHP | IPP | IPP | 2 | X | WAT | Renewable | 7.2 | 0 | 1 | 0
Operable | 5914 | Erie Boulevard Hydropower LP |  | 2605 | School Street | NY | Restructured | Albany | 2 | Conventional Hydroelectric | HY |  | S | X | X | 24059 | 24059 | 7.2 | 0.8 | 5.9 | 6.3 | 1 | N |  |  | OP | X | 1 | 1915 | Pre-2000 |  |  | N | IPP Non-CHP | IPP | IPP | 2 | X | WAT | Renewable | 7.2 | 0 | 1 | 0
Operable | 5914 | Erie Boulevard Hydropower LP |  | 2605 | School Street | NY | Restructured | Albany | 3 | Conventional Hydroelectric | HY |  | S | X | X | 24059 | 24059 | 7.2 | 0.8 | 6.1 | 6.4 | 1 | N |  |  | OP | X | 1 | 1915 | Pre-2000 |  |  | N | IPP Non-CHP | IPP | IPP | 2 | X | WAT | Renewable | 7.2 | 0 | 1 | 0
Operable | 5914 | Erie Boulevard Hydropower LP |  | 2605 | School Street | NY | Restructured | Albany | 4 | Conventional Hydroelectric | HY |  | S | X | X | 24059 | 24059 | 7.2 | 0.8 | 6.6 | 6.6 | 1 | N |  |  | OP | X | 1 | 1922 | Pre-2000 |  |  | N | IPP Non-CHP | IPP | IPP | 2 | X | WAT | Renewable | 7.2 | 0 | 1 | 0
Operable | 5914 | Erie Boulevard Hydropower LP |  | 2605 | School Street | NY | Restructured | Albany | 5 | Conventional Hydroelectric | HY |  | S | X | X | 24059 | 24059 | 10 | 0.8 | 10.8 | 9.7 | 1 | N |  |  | OP | X | 1 | 1924 | Pre-2000 |  |  | N | IPP Non-CHP | IPP | IPP | 2 | X | WAT | Renewable | 10 | 0 | 1 | 0
Operable | 5914 | Erie Boulevard Hydropower LP |  | 2606 | Schaghticoke | NY | Restructured | Rensselaer | 1 | Conventional Hydroelectric | HY |  | S | X | X | 24059 | 24059 | 4 | 0.8 | 4 | 4.3 | 1.5 | N |  |  | OP | X | 1 | 1908 | Pre-2000 |  |  | N | IPP Non-CHP | IPP | IPP | 2 | X | WAT | Renewable | 4 | 0 | 1 | 0
Operable | 5914 | Erie Boulevard Hydropower LP |  | 2606 | Schaghticoke | NY | Restructured | Rensselaer | 2 | Conventional Hydroelectric | HY |  | S | X | X | 24059 | 24059 | 4 | 0.8 | 4.1 | 4.1 | 1.5 | N |  |  | OP | X | 1 | 1908 | Pre-2000 |  |  | N | IPP Non-CHP | IPP | IPP | 2 | X | WAT | Renewable | 4 | 0 | 1 | 0
Operable | 5914 | Erie Boulevard Hydropower LP |  | 2606 | Schaghticoke | NY | Restructured | Rensselaer | 3 | Conventional Hydroelectric | HY |  | S | X | X | 24059 | 24059 | 4 | 0.8 | 3.8 | 3.9 | 1.5 | N |  |  | OP | X | 1 | 1908 | Pre-2000 |  |  | N | IPP Non-CHP | IPP | IPP | 2 | X | WAT | Renewable | 4 | 0 | 1 | 0
Operable | 5914 | Erie Boulevard Hydropower LP |  | 2606 | Schaghticoke | NY | Restructured | Rensselaer | 4 | Conventional Hydroelectric | HY |  | S | X | X | 24059 | 24059 | 4 | 0.8 | 4 | 3.9 | 1.5 | N |  |  | OP | X | 1 | 1908 | Pre-2000 |  |  | N | IPP Non-CHP | IPP | IPP | 2 | X | WAT | Renewable | 4 | 0 | 1 | 0
Operable | 5914 | Erie Boulevard Hydropower LP |  | 2607 | Schuylerville | NY | Restructured | Saratoga | 1 | Conventional Hydroelectric | HY |  | S | X | X | 24059 | 24059 | 2 | 0.8 | 1.5 | 1.6 | 0.1 | N |  |  | OP | X | 1 | 1919 | Pre-2000 |  |  | N | IPP Non-CHP | IPP | IPP | 2 | X | WAT | Renewable | 2 | 0 | 1 | 0
Operable | 5914 | Erie Boulevard Hydropower LP |  | 2608 | Sewalls | NY | Restructured | Jefferson | 1 | Conventional Hydroelectric | HY |  | S | X | X | 24047 | 24047 | 1 | 0.8 | 1.1 | 1.1 | 0.7 | N |  |  | OP | X | 1 | 1925 | Pre-2000 |  |  | N | IPP Non-CHP | IPP | IPP | 2 | X | WAT | Renewable | 1 | 0 | 1 | 0
Operable | 5914 | Erie Boulevard Hydropower LP |  | 2608 | Sewalls | NY | Restructured | Jefferson | 2 | Conventional Hydroelectric | HY |  | S | X | X | 24047 | 24047 | 1 | 0.8 | 1.1 | 1.1 | 0.7 | N |  |  | OP | X | 1 | 1925 | Pre-2000 |  |  | N | IPP Non-CHP | IPP | IPP | 2 | X | WAT | Renewable | 1 | 0 | 1 | 0
Operable | 5914 | Erie Boulevard Hydropower LP |  | 2609 | Sherman Island | NY | Restructured | Saratoga | 1 | Conventional Hydroelectric | HY |  | S | X | X | 24058 | 24058 | 7 | 0.8 | 6.7 | 6.7 | 1 | N |  |  | OP | X | 4 | 2009 | 2009 |  |  | N | IPP Non-CHP | IPP | IPP | 2 | X | WAT | Renewable | 7 | 0 | 1 | 0
Operable | 5914 | Erie Boulevard Hydropower LP |  | 2609 | Sherman Island | NY | Restructured | Saratoga | 2 | Conventional Hydroelectric | HY |  | S | X | X | 24058 | 24058 | 7 | 0.8 | 7 | 8.1 | 1 | N |  |  | OP | X | 1 | 1923 | Pre-2000 |  |  | N | IPP Non-CHP | IPP | IPP | 2 | X | WAT | Renewable | 7 | 0 | 1 | 0
Operable | 5914 | Erie Boulevard Hydropower LP |  | 2609 | Sherman Island | NY | Restructured | Saratoga | 3 | Conventional Hydroelectric | HY |  | S | X | X | 24058 | 24058 | 7 | 0.8 | 7 | 8.3 | 1 | N |  |  | OP | X | 1 | 1923 | Pre-2000 |  |  | N | IPP Non-CHP | IPP | IPP | 2 | X | WAT | Renewable | 7 | 0 | 1 | 0
Operable | 5914 | Erie Boulevard Hydropower LP |  | 2609 | Sherman Island | NY | Restructured | Saratoga | 4 | Conventional Hydroelectric | HY |  | S | X | X | 24058 | 24058 | 7 | 0.8 | 7.2 | 7.4 | 1 | N |  |  | OP | X | 1 | 1923 | Pre-2000 |  |  | N | IPP Non-CHP | IPP | IPP | 2 | X | WAT | Renewable | 7 | 0 | 1 | 0
Operable | 5914 | Erie Boulevard Hydropower LP |  | 2609 | Sherman Island | NY | Restructured | Saratoga | 5 | Conventional Hydroelectric | HY |  | S | X | X | 24058 | 24058 | 7 | 0.8 | 7.7 | 8.2 | 1 | N |  |  | OP | X | 1 | 1923 | Pre-2000 |  |  | N | IPP Non-CHP | IPP | IPP | 2 | X | WAT | Renewable | 7 | 0 | 1 | 0
Operable | 5914 | Erie Boulevard Hydropower LP |  | 2609 | Sherman Island | NY | Restructured | Saratoga | 6 | Conventional Hydroelectric | HY |  | S | X | X | 24058 | 24058 | 1.3 | 0.8 | 1.3 | 1.3 | 0.2 | N |  |  | OP | X | 2 | 2009 | 2009 |  |  | N | IPP Non-CHP | IPP | IPP | 2 | X | WAT | Renewable | 1.3 | 0 | 1 | 0
Operable | 5914 | Erie Boulevard Hydropower LP |  | 2610 | Soft Maple | NY | Restructured | Lewis | 1 | Conventional Hydroelectric | HY |  | S | X | X | 24048 | 24048 | 8 | 0.8 | 7.2 | 8.1 | 4 | N |  |  | OP | X | 1 | 1925 | Pre-2000 |  |  | N | IPP Non-CHP | IPP | IPP | 2 | X | WAT | Renewable | 8 | 0 | 1 | 0
Operable | 5914 | Erie Boulevard Hydropower LP |  | 2610 | Soft Maple | NY | Restructured | Lewis | 2 | Conventional Hydroelectric | HY |  | S | X | X | 24048 | 24048 | 8 | 0.8 | 7.2 | 8.1 | 4 | N |  |  | OP | X | 1 | 1925 | Pre-2000 |  |  | N | IPP Non-CHP | IPP | IPP | 2 | X | WAT | Renewable | 8 | 0 | 1 | 0
Operable | 5914 | Erie Boulevard Hydropower LP |  | 2611 | South Colton | NY | Restructured | St Lawrence | 1 | Conventional Hydroelectric | HY |  | S | X | X | 24056 | 24056 | 21 | 0.8 | 19.8 | 20 | 1 | N |  |  | OP | X | 1 | 1954 | Pre-2000 |  |  | N | IPP Non-CHP | IPP | IPP | 2 | X | WAT | Renewable | 21 | 0 | 1 | 0
Operable | 5914 | Erie Boulevard Hydropower LP |  | 2612 | Spier Falls | NY | Restructured | Saratoga | 8 | Conventional Hydroelectric | HY |  | S | X | X | 24058 | 24058 | 9 | 0.8 | 8.5 | 8.6 | 4 | N |  |  | OP | X | 1 | 1924 | Pre-2000 |  |  | N | IPP Non-CHP | IPP | IPP | 2 | X | WAT | Renewable | 9 | 0 | 1 | 0
Operable | 5914 | Erie Boulevard Hydropower LP |  | 2612 | Spier Falls | NY | Restructured | Saratoga | 9 | Conventional Hydroelectric | HY |  | S | X | X | 24058 | 24058 | 47 | 0.8 | 46 | 46.3 | 8 | N |  |  | OP | X | 1 | 1930 | Pre-2000 |  |  | N | IPP Non-CHP | IPP | IPP | 2 | X | WAT | Renewable | 47 | 0 | 1 | 0
Operable | 5914 | Erie Boulevard Hydropower LP |  | 2613 | Stark | NY | Restructured | St Lawrence | 1 | Conventional Hydroelectric | HY |  | S | X | X | 24056 | 24056 | 26 | 0.8 | 23.3 | 24.5 | 1 | N |  |  | OP | X | 1 | 1957 | Pre-2000 |  |  | N | IPP Non-CHP | IPP | IPP | 2 | X | WAT | Renewable | 26 | 0 | 1 | 0
Operable | 5914 | Erie Boulevard Hydropower LP |  | 2614 | Stewarts Bridge | NY | Restructured | Saratoga | 1 | Conventional Hydroelectric | HY |  | S | X | X | 24058 | 24058 | 36 | 0.8 | 37.5 | 37.5 | 15 | N |  |  | OP | X | 1 | 1952 | Pre-2000 |  |  | N | IPP Non-CHP | IPP | IPP | 2 | X | WAT | Renewable | 36 | 0 | 1 | 0
Operable | 5914 | Erie Boulevard Hydropower LP |  | 2614 | Stewarts Bridge | NY | Restructured | Saratoga | 2 | Conventional Hydroelectric | HY |  | S | X | X | 24058 | 24058 | 2.5 | 0.8 | 2.5 | 2.5 | 0.2 | N |  |  | OP | X | 6 | 2013 | 2013 |  |  | N | IPP Non-CHP | IPP | IPP | 2 | X | WAT | Renewable | 2.5 | 0 | 1 | 0
Operable | 5914 | Erie Boulevard Hydropower LP |  | 2616 | Sugar Island | NY | Restructured | St Lawrence | 1 | Conventional Hydroelectric | HY |  | S | X | X | 24057 | 24057 | 2 | 0.8 | 2.1 | 2.1 | 0.2 | N |  |  | OP | X | 1 | 1924 | Pre-2000 |  |  | N | IPP Non-CHP | IPP | IPP | 2 | X | WAT | Renewable | 2 | 0 | 1 | 0
Operable | 5914 | Erie Boulevard Hydropower LP |  | 2616 | Sugar Island | NY | Restructured | St Lawrence | 2 | Conventional Hydroelectric | HY |  | S | X | X | 24057 | 24057 | 2 | 0.8 | 2 | 2 | 0.2 | N |  |  | OP | X | 1 | 1924 | Pre-2000 |  |  | N | IPP Non-CHP | IPP | IPP | 2 | X | WAT | Renewable | 2 | 0 | 1 | 0
Operable | 5914 | Erie Boulevard Hydropower LP |  | 2617 | Taylorville | NY | Restructured | Lewis | 1 | Conventional Hydroelectric | HY |  | S | X | X | 24048 | 24048 | 1 | 0.8 | 1.1 | 1.1 | 0.9 | N |  |  | OP | X | 1 | 1913 | Pre-2000 |  |  | N | IPP Non-CHP | IPP | IPP | 2 | X | WAT | Renewable | 1 | 0 | 1 | 0
Operable | 5914 | Erie Boulevard Hydropower LP |  | 2617 | Taylorville | NY | Restructured | Lewis | 2 | Conventional Hydroelectric | HY |  | S | X | X | 24048 | 24048 | 1 | 0.8 | 0.9 | 0.9 | 0.9 | N |  |  | OP | X | 1 | 1913 | Pre-2000 |  |  | N | IPP Non-CHP | IPP | IPP | 2 | X | WAT | Renewable | 1 | 0 | 1 | 0
Operable | 5914 | Erie Boulevard Hydropower LP |  | 2617 | Taylorville | NY | Restructured | Lewis | 3 | Conventional Hydroelectric | HY |  | S | X | X | 24048 | 24048 | 1 | 0.8 | 1.1 | 1.1 | 0.9 | N |  |  | OP | X | 1 | 1913 | Pre-2000 |  |  | N | IPP Non-CHP | IPP | IPP | 2 | X | WAT | Renewable | 1 | 0 | 1 | 0
Operable | 5914 | Erie Boulevard Hydropower LP |  | 2617 | Taylorville | NY | Restructured | Lewis | 4 | Conventional Hydroelectric | HY |  | S | X | X | 24048 | 24048 | 1 | 0.8 | 1.3 | 1.3 | 1.1 | N |  |  | OP | X | 1 | 1927 | Pre-2000 |  |  | N | IPP Non-CHP | IPP | IPP | 2 | X | WAT | Renewable | 1 | 0 | 1 | 0
Operable | 5914 | Erie Boulevard Hydropower LP |  | 2619 | Trenton Falls | NY | Restructured | Oneida | 5 | Conventional Hydroelectric | HY |  | S | X | X | 24049 | 24049 | 6.8 | 0.8 | 8.1 | 6.8 | 2 | N |  |  | OP | X | 1 | 1919 | Pre-2000 |  |  | N | IPP Non-CHP | IPP | IPP | 2 | X | WAT | Renewable | 6.8 | 0 | 1 | 0
Operable | 5914 | Erie Boulevard Hydropower LP |  | 2619 | Trenton Falls | NY | Restructured | Oneida | 6 | Conventional Hydroelectric | HY |  | S | X | X | 24049 | 24049 | 6.4 | 0.8 | 8.1 | 6.4 | 2 | N |  |  | OP | X | 1 | 1919 | Pre-2000 |  |  | N | IPP Non-CHP | IPP | IPP | 2 | X | WAT | Renewable | 6.4 | 0 | 1 | 0
Operable | 5914 | Erie Boulevard Hydropower LP |  | 2619 | Trenton Falls | NY | Restructured | Oneida | 7 | Conventional Hydroelectric | HY |  | S | X | X | 24049 | 24049 | 8.7 | 0.8 | 9.7 | 8.7 | 2 | N |  |  | OP | X | 1 | 1919 | Pre-2000 |  |  | N | IPP Non-CHP | IPP | IPP | 2 | X | WAT | Renewable | 8.7 | 0 | 1 | 0
Operable | 5914 | Erie Boulevard Hydropower LP |  | 2621 | Varick | NY | Restructured | Oswego | 2 | Conventional Hydroelectric | HY |  | S | X | X | 24041 | 24041 | 2 | 0.8 | 1.4 | 1.4 | 0.9 | N |  |  | OP | X | 1 | 1926 | Pre-2000 |  |  | N | IPP Non-CHP | IPP | IPP | 2 | X | WAT | Renewable | 2 | 0 | 1 | 0
Operable | 5914 | Erie Boulevard Hydropower LP |  | 2621 | Varick | NY | Restructured | Oswego | 3 | Conventional Hydroelectric | HY |  | S | X | X | 24041 | 24041 | 2 | 0.8 | 1.4 | 1.4 | 0.9 | N |  |  | OP | X | 1 | 1926 | Pre-2000 |  |  | N | IPP Non-CHP | IPP | IPP | 2 | X | WAT | Renewable | 2 | 0 | 1 | 0
Operable | 5914 | Erie Boulevard Hydropower LP |  | 2621 | Varick | NY | Restructured | Oswego | 4 | Conventional Hydroelectric | HY |  | S | X | X | 24041 | 24041 | 2 | 0.8 | 1.4 | 1.4 | 0.9 | N |  |  | OP | X | 1 | 1926 | Pre-2000 |  |  | N | IPP Non-CHP | IPP | IPP | 2 | X | WAT | Renewable | 2 | 0 | 1 | 0
Operable | 5914 | Erie Boulevard Hydropower LP |  | 2621 | Varick | NY | Restructured | Oswego | 5 | Conventional Hydroelectric | HY |  | S | X | X | 24041 | 24041 | 2 | 0.8 | 1.4 | 1.4 | 0.9 | N |  |  | OP | X | 1 | 1926 | Pre-2000 |  |  | N | IPP Non-CHP | IPP | IPP | 2 | X | WAT | Renewable | 2 | 0 | 1 | 0
Operable | 5914 | Erie Boulevard Hydropower LP |  | 2623 | Waterport | NY | Restructured | Orleans | 1 | Conventional Hydroelectric | HY |  | S | X | X | 24046 | 24046 | 2 | 0.8 | 1.8 | 1.8 | 1 | N |  |  | OP | X | 1 | 1921 | Pre-2000 |  |  | N | IPP Non-CHP | IPP | IPP | 2 | X | WAT | Renewable | 2 | 0 | 1 | 0
Operable | 5914 | Erie Boulevard Hydropower LP |  | 2623 | Waterport | NY | Restructured | Orleans | 2 | Conventional Hydroelectric | HY |  | S | X | X | 24046 | 24046 | 2 | 0.8 | 2 | 2 | 1.1 | N |  |  | OP | X | 1 | 1921 | Pre-2000 |  |  | N | IPP Non-CHP | IPP | IPP | 2 | X | WAT | Renewable | 2 | 0 | 1 | 0
Operable | 5914 | Erie Boulevard Hydropower LP |  | 2624 | Yaleville | NY | Restructured | St Lawrence | 1 | Conventional Hydroelectric | HY |  | S | X | X | 24057 | 24057 | 1 | 0.8 | 0.4 | 0.4 | 0.3 | N |  |  | OP | X | 1 | 1940 | Pre-2000 |  |  | N | IPP Non-CHP | IPP | IPP | 2 | X | WAT | Renewable | 1 | 0 | 1 | 0
Operable | 5914 | Erie Boulevard Hydropower LP |  | 2624 | Yaleville | NY | Restructured | St Lawrence | 2 | Conventional Hydroelectric | HY |  | S | X | X | 24057 | 24057 | 1 | 0.8 | 0.2 | 0.1 | 0.1 | N |  |  | OP | X | 1 | 1940 | Pre-2000 |  |  | N | IPP Non-CHP | IPP | IPP | 2 | X | WAT | Renewable | 1 | 0 | 1 | 0
Operable | 5914 | Erie Boulevard Hydropower LP |  | 6527 | E J West | NY | Restructured | Saratoga | 1 | Conventional Hydroelectric | HY |  | S | X | X | 24058 | 24058 | 11 | 0.8 | 10.2 | 11 | 1 | N |  |  | OP | X | 1 | 1930 | Pre-2000 |  |  | N | IPP Non-CHP | IPP | IPP | 2 | X | WAT | Renewable | 11 | 0 | 1 | 0
Operable | 5914 | Erie Boulevard Hydropower LP |  | 6527 | E J West | NY | Restructured | Saratoga | 2 | Conventional Hydroelectric | HY |  | S | X | X | 24058 | 24058 | 11 | 0.8 | 10.4 | 11.1 | 1 | N |  |  | OP | X | 1 | 1930 | Pre-2000 |  |  | N | IPP Non-CHP | IPP | IPP | 2 | X | WAT | Renewable | 11 | 0 | 1 | 0
Operable | 5914 | Erie Boulevard Hydropower LP |  | 7583 | Talcville | NY | Restructured | St Lawrence | 1 | Conventional Hydroelectric | HY |  | S | X | X | 24044 | 24044 | 1 | 0.8 | 0.7 | 0.7 | 0.4 | N |  |  | OP | X | 1 | 1986 | Pre-2000 |  |  | N | IPP Non-CHP | IPP | IPP | 2 | X | WAT | Renewable | 1 | 0 | 1 | 0
Operable | 5914 | Erie Boulevard Hydropower LP |  | 7583 | Talcville | NY | Restructured | St Lawrence | 2 | Conventional Hydroelectric | HY |  | S | X | X | 24044 | 24044 | 0.1 | 0.8 | 0.1 | 0.1 | 0.1 | N |  |  | OP | X | 1 | 1986 | Pre-2000 |  |  | N | IPP Non-CHP | IPP | IPP | 2 | X | WAT | Renewable | 0.1 | 0 | 1 | 0
Operable | 5914 | Erie Boulevard Hydropower LP |  | 10530 | Feeder Dam Hydro Plant | NY | Restructured | Saratoga | 1 | Conventional Hydroelectric | HY |  | S | X | X | 24058 | 24058 | 1 | 0.8 | 0.9 | 1 | 0.5 | N |  |  | OP | X | 1 | 1924 | Pre-2000 |  |  | N | IPP Non-CHP | IPP | IPP | 2 | X | WAT | Renewable | 1 | 0 | 1 | 0
Operable | 5914 | Erie Boulevard Hydropower LP |  | 10530 | Feeder Dam Hydro Plant | NY | Restructured | Saratoga | 2 | Conventional Hydroelectric | HY |  | S | X | X | 24058 | 24058 | 1 | 0.8 | 0.9 | 1 | 0.5 | N |  |  | OP | X | 1 | 1924 | Pre-2000 |  |  | N | IPP Non-CHP | IPP | IPP | 2 | X | WAT | Renewable | 1 | 0 | 1 | 0
Operable | 5914 | Erie Boulevard Hydropower LP |  | 10530 | Feeder Dam Hydro Plant | NY | Restructured | Saratoga | 3 | Conventional Hydroelectric | HY |  | S | X | X | 24058 | 24058 | 1 | 0.8 | 1 | 1 | 0.5 | N |  |  | OP | X | 1 | 1924 | Pre-2000 |  |  | N | IPP Non-CHP | IPP | IPP | 2 | X | WAT | Renewable | 1 | 0 | 1 | 0
Operable | 5914 | Erie Boulevard Hydropower LP |  | 10530 | Feeder Dam Hydro Plant | NY | Restructured | Saratoga | 4 | Conventional Hydroelectric | HY |  | S | X | X | 24058 | 24058 | 1 | 0.8 | 0.9 | 1 | 0.5 | N |  |  | OP | X | 1 | 1924 | Pre-2000 |  |  | N | IPP Non-CHP | IPP | IPP | 2 | X | WAT | Renewable | 1 | 0 | 1 | 0
Operable | 5914 | Erie Boulevard Hydropower LP |  | 10530 | Feeder Dam Hydro Plant | NY | Restructured | Saratoga | 5 | Conventional Hydroelectric | HY |  | S | X | X | 24058 | 24058 | 1 | 0.8 | 1 | 1 | 0.5 | N |  |  | OP | X | 1 | 1924 | Pre-2000 |  |  | N | IPP Non-CHP | IPP | IPP | 2 | X | WAT | Renewable | 1 | 0 | 1 | 0
Operable | 5914 | Erie Boulevard Hydropower LP |  | 10531 | Beebee Island Hydro Plant | NY | Restructured | Jefferson | 1 | Conventional Hydroelectric | HY |  | S | X | X | 24047 | 24047 | 4 | 0.8 | 4.3 | 4.4 | 2.8 | N |  |  | OP | X | 1 | 1931 | Pre-2000 |  |  | N | IPP Non-CHP | IPP | IPP | 2 | X | WAT | Renewable | 4 | 0 | 1 | 0
Operable | 5914 | Erie Boulevard Hydropower LP |  | 10531 | Beebee Island Hydro Plant | NY | Restructured | Jefferson | 2 | Conventional Hydroelectric | HY |  | S | X | X | 24047 | 24047 | 5 | 0.8 | 4.3 | 4.4 | 2.4 | N |  |  | OP | X | 1 | 1931 | Pre-2000 |  |  | N | IPP Non-CHP | IPP | IPP | 2 | X | WAT | Renewable | 5 | 0 | 1 | 0
Operable | 5914 | Erie Boulevard Hydropower LP |  | 50268 | Hewittville Hydroelectric | NY | Restructured | St Lawrence | HY1 | Conventional Hydroelectric | HY |  | S | X | X | 24057 | 24057 | 3 | 0.9 | 2.2 | 2.2 | 0.2 | N |  |  | OP | X | 9 | 1984 | Pre-2000 |  |  | N | IPP Non-CHP | IPP | IPP | 2 | X | WAT | Renewable | 3 | 0 | 1 | 0
Operable | 5914 | Erie Boulevard Hydropower LP |  | 50269 | Unionville Hydro Project 2499 NY | NY | Restructured | St Lawrence | HY1 | Conventional Hydroelectric | HY |  | S | X | X | 24057 | 24057 | 3 | 0.9 | 2.2 | 2.2 | 0.3 | N |  |  | OP | X | 7 | 1984 | Pre-2000 |  |  | N | IPP Non-CHP | IPP | IPP | 2 | X | WAT | Renewable | 3 | 0 | 1 | 0
Operable | 5914 | Erie Boulevard Hydropower LP |  | 51033 | West Delaware Tunnel Plant | NY | Restructured | Sullivan | GEN1 | Conventional Hydroelectric | HY |  | S | X | X | 323627 | 323627 | 7.5 | 0.8 | 7 | 7.6 | 5 | N |  |  | OP | X | 12 | 1988 | Pre-2000 |  |  | N | IPP Non-CHP | IPP | IPP | 2 | X | WAT | Renewable | 7.5 | 0 | 1 | 0
Operable | 5914 | Erie Boulevard Hydropower LP |  | 56936 | Brookfield Power Glen Falls Hydro | NY | Restructured | Warren | GEN1 | Conventional Hydroelectric | HY |  | S | X | X |  |  | 2.4 | 0.8 | 2.3 | 2.4 | 1 | N |  |  | OP | X | 1 | 1944 | Pre-2000 |  |  | N | Industrial Non-CHP | Customer Sited | Other | 6 | X | WAT | Renewable | 2.4 | 0 | 1 | 0
Operable | 5914 | Erie Boulevard Hydropower LP |  | 56936 | Brookfield Power Glen Falls Hydro | NY | Restructured | Warren | GEN2 | Conventional Hydroelectric | HY |  | S | X | X |  |  | 2 | 0.8 | 1.9 | 2 | 1 | N |  |  | OP | X | 1 | 1957 | Pre-2000 |  |  | N | Industrial Non-CHP | Customer Sited | Other | 6 | X | WAT | Renewable | 2 | 0 | 1 | 0
Operable | 5914 | Erie Boulevard Hydropower LP |  | 56936 | Brookfield Power Glen Falls Hydro | NY | Restructured | Warren | GEN3 | Conventional Hydroelectric | HY |  | S | X | X |  |  | 2.2 | 0.8 | 2.1 | 2.2 | 1 | N |  |  | OP | X | 1 | 1980 | Pre-2000 |  |  | N | Industrial Non-CHP | Customer Sited | Other | 6 | X | WAT | Renewable | 2.2 | 0 | 1 | 0
Operable | 5914 | Erie Boulevard Hydropower LP |  | 56936 | Brookfield Power Glen Falls Hydro | NY | Restructured | Warren | GEN4 | Conventional Hydroelectric | HY |  | S | X | X |  |  | 2.4 | 0.8 | 2.3 | 2.4 | 1 | N |  |  | OP | X | 1 | 1980 | Pre-2000 |  |  | N | Industrial Non-CHP | Customer Sited | Other | 6 | X | WAT | Renewable | 2.4 | 0 | 1 | 0
Operable | 5914 | Erie Boulevard Hydropower LP |  | 56936 | Brookfield Power Glen Falls Hydro | NY | Restructured | Warren | GEN5 | Conventional Hydroelectric | HY |  | S | X | X |  |  | 2.8 | 0.8 | 2.7 | 2.8 | 1 | N |  |  | OP | X | 1 | 1965 | Pre-2000 |  |  | N | Industrial Non-CHP | Customer Sited | Other | 6 | X | WAT | Renewable | 2.8 | 0 | 1 | 0
Operable | 5914 | Erie Boulevard Hydropower LP |  | 58678 | Oswegatchie | NY | Restructured | St Lawrence | 1 | Conventional Hydroelectric | HY |  | S | X | X | 24044 | 24044 | 0.9 | 0.9 | 0.8 | 0.8 | 0.5 | N |  |  | OP | X | 8 | 2002 | 2002 |  |  | N | IPP Non-CHP | IPP | IPP | 2 | X | WAT | Renewable | 0.9 | 0 | 1 | 0
Operable | 5914 | Erie Boulevard Hydropower LP |  | 58678 | Oswegatchie | NY | Restructured | St Lawrence | 2 | Conventional Hydroelectric | HY |  | S | X | X | 24044 | 24044 | 0.9 | 0.9 | 0.8 | 0.8 | 0.5 | N |  |  | OP | X | 8 | 2002 | 2002 |  |  | N | IPP Non-CHP | IPP | IPP | 2 | X | WAT | Renewable | 0.9 | 0 | 1 | 0
Operable | 5914 | Erie Boulevard Hydropower LP |  | 58679 | Upper Newton Falls | NY | Restructured | St Lawrence | 2 | Conventional Hydroelectric | HY |  | S | X | X | 24044 | 24044 | 0.6 | 0.8 | 0.6 | 0.5 | 0.3 | N |  |  | OP | X | 1 | 1927 | Pre-2000 |  |  | N | IPP Non-CHP | IPP | IPP | 2 | X | WAT | Renewable | 0.6 | 0 | 1 | 0
Operable | 5914 | Erie Boulevard Hydropower LP |  | 58679 | Upper Newton Falls | NY | Restructured | St Lawrence | 3 | Conventional Hydroelectric | HY |  | S | X | X | 24044 | 24044 | 0.6 | 0.8 | 0.6 | 0.5 | 0.3 | N |  |  | OP | X | 1 | 1927 | Pre-2000 |  |  | N | IPP Non-CHP | IPP | IPP | 2 | X | WAT | Renewable | 0.6 | 0 | 1 | 0
Operable | 5914 | Erie Boulevard Hydropower LP |  | 58679 | Upper Newton Falls | NY | Restructured | St Lawrence | 4 | Conventional Hydroelectric | HY |  | S | X | X | 24044 | 24044 | 0.3 | 0.8 | 0.2 | 0.2 | 0.2 | N |  |  | OP | X | 1 | 1927 | Pre-2000 |  |  | N | IPP Non-CHP | IPP | IPP | 2 | X | WAT | Renewable | 0.3 | 0 | 1 | 0
Operable | 63176 | Erin Garden LLC |  | 63429 | Erin Garden Solar | MN | Vertical | Sibley | CSG | Solar Photovoltaic | PV |  | S | X | X |  |  | 1 |  | 1 | 1 |  | N |  |  | OP | X | 4 | 2020 | 2020 |  |  | N | IPP Non-CHP | IPP | IPP | 2 | X | SUN | Renewable | 1 | 0 | 1 | 0
Operable | 23037 | Errol Hydroelectric Co LLC |  | 10570 | Errol Hydroelectric Project | NH | Restructured | Coos | 1 | Conventional Hydroelectric | HY |  | S | X | X |  |  | 3 | 0.9 | 3 | 3 | 1 | N |  |  | OP | X | 11 | 1986 | Pre-2000 |  |  | N | IPP Non-CHP | IPP | IPP | 2 | X | WAT | Renewable | 3 | 0 | 1 | 0
Operable | 5989 | Erving Paper Mills Inc |  | 54228 | Erving Paper Mills | MA | Restructured | Franklin | 2 | Natural Gas Steam Turbine | ST | CC | S | X | X |  |  | 0.6 | 1 | 0.6 | 0.6 | 0 | N |  |  | OP | X | 12 | 2013 | 2013 |  |  | Y | Industrial CHP | Customer Sited | Other | 7 | T | NG | Non-Renewable | 0 | 0.6 | 0 | 1 | OTH | DFO
Operable | 5989 | Erving Paper Mills Inc |  | 54228 | Erving Paper Mills | MA | Restructured | Franklin | 3 | Natural Gas Fired Combustion Turbine | GT | CC | S | X | X |  |  | 5.6 | 1 | 5.5 | 6 | 2.8 | N |  |  | OP | X | 11 | 2015 | 2015 |  |  | Y | Industrial CHP | Customer Sited | Other | 7 | T | NG | Non-Renewable | 0 | 5.6 | 0 | 1 | DFO
Operable | 63615 | Erving Poplar Mountain Solar 1, LLC |  | 63950 | Erving CSG | MA | Restructured | Franklin | ERVIN | Solar Photovoltaic | PV |  | S | X | X |  |  | 1 |  | 1 | 1 |  | N |  |  | OP | X | 9 | 2020 | 2020 |  |  | N | IPP Non-CHP | IPP | IPP | 2 | X | SUN | Renewable | 1 | 0 | 1 | 0
Operable | 58883 | ERWR Whitcomb Farm Solar LLC |  | 59049 | Whitcomb Solar Farm | VT | Vertical | Chittenden | PS01 | Solar Photovoltaic | PV |  | S | X | X | Vermont | Vermont | 2.2 |  | 2.2 | 2.2 |  | N |  |  | OP | X | 10 | 2014 | 2014 |  |  | N | IPP Non-CHP | IPP | IPP | 2 | X | SUN | Renewable | 2.2 | 0 | 1 | 0
Operable | 65731 | ESA Albemarle NC Solar, LLC |  | 66718 | ESA Albemarle NC Solar | NC | Vertical | Stanly | ESAAB | Solar Photovoltaic | PV |  | S | X | X |  |  | 2 |  | 2 | 2 |  | N |  |  | OP | X | 4 | 2021 | 2021 |  |  | N | IPP Non-CHP | IPP | IPP | 2 | X | SUN | Renewable | 2 | 0 | 1 | 0
Operable | 62845 | ESA Four Oaks 2 NC LLC |  | 62996 | ESA Four Oaks 2 NC LLC | NC | Vertical | Johnston | PGR08 | Solar Photovoltaic | PV |  | S | X | X |  |  | 2 |  | 2 | 2 |  | N |  |  | OP | X | 12 | 2019 | 2019 |  |  | N | IPP Non-CHP | IPP | IPP | 2 | X | SUN | Renewable | 2 | 0 | 1 | 0
Operable | 62852 | ESA Hamlet NC LLC |  | 63377 | ESA Hamlet NC , LLC | NC | Vertical | Richmond | PGR10 | Solar Photovoltaic | PV |  | S | X | X |  |  | 5 |  | 5 | 3 |  | N |  |  | OP | X | 1 | 2021 | 2021 |  |  | N | IPP Non-CHP | IPP | IPP | 2 | X | SUN | Renewable | 5 | 0 | 1 | 0
Operable | 6017 | ESI Vansycle Partners LP |  | 55125 | Vansycle | OR | Vertical | Umatilla | WGNS | Onshore Wind Turbine | WT |  | S | X | X |  |  | 25 |  | 25 | 25 | 1.2 | N |  |  | OP | X | 8 | 1998 | Pre-2000 |  |  | N | IPP Non-CHP | IPP | IPP | 2 | X | WND | Renewable | 25 | 0 | 1 | 0
Operable | 64440 | ESIL-AL-Melrose, LLC |  | 65005 | Albertsons at Melrose Park | IL | Restructured | Cook | PV1 | Solar Photovoltaic | PV |  | S | X | X |  |  | 1.9 | 1 | 1.9 | 1.9 |  | N |  |  | OP | X | 10 | 2021 | 2021 |  |  | N | IPP Non-CHP | IPP | IPP | 2 | X | SUN | Renewable | 1.9 | 0 | 1 | 0
Operable | 66155 | ESNY-RT-ELMSFORD, LLC |  | 67293 | EDF - Liberty NY - Real Term CSG | NY | Restructured | Westchester | 71334 | Solar Photovoltaic | PV |  | S | X | X |  |  | 1.8 |  | 1.8 | 1.8 |  | N |  |  | OP | X | 8 | 2023 | 2023 |  |  | N | IPP Non-CHP | IPP | IPP | 2 | X | SUN | Renewable | 1.8 | 0 | 1 | 0
Operable | 66155 | ESNY-RT-ELMSFORD, LLC |  | 67293 | EDF - Liberty NY - Real Term CSG | NY | Restructured | Westchester | 71335 | Solar Photovoltaic | PV |  | S | X | X |  |  | 0.3 |  | 0.3 | 0.3 |  | N |  |  | OP | X | 8 | 2023 | 2023 |  |  | N | IPP Non-CHP | IPP | IPP | 2 | X | SUN | Renewable | 0.3 | 0 | 1 | 0
Operable | 6036 | ESOCO Orrington LLC |  | 50051 | Penobscot Energy Recovery | ME | Restructured | Penobscot | GEN1 | Municipal Solid Waste | ST |  | J | X | X | MAINE | MAINE | 25.3 | 0.85 | 21.2 | 21.2 | 5 | N |  |  | OP | X | 11 | 1987 | Pre-2000 |  |  | N | Commercial Non-CHP | Customer Sited | Other | 4 | X | MSW | Renewable | 25.3 | 0 | 1 | 0 | DFO | WDS
Operable | 60789 | Essential Power Operating Company, LLC |  | 54640 | NAEA Lakewood LLC | NJ | Restructured | Ocean | GEN1 | Natural Gas Fired Combined Cycle | CT | LCLP | W | X | N |  |  | 77.9 | 0.8 | 89.5 | 90.5 | 62.1 | N |  |  | SB | Y | 4 | 1994 | Pre-2000 |  |  | N | IPP Non-CHP | IPP | IPP | 2 | X | NG | Non-Renewable | 0 | 77.9 | 0 | 1 | DFO
Operable | 60789 | Essential Power Operating Company, LLC |  | 54640 | NAEA Lakewood LLC | NJ | Restructured | Ocean | GEN2 | Natural Gas Fired Combined Cycle | CT | LCLP | W | X | N |  |  | 77.9 | 0.8 | 90.5 | 91.5 | 62.1 | N |  |  | SB | Y | 4 | 1994 | Pre-2000 |  |  | N | IPP Non-CHP | IPP | IPP | 2 | X | NG | Non-Renewable | 0 | 77.9 | 0 | 1 | DFO
Operable | 60789 | Essential Power Operating Company, LLC |  | 54640 | NAEA Lakewood LLC | NJ | Restructured | Ocean | GEN3 | Natural Gas Fired Combined Cycle | CA | LCLP | W | N | X |  |  | 81 | 0.8 | 85 | 85 | 79.7 | N |  |  | SB | Y | 4 | 1994 | Pre-2000 |  |  | N | IPP Non-CHP | IPP | IPP | 2 | X | NG | Non-Renewable | 0 | 81 | 0 | 1 | DFO
Operable | 60789 | Essential Power Operating Company, LLC |  | 55938 | NAEA Ocean Peaking Power LLC | NJ | Restructured | Ocean | OPP3 | Natural Gas Fired Combustion Turbine | GT |  | W | X | X |  |  | 191.5 | 0.85 | 162.8 | 187.7 | 120 | N |  |  | OP | X | 5 | 2003 | 2003 |  |  | N | IPP Non-CHP | IPP | IPP | 2 | X | NG | Non-Renewable | 0 | 191.5 | 0 | 1
Operable | 60789 | Essential Power Operating Company, LLC |  | 55938 | NAEA Ocean Peaking Power LLC | NJ | Restructured | Ocean | OPP4 | Natural Gas Fired Combustion Turbine | GT |  | W | X | X |  |  | 191.5 | 0.85 | 162.8 | 187.7 | 120 | N |  |  | OP | X | 5 | 2003 | 2003 |  |  | N | IPP Non-CHP | IPP | IPP | 2 | X | NG | Non-Renewable | 0 | 191.5 | 0 | 1
Operable | 56386 | Essential Power Operating Services LLC |  | 7835 | Essential Power Rock Springs LLC | MD | Restructured | Cecil | 1 | Natural Gas Fired Combustion Turbine | GT |  | S | X | X | ROCKSPRI-CT1 | ROCKSPRI-CT1 | 198.9 | 0.85 | 167.5 | 167.5 | 100 | N |  |  | OP | X | 6 | 2003 | 2003 |  |  | N | IPP Non-CHP | IPP | IPP | 2 | X | NG | Non-Renewable | 0 | 198.9 | 0 | 1
Operable | 56386 | Essential Power Operating Services LLC |  | 7835 | Essential Power Rock Springs LLC | MD | Restructured | Cecil | 2 | Natural Gas Fired Combustion Turbine | GT |  | S | X | X | ROCKSPRI-CT2 | ROCKSPRI-CT2 | 175.9 | 0.85 | 164.1 | 164.1 | 100 | N |  |  | OP | X | 6 | 2003 | 2003 |  |  | N | IPP Non-CHP | IPP | IPP | 2 | X | NG | Non-Renewable | 0 | 175.9 | 0 | 1
Operable | 56386 | Essential Power Operating Services LLC |  | 7835 | Essential Power Rock Springs LLC | MD | Restructured | Cecil | 3 | Natural Gas Fired Combustion Turbine | GT |  | S | X | X | ROCKSPRI-CT3 | ROCKSPRI-CT3 | 198.9 | 0.85 | 169 | 169 | 100 | N |  |  | OP | X | 6 | 2003 | 2003 |  |  | N | IPP Non-CHP | IPP | IPP | 2 | X | NG | Non-Renewable | 0 | 198.9 | 0 | 1
Operable | 56386 | Essential Power Operating Services LLC |  | 7835 | Essential Power Rock Springs LLC | MD | Restructured | Cecil | 4 | Natural Gas Fired Combustion Turbine | GT |  | S | X | X | ROCKSPRI-CT4 | ROCK-SPRI-CT4 | 198.9 | 0.85 | 166.3 | 166.3 | 100 | N |  |  | OP | X | 6 | 2003 | 2003 |  |  | N | IPP Non-CHP | IPP | IPP | 2 | X | NG | Non-Renewable | 0 | 198.9 | 0 | 1
Operable | 13538 | Essential Power Operating Services, LLC |  | 55661 | Newington | NH | Restructured | Rockingham | GT-1 | Natural Gas Fired Combined Cycle | CT | CC1 | W | X | N | UN.NEW_ENER18.0NEWE | 4002 | 185.6 | 0.85 | 164.4 | 201.5 | 105 | N |  |  | OP | X | 10 | 2002 | 2002 |  |  | N | IPP Non-CHP | IPP | IPP | 2 | X | NG | Non-Renewable | 0 | 185.6 | 0 | 1 | DFO
Operable | 13538 | Essential Power Operating Services, LLC |  | 55661 | Newington | NH | Restructured | Rockingham | GT-2 | Natural Gas Fired Combined Cycle | CT | CC1 | W | X | N | UN.NEW_ENER18.0NEWE | 4002 | 185.6 | 0.85 | 164.4 | 201.5 | 105 | N |  |  | OP | X | 10 | 2002 | 2002 |  |  | N | IPP Non-CHP | IPP | IPP | 2 | X | NG | Non-Renewable | 0 | 185.6 | 0 | 1 | DFO
Operable | 13538 | Essential Power Operating Services, LLC |  | 55661 | Newington | NH | Restructured | Rockingham | ST | Natural Gas Fired Combined Cycle | CA | CC1 | W | Y | X | UN.NEW_ENER18.0NEWE | 4002 | 234.3 | 0.9 | 231.7 | 230 | 70 | N |  |  | OP | X | 10 | 2002 | 2002 |  |  | N | IPP Non-CHP | IPP | IPP | 2 | X | NG | Non-Renewable | 0 | 234.3 | 0 | 1
Operable | 63229 | Essex County Correctional Facility Cogen |  | 63540 | Essex County Correctional Facility Cogen | NJ | Restructured | Essex | EG1 | Natural Gas Internal Combustion Engine | IC |  | W | X | X |  |  | 3.1 | 0.8 | 3 | 3 | 1.5 | N |  |  | OP | X | 1 | 2003 | 2003 |  |  | Y | IPP CHP | IPP | IPP | 3 | T | NG | Non-Renewable | 0 | 3.1 | 0 | 1
Operable | 63229 | Essex County Correctional Facility Cogen |  | 63540 | Essex County Correctional Facility Cogen | NJ | Restructured | Essex | EG2 | Natural Gas Internal Combustion Engine | IC |  | W | X | X |  |  | 3.1 | 0.8 | 3 | 3 | 1.5 | N |  |  | OP | X | 1 | 2003 | 2003 |  |  | Y | IPP CHP | IPP | IPP | 3 | T | NG | Non-Renewable | 0 | 3.1 | 0 | 1
Operable | 55753 | Essex Hydro Associates LLC |  | 10523 | Benton Falls Associates | ME | Restructured | Kennebec | GEN1 | Conventional Hydroelectric | HY |  | J | X | X |  |  | 3.5 | 0.9 | 3.3 | 3.2 | 0.3 | N |  |  | OA | X | 12 | 1987 | Pre-2000 |  |  | N | IPP Non-CHP | IPP | IPP | 2 | X | WAT | Renewable | 3.5 | 0 | 1 | 0
Operable | 55753 | Essex Hydro Associates LLC |  | 10523 | Benton Falls Associates | ME | Restructured | Kennebec | GEN2 | Conventional Hydroelectric | HY |  | J | X | X |  |  | 0.7 | 0.9 | 0.7 | 0.6 | 0.3 | N |  |  | OP | X | 12 | 1987 | Pre-2000 |  |  | N | IPP Non-CHP | IPP | IPP | 2 | X | WAT | Renewable | 0.7 | 0 | 1 | 0
Operable | 61097 | Estill Solar I, LLC |  | 61490 | Estill Solar | SC | Vertical | Hampton | EST1 | Solar Photovoltaic | PV |  | S | X | X |  |  | 20 |  | 20 | 20 |  | N |  |  | OP | X | 12 | 2017 | 2017 |  |  | N | IPP Non-CHP | IPP | IPP | 2 | X | SUN | Renewable | 20 | 0 | 1 | 0
Operable | 61198 | esVolta LP |  | 60760 | PPA Grand | CA | Vertical | Orange | PE101 | Batteries | BA |  | S | X | X | SANTIAGO_6_N026 | SANTIAGO_6_N026 | 2 |  | 2 | 2 |  | N |  |  | OP | X | 12 | 2016 | 2016 |  |  | N | IPP Non-CHP | IPP | IPP | 2 | X | MWH | Other | 0 | 0 | 0 | 0
Operable | 60904 | ETCAP NES CS MN 06 LLC |  | 61138 | Armstrong Solar | MN | Vertical | Pope | 0000A | Solar Photovoltaic | PV |  | S | X | X |  |  | 3 |  | 3 | 3 |  | N |  |  | OP | X | 3 | 2018 | 2018 |  |  | N | IPP Non-CHP | IPP | IPP | 2 | X | SUN | Renewable | 3 | 0 | 1 | 0
Operable | 6013 | Eugene Water & Electric Board |  | 3067 | Carmen Smith | OR | Vertical | Linn | 1 | Conventional Hydroelectric | HY |  | S | X | X | CAR_1_CARMEN_S_PLANT-APND | CAR_1_CARMEN_S_PLANT-APND | 52.2 | 0.95 | 50 | 50 | 12 | N |  |  | OP | X | 8 | 1963 | Pre-2000 |  |  | N | Electric Utility | Utility | Municipal | 1 | X | WAT | Renewable | 52.2 | 0 | 1 | 0
Operable | 6013 | Eugene Water & Electric Board |  | 3067 | Carmen Smith | OR | Vertical | Linn | 2 | Conventional Hydroelectric | HY |  | S | X | X | CAR_1_CARMEN_S_PLANT-APND | CAR_1_CARMEN_S_PLANT-APND | 52.2 | 0.95 | 50 | 50 | 12 | N |  |  | OA | X | 8 | 1963 | Pre-2000 |  |  | N | Electric Utility | Utility | Municipal | 1 | X | WAT | Renewable | 52.2 | 0 | 1 | 0
Operable | 6013 | Eugene Water & Electric Board |  | 3067 | Carmen Smith | OR | Vertical | Linn | 3 | Conventional Hydroelectric | HY |  | S | X | X | TRAILBRG_1_G01GNODE | TRAILBRG_1_G01GNODE | 9.9 | 0.95 | 3.8 | 6.5 | 2 | N |  |  | OP | X | 1 | 1963 | Pre-2000 | 10 | 2030 | N | Electric Utility | Utility | Municipal | 1 | X | WAT | Renewable | 9.9 | 0 | 1 | 0
Operable | 6013 | Eugene Water & Electric Board |  | 3071 | Walterville | OR | Vertical | Lane | 1 | Conventional Hydroelectric | HY |  | S | X | X | WALTVILE_6_G01GNODE | WALTVILE_6_G01GNODE | 8 | 0.85 | 7.5 | 7.5 | 2 | N |  |  | OP | X | 1 | 1949 | Pre-2000 |  |  | N | Electric Utility | Utility | Municipal | 1 | X | WAT | Renewable | 8 | 0 | 1 | 0
Operable | 6013 | Eugene Water & Electric Board |  | 7508 | Stone Creek | OR | Vertical | Clackamas | 1 | Conventional Hydroelectric | HY |  | S | X | X | SCP1_7_GNODE1 | SCP1_7_GNODE1 | 12 | 0.9 | 7 | 10.7 | 3 | N |  |  | OP | X | 1 | 1994 | Pre-2000 |  |  | N | Electric Utility | Utility | Municipal | 1 | X | WAT | Renewable | 12 | 0 | 1 | 0
Operable | 49844 | Eurus Combine Hills I LLC |  | 56195 | Combine Hills I | OR | Vertical | Umatilla | 1 | Onshore Wind Turbine | WT |  | S | X | X |  |  | 43 |  | 43 | 43 | 1 | N |  |  | OP | X | 12 | 2003 | 2003 |  |  | N | IPP Non-CHP | IPP | IPP | 2 | X | WND | Renewable | 43 | 0 | 1 | 0
Operable | 56483 | Eurus Combine Hills II LLC |  | 57137 | Eurus Combine Hills Turbine Ranch 2 | OR | Vertical | Umatilla | 1 | Onshore Wind Turbine | WT |  | S | X | X |  |  | 66.1 |  | 66.1 | 66.1 | 1 | N |  |  | OP | X | 1 | 2010 | 2010 |  |  | N | IPP Non-CHP | IPP | IPP | 2 | X | WND | Renewable | 66.1 | 0 | 1 | 0
Operable | 6883 | Evanston Board of Education |  | 54788 | Evanston Township High School | IL | Restructured | Cook | GEN1 | Natural Gas Internal Combustion Engine | IC |  | S | X | X |  |  | 0.8 | 0.8 | 0.8 | 0.8 | 0.4 | N |  |  | SB | Y | 12 | 1992 | Pre-2000 |  |  | N | Commercial Non-CHP | Customer Sited | Other | 4 | X | NG | Non-Renewable | 0 | 0.8 | 0 | 1
Operable | 6883 | Evanston Board of Education |  | 54788 | Evanston Township High School | IL | Restructured | Cook | GEN2 | Natural Gas Internal Combustion Engine | IC |  | S | X | X |  |  | 0.8 | 0.8 | 0.8 | 0.8 | 0.4 | N |  |  | SB | Y | 12 | 1992 | Pre-2000 |  |  | N | Commercial Non-CHP | Customer Sited | Other | 4 | X | NG | Non-Renewable | 0 | 0.8 | 0 | 1
Operable | 6883 | Evanston Board of Education |  | 54788 | Evanston Township High School | IL | Restructured | Cook | GEN3 | Natural Gas Internal Combustion Engine | IC |  | S | X | X |  |  | 0.8 | 0.8 | 0.8 | 0.8 | 0.4 | N |  |  | SB | Y | 12 | 1992 | Pre-2000 |  |  | N | Commercial Non-CHP | Customer Sited | Other | 4 | X | NG | Non-Renewable | 0 | 0.8 | 0 | 1
Operable | 55968 | Evergreen BioPower LLC |  | 56781 | Evergreen BioPower LLC | OR | Vertical | Linn | 1 | Wood/Wood Waste Biomass | ST |  | S | X | X | EVERGBIO_NODEO | EVERGBIO_NODEO | 21 | 0.85 | 10 | 10 | 0.5 | N |  |  | OP | X | 9 | 2007 | 2007 |  |  | Y | Industrial CHP | Customer Sited | Other | 7 | T | WDS | Renewable | 21 | 0 | 1 | 0
Operable | 55863 | Evergreen Packaging Inc |  | 10627 | Pine Bluff Mill | AR | Vertical | Jefferson | 1TG1 | Wood/Wood Waste Biomass | ST |  | S | X | X | EAILD | EAILD | 40 | 0.85 | 32 | 31 | 10 | N |  |  | OP | X | 5 | 1958 | Pre-2000 |  |  | Y | Industrial CHP | Customer Sited | Other | 7 | T | BLQ | Renewable | 40 | 0 | 1 | 0 | PUR | WDS | NG | TDF | RFO
Operable | 55863 | Evergreen Packaging Inc |  | 10627 | Pine Bluff Mill | AR | Vertical | Jefferson | 2TG1 | Wood/Wood Waste Biomass | ST |  | S | X | X |  |  | 20 | 0.85 | 15.9 | 18.4 | 7 | N |  |  | OP | X | 5 | 1958 | Pre-2000 |  |  | Y | Industrial CHP | Customer Sited | Other | 7 | T | BLQ | Renewable | 20 | 0 | 1 | 0 | PUR | WDS | NG | TDF | RFO
Operable | 55863 | Evergreen Packaging Inc |  | 10627 | Pine Bluff Mill | AR | Vertical | Jefferson | 3TG1 | Wood/Wood Waste Biomass | ST |  | S | X | X |  |  | 25 | 0.85 | 13 | 13 | 7 | N |  |  | OP | X | 11 | 1962 | Pre-2000 |  |  | Y | Industrial CHP | Customer Sited | Other | 7 | T | BLQ | Renewable | 25 | 0 | 1 | 0 | PUR | WDS | NG | TDF | RFO
Operable | 59155 | Evergreen Wind, LLC |  | 56448 | Mars Hill Wind Farm Project | ME | Restructured | Aroostook | 1 | Onshore Wind Turbine | WT |  | S | X | X |  |  | 42 |  | 42 | 42 | 0 | N |  |  | OP | X | 3 | 2007 | 2007 |  |  | N | IPP Non-CHP | IPP | IPP | 2 | X | WND | Renewable | 42 | 0 | 1 | 0
Operable | 59155 | Evergreen Wind, LLC |  | 56449 | Kaheawa Pastures Wind Farm Hybrid | HI | Vertical | Maui | 1 | Onshore Wind Turbine | WT |  | S | X | X |  |  | 30 |  | 30 | 30 | 0 | N |  |  | OP | X | 1 | 2006 | 2006 |  |  | N | IPP Non-CHP | IPP | IPP | 2 | X | WND | Renewable | 30 | 0 | 1 | 0
Operable | 59155 | Evergreen Wind, LLC |  | 56575 | Steel Winds Wind Farm | NY | Restructured | Erie | 1 | Onshore Wind Turbine | WT |  | S | X | X | STEEL_WIND | 323596 | 20 |  | 20 | 20 | 0 | N |  |  | OP | X | 6 | 2007 | 2007 |  |  | N | IPP Non-CHP | IPP | IPP | 2 | X | WND | Renewable | 20 | 0 | 1 | 0
Operable | 59155 | Evergreen Wind, LLC |  | 56633 | Dutch Hill Wind Project | NY | Restructured | Steuben | 1 | Onshore Wind Turbine | WT |  | S | X | X | CANDIGU_WT_PWR | 323617 | 37.5 |  | 37.5 | 37.5 | 0 | N |  |  | OP | X | 1 | 2009 | 2009 |  |  | N | IPP Non-CHP | IPP | IPP | 2 | X | WND | Renewable | 37.5 | 0 | 1 | 0
Operable | 59155 | Evergreen Wind, LLC |  | 56634 | Cohocton Wind Project | NY | Restructured | Steuben | 1 | Onshore Wind Turbine | WT |  | S | X | X | CANDIGU_WT_PWR | 323617 | 87.5 |  | 87.5 | 87.5 | 0 | N |  |  | OP | X | 1 | 2009 | 2009 |  |  | N | IPP Non-CHP | IPP | IPP | 2 | X | WND | Renewable | 87.5 | 0 | 1 | 0
Operable | 59155 | Evergreen Wind, LLC |  | 56989 | Stetson Wind I | ME | Restructured | Washington | 1 | Onshore Wind Turbine | WT |  | S | X | X | 15464_:_UN.STETSON 34.5STET | 15464 | 57 |  | 57 | 57 | 0 | N |  |  | OP | X | 1 | 2009 | 2009 |  |  | N | IPP Non-CHP | IPP | IPP | 2 | X | WND | Renewable | 57 | 0 | 1 | 0
Operable | 59155 | Evergreen Wind, LLC |  | 56990 | Rollins Wind Project | ME | Restructured | Penobscot | 1 | Onshore Wind Turbine | WT |  | S | X | X | 37175_:_UN.ROLLINS 34.5ROLL | 37175 | 60 |  | 60 | 60 | 0 | N |  |  | OP | X | 7 | 2011 | 2011 |  |  | N | IPP Non-CHP | IPP | IPP | 2 | X | WND | Renewable | 60 | 0 | 1 | 0
Operable | 59155 | Evergreen Wind, LLC |  | 56991 | Stetson Wind II | ME | Restructured | Washington | 1 | Onshore Wind Turbine | WT |  | S | X | X | 16612_:_UN.STETSON 34.5STE2 | 16612 | 25.5 |  | 25.5 | 25.5 | 0 | N |  |  | OP | X | 3 | 2010 | 2010 |  |  | N | IPP Non-CHP | IPP | IPP | 2 | X | WND | Renewable | 25.5 | 0 | 1 | 0
Operable | 59155 | Evergreen Wind, LLC |  | 57078 | Steel Winds II | NY | Restructured | Erie | 1 | Onshore Wind Turbine | WT |  | S | X | X | STEEL_WIND | 323693 | 15 |  | 15 | 15 | 0 | N |  |  | OP | X | 1 | 2012 | 2012 |  |  | N | IPP Non-CHP | IPP | IPP | 2 | X | WND | Renewable | 15 | 0 | 1 | 0
Operable | 59155 | Evergreen Wind, LLC |  | 57080 | Sheffield Wind | VT | Vertical | Caledonia | 1 | Onshore Wind Turbine | WT |  | S | X | X | 12530_:_UN.SHEFIELD34.5SHEF | 12530 | 40 |  | 40 | 40 | 0 | N |  |  | OP | X | 10 | 2011 | 2011 |  |  | N | IPP Non-CHP | IPP | IPP | 2 | X | WND | Renewable | 40 | 0 | 1 | 0
Operable | 59155 | Evergreen Wind, LLC |  | 57082 | Kaheawa Wind Power II LLC | HI | Vertical | Maui | 1 | Onshore Wind Turbine | WT |  | S | X | X |  |  | 21 |  | 21 | 21 | 0 | N |  |  | OP | X | 6 | 2012 | 2012 |  |  | N | IPP Non-CHP | IPP | IPP | 2 | X | WND | Renewable | 21 | 0 | 1 | 0
Operable | 59155 | Evergreen Wind, LLC |  | 57082 | Kaheawa Wind Power II LLC | HI | Vertical | Maui | 2 | Batteries | BA |  | S | X | X |  |  | 10 |  | 10 | 10 | 0 | N |  |  | OP | X | 6 | 2012 | 2012 |  |  | N | IPP Non-CHP | IPP | IPP | 2 | X | MWH | Other | 0 | 0 | 0 | 0
Operable | 59155 | Evergreen Wind, LLC |  | 57083 | Bull Hill Wind Project | ME | Restructured | Hancock | 1 | Onshore Wind Turbine | WT |  | S | X | X | 40343_:_UN.BULL_HL 34.5BLHW | 40343 | 34.5 |  | 34.5 | 34.5 | 0 | N |  |  | OP | X | 10 | 2012 | 2012 |  |  | N | IPP Non-CHP | IPP | IPP | 2 | X | WND | Renewable | 34.5 | 0 | 1 | 0
Operable | 59155 | Evergreen Wind, LLC |  | 57087 | Kahuku Wind Power LLC | HI | Vertical | Honolulu | 1 | Onshore Wind Turbine | WT |  | S | X | X |  |  | 30 |  | 30 | 30 | 0 | N |  |  | OP | X | 3 | 2011 | 2011 |  |  | N | IPP Non-CHP | IPP | IPP | 2 | X | WND | Renewable | 30 | 0 | 1 | 0
Operable | 59155 | Evergreen Wind, LLC |  | 58275 | Mass Midstate Solar 3 | MA | Restructured | Worcester | 1 | Solar Photovoltaic | PV |  | S | X | X |  |  | 4 |  | 4 | 4 |  | N |  |  | OP | X | 5 | 2014 | 2014 |  |  | N | IPP Non-CHP | IPP | IPP | 2 | X | SUN | Renewable | 4 | 0 | 1 | 0
Operable | 59155 | Evergreen Wind, LLC |  | 58276 | Mass Midstate Solar 2 | MA | Restructured | Worcester | 1 | Solar Photovoltaic | PV |  | S | X | X |  |  | 5 |  | 5 | 5 |  | N |  |  | OP | X | 5 | 2014 | 2014 |  |  | N | IPP Non-CHP | IPP | IPP | 2 | X | SUN | Renewable | 5 | 0 | 1 | 0
Operable | 59155 | Evergreen Wind, LLC |  | 58279 | Mass Midstate Solar 1 | MA | Restructured | Worcester | 1 | Solar Photovoltaic | PV |  | S | X | X |  |  | 5 |  | 5 | 5 |  | N |  |  | OP | X | 5 | 2014 | 2014 |  |  | N | IPP Non-CHP | IPP | IPP | 2 | X | SUN | Renewable | 5 | 0 | 1 | 0
Operable | 59155 | Evergreen Wind, LLC |  | 58280 | Millbury Solar | MA | Restructured | Worcester | 1 | Solar Photovoltaic | PV |  | S | X | X |  |  | 3 |  | 3 | 3 |  | N |  |  | OP | X | 4 | 2014 | 2014 |  |  | N | IPP Non-CHP | IPP | IPP | 2 | X | SUN | Renewable | 3 | 0 | 1 | 0
Operable | 59155 | Evergreen Wind, LLC |  | 58598 | Beryl Solar Plant | UT | Vertical | Iron | BSP1 | Solar Photovoltaic | PV |  | S | X | X |  |  | 3 |  | 3 | 3 |  | N |  |  | OP | X | 8 | 2015 | 2015 |  |  | N | IPP Non-CHP | IPP | IPP | 2 | X | SUN | Renewable | 3 | 0 | 1 | 0
Operable | 59155 | Evergreen Wind, LLC |  | 58599 | Cedar Valley Solar Plant | UT | Vertical | Iron | CVSP1 | Solar Photovoltaic | PV |  | S | X | X |  |  | 3 |  | 3 | 3 |  | N |  |  | OP | X | 12 | 2015 | 2015 |  |  | N | IPP Non-CHP | IPP | IPP | 2 | X | SUN | Renewable | 3 | 0 | 1 | 0
Operable | 59155 | Evergreen Wind, LLC |  | 58600 | Buckhorn Solar Plant | UT | Vertical | Iron | BSP1 | Solar Photovoltaic | PV |  | S | X | X |  |  | 3 |  | 3 | 3 |  | N |  |  | OP | X | 12 | 2015 | 2015 |  |  | N | IPP Non-CHP | IPP | IPP | 2 | X | SUN | Renewable | 3 | 0 | 1 | 0
Operable | 59155 | Evergreen Wind, LLC |  | 58601 | Milford Flat Solar Plant | UT | Vertical | Beaver | MFSP1 | Solar Photovoltaic | PV |  | S | X | X |  |  | 3 |  | 3 | 3 |  | N |  |  | OP | X | 7 | 2015 | 2015 |  |  | N | IPP Non-CHP | IPP | IPP | 2 | X | SUN | Renewable | 3 | 0 | 1 | 0
Operable | 59155 | Evergreen Wind, LLC |  | 58603 | Greenville Solar Plant | UT | Vertical | Beaver | GVSP1 | Solar Photovoltaic | PV |  | S | X | X |  |  | 2.2 |  | 2.2 | 2.2 |  | N |  |  | OP | X | 10 | 2015 | 2015 |  |  | N | IPP Non-CHP | IPP | IPP | 2 | X | SUN | Renewable | 2.2 | 0 | 1 | 0
Operable | 59155 | Evergreen Wind, LLC |  | 58604 | Granite Peak Solar Plant | UT | Vertical | Beaver | GPSP1 | Solar Photovoltaic | PV |  | S | X | X |  |  | 3 |  | 3 | 3 |  | N |  |  | OP | X | 8 | 2015 | 2015 |  |  | N | IPP Non-CHP | IPP | IPP | 2 | X | SUN | Renewable | 3 | 0 | 1 | 0
Operable | 59155 | Evergreen Wind, LLC |  | 59384 | South Plains Wind Phase I | TX | Restructured | Floyd | 1 | Onshore Wind Turbine | WT |  | S | X | X |  |  | 200 |  | 200 | 200 | 0 | N |  |  | OP | X | 11 | 2015 | 2015 |  |  | N | IPP Non-CHP | IPP | IPP | 2 | X | WND | Renewable | 200 | 0 | 1 | 0
Operable | 22500 | Evergy Kansas Central, Inc |  | 1248 | Hutchinson Energy Center | KS | Vertical | Reno | GT1 | Natural Gas Fired Combustion Turbine | GT |  | S | X | X | WR.HEC.GT.1 | WR.HEC.GT.1 | 71.2 | 0.9 | 55.9 | 55.9 | 10 | N |  |  | OP | X | 5 | 1974 | Pre-2000 |  |  | N | Electric Utility | Utility | Investor Owned Utility | 1 | X | NG | Non-Renewable | 0 | 71.2 | 0 | 1 | DFO
Operable | 22500 | Evergy Kansas Central, Inc |  | 1248 | Hutchinson Energy Center | KS | Vertical | Reno | GT2 | Natural Gas Fired Combustion Turbine | GT |  | S | X | X | WR.HEC.GT.2 | WR.HEC.GT.2 | 71.2 | 0.9 | 55.9 | 55.9 | 10 | N |  |  | OP | X | 5 | 1974 | Pre-2000 |  |  | N | Electric Utility | Utility | Investor Owned Utility | 1 | X | NG | Non-Renewable | 0 | 71.2 | 0 | 1 | DFO
Operable | 22500 | Evergy Kansas Central, Inc |  | 1248 | Hutchinson Energy Center | KS | Vertical | Reno | GT3 | Natural Gas Fired Combustion Turbine | GT |  | S | X | X | WR.HEC.GT.3 | WR.HEC.GT.3 | 71.2 | 0.9 | 56.7 | 56.7 | 10 | N |  |  | OP | X | 5 | 1974 | Pre-2000 |  |  | N | Electric Utility | Utility | Investor Owned Utility | 1 | X | NG | Non-Renewable | 0 | 71.2 | 0 | 1 | DFO
Operable | 22500 | Evergy Kansas Central, Inc |  | 1248 | Hutchinson Energy Center | KS | Vertical | Reno | GT4 | Petroleum Liquids | GT |  | S | X | X | WR.HEC.GT.4 | WR.HEC.GT.4 | 129 | 0.9 | 69.8 | 69.8 | 20 | N |  |  | OP | X | 6 | 1975 | Pre-2000 |  |  | N | Electric Utility | Utility | Investor Owned Utility | 1 | X | DFO | Non-Renewable | 0 | 129 | 0 | 1
Operable | 22500 | Evergy Kansas Central, Inc |  | 1248 | Hutchinson Energy Center | KS | Vertical | Reno | H1DG | Petroleum Liquids | IC |  | S | X | X |  |  | 2.7 | 0.8 | 3 | 3 | 3 | N |  |  | SB | Y | 1 | 1983 | Pre-2000 |  |  | N | Electric Utility | Utility | Investor Owned Utility | 1 | X | DFO | Non-Renewable | 0 | 2.7 | 0 | 1
Operable | 22500 | Evergy Kansas Central, Inc |  | 1250 | Lawrence Energy Center | KS | Vertical | Douglas | 4 | Conventional Steam Coal | ST |  | S | X | X | WR.LEC.4 | WR.LEC.4 | 114 | 0.85 | 111.3 | 111.3 | 38 | N |  |  | OP | X | 3 | 1960 | Pre-2000 |  |  | N | Electric Utility | Utility | Investor Owned Utility | 1 | X | SUB | Non-Renewable | 0 | 114 | 0 | 1 | NG
Operable | 22500 | Evergy Kansas Central, Inc |  | 1250 | Lawrence Energy Center | KS | Vertical | Douglas | 5 | Conventional Steam Coal | ST |  | S | X | X | WR.LEC.5 | WR.LEC.5 | 403 | 0.9 | 374 | 374 | 120 | N |  |  | OP | X | 5 | 1971 | Pre-2000 |  |  | N | Electric Utility | Utility | Investor Owned Utility | 1 | X | SUB | Non-Renewable | 0 | 403 | 0 | 1 | NG
Operable | 22500 | Evergy Kansas Central, Inc |  | 6068 | Jeffrey Energy Center | KS | Vertical | Pottawatomie | 1 | Conventional Steam Coal | ST |  | J | X | X | WR.JEC.1 | WR.JEC.1 | 720 | 0.9 | 674.1 | 674.1 | 230 | N |  |  | OP | X | 7 | 1978 | Pre-2000 |  |  | N | Electric Utility | Utility | Investor Owned Utility | 1 | X | SUB | Non-Renewable | 0 | 720 | 0 | 1
Operable | 22500 | Evergy Kansas Central, Inc |  | 6068 | Jeffrey Energy Center | KS | Vertical | Pottawatomie | 2 | Conventional Steam Coal | ST |  | J | X | X | WR.JEC.2 | WR.JEC.2 | 720 | 0.9 | 664.1 | 664.1 | 220 | N |  |  | OP | X | 5 | 1980 | Pre-2000 |  |  | N | Electric Utility | Utility | Investor Owned Utility | 1 | X | SUB | Non-Renewable | 0 | 720 | 0 | 1
Operable | 22500 | Evergy Kansas Central, Inc |  | 6068 | Jeffrey Energy Center | KS | Vertical | Pottawatomie | 3 | Conventional Steam Coal | ST |  | J | X | X | WR.JEC.3 | WR.JEC.3 | 720 | 0.9 | 673.3 | 673.3 | 220 | N |  |  | OP | X | 5 | 1983 | Pre-2000 |  |  | N | Electric Utility | Utility | Investor Owned Utility | 1 | X | SUB | Non-Renewable | 0 | 720 | 0 | 1
Operable | 22500 | Evergy Kansas Central, Inc |  | 55651 | Spring Creek Energy Center | OK | Vertical | Logan | CT01 | Natural Gas Fired Combustion Turbine | GT |  | S | X | X | OKGE.SC.WR.1 | OKGE.SC.WR.1 | 86.5 | 0.85 | 72.5 | 72.5 | 45 | N |  |  | OP | X | 5 | 2001 | 2001 |  |  | N | Electric Utility | Utility | Investor Owned Utility | 1 | X | NG | Non-Renewable | 0 | 86.5 | 0 | 1
Operable | 22500 | Evergy Kansas Central, Inc |  | 55651 | Spring Creek Energy Center | OK | Vertical | Logan | CT02 | Natural Gas Fired Combustion Turbine | GT |  | S | X | X | OKGE.SC.WR.2 | OKGE.SC.WR.2 | 86.5 | 0.85 | 70.8 | 70.8 | 45 | N |  |  | OP | X | 5 | 2001 | 2001 |  |  | N | Electric Utility | Utility | Investor Owned Utility | 1 | X | NG | Non-Renewable | 0 | 86.5 | 0 | 1
Operable | 22500 | Evergy Kansas Central, Inc |  | 55651 | Spring Creek Energy Center | OK | Vertical | Logan | CT03 | Natural Gas Fired Combustion Turbine | GT |  | S | X | X | OKGE.SC.WR.3 | OKGE.SC.WR.3 | 86.5 | 0.85 | 72.6 | 72.6 | 45 | N |  |  | OP | X | 5 | 2001 | 2001 |  |  | N | Electric Utility | Utility | Investor Owned Utility | 1 | X | NG | Non-Renewable | 0 | 86.5 | 0 | 1
Operable | 22500 | Evergy Kansas Central, Inc |  | 55651 | Spring Creek Energy Center | OK | Vertical | Logan | CT04 | Natural Gas Fired Combustion Turbine | GT |  | S | X | X | OKGE.SC.WR.4 | OKGE.SC.WR.4 | 86.5 | 0.85 | 72.4 | 72.4 | 45 | N |  |  | OP | X | 5 | 2001 | 2001 |  |  | N | Electric Utility | Utility | Investor Owned Utility | 1 | X | NG | Non-Renewable | 0 | 86.5 | 0 | 1
Operable | 22500 | Evergy Kansas Central, Inc |  | 56502 | Emporia Energy Center | KS | Vertical | Lyon | 1 | Natural Gas Fired Combustion Turbine | GT |  | S | X | X | WR.EMP.CT1 | WR.EMP.CT1 | 54 | 0.85 | 44.5 | 44.5 | 13 | N |  |  | OP | X | 6 | 2008 | 2008 |  |  | N | Electric Utility | Utility | Investor Owned Utility | 1 | X | NG | Non-Renewable | 0 | 54 | 0 | 1
Operable | 22500 | Evergy Kansas Central, Inc |  | 56502 | Emporia Energy Center | KS | Vertical | Lyon | 2 | Natural Gas Fired Combustion Turbine | GT |  | S | X | X | WR.EMP.CT2 | WR.EMP.CT2 | 54 | 0.85 | 44.4 | 44.4 | 13 | N |  |  | OP | X | 6 | 2008 | 2008 |  |  | N | Electric Utility | Utility | Investor Owned Utility | 1 | X | NG | Non-Renewable | 0 | 54 | 0 | 1
Operable | 22500 | Evergy Kansas Central, Inc |  | 56502 | Emporia Energy Center | KS | Vertical | Lyon | 3 | Natural Gas Fired Combustion Turbine | GT |  | S | X | X | WR.EMP.CT3 | WR.EMP.CT3 | 54 | 0.85 | 44.3 | 44.3 | 13 | N |  |  | OP | X | 6 | 2008 | 2008 |  |  | N | Electric Utility | Utility | Investor Owned Utility | 1 | X | NG | Non-Renewable | 0 | 54 | 0 | 1
Operable | 22500 | Evergy Kansas Central, Inc |  | 56502 | Emporia Energy Center | KS | Vertical | Lyon | 4 | Natural Gas Fired Combustion Turbine | GT |  | S | X | X | WR.EMP.CT4 | WR.EMP.CT4 | 54 | 0.85 | 44.5 | 44.5 | 13 | N |  |  | OP | X | 6 | 2008 | 2008 |  |  | N | Electric Utility | Utility | Investor Owned Utility | 1 | X | NG | Non-Renewable | 0 | 54 | 0 | 1
Operable | 22500 | Evergy Kansas Central, Inc |  | 56502 | Emporia Energy Center | KS | Vertical | Lyon | 5 | Natural Gas Fired Combustion Turbine | GT |  | S | X | X | WR.EMP.CT5 | WR.EMP.CT5 | 171.4 | 0.85 | 161.4 | 161.4 | 95 | N |  |  | OP | X | 6 | 2008 | 2008 |  |  | N | Electric Utility | Utility | Investor Owned Utility | 1 | X | NG | Non-Renewable | 0 | 171.4 | 0 | 1
Operable | 22500 | Evergy Kansas Central, Inc |  | 56502 | Emporia Energy Center | KS | Vertical | Lyon | 6 | Natural Gas Fired Combustion Turbine | GT |  | S | X | X | WR.EMP.CT6 | WR.EMP.CT6 | 171.4 | 0.85 | 155.1 | 155.1 | 95 | N |  |  | OP | X | 2 | 2009 | 2009 |  |  | N | Electric Utility | Utility | Investor Owned Utility | 1 | X | NG | Non-Renewable | 0 | 171.4 | 0 | 1
Operable | 22500 | Evergy Kansas Central, Inc |  | 56502 | Emporia Energy Center | KS | Vertical | Lyon | 7 | Natural Gas Fired Combustion Turbine | GT |  | S | X | X | WR.EMP.CT7 | WR.EMP.CT7 | 171.4 | 0.85 | 159.8 | 159.8 | 95 | N |  |  | OP | X | 2 | 2009 | 2009 |  |  | N | Electric Utility | Utility | Investor Owned Utility | 1 | X | NG | Non-Renewable | 0 | 171.4 | 0 | 1
Operable | 22500 | Evergy Kansas Central, Inc |  | 56818 | Central Plains Wind Farm | KS | Vertical | Wichita | 1 | Onshore Wind Turbine | WT |  | S | X | X | WR.CPW | WR.CPW | 99 |  | 99 | 99 | 0 | N |  |  | OP | X | 3 | 2009 | 2009 |  |  | N | Electric Utility | Utility | Investor Owned Utility | 1 | X | WND | Renewable | 99 | 0 | 1 | 0
Operable | 22500 | Evergy Kansas Central, Inc |  | 56819 | Flat Ridge Wind Farm | KS | Vertical | Barber | 1 | Onshore Wind Turbine | WT |  | S | X | X | WR.FRW.1 | WR.FRW.1 | 50 |  | 50 | 50 | 0 | N |  |  | OP | X | 2 | 2009 | 2009 |  |  | N | Electric Utility | Utility | Investor Owned Utility | 1 | X | WND | Renewable | 50 | 0 | 1 | 0
Operable | 22500 | Evergy Kansas Central, Inc |  | 60689 | Western Plains Wind Farm | KS | Vertical | Ford | 1 | Onshore Wind Turbine | WT |  | S | X | X | WR.WPW | WR.WPW | 280.6 |  | 280.6 | 280.6 | 0 | N |  |  | OP | X | 3 | 2017 | 2017 |  |  | N | Electric Utility | Utility | Investor Owned Utility | 1 | X | WND | Renewable | 280.6 | 0 | 1 | 0
Operable | 22500 | Evergy Kansas Central, Inc |  | 61876 | Persimmon Creek Wind Farm 1, LLC | OK | Vertical | Woodward | PCWF1 | Onshore Wind Turbine | WT |  | S | X | X |  |  | 198.6 |  | 198.6 | 198.6 | 0 | N |  |  | OP | X | 9 | 2018 | 2018 |  |  | N | Electric Utility | Utility | Investor Owned Utility | 1 | X | WND | Renewable | 198.6 | 0 | 1 | 0
Operable | 22500 | Evergy Kansas Central, Inc |  | 64982 | West Plains Solar I | MO | Vertical | Howell | WPS1 | Solar Photovoltaic | PV |  | S | X | X |  |  | 8 |  | 8 | 8 |  | N |  |  | OP | X | 3 | 2022 | 2022 |  |  | N | Electric Utility | Utility | Investor Owned Utility | 1 | X | SUN | Renewable | 8 | 0 | 1 | 0
Operable | 22500 | Evergy Kansas Central, Inc |  | 66882 | FreeState Kiro Solar I | KS | Vertical | Shawnee | FKS1 | Solar Photovoltaic | PV |  | S | X | X |  |  | 1 |  | 1 | 1 | 0 | N |  |  | OP | X | 2 | 2023 | 2023 |  |  | N | Electric Utility | Utility | Investor Owned Utility | 1 | X | SUN | Renewable | 1 | 0 | 1 | 0
Operable | 22500 | Evergy Kansas Central, Inc |  | 66883 | FreeState Crooked Post Solar I | KS | Vertical | Shawnee | FCS1 | Solar Photovoltaic | PV |  | S | X | X |  |  | 1.6 |  | 1.6 | 1.6 | 0 | N |  |  | OP | X | 3 | 2023 | 2023 |  |  | N | Electric Utility | Utility | Investor Owned Utility | 1 | X | SUN | Renewable | 1.6 | 0 | 1 | 0
Operable | 22500 | Evergy Kansas Central, Inc |  | 66884 | FreeState Stull Solar I | KS | Vertical | Douglas | FSS1 | Solar Photovoltaic | PV |  | S | X | X |  |  | 1.3 |  | 1.3 | 1.3 | 0 | N |  |  | OP | X | 12 | 2023 | 2023 |  |  | N | Electric Utility | Utility | Investor Owned Utility | 1 | X | SUN | Renewable | 1.3 | 0 | 1 | 0
Operable | 10005 | Evergy Kansas South, Inc |  | 1240 | Gordon Evans Energy Center | KS | Vertical | Sedgwick | 5 | Petroleum Liquids | IC |  | S | X | X |  |  | 2.9 | 0.8 | 3 | 3 | 1 | N |  |  | SB | Y | 8 | 1969 | Pre-2000 |  |  | N | Electric Utility | Utility | Investor Owned Utility | 1 | X | DFO | Non-Renewable | 0 | 2.9 | 0 | 1
Operable | 10005 | Evergy Kansas South, Inc |  | 1240 | Gordon Evans Energy Center | KS | Vertical | Sedgwick | GT1 | Natural Gas Fired Combustion Turbine | GT |  | S | X | X | WR.GEEC.GT.1 | WR.GEEC.GT.1 | 98.3 | 0.85 | 72.2 | 72.2 | 65 | N |  |  | OP | X | 6 | 2000 | 2000 |  |  | N | Electric Utility | Utility | Investor Owned Utility | 1 | X | NG | Non-Renewable | 0 | 98.3 | 0 | 1 | DFO
Operable | 10005 | Evergy Kansas South, Inc |  | 1240 | Gordon Evans Energy Center | KS | Vertical | Sedgwick | GT2 | Natural Gas Fired Combustion Turbine | GT |  | S | X | X | WR.GEEC.GT.2 | WR.GEEC.GT.2 | 98.3 | 0.85 | 73.3 | 73.3 | 65 | N |  |  | OP | X | 6 | 2000 | 2000 |  |  | N | Electric Utility | Utility | Investor Owned Utility | 1 | X | NG | Non-Renewable | 0 | 98.3 | 0 | 1 | DFO
Operable | 10005 | Evergy Kansas South, Inc |  | 1240 | Gordon Evans Energy Center | KS | Vertical | Sedgwick | GT3 | Natural Gas Fired Combustion Turbine | GT |  | S | X | X | WR.GEEC.GT.3 | WR.GEEC.GT.3 | 178.5 | 0.85 | 154.6 | 154.6 | 112 | N |  |  | OP | X | 6 | 2001 | 2001 |  |  | N | Electric Utility | Utility | Investor Owned Utility | 1 | X | NG | Non-Renewable | 0 | 178.5 | 0 | 1 | DFO
Operable | 10000 | Evergy Metro |  | 1241 | La Cygne | KS | Vertical | Linn | 1 | Conventional Steam Coal | ST |  | J | X | X | KCPLLACYGNEUNLAC1 | LACYGNEUNLAC1 | 873 | 0.9 | 758 | 758 | 404 | N |  |  | OP | X | 6 | 1973 | Pre-2000 |  |  | N | Electric Utility | Utility | Investor Owned Utility | 1 | X | SUB | Non-Renewable | 0 | 873 | 0 | 1
Operable | 10000 | Evergy Metro |  | 1241 | La Cygne | KS | Vertical | Linn | 2 | Conventional Steam Coal | ST |  | J | X | X | KCPLLACYGNEUNLAC2 | LACYGNEUNLAC2 | 725.9 | 0.9 | 668 | 668 | 274 | N |  |  | OP | X | 5 | 1977 | Pre-2000 |  |  | N | Electric Utility | Utility | Investor Owned Utility | 1 | X | SUB | Non-Renewable | 0 | 725.9 | 0 | 1
Operable | 10000 | Evergy Metro | Utility | 2079 | Hawthorn | MO | Vertical | Jackson | 5 | Conventional Steam Coal | ST |  | S | X | X | KCPLHAWTHORNUNHAW5 | HAWTHORNUNHAW5 | 569 | 0.9 | 561.6 | 561.6 | 285 | N |  |  | OP | X | 5 | 1969 | Pre-2000 |  |  | N | Electric Utility | Utility | Investor Owned Utility | 1 | X | SUB | Non-Renewable | 0 | 569 | 0 | 1 | NG
Operable | 10000 | Evergy Metro | Utility | 2079 | Hawthorn | MO | Vertical | Jackson | 6 | Natural Gas Fired Combined Cycle | CT | CC1 | S | X | N | KCPLHAWTHORN6 | HAWTHORN6 | 170 | 0.85 | 131.6 |  | 68 | N |  |  | OP | X | 6 | 1997 | Pre-2000 |  |  | N | Electric Utility | Utility | Investor Owned Utility | 1 | X | NG | Non-Renewable | 0 | 170 | 0 | 1
Operable | 10000 | Evergy Metro | Utility | 2079 | Hawthorn | MO | Vertical | Jackson | 7 | Natural Gas Fired Combustion Turbine | GT |  | S | X | X | KCPLLEVEEUNHAW7 | LEVEEUNHAW7 | 82.2 | 0.85 | 78.3 | 78.3 | 50 | N |  |  | OP | X | 5 | 2000 | 2000 |  |  | N | Electric Utility | Utility | Investor Owned Utility | 1 | X | NG | Non-Renewable | 0 | 82.2 | 0 | 1
Operable | 10000 | Evergy Metro | Utility | 2079 | Hawthorn | MO | Vertical | Jackson | 8 | Natural Gas Fired Combustion Turbine | GT |  | S | X | X | KCPLLEVEEUNHAW8 | LEVEEUNHAW8 | 82.2 | 0.85 | 79.1 | 79.1 | 50 | N |  |  | OP | X | 7 | 2000 | 2000 |  |  | N | Electric Utility | Utility | Investor Owned Utility | 1 | X | NG | Non-Renewable | 0 | 82.2 | 0 | 1
Operable | 10000 | Evergy Metro | Utility | 2079 | Hawthorn | MO | Vertical | Jackson | 9 | Natural Gas Fired Combined Cycle | CA | CC1 | S | Y | X | KCPLHAWTHORN6 | HAWTHORN6 | 142.8 | 0.92 | 110.2 |  | 60 | N |  |  | OP | X | 7 | 2000 | 2000 |  |  | N | Electric Utility | Utility | Investor Owned Utility | 1 | X | NG | Non-Renewable | 0 | 142.8 | 0 | 1
Operable | 10000 | Evergy Metro | Utility | 2081 | Northeast (MO) | MO | Vertical | Jackson | 11 | Petroleum Liquids | GT |  | S | X | X | KCPLNRTHEASTUNNE11 | NRTHEASTUNNE11 | 55.4 | 0.9 | 48 | 48 | 3 | N |  |  | OP | X | 5 | 1972 | Pre-2000 |  |  | N | Electric Utility | Utility | Investor Owned Utility | 1 | X | DFO | Non-Renewable | 0 | 55.4 | 0 | 1
Operable | 10000 | Evergy Metro | Utility | 2081 | Northeast (MO) | MO | Vertical | Jackson | 12 | Petroleum Liquids | GT |  | S | X | X | KCPLNRTHEASTUNNE12 | NRTHEASTUNNE12 | 55.4 | 0.9 | 49 | 49 | 3 | N |  |  | OP | X | 5 | 1972 | Pre-2000 |  |  | N | Electric Utility | Utility | Investor Owned Utility | 1 | X | DFO | Non-Renewable | 0 | 55.4 | 0 | 1
Operable | 10000 | Evergy Metro | Utility | 2081 | Northeast (MO) | MO | Vertical | Jackson | 13 | Petroleum Liquids | GT |  | S | X | X | KCPLNRTHEASTUNNE13 | NRTHEASTUNNE13 | 71.2 | 0.9 | 48.2 | 48.2 | 3 | N |  |  | OP | X | 5 | 1975 | Pre-2000 |  |  | N | Electric Utility | Utility | Investor Owned Utility | 1 | X | DFO | Non-Renewable | 0 | 71.2 | 0 | 1
Operable | 10000 | Evergy Metro | Utility | 2081 | Northeast (MO) | MO | Vertical | Jackson | 14 | Petroleum Liquids | GT |  | S | X | X | KCPLNRTHEASTUNNE14 | NRTHEASTUNNE14 | 71.2 | 0.9 | 51 | 51 | 3 | N |  |  | OP | X | 5 | 1975 | Pre-2000 |  |  | N | Electric Utility | Utility | Investor Owned Utility | 1 | X | DFO | Non-Renewable | 0 | 71.2 | 0 | 1
Operable | 10000 | Evergy Metro | Utility | 2081 | Northeast (MO) | MO | Vertical | Jackson | 15 | Petroleum Liquids | GT |  | S | X | X | KCPLNRTHEASTUNNE15 | NRTHEASTUNNE15 | 71.2 | 0.9 | 48 | 48 | 3 | N |  |  | OP | X | 6 | 1976 | Pre-2000 |  |  | N | Electric Utility | Utility | Investor Owned Utility | 1 | X | DFO | Non-Renewable | 0 | 71.2 | 0 | 1
Operable | 10000 | Evergy Metro | Utility | 2081 | Northeast (MO) | MO | Vertical | Jackson | 16 | Petroleum Liquids | GT |  | S | X | X | KCPLNRTHEASTUNNE16 | NRTHEASTUNNE16 | 71.2 | 0.9 | 48 | 48 | 3 | N |  |  | OP | X | 6 | 1976 | Pre-2000 |  |  | N | Electric Utility | Utility | Investor Owned Utility | 1 | X | DFO | Non-Renewable | 0 | 71.2 | 0 | 1
Operable | 10000 | Evergy Metro | Utility | 2081 | Northeast (MO) | MO | Vertical | Jackson | 17 | Petroleum Liquids | GT |  | S | X | X | KCPLNRTHEASTUNNE17 | NRTHEASTUNNE17 | 71.2 | 0.9 | 53.2 | 53.2 | 3 | N |  |  | OP | X | 5 | 1977 | Pre-2000 |  |  | N | Electric Utility | Utility | Investor Owned Utility | 1 | X | DFO | Non-Renewable | 0 | 71.2 | 0 | 1
Operable | 10000 | Evergy Metro | Utility | 2081 | Northeast (MO) | MO | Vertical | Jackson | 18 | Petroleum Liquids | GT |  | S | X | X | KCPLNRTHEASTUNNE18 | NRTHEASTUNNE18 | 71.2 | 0.9 | 49 | 49 | 3 | N |  |  | OP | X | 5 | 1977 | Pre-2000 |  |  | N | Electric Utility | Utility | Investor Owned Utility | 1 | X | DFO | Non-Renewable | 0 | 71.2 | 0 | 1
Operable | 10000 | Evergy Metro | Utility | 2081 | Northeast (MO) | MO | Vertical | Jackson | 19 | Petroleum Liquids | IC |  | S | X | X |  |  | 2 | 0.9 | 2 | 2 | 1 | N |  |  | OP | X | 6 | 1985 | Pre-2000 |  |  | N | Electric Utility | Utility | Investor Owned Utility | 1 | X | DFO | Non-Renewable | 0 | 2 | 0 | 1
Operable | 10000 | Evergy Metro | Utility | 6065 | Iatan | MO | Vertical | Platte | 1 | Conventional Steam Coal | ST |  | J | X | X | KCPLIATANUNIAT1 | IATANUNIAT1 | 754.9 | 0.915 | 702.5 | 702.5 | 366 | N |  |  | OP | X | 5 | 1980 | Pre-2000 |  |  | N | Electric Utility | Utility | Investor Owned Utility | 1 | X | SUB | Non-Renewable | 0 | 754.9 | 0 | 1
Operable | 10000 | Evergy Metro | Utility | 6065 | Iatan | MO | Vertical | Platte | 2 | Conventional Steam Coal | ST |  | J | X | X | KCPLIATANUNIAT2 | IATANUNIAT2 | 999 | 0.9 | 897.1 | 897.1 | 657 | N |  |  | OP | X | 8 | 2010 | 2010 |  |  | N | Electric Utility | Utility | Investor Owned Utility | 1 | X | SUB | Non-Renewable | 0 | 999 | 0 | 1
Operable | 10000 | Evergy Metro |  | 7928 | Osawatomie | KS | Vertical | Miami | 1 | Natural Gas Fired Combustion Turbine | GT |  | S | X | X | KCPLPAOLAUNOSA1 | PAOLAUNOSA1 | 102 | 0.85 | 76.6 | 76.6 | 50 | N |  |  | OP | X | 6 | 2003 | 2003 |  |  | N | Electric Utility | Utility | Investor Owned Utility | 1 | X | NG | Non-Renewable | 0 | 102 | 0 | 1
Operable | 10000 | Evergy Metro |  | 7929 | West Gardner | KS | Vertical | Johnson | 1 | Natural Gas Fired Combustion Turbine | GT |  | S | X | X | KCPLBULLCRK5UNWGR1 | BULLCRK5UNWGR1 | 102 | 0.85 | 77.9 | 77.9 | 30 | N |  |  | OP | X | 6 | 2003 | 2003 |  |  | N | Electric Utility | Utility | Investor Owned Utility | 1 | X | NG | Non-Renewable | 0 | 102 | 0 | 1
Operable | 10000 | Evergy Metro |  | 7929 | West Gardner | KS | Vertical | Johnson | 2 | Natural Gas Fired Combustion Turbine | GT |  | S | X | X | KCPLBULLCRK5UNWGR2 | BULLCRK5UNWGR2 | 102 | 0.85 | 79.2 | 79.2 | 30 | N |  |  | OP | X | 6 | 2003 | 2003 |  |  | N | Electric Utility | Utility | Investor Owned Utility | 1 | X | NG | Non-Renewable | 0 | 102 | 0 | 1
Operable | 10000 | Evergy Metro |  | 7929 | West Gardner | KS | Vertical | Johnson | 3 | Natural Gas Fired Combustion Turbine | GT |  | S | X | X | KCPLBULLCRK5UNWGR3 | BULLCRK5UNWGR3 | 102 | 0.85 | 78.5 | 78.5 | 30 | N |  |  | OP | X | 6 | 2003 | 2003 |  |  | N | Electric Utility | Utility | Investor Owned Utility | 1 | X | NG | Non-Renewable | 0 | 102 | 0 | 1
Operable | 10000 | Evergy Metro |  | 7929 | West Gardner | KS | Vertical | Johnson | 4 | Natural Gas Fired Combustion Turbine | GT |  | S | X | X | KCPLBULLCRK5UNWGR4 | BULLCRK5UNWGR4 | 102 | 0.85 | 79.2 | 79.2 | 30 | N |  |  | OP | X | 6 | 2003 | 2003 |  |  | N | Electric Utility | Utility | Investor Owned Utility | 1 | X | NG | Non-Renewable | 0 | 102 | 0 | 1
Operable | 10000 | Evergy Metro |  | 56351 | Spearville | KS | Vertical | Ford | 1 | Onshore Wind Turbine | WT |  | S | X | X | KCPLSPEARVILLE | SPEARVILLE | 100.5 |  | 100.5 | 100.5 | 0 | N |  |  | OP | X | 9 | 2006 | 2006 |  |  | N | Electric Utility | Utility | Investor Owned Utility | 1 | X | WND | Renewable | 100.5 | 0 | 1 | 0
Operable | 10000 | Evergy Metro |  | 56351 | Spearville | KS | Vertical | Ford | 2 | Onshore Wind Turbine | WT |  | S | X | X | KCPLSPEARVILLE | SPEARVILLE | 48 |  | 48 | 48 | 0 | N |  |  | OP | X | 12 | 2010 | 2010 |  |  | N | Electric Utility | Utility | Investor Owned Utility | 1 | X | WND | Renewable | 48 | 0 | 1 | 0
Operable | 10000 | Evergy Metro | Utility | 59772 | KCP&L SmartGrid Innovation Park | MO | Vertical | Jackson | 1 | Batteries | BA |  | S | X | X |  |  | 1 |  | 1 | 1 | 0 | N |  |  | OS | X | 6 | 2012 | 2012 |  |  | N | Electric Utility | Utility | Investor Owned Utility | 1 | X | MWH | Other | 0 | 0 | 0 | 0
Operable | 10000 | Evergy Metro | Utility | 65296 | Hawthorn Solar I | MO | Vertical | Jackson | HAW10 | Solar Photovoltaic | PV |  | S | X | X |  |  | 10 |  | 10 | 10 |  | N |  |  | OP | X | 1 | 2023 | 2023 |  |  | N | Electric Utility | Utility | Investor Owned Utility | 1 | X | SUN | Renewable | 10 | 0 | 1 | 0
Operable | 12698 | Evergy Missouri West | Utility | 2090 | Nevada | MO | Vertical | Vernon | 1 | Petroleum Liquids | GT |  | S | X | X | MPSNEVADAUN1 | MPSNEVADAUN1 | 21.6 | 0.9 | 16 | 16 | 3 | N |  |  | OP | X | 6 | 1974 | Pre-2000 |  |  | N | Electric Utility | Utility | Investor Owned Utility | 1 | X | DFO | Non-Renewable | 0 | 21.6 | 0 | 1
Operable | 12698 | Evergy Missouri West | Utility | 2092 | Ralph Green | MO | Vertical | Cass | 3 | Natural Gas Fired Combustion Turbine | GT |  | S | X | X | MPSRGREENUN3 | MPSRGREENUN3 | 88.9 | 0.9 | 69.4 | 69.4 | 10 | N |  |  | OP | X | 6 | 1981 | Pre-2000 |  |  | N | Electric Utility | Utility | Investor Owned Utility | 1 | X | NG | Non-Renewable | 0 | 88.9 | 0 | 1
Operable | 12698 | Evergy Missouri West | Utility | 2098 | Lake Road (MO) | MO | Vertical | Buchanan | 1 | Natural Gas Steam Turbine | ST |  | S | X | X | MPSLAKE-RDUN1 | MPSLAKE-RDUN1 | 23 | 0.85 | 18.4 | 18.4 | 6 | N |  |  | OP | X | 7 | 1950 | Pre-2000 |  |  | Y | Electric Utility | Utility | Investor Owned Utility | 1 | T | NG | Non-Renewable | 0 | 23 | 0 | 1 | SUB | DFO
Operable | 12698 | Evergy Missouri West | Utility | 2098 | Lake Road (MO) | MO | Vertical | Buchanan | 2 | Natural Gas Steam Turbine | ST |  | S | X | X | MPSLAKE-RDUN2 | MPSLAKE-RDUN2 | 25 | 0.85 | 22.9 | 22.9 | 5 | N |  |  | OP | X | 8 | 1958 | Pre-2000 |  |  | Y | Electric Utility | Utility | Investor Owned Utility | 1 | T | NG | Non-Renewable | 0 | 25 | 0 | 1 | SUB | DFO
Operable | 12698 | Evergy Missouri West | Utility | 2098 | Lake Road (MO) | MO | Vertical | Buchanan | 3 | Natural Gas Steam Turbine | ST |  | S | X | X | MPSLAKE-RDUN3 | MPSLAKE-RDUN3 | 12.5 | 0.8 | 7.3 | 7.3 | 3 | N |  |  | OP | X | 6 | 1962 | Pre-2000 |  |  | Y | Electric Utility | Utility | Investor Owned Utility | 1 | T | NG | Non-Renewable | 0 | 12.5 | 0 | 1 | SUB | DFO
Operable | 12698 | Evergy Missouri West | Utility | 2098 | Lake Road (MO) | MO | Vertical | Buchanan | 4 | Natural Gas Steam Turbine | ST |  | S | X | X | MPSLAKE-RDUN4 | MPSLAKE-RDUN4 | 90 | 0.9 | 94.6 | 94.6 | 20 | N |  |  | OP | X | 8 | 1966 | Pre-2000 | 12 | 2030 | N | Electric Utility | Utility | Investor Owned Utility | 1 | X | NG | Non-Renewable | 0 | 90 | 0 | 1 | DFO
Operable | 12698 | Evergy Missouri West | Utility | 2098 | Lake Road (MO) | MO | Vertical | Buchanan | 5 | Natural Gas Fired Combustion Turbine | GT |  | S | X | X | MPSLAKE-RDUN5 | MPSLAKE-RDUN5 | 85 | 0.9 | 47.2 | 47.2 | 2 | N |  |  | OP | X | 3 | 1974 | Pre-2000 |  |  | N | Electric Utility | Utility | Investor Owned Utility | 1 | X | NG | Non-Renewable | 0 | 85 | 0 | 1 | DFO
Operable | 12698 | Evergy Missouri West | Utility | 2098 | Lake Road (MO) | MO | Vertical | Buchanan | 6 | Petroleum Liquids | GT |  | S | X | X | MPSLAKE-RDUN6 | MPSLAKE-RDUN6 | 24 | 0.85 | 20 | 20 | 5 | N |  |  | OP | X | 5 | 1989 | Pre-2000 |  |  | N | Electric Utility | Utility | Investor Owned Utility | 1 | X | DFO | Non-Renewable | 0 | 24 | 0 | 1
Operable | 12698 | Evergy Missouri West | Utility | 2098 | Lake Road (MO) | MO | Vertical | Buchanan | 7 | Petroleum Liquids | GT |  | S | X | X | MPSLAKE-RDUN7 | MPSLAKE-RDUN7 | 18.9 | 0.85 | 21.1 | 21.1 | 5 | N |  |  | OP | X | 12 | 1990 | Pre-2000 |  |  | N | Electric Utility | Utility | Investor Owned Utility | 1 | X | DFO | Non-Renewable | 0 | 18.9 | 0 | 1
Operable | 12698 | Evergy Missouri West | Utility | 6074 | Greenwood (MO) | MO | Vertical | Jackson | 1 | Natural Gas Fired Combustion Turbine | GT |  | S | X | X | MPSGRNWD1UN1 | MPSGRNWD1UN1 | 71.2 | 0.9 | 62.7 | 62.7 | 5 | N |  |  | OP | X | 5 | 1975 | Pre-2000 |  |  | N | Electric Utility | Utility | Investor Owned Utility | 1 | X | NG | Non-Renewable | 0 | 71.2 | 0 | 1 | DFO
Operable | 12698 | Evergy Missouri West | Utility | 6074 | Greenwood (MO) | MO | Vertical | Jackson | 2 | Natural Gas Fired Combustion Turbine | GT |  | S | X | X | MPSGRNWD1UN2 | MPSGRNWD1UN2 | 71.2 | 0.9 | 63 | 63 | 5 | N |  |  | OP | X | 5 | 1975 | Pre-2000 |  |  | N | Electric Utility | Utility | Investor Owned Utility | 1 | X | NG | Non-Renewable | 0 | 71.2 | 0 | 1 | DFO
Operable | 12698 | Evergy Missouri West | Utility | 6074 | Greenwood (MO) | MO | Vertical | Jackson | 3 | Natural Gas Fired Combustion Turbine | GT |  | S | X | X | MPSGRNWD1UN3 | MPSGRNWD1UN3 | 71.2 | 0.9 | 62.1 | 62.1 | 5 | N |  |  | OP | X | 6 | 1977 | Pre-2000 |  |  | N | Electric Utility | Utility | Investor Owned Utility | 1 | X | NG | Non-Renewable | 0 | 71.2 | 0 | 1 | DFO
Operable | 12698 | Evergy Missouri West | Utility | 6074 | Greenwood (MO) | MO | Vertical | Jackson | 4 | Natural Gas Fired Combustion Turbine | GT |  | S | X | X | MPSGRNWD1UN4 | MPSGRNWD1UN4 | 71.2 | 0.9 | 61.8 | 61.8 | 5 | N |  |  | OP | X | 6 | 1979 | Pre-2000 |  |  | N | Electric Utility | Utility | Investor Owned Utility | 1 | X | NG | Non-Renewable | 0 | 71.2 | 0 | 1 | DFO
Operable | 12698 | Evergy Missouri West | Utility | 6074 | Greenwood (MO) | MO | Vertical | Jackson | 5 | Solar Photovoltaic | PV |  | S | X | X |  |  | 3 |  | 3 | 3 |  | N |  |  | OP | X | 6 | 2016 | 2016 |  |  | N | Electric Utility | Utility | Investor Owned Utility | 1 | X | SUN | Renewable | 3 | 0 | 1 | 0
Operable | 12698 | Evergy Missouri West | Utility | 56151 | South Harper | MO | Vertical | Cass | GT1 | Natural Gas Fired Combustion Turbine | GT |  | S | X | X | MPSSHARPER-UN1 | MPSSHARPER-UN1 | 117 | 0.85 | 105.8 | 105.8 | 80 | N |  |  | OP | X | 8 | 2005 | 2005 |  |  | N | Electric Utility | Utility | Investor Owned Utility | 1 | X | NG | Non-Renewable | 0 | 117 | 0 | 1
Operable | 12698 | Evergy Missouri West | Utility | 56151 | South Harper | MO | Vertical | Cass | GT2 | Natural Gas Fired Combustion Turbine | GT |  | S | X | X | MPSSHARPER-UN2 | MPSSHARPER-UN2 | 117 | 0.85 | 107.6 | 107.6 | 80 | N |  |  | OP | X | 8 | 2005 | 2005 |  |  | N | Electric Utility | Utility | Investor Owned Utility | 1 | X | NG | Non-Renewable | 0 | 117 | 0 | 1
Operable | 12698 | Evergy Missouri West | Utility | 56151 | South Harper | MO | Vertical | Cass | GT3 | Natural Gas Fired Combustion Turbine | GT |  | S | X | X | MPSSHARPER-UN3 | MPSSHARPER-UN3 | 117 | 0.85 | 107.8 | 107.8 | 80 | N |  |  | OP | X | 8 | 2005 | 2005 |  |  | N | Electric Utility | Utility | Investor Owned Utility | 1 | X | NG | Non-Renewable | 0 | 117 | 0 | 1
Operable | 12698 | Evergy Missouri West | Utility | 58024 | St Joseph Landfill Generating Station | MO | Vertical | Buchanan | UNIT1 | Landfill Gas | IC |  | S | X | X |  |  | 1.6 | 0.8 | 1.5 | 1.5 | 1.2 | N |  |  | OP | X | 12 | 2011 | 2011 |  |  | N | Electric Utility | Utility | Investor Owned Utility | 1 | X | LFG | Renewable | 1.6 | 0 | 1 | 0
Operable | 65609 | Everpoint Services Inc |  | 57263 | Little Pringle I Wind Farm | TX | Restructured | Hutchinson | LP1 | Onshore Wind Turbine | WT |  | S | X | X | SPSHERRING_PRINPLT1_2 | SPSHERRING_PRINPLT1_2 | 10 |  | 10 | 10 | 0 | N |  |  | OS | X | 10 | 2010 | 2010 |  |  | N | IPP Non-CHP | IPP | IPP | 2 | X | WND | Renewable | 10 | 0 | 1 | 0
Operable | 65609 | Everpoint Services Inc |  | 57264 | Little Pringle II Wind Farm | TX | Restructured | Hutchinson | LP2 | Onshore Wind Turbine | WT |  | S | X | X | SPSHERRING_PRINPLT1_2 | SPSHERRING_PRINPLT1_2 | 10 |  | 10 | 10 | 0 | N |  |  | OP | X | 10 | 2010 | 2010 |  |  | N | IPP Non-CHP | IPP | IPP | 2 | X | WND | Renewable | 10 | 0 | 1 | 0
Operable | 64482 | Everson Garden LLC |  | 65075 | Everson Garden | MN | Vertical | Waseca | CGS | Solar Photovoltaic | PV |  | S | X | X |  |  | 1 | 1 | 1 | 1 |  | N |  |  | OP | X | 5 | 2022 | 2022 |  |  | N | IPP Non-CHP | IPP | IPP | 2 | X | SUN | Renewable | 1 | 0 | 1 | 0
Operable | 59497 | Eversource |  | 62604 | Outer Cape Community Battery | MA | Restructured | Barnstable | OCESS | Batteries | BA |  | S | X | X |  |  | 25 |  | 25 | 25 |  | N |  |  | OP | X | 12 | 2022 | 2022 |  |  | N | IPP Non-CHP | IPP | IPP | 2 | X | MWH | Other | 0 | 0 | 0 | 0
Operable | 56537 | Evonik Degussa Corporation |  | 54835 | Evonik Industries AG | IN | Vertical | Tippecanoe | T121 | Petroleum Liquids | IC |  | S | X | X |  |  | 1.2 | 0.8 | 1.2 | 1.2 | 0.3 | N |  |  | SB | Y | 5 | 1992 | Pre-2000 |  |  | N | Industrial Non-CHP | Customer Sited | Other | 6 | X | DFO | Non-Renewable | 0 | 1.2 | 0 | 1
Operable | 57158 | Ewington Energy Systems, LLC |  | 56626 | Ewington Energy Systems, LLC | MN | Vertical | Jackson | 1 | Onshore Wind Turbine | WT |  | S | X | X | NSP.EWINGTON1 | NSP.EWINGTON1 | 22.5 |  | 20 | 20 | 0 | N |  |  | OP | X | 1 | 2008 | 2008 |  |  | N | IPP Non-CHP | IPP | IPP | 2 | X | WND | Renewable | 22.5 | 0 | 1 | 0
Operable | 64423 | Excelsior Energy Capital |  | 58824 | Sheldon Solar | VT | Vertical | Franklin | I402 | Solar Photovoltaic | PV |  | S | X | X |  |  | 2.3 |  | 2.3 | 2.3 |  | N |  |  | OP | X | 9 | 2013 | 2013 |  |  | N | IPP Non-CHP | IPP | IPP | 2 | X | SUN | Renewable | 2.3 | 0 | 1 | 0
Operable | 64423 | Excelsior Energy Capital |  | 63935 | Marion Garden | MN | Vertical | Rice | CGS | Solar Photovoltaic | PV |  | S | X | X |  |  | 1 |  | 1 | 1 |  | N |  |  | OP | X | 11 | 2020 | 2020 |  |  | N | IPP Non-CHP | IPP | IPP | 2 | X | SUN | Renewable | 1 | 0 | 1 | 0
Operable | 64423 | Excelsior Energy Capital |  | 63936 | Silver Lake Garden | MN | Vertical | Waseca | CGS | Solar Photovoltaic | PV |  | S | X | X |  |  | 1 |  | 1 | 1 |  | N |  |  | OP | X | 1 | 2021 | 2021 |  |  | N | IPP Non-CHP | IPP | IPP | 2 | X | SUN | Renewable | 1 | 0 | 1 | 0
Operable | 64423 | Excelsior Energy Capital |  | 63937 | Lyman Garden | MN | Vertical | Dakota | CGS | Solar Photovoltaic | PV |  | S | X | X |  |  | 1 |  | 1 | 1 |  | N |  |  | OP | X | 11 | 2020 | 2020 |  |  | N | IPP Non-CHP | IPP | IPP | 2 | X | SUN | Renewable | 1 | 0 | 1 | 0
Operable | 64423 | Excelsior Energy Capital |  | 63938 | Nicollet Garden | MN | Vertical | Nicollet | CGS | Solar Photovoltaic | PV |  | S | X | X |  |  | 1 |  | 1 | 1 |  | N |  |  | OP | X | 12 | 2020 | 2020 |  |  | N | IPP Non-CHP | IPP | IPP | 2 | X | SUN | Renewable | 1 | 0 | 1 | 0
Operable | 64423 | Excelsior Energy Capital |  | 63939 | Union Garden | MN | Vertical | Rice | CGS | Solar Photovoltaic | PV |  | S | X | X |  |  | 1 |  | 1 | 1 |  | N |  |  | OP | X | 3 | 2021 | 2021 |  |  | N | IPP Non-CHP | IPP | IPP | 2 | X | SUN | Renewable | 1 | 0 | 1 | 0
Operable | 63081 | Exus North America Management Partners LLC |  | 57139 | Cambria Wind LLC | PA | Restructured | Cambria | 1 | Onshore Wind Turbine | WT |  | W | X | X |  |  | 62.5 |  | 62.5 | 62.5 | 0 | N |  |  | OP | X | 8 | 2009 | 2009 |  |  | N | IPP Non-CHP | IPP | IPP | 2 | X | WND | Renewable | 62.5 | 0 | 1 | 0
Operable | 6088 | Exxon Mobil Corp |  | 10690 | ExxonMobil Baton Rouge Turbine Generator | LA | Vertical | East Baton Rouge | CTG1 | Natural Gas Fired Combustion Turbine | GT |  | S | X | X | EES.ENCO | EES.ENCO | 85.3 | 0.9 | 67.8 | 81.8 | 60 | N |  |  | OP | X | 5 | 1990 | Pre-2000 |  |  | Y | Industrial CHP | Customer Sited | Other | 7 | T | NG | Non-Renewable | 0 | 85.3 | 0 | 1
Operable | 6529 | Exxon Mobil Production Co |  | 50270 | ExxonMobil Santa Ynez Facility | CA | Vertical | Santa Barbara | GTG1 | Natural Gas Fired Combined Cycle | CT | CC1 | S | X | Y |  |  | 39.5 | 0.85 | 40.2 | 39.2 | 21 | N |  |  | OS | X | 9 | 1993 | Pre-2000 |  |  | Y | Industrial CHP | Customer Sited | Other | 7 | T | NG | Non-Renewable | 0 | 39.5 | 0 | 1
Operable | 6529 | Exxon Mobil Production Co |  | 50270 | ExxonMobil Santa Ynez Facility | CA | Vertical | Santa Barbara | STG1 | Natural Gas Fired Combined Cycle | CA | CC1 | S | Y | X |  |  | 9.8 | 0.85 | 8.9 | 8.8 | 5 | N |  |  | OS | X | 10 | 1993 | Pre-2000 |  |  | Y | Industrial CHP | Customer Sited | Other | 7 | T | NG | Non-Renewable | 0 | 9.8 | 0 | 1
Operable | 6529 | Exxon Mobil Production Co |  | 56312 | Shute Creek Facility | WY | Vertical | Lincoln | 021A | Natural Gas Fired Combustion Turbine | GT |  | S | X | X |  |  | 48 | 0.85 | 32.9 | 37 | 12.8 | N |  |  | OP | X | 5 | 2005 | 2005 |  |  | Y | Industrial CHP | Customer Sited | Other | 7 | T | NG | Non-Renewable | 0 | 48 | 0 | 1 | OG
Operable | 6529 | Exxon Mobil Production Co |  | 56312 | Shute Creek Facility | WY | Vertical | Lincoln | 021B | Natural Gas Fired Combustion Turbine | GT |  | S | X | X |  |  | 48 | 0.85 | 32.9 | 37 | 12.8 | N |  |  | OP | X | 5 | 2005 | 2005 |  |  | Y | Industrial CHP | Customer Sited | Other | 7 | T | NG | Non-Renewable | 0 | 48 | 0 | 1 | OG
Operable | 6529 | Exxon Mobil Production Co |  | 56312 | Shute Creek Facility | WY | Vertical | Lincoln | 021C | Natural Gas Fired Combustion Turbine | GT |  | S | X | X |  |  | 48 | 0.85 | 32.9 | 36.6 | 12.8 | N |  |  | OP | X | 5 | 2005 | 2005 |  |  | Y | Industrial CHP | Customer Sited | Other | 7 | T | NG | Non-Renewable | 0 | 48 | 0 | 1 | OG
Operable | 6091 | Exxon Mobil Refining and Supply Co. |  | 10436 | ExxonMobil Baytown Refinery | TX | Restructured | Harris | GT38 | Natural Gas Fired Combustion Turbine | GT |  | S | X | X | EXN_G8 | EXN_G8 | 45.7 | 0.85 | 31 | 35 | 18 | N |  |  | OP | X | 8 | 1989 | Pre-2000 |  |  | Y | Industrial CHP | Customer Sited | Other | 7 | T | NG | Non-Renewable | 0 | 45.7 | 0 | 1
Operable | 6091 | Exxon Mobil Refining and Supply Co. |  | 10436 | ExxonMobil Baytown Refinery | TX | Restructured | Harris | GT41 | Natural Gas Fired Combustion Turbine | GT |  | S | X | X | EXN_G9 | EXN_G9 | 27.6 | 0.8 | 18 | 24 | 16 | N |  |  | OP | X | 1 | 1977 | Pre-2000 |  |  | Y | Industrial CHP | Customer Sited | Other | 7 | T | NG | Non-Renewable | 0 | 27.6 | 0 | 1
Operable | 6091 | Exxon Mobil Refining and Supply Co. |  | 10436 | ExxonMobil Baytown Refinery | TX | Restructured | Harris | GT42 | Natural Gas Fired Combustion Turbine | GT |  | S | X | X | EXN_G10 | EXN_G10 | 27.6 | 0.8 | 18 | 24 | 16 | N |  |  | OP | X | 1 | 1977 | Pre-2000 |  |  | Y | Industrial CHP | Customer Sited | Other | 7 | T | NG | Non-Renewable | 0 | 27.6 | 0 | 1
Operable | 6091 | Exxon Mobil Refining and Supply Co. |  | 10436 | ExxonMobil Baytown Refinery | TX | Restructured | Harris | GT43 | Natural Gas Fired Combustion Turbine | GT |  | S | X | X | EXN_G11 | EXN_G11 | 27.6 | 0.8 | 18 | 24 | 16 | N |  |  | OP | X | 1 | 1977 | Pre-2000 |  |  | Y | Industrial CHP | Customer Sited | Other | 7 | T | NG | Non-Renewable | 0 | 27.6 | 0 | 1
Operable | 6091 | Exxon Mobil Refining and Supply Co. |  | 10436 | ExxonMobil Baytown Refinery | TX | Restructured | Harris | GT44 | Natural Gas Fired Combustion Turbine | GT |  | S | X | X | EXN_G12 | EXN_G12 | 27.6 | 0.8 | 18 | 24 | 16 | N |  |  | OP | X | 1 | 1977 | Pre-2000 |  |  | Y | Industrial CHP | Customer Sited | Other | 7 | T | NG | Non-Renewable | 0 | 27.6 | 0 | 1
Operable | 6091 | Exxon Mobil Refining and Supply Co. |  | 10436 | ExxonMobil Baytown Refinery | TX | Restructured | Harris | GT45 | Natural Gas Fired Combustion Turbine | GT |  | S | X | X | EXN_G13 | EXN_G13 | 45.7 | 0.85 | 31 | 35 | 18 | N |  |  | OP | X | 6 | 1988 | Pre-2000 |  |  | Y | Industrial CHP | Customer Sited | Other | 7 | T | NG | Non-Renewable | 0 | 45.7 | 0 | 1
Operable | 6091 | Exxon Mobil Refining and Supply Co. |  | 10436 | ExxonMobil Baytown Refinery | TX | Restructured | Harris | ST34 | All Other | ST |  | S | X | X | EXN_G15 | EXN_G15 | 7.5 | 0.85 | 7.5 | 7.5 | 0.5 | N |  |  | OP | X | 1 | 1952 | Pre-2000 |  |  | N | Industrial CHP | Customer Sited | Other | 7 | X | WH | Other | 0 | 0 | 0 | 0
Operable | 6091 | Exxon Mobil Refining and Supply Co. |  | 10692 | ExxonMobil Baytown Turbine | TX | Restructured | Harris | GEN1 | Natural Gas Fired Combustion Turbine | GT |  | S | X | X | EXN_G1 | EXN_G1 | 39.7 | 0.85 | 29 | 35 | 25 | N |  |  | OP | X | 2 | 1989 | Pre-2000 |  |  | Y | Industrial CHP | Customer Sited | Other | 7 | T | NG | Non-Renewable | 0 | 39.7 | 0 | 1
Operable | 6091 | Exxon Mobil Refining and Supply Co. |  | 10692 | ExxonMobil Baytown Turbine | TX | Restructured | Harris | GEN2 | Natural Gas Fired Combustion Turbine | GT |  | S | X | X | EXN_G2 | EXN_G2 | 39.7 | 0.85 | 29 | 35 | 25 | N |  |  | OP | X | 4 | 1989 | Pre-2000 |  |  | Y | Industrial CHP | Customer Sited | Other | 7 | T | NG | Non-Renewable | 0 | 39.7 | 0 | 1
Operable | 6091 | Exxon Mobil Refining and Supply Co. |  | 10692 | ExxonMobil Baytown Turbine | TX | Restructured | Harris | GEN3 | Natural Gas Fired Combustion Turbine | GT |  | S | X | X | EXN_G3 | EXN_G3 | 39.7 | 0.85 | 29 | 35 | 25 | N |  |  | OP | X | 3 | 1989 | Pre-2000 |  |  | Y | Industrial CHP | Customer Sited | Other | 7 | T | NG | Non-Renewable | 0 | 39.7 | 0 | 1
Operable | 6091 | Exxon Mobil Refining and Supply Co. |  | 10692 | ExxonMobil Baytown Turbine | TX | Restructured | Harris | GEN4 | Natural Gas Fired Combustion Turbine | GT |  | S | X | X | EXN_G4 | EXN_G4 | 98.9 | 0.85 | 78 | 89 | 50 | N |  |  | OP | X | 2 | 1997 | Pre-2000 |  |  | Y | Industrial CHP | Customer Sited | Other | 7 | T | NG | Non-Renewable | 0 | 98.9 | 0 | 1
Operable | 6091 | Exxon Mobil Refining and Supply Co. |  | 10692 | ExxonMobil Baytown Turbine | TX | Restructured | Harris | GEN5 | Natural Gas Fired Combustion Turbine | GT |  | S | X | X | EXN_G14 | EXN_G14 | 163.8 | 0.85 | 140 | 180.1 | 80 | N |  |  | OP | X | 12 | 2004 | 2004 |  |  | Y | Industrial CHP | Customer Sited | Other | 7 | T | NG | Non-Renewable | 0 | 163.8 | 0 | 1
Operable | 6090 | ExxonMobil Oil Corp |  | 50625 | ExxonMobil Beaumont Refinery | TX | Restructured | Jefferson | ETG | Other Gases | ST |  | S | X | X |  |  | 7.5 | 0.93 | 5 | 5 | 2 | N |  |  | OP | X | 1 | 1978 | Pre-2000 |  |  | N | Industrial CHP | Customer Sited | Other | 7 | X | OG | Non-Renewable | 0 | 7.5 | 0 | 1
Operable | 6090 | ExxonMobil Oil Corp |  | 50625 | ExxonMobil Beaumont Refinery | TX | Restructured | Jefferson | TG22 | Natural Gas Steam Turbine | ST | PP | S | X | X |  |  | 27.2 | 0.98 | 25 | 25 | 8 | N |  |  | OP | X | 2 | 1978 | Pre-2000 |  |  | Y | Industrial CHP | Customer Sited | Other | 7 | T | NG | Non-Renewable | 0 | 27.2 | 0 | 1 | OG
Operable | 6090 | ExxonMobil Oil Corp |  | 50625 | ExxonMobil Beaumont Refinery | TX | Restructured | Jefferson | TG23 | Natural Gas Steam Turbine | ST | PP | S | X | X |  |  | 40.5 | 0.94 | 38.6 | 38.6 | 15 | N |  |  | OP | X | 6 | 1993 | Pre-2000 |  |  | Y | Industrial CHP | Customer Sited | Other | 7 | T | NG | Non-Renewable | 0 | 40.5 | 0 | 1 | OG
Operable | 6090 | ExxonMobil Oil Corp |  | 50625 | ExxonMobil Beaumont Refinery | TX | Restructured | Jefferson | TG24 | Natural Gas Fired Combustion Turbine | GT | PP | S | X | X |  |  | 38.6 | 0.93 | 32 | 38 | 18 | N |  |  | OP | X | 6 | 1993 | Pre-2000 |  |  | Y | Industrial CHP | Customer Sited | Other | 7 | T | NG | Non-Renewable | 0 | 38.6 | 0 | 1
Operable | 6090 | ExxonMobil Oil Corp |  | 50625 | ExxonMobil Beaumont Refinery | TX | Restructured | Jefferson | TG32 | Natural Gas Steam Turbine | ST | PP | S | X | X |  |  | 25 | 0.97 | 25 | 25 | 10 | N |  |  | OP | X | 1 | 1970 | Pre-2000 |  |  | Y | Industrial CHP | Customer Sited | Other | 7 | T | NG | Non-Renewable | 0 | 25 | 0 | 1 | OG
Operable | 6090 | ExxonMobil Oil Corp |  | 50625 | ExxonMobil Beaumont Refinery | TX | Restructured | Jefferson | TG33 | Natural Gas Steam Turbine | ST | PP | S | X | X |  |  | 20 | 0.97 | 20 | 20 | 5 | N |  |  | OP | X | 1 | 1966 | Pre-2000 |  |  | Y | Industrial CHP | Customer Sited | Other | 7 | T | NG | Non-Renewable | 0 | 20 | 0 | 1 | OG
Operable | 6090 | ExxonMobil Oil Corp |  | 50625 | ExxonMobil Beaumont Refinery | TX | Restructured | Jefferson | TG34 | Natural Gas Steam Turbine | ST | PP | S | X | X |  |  | 30 | 0.96 | 30 | 30 | 10 | N |  |  | OP | X | 1 | 1967 | Pre-2000 |  |  | Y | Industrial CHP | Customer Sited | Other | 7 | T | NG | Non-Renewable | 0 | 30 | 0 | 1 | OG
Operable | 6090 | ExxonMobil Oil Corp |  | 50625 | ExxonMobil Beaumont Refinery | TX | Restructured | Jefferson | TG41 | Natural Gas Fired Combustion Turbine | GT | PP | S | X | X |  |  | 163 | 0.96 | 145 | 165 | 90 | N |  |  | OP | X | 6 | 2005 | 2005 |  |  | Y | Industrial CHP | Customer Sited | Other | 7 | T | NG | Non-Renewable | 0 | 163 | 0 | 1
Operable | 6090 | ExxonMobil Oil Corp |  | 50625 | ExxonMobil Beaumont Refinery | TX | Restructured | Jefferson | TG42 | Natural Gas Fired Combustion Turbine | GT | PP | S | X | X |  |  | 163 | 0.97 | 145 | 165 | 90 | N |  |  | OP | X | 4 | 2005 | 2005 |  |  | Y | Industrial CHP | Customer Sited | Other | 7 | T | NG | Non-Renewable | 0 | 163 | 0 | 1
Operable | 6090 | ExxonMobil Oil Corp |  | 50625 | ExxonMobil Beaumont Refinery | TX | Restructured | Jefferson | TG43 | Natural Gas Fired Combustion Turbine | GT | PP | S | X | X |  |  | 163 | 0.97 | 145 | 165 | 90 | N |  |  | OP | X | 12 | 2004 | 2004 |  |  | Y | Industrial CHP | Customer Sited | Other | 7 | T | NG | Non-Renewable | 0 | 163 | 0 | 1
Operable | 5519 | ExxonMobil Oil Corp |  | 50627 | ExxonMobil Oil Joliet Refinery | IL | Restructured | Will | GTG1 | Other Gases | GT |  | S | X | X |  |  | 25.7 | 0.8 | 22 | 22 | 6 | N |  |  | OP | X | 11 | 1987 | Pre-2000 |  |  | Y | Industrial CHP | Customer Sited | Other | 7 | T | OG | Non-Renewable | 0 | 25.7 | 0 | 1 | NG
Operable | 5519 | ExxonMobil Oil Corp |  | 50627 | ExxonMobil Oil Joliet Refinery | IL | Restructured | Will | MG | Other Gases | ST |  | S | X | X |  |  | 11.2 | 0.8 | 11.2 | 11.2 | 0 | N |  |  | OP | X | 5 | 1986 | Pre-2000 |  |  | N | Industrial CHP | Customer Sited | Other | 7 | X | OG | Non-Renewable | 0 | 11.2 | 0 | 1 | NG
Operable | 5519 | ExxonMobil Oil Corp |  | 50627 | ExxonMobil Oil Joliet Refinery | IL | Restructured | Will | STG1 | Other Gases | ST |  | S | X | X |  |  | 6.5 | 0.8 | 3.3 | 3.3 | 2 | N |  |  | OP | X | 11 | 1987 | Pre-2000 |  |  | N | Industrial CHP | Customer Sited | Other | 7 | X | OG | Non-Renewable | 0 | 6.5 | 0 | 1 | NG
Operable | 58498 | F H Stoltze Land & Lumber Co |  | 58523 | Stoltze CoGen1 | MT | Vertical | Flathead | STL2 | Wood/Wood Waste Biomass | ST |  | S | X | X |  |  | 2.8 | 0.75 | 3 | 3 | 0.1 | N |  |  | OP | X | 10 | 2013 | 2013 |  |  | Y | Industrial CHP | Customer Sited | Other | 7 | B | WDS | Renewable | 2.8 | 0 | 1 | 0
Operable | 59533 | Facile Solar LLC |  | 59406 | Facile Solar | NC | Vertical | Alamance | SYS1 | Solar Photovoltaic | PV |  | W | X | X |  |  | 2 |  | 2 | 2 |  | N |  |  | OP | X | 10 | 2015 | 2015 |  |  | N | IPP Non-CHP | IPP | IPP | 2 | X | SUN | Renewable | 2 | 0 | 1 | 0
Operable | 58962 | Fair Wind Power Partners, LLC |  | 59147 | Fair Wind | MD | Restructured | Garrett | 1 | Onshore Wind Turbine | WT |  | S | X | X | KELSOGAP34.5 KV FAIRWDWF | KELSOGAP34.5 KV FAIRWDWF | 30 |  | 30 | 30 | 0.5 | N |  |  | OP | X | 11 | 2015 | 2015 |  |  | N | IPP Non-CHP | IPP | IPP | 2 | X | WND | Renewable | 30 | 0 | 1 | 0
Operable | 56143 | Fairfield University |  | 56928 | Fairfield University CHP Plant | CT | Restructured | Fairfield | CHP1 | Natural Gas Fired Combustion Turbine | GT |  | S | X | X |  |  | 4.5 | 0.95 | 4.5 | 4.5 | 0.5 | N |  |  | OP | X | 10 | 2007 | 2007 |  |  | Y | Commercial CHP | Customer Sited | Other | 5 | T | NG | Non-Renewable | 0 | 4.5 | 0 | 1
Operable | 64561 | Fairhaven MA 1, LLC |  | 65279 | Fairhaven E | MA | Restructured | Franklin | FHS | Solar Photovoltaic | PV |  | S | X | X |  |  | 2 |  | 2 | 2 |  | N |  |  | OP | X | 8 | 2021 | 2021 |  |  | N | IPP Non-CHP | IPP | IPP | 2 | X | SUN | Renewable | 2 | 0 | 1 | 0
Operable | 59494 | Fairhaven Wind LLC |  | 59725 | Fairhaven Wind | MA | Restructured | Bristol | FHWTG | Onshore Wind Turbine | WT |  | S | X | X |  |  | 3 |  | 3 | 3 | 0.1 | N |  |  | OP | X | 4 | 2012 | 2012 |  |  | N | IPP Non-CHP | IPP | IPP | 2 | X | WND | Renewable | 3 | 0 | 1 | 0
Operable | 49919 | Falcon Power Operating Company |  | 54694 | Yuma Cogeneration Associates | AZ | Vertical | Yuma | GEN1 | Natural Gas Fired Combined Cycle | CT | YUCG | S | X | N | NGILA_5 N008 | NGILA 5 N008 | 44.1 | 0.9 | 35.1 | 37.4 | 32 | N |  |  | OP | X | 3 | 1994 | Pre-2000 |  |  | Y | IPP CHP | IPP | IPP | 3 | T | NG | Non-Renewable | 0 | 44.1 | 0 | 1
Operable | 49919 | Falcon Power Operating Company |  | 54694 | Yuma Cogeneration Associates | AZ | Vertical | Yuma | GEN2 | Natural Gas Fired Combined Cycle | CA | YUCG | S | Y | X | NGILA 5 N008 | NGILA 5 N008 | 18.5 | 0.9 | 17.1 | 16.5 | 5 | N |  |  | OP | X | 3 | 1994 | Pre-2000 |  |  | Y | IPP CHP | IPP | IPP | 3 | T | NG | Non-Renewable | 0 | 18.5 | 0 | 1
Operable | 6169 | Fall River Rural Elec Coop Inc |  | 4204 | Island Park | ID | Vertical | Fremont | HY1 | Conventional Hydroelectric | HY |  | S | X | X |  |  | 2.4 | 0.9 | 2.4 | 2.4 | 0.8 | N |  |  | OP | X | 4 | 1994 | Pre-2000 |  |  | N | Electric Utility | Utility | Cooperative | 1 | X | WAT | Renewable | 2.4 | 0 | 1 | 0
Operable | 6169 | Fall River Rural Elec Coop Inc |  | 4204 | Island Park | ID | Vertical | Fremont | HY2 | Conventional Hydroelectric | HY |  | S | X | X |  |  | 2.4 | 0.9 | 2.4 | 2.4 | 0.8 | N |  |  | OP | X | 4 | 1994 | Pre-2000 |  |  | N | Electric Utility | Utility | Cooperative | 1 | X | WAT | Renewable | 2.4 | 0 | 1 | 0
Operable | 6169 | Fall River Rural Elec Coop Inc |  | 6359 | Felt | ID | Vertical | Teton | 1 | Conventional Hydroelectric | HY |  | S | X | X |  |  | 2.7 | 1 | 2.3 | 2.3 | 1 | N |  |  | OP | X | 1 | 1986 | Pre-2000 |  |  | N | Electric Utility | Utility | Cooperative | 1 | X | WAT | Renewable | 2.7 | 0 | 1 | 0
Operable | 6169 | Fall River Rural Elec Coop Inc |  | 6359 | Felt | ID | Vertical | Teton | 2 | Conventional Hydroelectric | HY |  | S | X | X |  |  | 2.7 | 1 | 2.3 | 2.3 | 1 | N |  |  | OP | X | 1 | 1986 | Pre-2000 |  |  | N | Electric Utility | Utility | Cooperative | 1 | X | WAT | Renewable | 2.7 | 0 | 1 | 0
Operable | 6169 | Fall River Rural Elec Coop Inc |  | 6359 | Felt | ID | Vertical | Teton | 4 | Conventional Hydroelectric | HY |  | S | X | X |  |  | 0.9 | 0.9 | 0.5 | 0.5 | 0.1 | N |  |  | OP | X | 9 | 1946 | Pre-2000 |  |  | N | Electric Utility | Utility | Cooperative | 1 | X | WAT | Renewable | 0.9 | 0 | 1 | 0
Operable | 6169 | Fall River Rural Elec Coop Inc |  | 6359 | Felt | ID | Vertical | Teton | 5 | Conventional Hydroelectric | HY |  | S | X | X |  |  | 1.1 | 0.9 | 0.8 | 0.8 | 0.7 | N |  |  | OP | X | 9 | 1947 | Pre-2000 |  |  | N | Electric Utility | Utility | Cooperative | 1 | X | WAT | Renewable | 1.1 | 0 | 1 | 0
Operable | 6169 | Fall River Rural Elec Coop Inc |  | 56893 | Chester Diversion Hydroelectric Project | ID | Vertical | Fremont | 1 | Conventional Hydroelectric | HY |  | S | X | X |  |  | 1.2 | 0.9 | 1.2 | 1.2 | 0.5 | N |  |  | OP | X | 6 | 2014 | 2014 |  |  | N | Electric Utility | Utility | Cooperative | 1 | X | WAT | Renewable | 1.2 | 0 | 1 | 0
Operable | 6169 | Fall River Rural Elec Coop Inc |  | 56893 | Chester Diversion Hydroelectric Project | ID | Vertical | Fremont | 2 | Conventional Hydroelectric | HY |  | S | X | X |  |  | 1.2 | 0.9 | 1.2 | 1.2 | 0.5 | N |  |  | OP | X | 5 | 2014 | 2014 |  |  | N | Electric Utility | Utility | Cooperative | 1 | X | WAT | Renewable | 1.2 | 0 | 1 | 0
Operable | 6169 | Fall River Rural Elec Coop Inc |  | 56893 | Chester Diversion Hydroelectric Project | ID | Vertical | Fremont | 3 | Conventional Hydroelectric | HY |  | S | X | X |  |  | 1.2 | 0.9 | 1.2 | 1.2 | 0.5 | N |  |  | OP | X | 5 | 2014 | 2014 |  |  | N | Electric Utility | Utility | Cooperative | 1 | X | WAT | Renewable | 1.2 | 0 | 1 | 0
Operable | 63143 | Falls Creek Garden LLC |  | 63394 | Falls Creek Garden | MN | Vertical | Rice | CGS | Solar Photovoltaic | PV |  | S | X | X |  |  | 1 | 1 | 1 | 1 |  | N |  |  | OP | X | 2 | 2020 | 2020 |  |  | N | IPP Non-CHP | IPP | IPP | 2 | X | SUN | Renewable | 1 | 0 | 1 | 0
Operable | 63648 | Family Tree Farms |  | 63993 | FTF-PackingShed | CA | Vertical | Tulare | FTF02 | Solar Photovoltaic | PV |  | S | X | X |  |  | 1 |  | 1 | 0.7 | 0 | N |  |  | OP | X | 6 | 2013 | 2013 |  |  | N | Industrial Non-CHP | Customer Sited | Other | 6 | X | SUN | Renewable | 1 | 0 | 1 | 0
Operable | 60921 | Farley Road Solar, LLC |  | 61294 | Farley Road Community Solar | MA | Restructured | Worcester | 2419 | Solar Photovoltaic | PV |  | S | X | X |  |  | 1.9 |  | 1.9 | 1.5 |  | N |  |  | OP | X | 8 | 2017 | 2017 |  |  | N | IPP Non-CHP | IPP | IPP | 2 | X | SUN | Renewable | 1.9 | 0 | 1 | 0
Operable | 6201 | Farmer's Irrigation District |  | 10323 | Copper Dam Plant | OR | Vertical | Hood River | TURGO | Conventional Hydroelectric | HY |  | S | X | X |  |  | 2.6 | 1 | 1 | 2.6 | 0.5 | N |  |  | OP | X | 9 | 2015 | 2015 |  |  | N | IPP Non-CHP | IPP | IPP | 2 | X | WAT | Renewable | 2.6 | 0 | 1 | 0
Operable | 6201 | Farmer's Irrigation District |  | 10324 | Peters Drive Plant | OR | Vertical | Hood River | GEN3 | Conventional Hydroelectric | HY |  | S | X | X | RTO 3K9 | RTO 3K9 | 1.8 | 1 | 0.3 | 1.2 | 0.3 | N |  |  | OP | X | 11 | 1987 | Pre-2000 |  |  | N | IPP Non-CHP | IPP | IPP | 2 | X | WAT | Renewable | 1.8 | 0 | 1 | 0
Operable | 6168 | Farmers Electric Coop - (IA) |  | 62461 | Farmers Electric Cooperative - Kalona | IA | Vertical | Johnson | 1 | Petroleum Liquids | IC |  | S | X | X | AMIL.IOW_AFRYT | AMIL.IOW_AFRYT | 2 | 0.8 | 2 | 2 | 0.4 | N |  |  | SB | Y | 3 | 2001 | 2001 |  |  | N | Electric Utility | Utility | Cooperative | 1 | X | DFO | Non-Renewable | 0 | 2 | 0 | 1
Operable | 6168 | Farmers Electric Coop - (IA) |  | 62461 | Farmers Electric Cooperative - Kalona | IA | Vertical | Johnson | 2 | Petroleum Liquids | IC |  | S | X | X | AMIL.IOW_AFRYT | AMIL.IOW_AFRYT | 2 | 0.8 | 2 | 2 | 0.4 | N |  |  | SB | Y | 3 | 2001 | 2001 |  |  | N | Electric Utility | Utility | Cooperative | 1 | X | DFO | Non-Renewable | 0 | 2 | 0 | 1
Operable | 6168 | Farmers Electric Coop - (IA) |  | 62461 | Farmers Electric Cooperative - Kalona | IA | Vertical | Johnson | 3 | Petroleum Liquids | IC |  | S | X | X | AMIL.IOW_AFRYT | AMIL.IOW_AFRYT | 2 | 0.8 | 2 | 2 | 0.4 | N |  |  | SB | Y | 3 | 2006 | 2006 |  |  | N | Electric Utility | Utility | Cooperative | 1 | X | DFO | Non-Renewable | 0 | 2 | 0 | 1
Operable | 60501 | Farmington Holdco LLC |  | 60832 | Farmington Holdco Solar | MN | Vertical | Dakota | FARMI | Solar Photovoltaic | PV |  | S | X | X |  |  | 5 |  | 5 | 5 |  | N |  |  | OP | X | 2 | 2017 | 2017 |  |  | N | IPP Non-CHP | IPP | IPP | 2 | X | SUN | Renewable | 5 | 0 | 1 | 0
Operable | 6207 | Farmington River Power Company |  | 559 | Rainbow (CT) | CT | Restructured | Hartford | 1 | Conventional Hydroelectric | HY |  | S | X | X |  |  | 4 | 1 | 4 | 4 | 4 | N |  |  | OP | X | 12 | 1925 | Pre-2000 |  |  | N | Electric Utility | Utility | Municipal | 1 | X | WAT | Renewable | 4 | 0 | 1 | 0
Operable | 6207 | Farmington River Power Company |  | 559 | Rainbow (CT) | CT | Restructured | Hartford | 2 | Conventional Hydroelectric | HY |  | S | X | X |  |  | 4 | 1 | 4 | 4 | 4 | N |  |  | OP | X | 12 | 1925 | Pre-2000 |  |  | N | Electric Utility | Utility | Municipal | 1 | X | WAT | Renewable | 4 | 0 | 1 | 0
Operable | 63955 | Farmington Solar, LLC |  | 64337 | Farmington Solar | ME | Restructured | Franklin | FNS | Solar Photovoltaic | PV |  | S | X | X |  |  | 77 |  | 77 | 77 |  | N |  |  | OP | X | 10 | 2021 | 2021 |  |  | N | IPP Non-CHP | IPP | IPP | 2 | X | SUN | Renewable | 77 | 0 | 1 | 0
Operable | 64938 | Faunce Corner Road Dartmouth Solar 1, LLC |  | 65669 | Faunce Corner Community Solar | MA | Restructured | Bristol | FCBA | Batteries | BA |  | S | X | X |  |  | 1 |  | 1 | 1 |  | N |  |  | OP | X | 7 | 2022 | 2022 |  |  | N | IPP Non-CHP | IPP | IPP | 2 | X | MWH | Other | 0 | 0 | 0 | 0
Operable | 64938 | Faunce Corner Road Dartmouth Solar 1, LLC |  | 65669 | Faunce Corner Community Solar | MA | Restructured | Bristol | FCPV | Solar Photovoltaic | PV |  | S | X | X |  |  | 1 |  | 1 | 1 |  | N |  |  | OP | X | 7 | 2022 | 2022 |  |  | N | IPP Non-CHP | IPP | IPP | 2 | X | SUN | Renewable | 1 | 0 | 1 | 0
Operable | 59923 | Fayette Power Company, LLC |  | 55516 | Fayette Energy Facility | PA | Restructured | Fayette | CTG1 | Natural Gas Fired Combined Cycle | CT | CC1 | S | X | N | AP Ronco1 CC | AP Ronco 1 CC | 198.9 | 0.85 | 177.7 | 201.9 | 100 | N |  |  | OP | X | 6 | 2003 | 2003 |  |  | N | IPP Non-CHP | IPP | IPP | 2 | X | NG | Non-Renewable | 0 | 198.9 | 0 | 1
Operable | 59923 | Fayette Power Company, LLC |  | 55516 | Fayette Energy Facility | PA | Restructured | Fayette | CTG2 | Natural Gas Fired Combined Cycle | CT | CC1 | S | X | N | AP Ronco 2 CC | AP Ronco 2 CC | 198.9 | 0.85 | 177.7 | 201.9 | 100 | N |  |  | OP | X | 6 | 2003 | 2003 |  |  | N | IPP Non-CHP | IPP | IPP | 2 | X | NG | Non-Renewable | 0 | 198.9 | 0 | 1
Operable | 59923 | Fayette Power Company, LLC |  | 55516 | Fayette Energy Facility | PA | Restructured | Fayette | STG1 | Natural Gas Fired Combined Cycle | CA | CC1 | S | Y | X |  |  | 317.1 | 0.85 | 312.2 | 302.1 | 120 | N |  |  | OP | X | 6 | 2003 | 2003 |  |  | N | IPP Non-CHP | IPP | IPP | 2 | X | NG | Non-Renewable | 0 | 317.1 | 0 | 1
Operable | 6235 | Fayetteville Public Works Commission |  | 1016 | Butler-Warner Generation Plant | NC | Vertical | Cumberland | 1 | Natural Gas Fired Combined Cycle | CT | CC1 | S | X | Y |  |  | 28.8 | 0.9 | 20 | 25 | 1 | N |  |  | OP | X | 12 | 1976 | Pre-2000 |  |  | N | Electric Utility | Utility | Municipal | 1 | X | NG | Non-Renewable | 0 | 28.8 | 0 | 1 | DFO
Operable | 6235 | Fayetteville Public Works Commission |  | 1016 | Butler-Warner Generation Plant | NC | Vertical | Cumberland | 10 | Solar Photovoltaic | PV |  | S | X | X |  |  | 1 |  | 1 | 1 |  | N |  |  | OP | X | 6 | 2019 | 2019 |  |  | N | Electric Utility | Utility | Municipal | 1 | X | SUN | Renewable | 1 | 0 | 1 | 0
Operable | 6235 | Fayetteville Public Works Commission |  | 1016 | Butler-Warner Generation Plant | NC | Vertical | Cumberland | 11 | Batteries | BA |  | S | X | X |  |  | 0.5 |  | 0.5 | 0.5 | 0.1 | N |  |  | OP | X | 9 | 2019 | 2019 |  |  | N | Electric Utility | Utility | Municipal | 1 | X | MWH | Other | 0 | 0 | 0 | 0
Operable | 6235 | Fayetteville Public Works Commission |  | 1016 | Butler-Warner Generation Plant | NC | Vertical | Cumberland | 2 | Natural Gas Fired Combined Cycle | CT | CC1 | S | X | Y |  |  | 28.8 | 0.9 | 20 | 25 | 1 | N |  |  | OP | X | 12 | 1976 | Pre-2000 |  |  | N | Electric Utility | Utility | Municipal | 1 | X | NG | Non-Renewable | 0 | 28.8 | 0 | 1 | DFO
Operable | 6235 | Fayetteville Public Works Commission |  | 1016 | Butler-Warner Generation Plant | NC | Vertical | Cumberland | 3 | Natural Gas Fired Combined Cycle | CT | CC1 | S | X | Y |  |  | 28.8 | 0.9 | 20 | 25 | 1 | N |  |  | OP | X | 7 | 1976 | Pre-2000 |  |  | N | Electric Utility | Utility | Municipal | 1 | X | NG | Non-Renewable | 0 | 28.8 | 0 | 1 | DFO
Operable | 6235 | Fayetteville Public Works Commission |  | 1016 | Butler-Warner Generation Plant | NC | Vertical | Cumberland | 4 | Natural Gas Fired Combustion Turbine | GT |  | S | X | X |  |  | 28.8 | 0.9 | 20 | 25 | 1 | N |  |  | OP | X | 7 | 1976 | Pre-2000 |  |  | N | Electric Utility | Utility | Municipal | 1 | X | NG | Non-Renewable | 0 | 28.8 | 0 | 1 | DFO
Operable | 6235 | Fayetteville Public Works Commission |  | 1016 | Butler-Warner Generation Plant | NC | Vertical | Cumberland | 5 | Natural Gas Fired Combustion Turbine | GT |  | S | X | X |  |  | 28.8 | 0.9 | 20 | 25 | 1 | N |  |  | OP | X | 7 | 1977 | Pre-2000 |  |  | N | Electric Utility | Utility | Municipal | 1 | X | NG | Non-Renewable | 0 | 28.8 | 0 | 1 | DFO
Operable | 6235 | Fayetteville Public Works Commission |  | 1016 | Butler-Warner Generation Plant | NC | Vertical | Cumberland | 6 | Natural Gas Fired Combined Cycle | CT | CC1 | S | X | Y |  |  | 28.8 | 0.9 | 20 | 25 | 1 | N |  |  | OP | X | 6 | 1978 | Pre-2000 |  |  | N | Electric Utility | Utility | Municipal | 1 | X | NG | Non-Renewable | 0 | 28.8 | 0 | 1 | DFO
Operable | 6235 | Fayetteville Public Works Commission |  | 1016 | Butler-Warner Generation Plant | NC | Vertical | Cumberland | 7 | Natural Gas Fired Combined Cycle | CT | CC1 | S | X | Y |  |  | 28.8 | 0.9 | 20 | 25 | 1 | N |  |  | OP | X | 6 | 1979 | Pre-2000 |  |  | N | Electric Utility | Utility | Municipal | 1 | X | NG | Non-Renewable | 0 | 28.8 | 0 | 1 | DFO
Operable | 6235 | Fayetteville Public Works Commission |  | 1016 | Butler-Warner Generation Plant | NC | Vertical | Cumberland | 8 | Natural Gas Fired Combined Cycle | CT | CC1 | S | X | Y |  |  | 28.8 | 0.9 | 20 | 25 | 1 | N |  |  | OP | X | 5 | 1980 | Pre-2000 |  |  | N | Electric Utility | Utility | Municipal | 1 | X | NG | Non-Renewable | 0 | 28.8 | 0 | 1 | DFO
Operable | 6235 | Fayetteville Public Works Commission |  | 1016 | Butler-Warner Generation Plant | NC | Vertical | Cumberland | 9 | Natural Gas Fired Combined Cycle | CA | CC1 | S | N | X |  |  | 73 | 0.9 | 65 | 65 | 15 | N |  |  | OP | X | 12 | 1988 | Pre-2000 |  |  | N | Electric Utility | Utility | Municipal | 1 | X | NG | Non-Renewable | 0 | 73 | 0 | 1 | DFO
Operable | 59804 | Federal Road Solar 1, LLC |  | 60065 | Federal Road Solar 1, LLC CSG | MA | Restructured | Plymouth | FEDRD | Solar Photovoltaic | PV |  | S | X | X |  |  | 4.4 |  | 4.4 | 4.4 |  | N |  |  | OP | X | 12 | 2015 | 2015 |  |  | N | IPP Non-CHP | IPP | IPP | 2 | X | SUN | Renewable | 4.4 | 0 | 1 | 0
Operable | 6258 | Federated Rural Electric Assn |  | 57248 | Welcome Wind Turbine | MN | Vertical | Martin | WIND1 | Onshore Wind Turbine | WT |  | S | X | X |  |  | 2.1 |  | 2.1 | 2.1 | 0.3 | N |  |  | OP | X | 5 | 2008 | 2008 |  |  | N | Electric Utility | Utility | Cooperative | 1 | X | WND | Renewable | 2.1 | 0 | 1 | 0
Operable | 49869 | Fey Windfarm LLC |  | 56204 | Fey Windfarm LLC | MN | Vertical | Pipestone | 1 | Onshore Wind Turbine | WT |  | S | X | X |  |  | 2 |  | 2 | 2 | 0 | N |  |  | OP | X | 9 | 2003 | 2003 |  |  | N | IPP Non-CHP | IPP | IPP | 2 | X | WND | Renewable | 2 | 0 | 1 | 0
Operable | 66161 | FFP MD Freeland Project1, LLC |  | 67297 | FFP - MD Foxhall | MD | Restructured | Baltimore | P5658 | Solar Photovoltaic | PV |  | S | X | X |  |  | 2 |  | 2 | 2 |  | N |  |  | OP | X | 8 | 2023 | 2023 |  |  | N | IPP Non-CHP | IPP | IPP | 2 | X | SUN | Renewable | 2 | 0 | 1 | 0
Operable | 61266 | Fiber Recovery, Inc |  | 61652 | Fiber Recovery, Inc. | WI | Vertical | Marathon | ENG1 | Landfill Gas | IC |  | S | X | X |  |  | 0.8 | 0.8 | 0.8 | 0.8 | 0.2 | N |  |  | OP | X | 1 | 2008 | 2008 |  |  | Y | IPP CHP | IPP | IPP | 3 | T | LFG | Renewable | 0.8 | 0 | 1 | 0
Operable | 61266 | Fiber Recovery, Inc |  | 61652 | Fiber Recovery, Inc. | WI | Vertical | Marathon | ENG2 | Landfill Gas | IC |  | S | X | X |  |  | 0.8 | 0.8 | 0.8 | 0.8 | 0.2 | N |  |  | OP | X | 1 | 2008 | 2008 |  |  | Y | IPP CHP | IPP | IPP | 3 | T | LFG | Renewable | 0.8 | 0 | 1 | 0
Operable | 61266 | Fiber Recovery, Inc |  | 61652 | Fiber Recovery, Inc. | WI | Vertical | Marathon | ENG3 | Landfill Gas | IC |  | S | X | X |  |  | 0.8 | 0.8 | 0.8 | 0.8 | 0.2 | N |  |  | OP | X | 1 | 2008 | 2008 |  |  | Y | IPP CHP | IPP | IPP | 3 | T | LFG | Renewable | 0.8 | 0 | 1 | 0
Operable | 56174 | Finch Paper LLC |  | 10511 | Finch Paper | NY | Restructured | Warren | GEN6 | Wood/Wood Waste Biomass | ST |  | S | X | X |  |  | 29 | 0.9 | 23 | 27 | 3 | N |  |  | OP | X | 6 | 1987 | Pre-2000 |  |  | Y | Industrial CHP | Customer Sited | Other | 7 | T | WDL | Renewable | 29 | 0 | 1 | 0 | NG | WDS
Operable | 59760 | Findlay Wind Farm |  | 60015 | Findlay Wind Farm | OH | Restructured | Hancock | WNDW1 | Onshore Wind Turbine | WT |  | J | X | X |  |  | 3 |  | 3 | 3 | 3 | N |  |  | OP | X | 12 | 2015 | 2015 |  |  | N | Industrial Non-CHP | Customer Sited | Other | 6 | X | WND | Renewable | 3 | 0 | 1 | 0
Operable | 60833 | Finger Lakes Solar I, LLC |  | 61210 | Finger Lakes Solar I | NY | Restructured | Ontario | FLS1 | Solar Photovoltaic | PV |  | S | X | X |  |  | 1.9 |  | 2 | 2 |  | N |  |  | OP | X | 11 | 2016 | 2016 |  |  | N | IPP Non-CHP | IPP | IPP | 2 | X | SUN | Renewable | 1.9 | 0 | 1 | 0
Operable | 58618 | Finley BioEnergy LLC |  | 58687 | Finley Buttes Landfill Gas | OR | Vertical | Morrow | GEN1 | Landfill Gas | IC |  | S | X | X |  |  | 1.6 | 0.9 | 1.6 | 1.6 | 0.8 | N |  |  | OP | X | 12 | 2007 | 2007 |  |  | N | IPP Non-CHP | IPP | IPP | 2 | X | LFG | Renewable | 1.6 | 0 | 1 | 0
Operable | 58618 | Finley BioEnergy LLC |  | 58687 | Finley Buttes Landfill Gas | OR | Vertical | Morrow | GEN2 | Landfill Gas | IC |  | S | X | X |  |  | 1.6 | 0.9 | 1.6 | 1.6 | 0.8 | N |  |  | OP | X | 12 | 2007 | 2007 |  |  | N | IPP Non-CHP | IPP | IPP | 2 | X | LFG | Renewable | 1.6 | 0 | 1 | 0
Operable | 58618 | Finley BioEnergy LLC |  | 58687 | Finley Buttes Landfill Gas | OR | Vertical | Morrow | GEN3 | Landfill Gas | IC |  | S | X | X |  |  | 1.6 | 0.9 | 1.6 | 1.6 | 0.8 | N |  |  | OP | X | 12 | 2007 | 2007 |  |  | N | IPP Non-CHP | IPP | IPP | 2 | X | LFG | Renewable | 1.6 | 0 | 1 | 0
Operable | 58422 | Fire Island Wind LLC |  | 58425 | Fire Island Wind | AK | Vertical | Anchorage | WT1 | Onshore Wind Turbine | WT |  | W | X | X |  |  | 18 |  | 18 | 18 | 0 | N |  |  | OP | X | 9 | 2012 | 2012 |  |  | N | IPP Non-CHP | IPP | IPP | 2 | X | WND | Renewable | 18 | 0 | 1 | 0
Operable | 6371 | First National Bank-Commerce |  | 54678 | Sidney A Murray Jr Hydroelectric | LA | Vertical | Concordia | 1 | Conventional Hydroelectric | HY |  | S | X | X |  |  | 24 | 0.95 | 24 | 24 | 3 | N |  |  | OP | X | 7 | 1990 | Pre-2000 |  |  | N | IPP Non-CHP | IPP | IPP | 2 | X | WAT | Renewable | 24 | 0 | 1 | 0
Operable | 6371 | First National Bank-Commerce |  | 54678 | Sidney A Murray Jr Hydroelectric | LA | Vertical | Concordia | 2 | Conventional Hydroelectric | HY |  | S | X | X |  |  | 24 | 0.95 | 24 | 24 | 3 | N |  |  | OP | X | 8 | 1990 | Pre-2000 |  |  | N | IPP Non-CHP | IPP | IPP | 2 | X | WAT | Renewable | 24 | 0 | 1 | 0
Operable | 6371 | First National Bank-Commerce |  | 54678 | Sidney A Murray Jr Hydroelectric | LA | Vertical | Concordia | 3 | Conventional Hydroelectric | HY |  | S | X | X |  |  | 24 | 0.95 | 24 | 24 | 3 | N |  |  | OP | X | 6 | 1990 | Pre-2000 |  |  | N | IPP Non-CHP | IPP | IPP | 2 | X | WAT | Renewable | 24 | 0 | 1 | 0
Operable | 6371 | First National Bank-Commerce |  | 54678 | Sidney A Murray Jr Hydroelectric | LA | Vertical | Concordia | 4 | Conventional Hydroelectric | HY |  | S | X | X |  |  | 24 | 0.95 | 24 | 24 | 3 | N |  |  | OP | X | 5 | 1990 | Pre-2000 |  |  | N | IPP Non-CHP | IPP | IPP | 2 | X | WAT | Renewable | 24 | 0 | 1 | 0
Operable | 6371 | First National Bank-Commerce |  | 54678 | Sidney A Murray Jr Hydroelectric | LA | Vertical | Concordia | 5 | Conventional Hydroelectric | HY |  | S | X | X |  |  | 24 | 0.95 | 24 | 24 | 3 | N |  |  | OP | X | 6 | 1990 | Pre-2000 |  |  | N | IPP Non-CHP | IPP | IPP | 2 | X | WAT | Renewable | 24 | 0 | 1 | 0
Operable | 6371 | First National Bank-Commerce |  | 54678 | Sidney A Murray Jr Hydroelectric | LA | Vertical | Concordia | 6 | Conventional Hydroelectric | HY |  | S | X | X |  |  | 24 | 0.95 | 24 | 24 | 3 | N |  |  | OP | X | 5 | 1990 | Pre-2000 |  |  | N | IPP Non-CHP | IPP | IPP | 2 | X | WAT | Renewable | 24 | 0 | 1 | 0
Operable | 6371 | First National Bank-Commerce |  | 54678 | Sidney A Murray Jr Hydroelectric | LA | Vertical | Concordia | 7 | Conventional Hydroelectric | HY |  | S | X | X |  |  | 24 | 0.95 | 24 | 24 | 3 | N |  |  | OP | X | 6 | 1990 | Pre-2000 |  |  | N | IPP Non-CHP | IPP | IPP | 2 | X | WAT | Renewable | 24 | 0 | 1 | 0
Operable | 6371 | First National Bank-Commerce |  | 54678 | Sidney A Murray Jr Hydroelectric | LA | Vertical | Concordia | 8 | Conventional Hydroelectric | HY |  | S | X | X |  |  | 24 | 0.95 | 24 | 24 | 3 | N |  |  | OP | X | 7 | 1990 | Pre-2000 |  |  | N | IPP Non-CHP | IPP | IPP | 2 | X | WAT | Renewable | 24 | 0 | 1 | 0
Operable | 56518 | First State Marine Wind |  | 57176 | University of Delaware Wind Turbine | DE | Restructured | Sussex | FSMW | Onshore Wind Turbine | WT |  | J | X | X |  |  | 2 |  | 2 | 2 | 0.1 | N |  |  | OP | X | 7 | 2010 | 2010 |  |  | N | Commercial Non-CHP | Customer Sited | Other | 4 | X | WND | Renewable | 2 | 0 | 1 | 0
Operable | 54895 | FirstLight Power Resources Services LLC |  | 539 | Rocky River (CT) | CT | Restructured | Litchfield | 1 | Hydroelectric Pumped Storage | PS |  | W | X | X |  |  | 3.5 | 0.8 | 2 | 2 | 2 | N |  |  | OP | X | 1 | 1929 | Pre-2000 |  |  | N | IPP Non-CHP | IPP | IPP | 2 | X | WAT | Renewable | 3.5 | 0 | 1 | 0
Operable | 54895 | FirstLight Power Resources Services LLC |  | 539 | Rocky River (CT) | CT | Restructured | Litchfield | 2 | Hydroelectric Pumped Storage | PS |  | W | X | X |  |  | 3.5 | 0.8 | 2 | 2 | 2 | N |  |  | OP | X | 1 | 1928 | Pre-2000 |  |  | N | IPP Non-CHP | IPP | IPP | 2 | X | WAT | Renewable | 3.5 | 0 | 1 | 0
Operable | 54895 | FirstLight Power Resources Services LLC |  | 539 | Rocky River (CT) | CT | Restructured | Litchfield | 3 | Hydroelectric Pumped Storage | PS |  | W | X | X |  |  | 24 | 0.8 | 25.4 | 25 | 23 | N |  |  | OP | X | 1 | 1928 | Pre-2000 |  |  | N | IPP Non-CHP | IPP | IPP | 2 | X | WAT | Renewable | 24 | 0 | 1 | 0
Operable | 54895 | FirstLight Power Resources Services LLC |  | 541 | Bulls Bridge | CT | Restructured | Litchfield | 1 | Conventional Hydroelectric | HY |  | W | X | X |  |  | 1.2 | 0.8 | 1.4 | 1.4 | 0.3 | N |  |  | OP | X | 1 | 1903 | Pre-2000 |  |  | N | IPP Non-CHP | IPP | IPP | 2 | X | WAT | Renewable | 1.2 | 0 | 1 | 0
Operable | 54895 | FirstLight Power Resources Services LLC |  | 541 | Bulls Bridge | CT | Restructured | Litchfield | 2 | Conventional Hydroelectric | HY |  | W | X | X |  |  | 1.2 | 0.8 | 1.4 | 1.4 | 0.3 | N |  |  | OP | X | 1 | 1903 | Pre-2000 |  |  | N | IPP Non-CHP | IPP | IPP | 2 | X | WAT | Renewable | 1.2 | 0 | 1 | 0
Operable | 54895 | FirstLight Power Resources Services LLC |  | 541 | Bulls Bridge | CT | Restructured | Litchfield | 3 | Conventional Hydroelectric | HY |  | W | X | X |  |  | 1.2 | 0.8 | 1.4 | 1.4 | 0.3 | N |  |  | OP | X | 1 | 1903 | Pre-2000 |  |  | N | IPP Non-CHP | IPP | IPP | 2 | X | WAT | Renewable | 1.2 | 0 | 1 | 0
Operable | 54895 | FirstLight Power Resources Services LLC |  | 541 | Bulls Bridge | CT | Restructured | Litchfield | 4 | Conventional Hydroelectric | HY |  | W | X | X |  |  | 1.2 | 0.8 | 1.4 | 1.4 | 0.3 | N |  |  | OP | X | 1 | 1903 | Pre-2000 |  |  | N | IPP Non-CHP | IPP | IPP | 2 | X | WAT | Renewable | 1.2 | 0 | 1 | 0
Operable | 54895 | FirstLight Power Resources Services LLC |  | 541 | Bulls Bridge | CT | Restructured | Litchfield | 5 | Conventional Hydroelectric | HY |  | W | X | X |  |  | 1.2 | 0.8 | 1.4 | 1.4 | 0.3 | N |  |  | OP | X | 1 | 1903 | Pre-2000 |  |  | N | IPP Non-CHP | IPP | IPP | 2 | X | WAT | Renewable | 1.2 | 0 | 1 | 0
Operable | 54895 | FirstLight Power Resources Services LLC |  | 541 | Bulls Bridge | CT | Restructured | Litchfield | 6 | Conventional Hydroelectric | HY |  | W | X | X |  |  | 1.2 | 0.8 | 1.4 | 1.4 | 0.3 | N |  |  | OP | X | 1 | 1903 | Pre-2000 |  |  | N | IPP Non-CHP | IPP | IPP | 2 | X | WAT | Renewable | 1.2 | 0 | 1 | 0
Operable | 54895 | FirstLight Power Resources Services LLC |  | 551 | Scotland Dam | CT | Restructured | Windham | 1 | Conventional Hydroelectric | HY |  | W | X | X |  |  | 2 | 0.8 | 1.7 | 2.2 | 0.2 | N |  |  | OP | X | 1 | 1937 | Pre-2000 |  |  | N | IPP Non-CHP | IPP | IPP | 2 | X | WAT | Renewable | 2 | 0 | 1 | 0
Operable | 54895 | FirstLight Power Resources Services LLC |  | 552 | Shepaug | CT | Restructured | New Haven | 1 | Conventional Hydroelectric | HY |  | W | X | X |  |  | 37.2 | 0.85 | 41.5 | 42.6 | 35 | N |  |  | OP | X | 1 | 1955 | Pre-2000 |  |  | N | IPP Non-CHP | IPP | IPP | 2 | X | WAT | Renewable | 37.2 | 0 | 1 | 0
Operable | 54895 | FirstLight Power Resources Services LLC |  | 553 | Stevenson | CT | Restructured | Fairfield | 1 | Conventional Hydroelectric | HY |  | W | X | X |  |  | 7.5 | 0.9 | 7.1 | 7.1 | 0.8 | N |  |  | OP | X | 1 | 1919 | Pre-2000 |  |  | N | IPP Non-CHP | IPP | IPP | 2 | X | WAT | Renewable | 7.5 | 0 | 1 | 0
Operable | 54895 | FirstLight Power Resources Services LLC |  | 553 | Stevenson | CT | Restructured | Fairfield | 2 | Conventional Hydroelectric | HY |  | W | X | X |  |  | 7.5 | 0.9 | 7.1 | 7.1 | 0.8 | N |  |  | OP | X | 1 | 1919 | Pre-2000 |  |  | N | IPP Non-CHP | IPP | IPP | 2 | X | WAT | Renewable | 7.5 | 0 | 1 | 0
Operable | 54895 | FirstLight Power Resources Services LLC |  | 553 | Stevenson | CT | Restructured | Fairfield | 3 | Conventional Hydroelectric | HY |  | W | X | X |  |  | 7.5 | 0.9 | 7.1 | 7.1 | 0.8 | N |  |  | OP | X | 1 | 1919 | Pre-2000 |  |  | N | IPP Non-CHP | IPP | IPP | 2 | X | WAT | Renewable | 7.5 | 0 | 1 | 0
Operable | 54895 | FirstLight Power Resources Services LLC |  | 553 | Stevenson | CT | Restructured | Fairfield | 4 | Conventional Hydroelectric | HY |  | W | X | X |  |  | 8 | 0.8 | 7.6 | 7.6 | 0.8 | N |  |  | OP | X | 1 | 1936 | Pre-2000 |  |  | N | IPP Non-CHP | IPP | IPP | 2 | X | WAT | Renewable | 8 | 0 | 1 | 0
Operable | 54895 | FirstLight Power Resources Services LLC |  | 554 | Taftville | CT | Restructured | New London | 1 | Conventional Hydroelectric | HY |  | W | X | X |  |  | 0.4 | 0.8 | 0.4 | 0.4 | 0.1 | N |  |  | OP | X | 1 | 1926 | Pre-2000 |  |  | N | IPP Non-CHP | IPP | IPP | 2 | X | WAT | Renewable | 0.4 | 0 | 1 | 0
Operable | 54895 | FirstLight Power Resources Services LLC |  | 554 | Taftville | CT | Restructured | New London | 2 | Conventional Hydroelectric | HY |  | W | X | X |  |  | 0.3 | 0.8 | 0.4 | 0.4 | 0.1 | N |  |  | OP | X | 1 | 1906 | Pre-2000 |  |  | N | IPP Non-CHP | IPP | IPP | 2 | X | WAT | Renewable | 0.3 | 0 | 1 | 0
Operable | 54895 | FirstLight Power Resources Services LLC |  | 554 | Taftville | CT | Restructured | New London | 3 | Conventional Hydroelectric | HY |  | W | X | X |  |  | 0.3 | 0.8 | 0.4 | 0.4 | 0.1 | N |  |  | OP | X | 1 | 1906 | Pre-2000 |  |  | N | IPP Non-CHP | IPP | IPP | 2 | X | WAT | Renewable | 0.3 | 0 | 1 | 0
Operable | 54895 | FirstLight Power Resources Services LLC |  | 554 | Taftville | CT | Restructured | New London | 4 | Conventional Hydroelectric | HY |  | W | X | X |  |  | 0.3 | 0.8 | 0.4 | 0.4 | 0.1 | N |  |  | OP | X | 1 | 1949 | Pre-2000 |  |  | N | IPP Non-CHP | IPP | IPP | 2 | X | WAT | Renewable | 0.3 | 0 | 1 | 0
Operable | 54895 | FirstLight Power Resources Services LLC |  | 554 | Taftville | CT | Restructured | New London | 5 | Conventional Hydroelectric | HY |  | W | X | X |  |  | 0.3 | 0.8 | 0.4 | 0.4 | 0.1 | N |  |  | OP | X | 1 | 1949 | Pre-2000 |  |  | N | IPP Non-CHP | IPP | IPP | 2 | X | WAT | Renewable | 0.3 | 0 | 1 | 0
Operable | 54895 | FirstLight Power Resources Services LLC |  | 557 | Tunnel | CT | Restructured | New London | 1 | Conventional Hydroelectric | HY |  | W | X | X |  |  | 1 | 0.85 | 0.8 | 1.1 | 0.3 | N |  |  | OP | X | 1 | 1919 | Pre-2000 |  |  | N | IPP Non-CHP | IPP | IPP | 2 | X | WAT | Renewable | 1 | 0 | 1 | 0
Operable | 54895 | FirstLight Power Resources Services LLC |  | 557 | Tunnel | CT | Restructured | New London | 10 | Petroleum Liquids | GT |  | W | X | X |  |  | 18.5 | 0.85 | 16.5 | 21.8 | 5 | N |  |  | SB | Y | 1 | 1969 | Pre-2000 |  |  | N | IPP Non-CHP | IPP | IPP | 2 | X | JF | Non-Renewable | 0 | 18.5 | 0 | 1
Operable | 54895 | FirstLight Power Resources Services LLC |  | 557 | Tunnel | CT | Restructured | New London | 2 | Conventional Hydroelectric | HY |  | W | X | X |  |  | 1 | 0.85 | 0.8 | 1.1 | 0.3 | N |  |  | OP | X | 1 | 1949 | Pre-2000 |  |  | N | IPP Non-CHP | IPP | IPP | 2 | X | WAT | Renewable | 1 | 0 | 1 | 0
Operable | 54895 | FirstLight Power Resources Services LLC |  | 560 | Falls Village | CT | Restructured | Litchfield | 1 | Conventional Hydroelectric | HY |  | W | X | X |  |  | 3 | 0.8 | 3.3 | 3.7 | 0.3 | N |  |  | OP | X | 1 | 1914 | Pre-2000 |  |  | N | IPP Non-CHP | IPP | IPP | 2 | X | WAT | Renewable | 3 | 0 | 1 | 0
Operable | 54895 | FirstLight Power Resources Services LLC |  | 560 | Falls Village | CT | Restructured | Litchfield | 2 | Conventional Hydroelectric | HY |  | W | X | X |  |  | 3 | 0.8 | 3.3 | 3.7 | 0.3 | N |  |  | OP | X | 1 | 1914 | Pre-2000 |  |  | N | IPP Non-CHP | IPP | IPP | 2 | X | WAT | Renewable | 3 | 0 | 1 | 0
Operable | 54895 | FirstLight Power Resources Services LLC |  | 560 | Falls Village | CT | Restructured | Litchfield | 3 | Conventional Hydroelectric | HY |  | W | X | X |  |  | 3 | 0.8 | 3.3 | 3.7 | 0.3 | N |  |  | OP | X | 1 | 1914 | Pre-2000 |  |  | N | IPP Non-CHP | IPP | IPP | 2 | X | WAT | Renewable | 3 | 0 | 1 | 0
Operable | 58185 | FirstLight Power Resources, Inc. - MA |  | 547 | Northfield Mountain | MA | Restructured | Franklin | 1 | Hydroelectric Pumped Storage | PS |  | S | X | X | NFD1 | NFD1 | 292 | 0.95 | 292 | 292 | 125 | N |  |  | OP | X | 2 | 1973 | Pre-2000 |  |  | N | IPP Non-CHP | IPP | IPP | 2 | X | WAT | Renewable | 292 | 0 | 1 | 0
Operable | 58185 | FirstLight Power Resources, Inc. - MA |  | 547 | Northfield Mountain | MA | Restructured | Franklin | 2 | Hydroelectric Pumped Storage | PS |  | S | X | X | NFD2 | NFD2 | 292 | 0.95 | 292 | 292 | 125 | N |  |  | OP | X | 10 | 1973 | Pre-2000 |  |  | N | IPP Non-CHP | IPP | IPP | 2 | X | WAT | Renewable | 292 | 0 | 1 | 0
Operable | 58185 | FirstLight Power Resources, Inc. - MA |  | 547 | Northfield Mountain | MA | Restructured | Franklin | 3 | Hydroelectric Pumped Storage | PS |  | S | X | X | NFD3 | NFD3 | 292 | 0.95 | 292 | 292 | 125 | N |  |  | OP | X | 7 | 1973 | Pre-2000 |  |  | N | IPP Non-CHP | IPP | IPP | 2 | X | WAT | Renewable | 292 | 0 | 1 | 0
Operable | 58185 | FirstLight Power Resources, Inc. - MA |  | 547 | Northfield Mountain | MA | Restructured | Franklin | 4 | Hydroelectric Pumped Storage | PS |  | S | X | X | NFD4 | NFD4 | 292 | 0.95 | 292 | 292 | 125 | N |  |  | OP | X | 11 | 1972 | Pre-2000 |  |  | N | IPP Non-CHP | IPP | IPP | 2 | X | WAT | Renewable | 292 | 0 | 1 | 0
Operable | 58185 | FirstLight Power Resources, Inc. - MA |  | 1629 | Cabot | MA | Restructured | Franklin | 1 | Conventional Hydroelectric | HY |  | S | X | X | N.MONTAGUE13.8 CABT | N.MONTAGUE13.8 CABT | 10.3 | 0.8 | 10.3 | 10.3 | 3 | N |  |  | OP | X | 1 | 1915 | Pre-2000 |  |  | N | IPP Non-CHP | IPP | IPP | 2 | X | WAT | Renewable | 10.3 | 0 | 1 | 0
Operable | 58185 | FirstLight Power Resources, Inc. - MA |  | 1629 | Cabot | MA | Restructured | Franklin | 2 | Conventional Hydroelectric | HY |  | S | X | X | N.MONTAGUE13.8 CABT | N.MONTAGUE13.8 CABT | 10.3 | 0.8 | 10.3 | 10.3 | 3 | N |  |  | OP | X | 1 | 1915 | Pre-2000 |  |  | N | IPP Non-CHP | IPP | IPP | 2 | X | WAT | Renewable | 10.3 | 0 | 1 | 0
Operable | 58185 | FirstLight Power Resources, Inc. - MA |  | 1629 | Cabot | MA | Restructured | Franklin | 3 | Conventional Hydroelectric | HY |  | S | X | X | N.MONTAGUE13.8 CABT | N.MONTAGUE13.8 CABT | 10.3 | 0.8 | 10.3 | 10.3 | 3 | N |  |  | OP | X | 1 | 1916 | Pre-2000 |  |  | N | IPP Non-CHP | IPP | IPP | 2 | X | WAT | Renewable | 10.3 | 0 | 1 | 0
Operable | 58185 | FirstLight Power Resources, Inc. - MA |  | 1629 | Cabot | MA | Restructured | Franklin | 4 | Conventional Hydroelectric | HY |  | S | X | X | N.MONTAGUE13.8 CABT | N.MONTAGUE13.8 CABT | 10.3 | 0.8 | 10.3 | 10.3 | 3 | N |  |  | OP | X | 1 | 1916 | Pre-2000 |  |  | N | IPP Non-CHP | IPP | IPP | 2 | X | WAT | Renewable | 10.3 | 0 | 1 | 0
Operable | 58185 | FirstLight Power Resources, Inc. - MA |  | 1629 | Cabot | MA | Restructured | Franklin | 5 | Conventional Hydroelectric | HY |  | S | X | X | N.MONTAGUE13.8 CABT | N.MONTAGUE13.8 CABT | 10.3 | 0.8 | 10.3 | 10.3 | 9 | N |  |  | OP | X | 1 | 1917 | Pre-2000 |  |  | N | IPP Non-CHP | IPP | IPP | 2 | X | WAT | Renewable | 10.3 | 0 | 1 | 0
Operable | 58185 | FirstLight Power Resources, Inc. - MA |  | 1629 | Cabot | MA | Restructured | Franklin | 6 | Conventional Hydroelectric | HY |  | S | X | X | MONTAGUE13.8 CABT | MONTAGUE13.8 CABT | 10.3 | 0.8 | 10.3 | 10.3 | 9 | N |  |  | OP | X | 1 | 1917 | Pre-2000 |  |  | N | IPP Non-CHP | IPP | IPP | 2 | X | WAT | Renewable | 10.3 | 0 | 1 | 0
Operable | 58185 | FirstLight Power Resources, Inc. - MA |  | 6388 | Turners Falls | MA | Restructured | Franklin | 1 | Conventional Hydroelectric | HY |  | S | X | X | N.MONTAGUE13.8TURN | N.MONTAGUE13.8TURN | 1.4 | 1 | 1.9 | 1.9 | 0.9 | N |  |  | OP | X | 1 | 1913 | Pre-2000 |  |  | N | IPP Non-CHP | IPP | IPP | 2 | X | WAT | Renewable | 1.4 | 0 | 1 | 0
Operable | 58185 | FirstLight Power Resources, Inc. - MA |  | 6388 | Turners Falls | MA | Restructured | Franklin | 2 | Conventional Hydroelectric | HY |  | S | X | X | N.MONTAGUE13.8TURN | N.MONTAGUE13.8TURN | 0.4 | 1 | 0.4 | 0.4 | 0.4 | N |  |  | OP | X | 1 | 1913 | Pre-2000 |  |  | N | IPP Non-CHP | IPP | IPP | 2 | X | WAT | Renewable | 0.4 | 0 | 1 | 0
Operable | 58185 | FirstLight Power Resources, Inc. - MA |  | 6388 | Turners Falls | MA | Restructured | Franklin | 3 | Conventional Hydroelectric | HY |  | S | X | X | N.MONTAGUE13.8TURN | N.MONTAGUE13.8TURN | 1.3 | 1 | 1.3 | 1.3 | 1.3 | N |  |  | OP | X | 1 | 1910 | Pre-2000 |  |  | N | IPP Non-CHP | IPP | IPP | 2 | X | WAT | Renewable | 1.3 | 0 | 1 | 0
Operable | 58185 | FirstLight Power Resources, Inc. - MA |  | 6388 | Turners Falls | MA | Restructured | Franklin | 5 | Conventional Hydroelectric | HY |  | S | X | X | N.MONTAGUE13.8TURN | N.MONTAGUE13.8TURN | 1.3 | 1 | 1.4 | 1.4 | 1.3 | N |  |  | OP | X | 1 | 1905 | Pre-2000 |  |  | N | IPP Non-CHP | IPP | IPP | 2 | X | WAT | Renewable | 1.3 | 0 | 1 | 0
Operable | 58185 | FirstLight Power Resources, Inc. - MA |  | 6388 | Turners Falls | MA | Restructured | Franklin | 7 | Conventional Hydroelectric | HY |  | S | X | X | N.MONTAGUE13.8TURN | N.MONTAGUE13.8TURN | 1.3 | 1 | 1.4 | 1.4 | 1.3 | N |  |  | OP | X | 1 | 1910 | Pre-2000 |  |  | N | IPP Non-CHP | IPP | IPP | 2 | X | WAT | Renewable | 1.3 | 0 | 1 | 0
Operable | 58185 | FirstLight Power Resources, Inc. - MA |  | 58210 | NFM Solar Power LLC | MA | Restructured | Franklin | 1 | Solar Photovoltaic | PV |  | S | X | X |  |  | 1.9 |  | 1.9 | 1.9 |  | N |  |  | OP | X | 3 | 2012 | 2012 |  |  | N | IPP Non-CHP | IPP | IPP | 2 | X | SUN | Renewable | 1.9 | 0 | 1 | 0
Operable | 63772 | Fish Springs Ranch Solar, LLC |  | 64148 | Fish Springs | NV | Vertical | Washoe | FISH | Solar Photovoltaic | PV |  | S | X | X |  |  | 100 |  | 100 | 100 |  | N |  |  | OP | X | 3 | 2022 | 2022 |  |  | N | IPP Non-CHP | IPP | IPP | 2 | X | SUN | Renewable | 100 | 0 | 1 | 0
Operable | 63772 | Fish Springs Ranch Solar, LLC |  | 64148 | Fish Springs | NV | Vertical | Washoe | FISHB | Batteries | BA |  | S | X | X |  |  | 25 |  | 25 | 25 | 0 | N |  |  | OP | X | 3 | 2022 | 2022 |  |  | N | IPP Non-CHP | IPP | IPP | 2 | X | MWH | Other | 0 | 0 | 0 | 0
Operable | 59824 | Fisher Road Solar I, LLC |  | 60075 | Fisher Road Solar | MA | Restructured | Bristol | SYFRS | Solar Photovoltaic | PV |  | S | X | X |  |  | 4.6 |  | 4.6 | 4.6 |  | N |  |  | OP | X | 5 | 2015 | 2015 |  |  | N | IPP Non-CHP | IPP | IPP | 2 | X | SUN | Renewable | 4.6 | 0 | 1 | 0
Operable | 63685 | Fitchburg Renewables, LLC |  | 64045 | Fitchburg Renewables | MA | Restructured | Worcester | 4648 | Solar Photovoltaic | PV |  | S | X | X |  |  | 4 |  | 4 | 3.2 |  | N |  |  | OP | X | 3 | 2020 | 2020 |  |  | N | IPP Non-CHP | IPP | IPP | 2 | X | SUN | Renewable | 4 | 0 | 1 | 0
Operable | 58501 | Five Crowns Inc |  | 58527 | Crown Cooling Facility | CA | Vertical | Imperial | 1 | Solar Photovoltaic | PV |  | S | X | X |  |  | 1 |  | 1 | 1 |  | N |  |  | OP | X | 12 | 2011 | 2011 |  |  | N | Industrial Non-CHP | Customer Sited | Other | 6 | X | SUN | Renewable | 1 | 0 | 1 | 0
Operable | 61857 | Five Forks Solar |  | 59951 | Five Forks Solar | NC | Vertical | Warren | 5FRK | Solar Photovoltaic | PV |  | S | X | X |  |  | 20 |  | 20 | 20 |  | N |  |  | OP | X | 12 | 2019 | 2019 |  |  | N | IPP Non-CHP | IPP | IPP | 2 | X | SUN | Renewable | 20 | 0 | 1 | 0
Operable | 59258 | Five Points Solar Park, LLC |  | 59523 | Five Points Solar Park | CA | Vertical | Fresno | FRFSP | Solar Photovoltaic | PV |  | S | X | X | SCHLNDLR_7__N003 | SCHLNDLR_7__N003 | 60 |  | 60 | 50 |  | N |  |  | OP | X | 9 | 2016 | 2016 |  |  | N | IPP Non-CHP | IPP | IPP | 2 | X | SUN | Renewable | 60 | 0 | 1 | 0
Operable | 65502 | Five Wells Solar Center, LLC |  | 66420 | Five Wells Solar Center - Hybrid | TX | Restructured | Bell | FWSOL | Solar Photovoltaic | PV |  | S | X | X |  |  | 355.4 |  | 320 | 320 |  | N |  |  | OP | X | 12 | 2023 | 2023 |  |  | N | IPP Non-CHP | IPP | IPP | 2 | X | SUN | Renewable | 355.4 | 0 | 1 | 0
Operable | 61579 | FL Solar 5, LLC |  | 61988 | Citrus Ridge Solar | FL | Vertical | Orange | FL501 | Solar Photovoltaic | PV |  | S | X | X |  |  | 52 |  | 52 | 52 |  | N |  |  | OP | X | 12 | 2018 | 2018 |  |  | N | IPP Non-CHP | IPP | IPP | 2 | X | SUN | Renewable | 52 | 0 | 1 | 0
Operable | 61202 | Flambeau Solar Partners, LLC |  | 61595 | Flambeau Solar Partners | WI | Vertical | Price | FLAMB | Solar Photovoltaic | PV |  | S | X | X |  |  | 2.5 |  | 2.5 | 2.5 |  | N |  |  | OP | X | 5 | 2017 | 2017 |  |  | N | IPP Non-CHP | IPP | IPP | 2 | X | SUN | Renewable | 2.5 | 0 | 1 | 0
Operable | 64000 | Flat Ridge 3 Wind Energy, LLC |  | 64407 | Flat Ridge 3 | KS | Vertical | Kingman | FRW3 | Onshore Wind Turbine | WT |  | S | X | X |  |  | 128 | 0.95 | 128 | 128 | 2 | N |  |  | OP | X | 12 | 2021 | 2021 |  |  | N | IPP Non-CHP | IPP | IPP | 2 | X | WND | Renewable | 128 | 0 | 1 | 0
Operable | 54684 | Flat Rock Windpower, LLC |  | 56290 | Maple Ridge Wind Farm | NY | Restructured | Lewis | 1 | Onshore Wind Turbine | WT |  | J | X | X |  |  | 137 |  | 137 | 137 | 1.1 | N |  |  | OP | X | 12 | 2005 | 2005 |  |  | N | IPP Non-CHP | IPP | IPP | 2 | X | WND | Renewable | 137 | 0 | 1 | 0
Operable | 54684 | Flat Rock Windpower, LLC |  | 56290 | Maple Ridge Wind Farm | NY | Restructured | Lewis | 1A | Onshore Wind Turbine | WT |  | J | X | X |  |  | 61.1 |  | 61.1 | 61.1 | 0.5 | N |  |  | OP | X | 1 | 2006 | 2006 |  |  | N | IPP Non-CHP | IPP | IPP | 2 | X | WND | Renewable | 61.1 | 0 | 1 | 0
Operable | 54684 | Flat Rock Windpower, LLC |  | 56290 | Maple Ridge Wind Farm | NY | Restructured | Lewis | 2 | Onshore Wind Turbine | WT |  | J | X | X |  |  | 33 |  | 33 | 33 | 0.3 | N |  |  | OP | X | 6 | 2006 | 2006 |  |  | N | IPP Non-CHP | IPP | IPP | 2 | X | WND | Renewable | 33 | 0 | 1 | 0
Operable | 54684 | Flat Rock Windpower, LLC |  | 56290 | Maple Ridge Wind Farm | NY | Restructured | Lewis | 3 | Onshore Wind Turbine | WT |  | J | X | X |  |  | 90.1 |  | 91 | 91 | 0.7 | N |  |  | OP | X | 12 | 2006 | 2006 |  |  | N | IPP Non-CHP | IPP | IPP | 2 | X | WND | Renewable | 90.1 | 0 | 1 | 0
Operable | 56625 | Flat Water Wind Farm LLC |  | 57283 | Flat Water Wind Farm LLC | NE | Vertical | Richardson | WTG1 | Onshore Wind Turbine | WT |  | S | X | X |  |  | 60 |  | 60 | 60 | 0 | N |  |  | OP | X | 12 | 2010 | 2010 |  |  | N | IPP Non-CHP | IPP | IPP | 2 | X | WND | Renewable | 60 | 0 | 1 | 0
Operable | 6395 | Flathead Electric Coop Inc |  | 64505 | Flathead Landfill to Gas Energy Facility | MT | Vertical | Flathead | LFGE1 | Landfill Gas | IC |  | S | X | X |  |  | 1.6 | 0.9 | 1.6 | 1.6 | 0.8 | N |  |  | OP | X | 6 | 2009 | 2009 |  |  | N | Electric Utility | Utility | Cooperative | 1 | X | LFG | Renewable | 1.6 | 0 | 1 | 0
Operable | 6395 | Flathead Electric Coop Inc |  | 64505 | Flathead Landfill to Gas Energy Facility | MT | Vertical | Flathead | LFGE2 | Landfill Gas | IC |  | S | X | X |  |  | 1.6 | 0.9 | 1.6 | 1.6 | 0.8 | N |  |  | OP | X | 10 | 2023 | 2023 |  |  | N | Electric Utility | Utility | Cooperative | 1 | X | LFG | Renewable | 1.6 | 0 | 1 | 0
Operable | 6426 | Flint Hills Resources Corpus Christi LLC |  | 50026 | Corpus Refinery | TX | Restructured | Nueces | FR6 | Natural Gas Fired Combustion Turbine | GT |  | S | X | X |  |  | 47 | 0.85 | 32 | 41 | 5 | N |  |  | OP | X | 5 | 1988 | Pre-2000 |  |  | Y | Industrial CHP | Customer Sited | Other | 7 | T | NG | Non-Renewable | 0 | 47 | 0 | 1
Operable | 64730 | Flint Hills Resources Pine Bend, LLC |  | 65405 | Flint Hills Resources Pine Bend, LLC | MN | Vertical | Dakota | CTG | Natural Gas Fired Combined Cycle | CT | CHP1 | S | X | N |  |  | 60.5 | 0.85 | 39.6 | 42 | 21 | N |  |  | OP | X | 5 | 2019 | 2019 |  |  | Y | Industrial CHP | Customer Sited | Other | 7 | T | NG | Non-Renewable | 0 | 60.5 | 0 | 1
Operable | 64730 | Flint Hills Resources Pine Bend, LLC |  | 65405 | Flint Hills Resources Pine Bend, LLC | MN | Vertical | Dakota | SOLAR | Solar Photovoltaic | PV |  | S | X | X |  |  | 45 | 1 | 45 | 45 |  | N |  |  | OP | X | 12 | 2023 | 2023 |  |  | N | Industrial CHP | Customer Sited | Other | 7 | X | SUN | Renewable | 45 | 0 | 1 | 0
Operable | 64730 | Flint Hills Resources Pine Bend, LLC |  | 65405 | Flint Hills Resources Pine Bend, LLC | MN | Vertical | Dakota | STG | Natural Gas Fired Combined Cycle | CA | CHP1 | S | Y | X |  |  | 12.9 | 0.85 | 10.3 | 7.9 | 3 | N |  |  | OP | X | 5 | 2019 | 2019 |  |  | Y | Industrial CHP | Customer Sited | Other | 7 | T | NG | Non-Renewable | 0 | 12.9 | 0 | 1
Operable | 63345 | Flodquist Community Solar LLC |  | 63650 | Flodquist Community Solar LLC CSG | MN | Vertical | Chisago | TC3 | Solar Photovoltaic | PV |  | S | X | X |  |  | 1 |  | 1 | 1 |  | N |  |  | OP | X | 8 | 2021 | 2021 |  |  | N | IPP Non-CHP | IPP | IPP | 2 | X | SUN | Renewable | 1 | 0 | 1 | 0
Operable | 6443 | Florida Keys El Coop Assn, Inc |  | 696 | Marathon Generating Plant | FL | Vertical | Monroe | 10 | Petroleum Liquids | IC |  | S | X | X |  |  | 3.5 | 1 | 3.5 | 3.5 | 3.5 | N |  |  | SB | Y | 1 | 1998 | Pre-2000 |  |  | N | Electric Utility | Utility | Cooperative | 1 | X | DFO | Non-Renewable | 0 | 3.5 | 0 | 1
Operable | 6443 | Florida Keys El Coop Assn, Inc |  | 696 | Marathon Generating Plant | FL | Vertical | Monroe | 11 | Petroleum Liquids | IC |  | S | X | X |  |  | 3.5 | 1 | 3.5 | 3.5 | 3.5 | N |  |  | SB | Y | 1 | 2001 | 2001 |  |  | N | Electric Utility | Utility | Cooperative | 1 | X | DFO | Non-Renewable | 0 | 3.5 | 0 | 1
Operable | 6443 | Florida Keys El Coop Assn, Inc |  | 696 | Marathon Generating Plant | FL | Vertical | Monroe | 8 | Petroleum Liquids | IC |  | S | X | X |  |  | 2 | 1 | 2 | 2 | 2 | N |  |  | SB | Y | 5 | 1989 | Pre-2000 |  |  | N | Electric Utility | Utility | Cooperative | 1 | X | DFO | Non-Renewable | 0 | 2 | 0 | 1
Operable | 6443 | Florida Keys El Coop Assn, Inc |  | 696 | Marathon Generating Plant | FL | Vertical | Monroe | 9 | Petroleum Liquids | IC |  | S | X | X |  |  | 2 | 1 | 2 | 2 | 2 | N |  |  | SB | Y | 5 | 1989 | Pre-2000 |  |  | N | Electric Utility | Utility | Cooperative | 1 | X | DFO | Non-Renewable | 0 | 2 | 0 | 1
Operable | 6452 | Florida Power & Light Co |  | 609 | Cape Canaveral | FL | Vertical | Brevard | 3A | Natural Gas Fired Combined Cycle | CT | PCC | S | X | N |  |  | 265 | 0.85 | 270.4 | 300.8 | 189 | N |  |  | OP | X | 4 | 2013 | 2013 |  |  | N | Electric Utility | Utility | Investor Owned Utility | 1 | X | NG | Non-Renewable | 0 | 265 | 0 | 1 | DFO
Operable | 6452 | Florida Power & Light Co |  | 609 | Cape Canaveral | FL | Vertical | Brevard | 3B | Natural Gas Fired Combined Cycle | CT | PCC | S | X | N |  |  | 265 | 0.85 | 270.4 | 300.8 | 189 | N |  |  | OP | X | 4 | 2013 | 2013 |  |  | N | Electric Utility | Utility | Investor Owned Utility | 1 | X | NG | Non-Renewable | 0 | 265 | 0 | 1 | DFO
Operable | 6452 | Florida Power & Light Co |  | 609 | Cape Canaveral | FL | Vertical | Brevard | 3C | Natural Gas Fired Combined Cycle | CT | PCC | S | X | N |  |  | 265 | 0.85 | 270.4 | 300.8 | 189 | N |  |  | OP | X | 4 | 2013 | 2013 |  |  | N | Electric Utility | Utility | Investor Owned Utility | 1 | X | NG | Non-Renewable | 0 | 265 | 0 | 1 | DFO
Operable | 6452 | Florida Power & Light Co |  | 609 | Cape Canaveral | FL | Vertical | Brevard | 3ST | Natural Gas Fired Combined Cycle | CA | PCC | S | N | X |  |  | 500 | 0.85 | 478.8 | 490.6 | 189 | N |  |  | OP | X | 4 | 2013 | 2013 |  |  | N | Electric Utility | Utility | Investor Owned Utility | 1 | X | NG | Non-Renewable | 0 | 500 | 0 | 1 | DFO
Operable | 6452 | Florida Power & Light Co |  | 612 | Fort Myers | FL | Vertical | Lee | 2A | Natural Gas Fired Combined Cycle | CT | F901 | S | X | Y |  |  | 188.2 | 0.85 | 199.5 | 207 | 90 | N |  |  | OP | X | 12 | 2000 | 2000 |  |  | N | Electric Utility | Utility | Investor Owned Utility | 1 | X | NG | Non-Renewable | 0 | 188.2 | 0 | 1 | DFO
Operable | 6452 | Florida Power & Light Co |  | 612 | Fort Myers | FL | Vertical | Lee | 2B | Natural Gas Fired Combined Cycle | CT | F901 | S | X | Y |  |  | 188.2 | 0.85 | 197.4 | 207 | 90 | N |  |  | OP | X | 12 | 2000 | 2000 |  |  | N | Electric Utility | Utility | Investor Owned Utility | 1 | X | NG | Non-Renewable | 0 | 188.2 | 0 | 1 | DFO
Operable | 6452 | Florida Power & Light Co |  | 612 | Fort Myers | FL | Vertical | Lee | 2C | Natural Gas Fired Combined Cycle | CT | F901 | S | X | Y |  |  | 188.2 | 0.85 | 197.4 | 207 | 90 | N |  |  | OP | X | 12 | 2000 | 2000 |  |  | N | Electric Utility | Utility | Investor Owned Utility | 1 | X | NG | Non-Renewable | 0 | 188.2 | 0 | 1 | DFO
Operable | 6452 | Florida Power & Light Co |  | 612 | Fort Myers | FL | Vertical | Lee | 2D | Natural Gas Fired Combined Cycle | CT | F901 | S | X | Y |  |  | 188.2 | 0.85 | 197.4 | 207 | 90 | N |  |  | OP | X | 4 | 2001 | 2001 |  |  | N | Electric Utility | Utility | Investor Owned Utility | 1 | X | NG | Non-Renewable | 0 | 188.2 | 0 | 1 | DFO
Operable | 6452 | Florida Power & Light Co |  | 612 | Fort Myers | FL | Vertical | Lee | 2E | Natural Gas Fired Combined Cycle | CT | F901 | S | X | Y |  |  | 188.2 | 0.85 | 197.4 | 207 | 90 | N |  |  | OP | X | 5 | 2001 | 2001 |  |  | N | Electric Utility | Utility | Investor Owned Utility | 1 | X | NG | Non-Renewable | 0 | 188.2 | 0 | 1 | DFO
Operable | 6452 | Florida Power & Light Co |  | 612 | Fort Myers | FL | Vertical | Lee | 2F | Natural Gas Fired Combined Cycle | CT | F901 | S | X | Y |  |  | 188.2 | 0.85 | 197.4 | 207 | 90 | N |  |  | OP | X | 5 | 2001 | 2001 |  |  | N | Electric Utility | Utility | Investor Owned Utility | 1 | X | NG | Non-Renewable | 0 | 188.2 | 0 | 1 | DFO
Operable | 6452 | Florida Power & Light Co |  | 612 | Fort Myers | FL | Vertical | Lee | 9 | Petroleum Liquids | GT |  | S | X | X |  |  | 62 | 0.9 | 54 | 61.5 | 5 | N |  |  | OP | X | 5 | 1974 | Pre-2000 |  |  | N | Electric Utility | Utility | Investor Owned Utility | 1 | X | DFO | Non-Renewable | 0 | 62 | 0 | 1
Operable | 6452 | Florida Power & Light Co |  | 612 | Fort Myers | FL | Vertical | Lee | CT1 | Natural Gas Fired Combustion Turbine | GT |  | S | X | X |  |  | 188.2 | 0.85 | 182 | 200 | 90 | N |  |  | OP | X | 6 | 2003 | 2003 |  |  | N | Electric Utility | Utility | Investor Owned Utility | 1 | X | NG | Non-Renewable | 0 | 188.2 | 0 | 1 | DFO
Operable | 6452 | Florida Power & Light Co |  | 612 | Fort Myers | FL | Vertical | Lee | CT2 | Natural Gas Fired Combustion Turbine | GT |  | S | X | X |  |  | 188.2 | 0.85 | 182 | 200 | 90 | N |  |  | OP | X | 6 | 2003 | 2003 |  |  | N | Electric Utility | Utility | Investor Owned Utility | 1 | X | NG | Non-Renewable | 0 | 188.2 | 0 | 1 | DFO
Operable | 6452 | Florida Power & Light Co |  | 612 | Fort Myers | FL | Vertical | Lee | GT1 | Petroleum Liquids | GT |  | S | X | X |  |  | 62 | 0.9 | 54 | 61.5 | 5 | N |  |  | OP | X | 5 | 1974 | Pre-2000 |  |  | N | Electric Utility | Utility | Investor Owned Utility | 1 | X | DFO | Non-Renewable | 0 | 62 | 0 | 1
Operable | 6452 | Florida Power & Light Co |  | 612 | Fort Myers | FL | Vertical | Lee | PFM3C | Natural Gas Fired Combustion Turbine | GT |  | S | X | X |  |  | 229.5 | 0.85 | 231 | 223 | 90 | N |  |  | OP | X | 12 | 2016 | 2016 |  |  | N | Electric Utility | Utility | Investor Owned Utility | 1 | X | NG | Non-Renewable | 0 | 229.5 | 0 | 1 | DFO
Operable | 6452 | Florida Power & Light Co |  | 612 | Fort Myers | FL | Vertical | Lee | PFM3D | Natural Gas Fired Combustion Turbine | GT |  | S | X | X |  |  | 229.5 | 0.85 | 231 | 223 | 90 | N |  |  | OP | X | 12 | 2016 | 2016 |  |  | N | Electric Utility | Utility | Investor Owned Utility | 1 | X | NG | Non-Renewable | 0 | 229.5 | 0 | 1 | DFO
Operable | 6452 | Florida Power & Light Co |  | 612 | Fort Myers | FL | Vertical | Lee | ST1 | Natural Gas Fired Combined Cycle | CA | F901 | S | N | X |  |  | 156.2 | 0.85 | 155.8 | 141 | 27.8 | N |  |  | OP | X | 11 | 1958 | Pre-2000 |  |  | N | Electric Utility | Utility | Investor Owned Utility | 1 | X | NG | Non-Renewable | 0 | 156.2 | 0 | 1
Operable | 6452 | Florida Power & Light Co |  | 612 | Fort Myers | FL | Vertical | Lee | ST2 | Natural Gas Fired Combined Cycle | CA | F901 | S | N | X |  |  | 436.1 | 0.89 | 459.2 | 404 | 146.6 | N |  |  | OP | X | 7 | 1969 | Pre-2000 |  |  | N | Electric Utility | Utility | Investor Owned Utility | 1 | X | NG | Non-Renewable | 0 | 436.1 | 0 | 1
Operable | 6452 | Florida Power & Light Co |  | 613 | Lauderdale | FL | Vertical | Broward | 3 | Natural Gas Fired Combustion Turbine | GT |  | S | X | X |  |  | 34.2 | 0.85 | 34.3 | 37.2 | 5 | N |  |  | OP | X | 8 | 1970 | Pre-2000 |  |  | N | Electric Utility | Utility | Investor Owned Utility | 1 | X | NG | Non-Renewable | 0 | 34.2 | 0 | 1 | DFO
Operable | 6452 | Florida Power & Light Co |  | 613 | Lauderdale | FL | Vertical | Broward | 5 | Natural Gas Fired Combustion Turbine | GT |  | S | X | X |  |  | 34.2 | 0.8 | 34.3 | 37.2 | 5 | N |  |  | OP | X | 8 | 1970 | Pre-2000 |  |  | N | Electric Utility | Utility | Investor Owned Utility | 1 | X | NG | Non-Renewable | 0 | 34.2 | 0 | 1 | DFO
Operable | 6452 | Florida Power & Light Co |  | 613 | Lauderdale | FL | Vertical | Broward | 6A | Natural Gas Fired Combustion Turbine | GT |  | S | X | X |  |  | 229.5 | 0.85 | 231 | 222 | 90 | N |  |  | OP | X | 12 | 2016 | 2016 |  |  | N | Electric Utility | Utility | Investor Owned Utility | 1 | X | NG | Non-Renewable | 0 | 229.5 | 0 | 1 | DFO
Operable | 6452 | Florida Power & Light Co |  | 613 | Lauderdale | FL | Vertical | Broward | 6B | Natural Gas Fired Combustion Turbine | GT |  | S | X | X |  |  | 229.5 | 0.85 | 231 | 222 | 90 | N |  |  | OP | X | 12 | 2016 | 2016 |  |  | N | Electric Utility | Utility | Investor Owned Utility | 1 | X | NG | Non-Renewable | 0 | 229.5 | 0 | 1 | DFO
Operable | 6452 | Florida Power & Light Co |  | 613 | Lauderdale | FL | Vertical | Broward | 6C | Natural Gas Fired Combustion Turbine | GT |  | S | X | X |  |  | 229.5 | 0.85 | 231 | 222 | 90 | N |  |  | OP | X | 12 | 2016 | 2016 |  |  | N | Electric Utility | Utility | Investor Owned Utility | 1 | X | NG | Non-Renewable | 0 | 229.5 | 0 | 1 | DFO
Operable | 6452 | Florida Power & Light Co |  | 613 | Lauderdale | FL | Vertical | Broward | 6D | Natural Gas Fired Combustion Turbine | GT |  | S | X | X |  |  | 229.5 | 0.85 | 231 | 222 | 90 | N |  |  | OP | X | 12 | 2016 | 2016 |  |  | N | Electric Utility | Utility | Investor Owned Utility | 1 | X | NG | Non-Renewable | 0 | 229.5 | 0 | 1 | DFO
Operable | 6452 | Florida Power & Light Co |  | 613 | Lauderdale | FL | Vertical | Broward | 6E | Natural Gas Fired Combustion Turbine | GT |  | S | X | X |  |  | 229.5 | 0.85 | 231 | 222 | 90 | N |  |  | OP | X | 12 | 2016 | 2016 |  |  | N | Electric Utility | Utility | Investor Owned Utility | 1 | X | NG | Non-Renewable | 0 | 229.5 | 0 | 1 | DFO
Operable | 6452 | Florida Power & Light Co |  | 617 | Port Everglades | FL | Vertical | Broward | 5A | Natural Gas Fired Combined Cycle | CT | CC1 | S | X | N |  |  | 296 | 0.85 | 271.9 | 297.1 | 100 | N |  |  | OP | X | 4 | 2016 | 2016 |  |  | N | Electric Utility | Utility | Investor Owned Utility | 1 | X | NG | Non-Renewable | 0 | 296 | 0 | 1 | DFO
Operable | 6452 | Florida Power & Light Co |  | 617 | Port Everglades | FL | Vertical | Broward | 5B | Natural Gas Fired Combined Cycle | CT | CC1 | S | X | N |  |  | 296 | 0.85 | 271.9 | 297.1 | 100 | N |  |  | OP | X | 4 | 2016 | 2016 |  |  | N | Electric Utility | Utility | Investor Owned Utility | 1 | X | NG | Non-Renewable | 0 | 296 | 0 | 1 | DFO
Operable | 6452 | Florida Power & Light Co |  | 617 | Port Everglades | FL | Vertical | Broward | 5C | Natural Gas Fired Combined Cycle | CT | CC1 | S | X | N |  |  | 296 | 0.85 | 271.9 | 297.1 | 100 | N |  |  | OP | X | 4 | 2016 | 2016 |  |  | N | Electric Utility | Utility | Investor Owned Utility | 1 | X | NG | Non-Renewable | 0 | 296 | 0 | 1 | DFO
Operable | 6452 | Florida Power & Light Co |  | 617 | Port Everglades | FL | Vertical | Broward | 5ST | Natural Gas Fired Combined Cycle | CA | CC1 | S | N | X |  |  | 464 | 0.85 | 421.3 | 446.7 | 100 | N |  |  | OP | X | 4 | 2016 | 2016 |  |  | N | Electric Utility | Utility | Investor Owned Utility | 1 | X | NG | Non-Renewable | 0 | 464 | 0 | 1 | DFO
Operable | 6452 | Florida Power & Light Co |  | 619 | Riviera | FL | Vertical | Palm Beach | 5A | Natural Gas Fired Combined Cycle | CT | PRV | S | X | N |  |  | 265 | 0.85 | 270.5 | 300.9 |  | N |  |  | OP | X | 4 | 2014 | 2014 |  |  | N | Electric Utility | Utility | Investor Owned Utility | 1 | X | NG | Non-Renewable | 0 | 265 | 0 | 1 | DFO
Operable | 6452 | Florida Power & Light Co |  | 619 | Riviera | FL | Vertical | Palm Beach | 5B | Natural Gas Fired Combined Cycle | CT | PRV | S | X | N |  |  | 265 | 0.85 | 270.5 | 300.9 |  | N |  |  | OP | X | 4 | 2014 | 2014 |  |  | N | Electric Utility | Utility | Investor Owned Utility | 1 | X | NG | Non-Renewable | 0 | 265 | 0 | 1 | DFO
Operable | 6452 | Florida Power & Light Co |  | 619 | Riviera | FL | Vertical | Palm Beach | 5C | Natural Gas Fired Combined Cycle | CT | PRV | S | X | N |  |  | 265 | 0.85 | 270.5 | 300.9 |  | N |  |  | OP | X | 4 | 2014 | 2014 |  |  | N | Electric Utility | Utility | Investor Owned Utility | 1 | X | NG | Non-Renewable | 0 | 265 | 0 | 1 | DFO
Operable | 6452 | Florida Power & Light Co |  | 619 | Riviera | FL | Vertical | Palm Beach | 5ST | Natural Gas Fired Combined Cycle | CA | PRV | S | Y | X |  |  | 500 | 0.85 | 478.5 | 490.3 |  | N |  |  | OP | X | 4 | 2014 | 2014 |  |  | N | Electric Utility | Utility | Investor Owned Utility | 1 | X | NG | Non-Renewable | 0 | 500 | 0 | 1 | DFO
Operable | 6452 | Florida Power & Light Co |  | 620 | Sanford | FL | Vertical | Volusia | 4 | Natural Gas Fired Combined Cycle | CA | G160 | S | N | X |  |  | 436.1 | 0.89 | 388 | 360 | 132.6 | N |  |  | OP | X | 7 | 1969 | Pre-2000 |  |  | N | Electric Utility | Utility | Investor Owned Utility | 1 | X | NG | Non-Renewable | 0 | 436.1 | 0 | 1
Operable | 6452 | Florida Power & Light Co |  | 620 | Sanford | FL | Vertical | Volusia | 4A | Natural Gas Fired Combined Cycle | CT | G160 | S | X | N |  |  | 188.2 | 0.85 | 197 | 207 | 95 | N |  |  | OP | X | 12 | 2002 | 2002 |  |  | N | Electric Utility | Utility | Investor Owned Utility | 1 | X | NG | Non-Renewable | 0 | 188.2 | 0 | 1
Operable | 6452 | Florida Power & Light Co |  | 620 | Sanford | FL | Vertical | Volusia | 4B | Natural Gas Fired Combined Cycle | CT | G160 | S | X | N |  |  | 188.2 | 0.85 | 197 | 207 | 95 | N |  |  | OP | X | 12 | 2002 | 2002 |  |  | N | Electric Utility | Utility | Investor Owned Utility | 1 | X | NG | Non-Renewable | 0 | 188.2 | 0 | 1
Operable | 6452 | Florida Power & Light Co |  | 620 | Sanford | FL | Vertical | Volusia | 4C | Natural Gas Fired Combined Cycle | CT | G160 | S | X | N |  |  | 188.2 | 0.85 | 197 | 207 | 95 | N |  |  | OP | X | 12 | 2002 | 2002 |  |  | N | Electric Utility | Utility | Investor Owned Utility | 1 | X | NG | Non-Renewable | 0 | 188.2 | 0 | 1
Operable | 6452 | Florida Power & Light Co |  | 620 | Sanford | FL | Vertical | Volusia | 4D | Natural Gas Fired Combined Cycle | CT | G160 | S | X | N |  |  | 188.2 | 0.85 | 197 | 207 | 95 | N |  |  | OP | X | 1 | 2003 | 2003 |  |  | N | Electric Utility | Utility | Investor Owned Utility | 1 | X | NG | Non-Renewable | 0 | 188.2 | 0 | 1
Operable | 6452 | Florida Power & Light Co |  | 620 | Sanford | FL | Vertical | Volusia | 5 | Natural Gas Fired Combined Cycle | CA | G161 | S | N | X |  |  | 436.1 | 0.89 | 388 | 360 | 132.6 | N |  |  | OP | X | 5 | 1974 | Pre-2000 |  |  | N | Electric Utility | Utility | Investor Owned Utility | 1 | X | NG | Non-Renewable | 0 | 436.1 | 0 | 1
Operable | 6452 | Florida Power & Light Co |  | 620 | Sanford | FL | Vertical | Volusia | 5A | Natural Gas Fired Combined Cycle | CT | G161 | S | X | N |  |  | 188.2 | 0.85 | 197 | 207 | 95 | N |  |  | OP | X | 5 | 2002 | 2002 |  |  | N | Electric Utility | Utility | Investor Owned Utility | 1 | X | NG | Non-Renewable | 0 | 188.2 | 0 | 1
Operable | 6452 | Florida Power & Light Co |  | 620 | Sanford | FL | Vertical | Volusia | 5B | Natural Gas Fired Combined Cycle | CT | G161 | S | X | N |  |  | 188.2 | 0.85 | 197 | 207 | 95 | N |  |  | OP | X | 5 | 2002 | 2002 |  |  | N | Electric Utility | Utility | Investor Owned Utility | 1 | X | NG | Non-Renewable | 0 | 188.2 | 0 | 1
Operable | 6452 | Florida Power & Light Co |  | 620 | Sanford | FL | Vertical | Volusia | 5C | Natural Gas Fired Combined Cycle | CT | G161 | S | X | N |  |  | 188.2 | 0.85 | 197 | 207 | 95 | N |  |  | OP | X | 5 | 2002 | 2002 |  |  | N | Electric Utility | Utility | Investor Owned Utility | 1 | X | NG | Non-Renewable | 0 | 188.2 | 0 | 1
Operable | 6452 | Florida Power & Light Co |  | 620 | Sanford | FL | Vertical | Volusia | 5D | Natural Gas Fired Combined Cycle | CT | G161 | S | X | N |  |  | 188.2 | 0.85 | 197 | 207 | 95 | N |  |  | OP | X | 5 | 2002 | 2002 |  |  | N | Electric Utility | Utility | Investor Owned Utility | 1 | X | NG | Non-Renewable | 0 | 188.2 | 0 | 1
Operable | 6452 | Florida Power & Light Co |  | 621 | Turkey Point | FL | Vertical | Miami Dade | 3 | Nuclear | ST |  | S | X | X |  |  | 877.2 | 0.9 | 837 | 859 | 420 | N |  |  | OP | X | 12 | 1972 | Pre-2000 |  |  | N | Electric Utility | Utility | Investor Owned Utility | 1 | X | NUC | Other | 0 | 0 | 0 | 0
Operable | 6452 | Florida Power & Light Co |  | 621 | Turkey Point | FL | Vertical | Miami Dade | 4 | Nuclear | ST |  | S | X | X |  |  | 760 | 0.9 | 861 | 888 | 424 | N |  |  | OP | X | 9 | 1973 | Pre-2000 |  |  | N | Electric Utility | Utility | Investor Owned Utility | 1 | X | NUC | Other | 0 | 0 | 0 | 0
Operable | 6452 | Florida Power & Light Co |  | 621 | Turkey Point | FL | Vertical | Miami Dade | 5CA | Natural Gas Fired Combined Cycle | CA | G901 | S | N | X |  |  | 472 | 0.85 | 466.2 | 460 |  | N |  |  | OP | X | 5 | 2007 | 2007 |  |  | N | Electric Utility | Utility | Investor Owned Utility | 1 | X | NG | Non-Renewable | 0 | 472 | 0 | 1 | DFO
Operable | 6452 | Florida Power & Light Co |  | 621 | Turkey Point | FL | Vertical | Miami Dade | 5CTA | Natural Gas Fired Combined Cycle | CT | G901 | S | X | N |  |  | 188 | 0.85 | 197.8 | 207 | 90 | N |  |  | OP | X | 5 | 2007 | 2007 |  |  | N | Electric Utility | Utility | Investor Owned Utility | 1 | X | NG | Non-Renewable | 0 | 188 | 0 | 1 | DFO
Operable | 6452 | Florida Power & Light Co |  | 621 | Turkey Point | FL | Vertical | Miami Dade | 5CTB | Natural Gas Fired Combined Cycle | CT | G901 | S | X | N |  |  | 188 | 0.85 | 196.7 | 207 | 90 | N |  |  | OP | X | 5 | 2007 | 2007 |  |  | N | Electric Utility | Utility | Investor Owned Utility | 1 | X | NG | Non-Renewable | 0 | 188 | 0 | 1 | DFO
Operable | 6452 | Florida Power & Light Co |  | 621 | Turkey Point | FL | Vertical | Miami Dade | 5CTC | Natural Gas Fired Combined Cycle | CT | G901 | S | X | N |  |  | 188 | 0.85 | 196.7 | 207 | 90 | N |  |  | OP | X | 5 | 2007 | 2007 |  |  | N | Electric Utility | Utility | Investor Owned Utility | 1 | X | NG | Non-Renewable | 0 | 188 | 0 | 1 | DFO
Operable | 6452 | Florida Power & Light Co |  | 621 | Turkey Point | FL | Vertical | Miami Dade | 5CTD | Natural Gas Fired Combined Cycle | CT | G901 | S | X | N |  |  | 188 | 0.85 | 196.7 | 207 | 90 | N |  |  | OP | X | 5 | 2007 | 2007 |  |  | N | Electric Utility | Utility | Investor Owned Utility | 1 | X | NG | Non-Renewable | 0 | 188 | 0 | 1 | DFO
Operable | 6452 | Florida Power & Light Co |  | 641 | Gulf Clean Energy Center | FL | Vertical | Escambia | 4 | Natural Gas Steam Turbine | ST |  | S | X | X |  |  | 93.7 | 0.85 | 75 | 75 | 45 | N |  |  | OP | X | 7 | 1959 | Pre-2000 |  |  | N | Electric Utility | Utility | Investor Owned Utility | 1 | X | NG | Non-Renewable | 0 | 93.7 | 0 | 1
Operable | 6452 | Florida Power & Light Co |  | 641 | Gulf Clean Energy Center | FL | Vertical | Escambia | 5 | Natural Gas Steam Turbine | ST |  | S | X | X |  |  | 93.7 | 0.85 | 75 | 75 | 45 | N |  |  | OP | X | 6 | 1961 | Pre-2000 |  |  | N | Electric Utility | Utility | Investor Owned Utility | 1 | X | NG | Non-Renewable | 0 | 93.7 | 0 | 1
Operable | 6452 | Florida Power & Light Co |  | 641 | Gulf Clean Energy Center | FL | Vertical | Escambia | 6 | Natural Gas Steam Turbine | ST |  | S | X | X |  |  | 369.7 | 0.85 | 299 | 299 | 220 | N |  |  | OP | X | 5 | 1970 | Pre-2000 |  |  | N | Electric Utility | Utility | Investor Owned Utility | 1 | X | NG | Non-Renewable | 0 | 369.7 | 0 | 1
Operable | 6452 | Florida Power & Light Co |  | 641 | Gulf Clean Energy Center | FL | Vertical | Escambia | 7 | Natural Gas Steam Turbine | ST |  | S | X | X |  |  | 578 | 0.85 | 475 | 475 | 280 | N |  |  | OP | X | 8 | 1973 | Pre-2000 |  |  | N | Electric Utility | Utility | Investor Owned Utility | 1 | X | NG | Non-Renewable | 0 | 578 | 0 | 1
Operable | 6452 | Florida Power & Light Co |  | 641 | Gulf Clean Energy Center | FL | Vertical | Escambia | 8A | Natural Gas Fired Combustion Turbine | GT |  | S | X | X |  |  | 243.1 | 0.85 | 236 | 233 | 94 | N |  |  | OP | X | 12 | 2021 | 2021 |  |  | N | Electric Utility | Utility | Investor Owned Utility | 1 | X | NG | Non-Renewable | 0 | 243.1 | 0 | 1 | DFO
Operable | 6452 | Florida Power & Light Co |  | 641 | Gulf Clean Energy Center | FL | Vertical | Escambia | 8B | Natural Gas Fired Combustion Turbine | GT |  | S | X | X |  |  | 243.1 | 0.85 | 236 | 233 | 94 | N |  |  | OP | X | 12 | 2021 | 2021 |  |  | N | Electric Utility | Utility | Investor Owned Utility | 1 | X | NG | Non-Renewable | 0 | 243.1 | 0 | 1 | DFO
Operable | 6452 | Florida Power & Light Co |  | 641 | Gulf Clean Energy Center | FL | Vertical | Escambia | 8C | Natural Gas Fired Combustion Turbine | GT |  | S | X | X |  |  | 243.1 | 0.85 | 231.1 | 231.1 | 94 | N |  |  | OP | X | 12 | 2021 | 2021 |  |  | N | Electric Utility | Utility | Investor Owned Utility | 1 | X | NG | Non-Renewable | 0 | 243.1 | 0 | 1 | DFO
Operable | 6452 | Florida Power & Light Co |  | 641 | Gulf Clean Energy Center | FL | Vertical | Escambia | 8D | Natural Gas Fired Combustion Turbine | GT |  | S | X | X |  |  | 243.1 | 0.85 | 231.1 | 231.1 | 94 | N |  |  | OP | X | 12 | 2021 | 2021 |  |  | N | Electric Utility | Utility | Investor Owned Utility | 1 | X | NG | Non-Renewable | 0 | 243.1 | 0 | 1 | DFO
Operable | 6452 | Florida Power & Light Co |  | 643 | Lansing Smith | FL | Vertical | Bay | 3A | Natural Gas Fired Combined Cycle | CT | G180 | S | X | N |  |  | 203.2 | 0.85 |  |  |  | N |  |  | OP | X | 4 | 2002 | 2002 |  |  | N | Electric Utility | Utility | Investor Owned Utility | 1 | X | NG | Non-Renewable | 0 | 203.2 | 0 | 1
Operable | 6452 | Florida Power & Light Co |  | 643 | Lansing Smith | FL | Vertical | Bay | 3B | Natural Gas Fired Combined Cycle | CT | G180 | S | X | N |  |  | 203.2 | 0.85 |  |  |  | N |  |  | OP | X | 4 | 2002 | 2002 |  |  | N | Electric Utility | Utility | Investor Owned Utility | 1 | X | NG | Non-Renewable | 0 | 203.2 | 0 | 1
Operable | 6452 | Florida Power & Light Co |  | 643 | Lansing Smith | FL | Vertical | Bay | 3S | Natural Gas Fired Combined Cycle | CA | G180 | S | Y | X |  |  | 213.3 | 0.85 | 660 | 646 | 360 | N |  |  | OP | X | 4 | 2002 | 2002 |  |  | N | Electric Utility | Utility | Investor Owned Utility | 1 | X | NG | Non-Renewable | 0 | 213.3 | 0 | 1
Operable | 6452 | Florida Power & Light Co |  | 643 | Lansing Smith | FL | Vertical | Bay | CT1 | Petroleum Liquids | GT |  | S | X | X |  |  | 41.8 | 0.9 | 32 | 40 | 32 | N |  |  | OP | X | 5 | 1971 | Pre-2000 |  |  | N | Electric Utility | Utility | Investor Owned Utility | 1 | X | DFO | Non-Renewable | 0 | 41.8 | 0 | 1
Operable | 6452 | Florida Power & Light Co |  | 6042 | Manatee | FL | Vertical | Manatee | 1 | Natural Gas Steam Turbine | ST |  | S | X | X |  |  | 863.3 | 0.89 | 809 | 819 | 190 | N |  |  | OP | X | 10 | 1976 | Pre-2000 |  |  | N | Electric Utility | Utility | Investor Owned Utility | 1 | X | NG | Non-Renewable | 0 | 863.3 | 0 | 1 | RFO
Operable | 6452 | Florida Power & Light Co |  | 6042 | Manatee | FL | Vertical | Manatee | 2 | Natural Gas Steam Turbine | ST |  | S | X | X |  |  | 863.3 | 0.89 | 809 | 819 | 190 | N |  |  | OP | X | 12 | 1977 | Pre-2000 |  |  | N | Electric Utility | Utility | Investor Owned Utility | 1 | X | NG | Non-Renewable | 0 | 863.3 | 0 | 1 | RFO
Operable | 6452 | Florida Power & Light Co |  | 6042 | Manatee | FL | Vertical | Manatee | 3 | Natural Gas Fired Combined Cycle | CA | G341 | S | Y | X |  |  | 471.8 | 0.85 | 439 | 437 | 133 | N |  |  | OP | X | 6 | 2005 | 2005 |  |  | N | Electric Utility | Utility | Investor Owned Utility | 1 | X | NG | Non-Renewable | 0 | 471.8 | 0 | 1
Operable | 6452 | Florida Power & Light Co |  | 6042 | Manatee | FL | Vertical | Manatee | A | Natural Gas Fired Combined Cycle | CT | G341 | S | X | N |  |  | 188.2 | 0.85 | 173.5 | 207 | 95 | N |  |  | OP | X | 6 | 2005 | 2005 |  |  | N | Electric Utility | Utility | Investor Owned Utility | 1 | X | NG | Non-Renewable | 0 | 188.2 | 0 | 1
Operable | 6452 | Florida Power & Light Co |  | 6042 | Manatee | FL | Vertical | Manatee | B | Natural Gas Fired Combined Cycle | CT | G341 | S | X | N |  |  | 188.2 | 0.85 | 173.5 | 207 | 95 | N |  |  | OP | X | 6 | 2005 | 2005 |  |  | N | Electric Utility | Utility | Investor Owned Utility | 1 | X | NG | Non-Renewable | 0 | 188.2 | 0 | 1
Operable | 6452 | Florida Power & Light Co |  | 6042 | Manatee | FL | Vertical | Manatee | C | Natural Gas Fired Combined Cycle | CT | G341 | S | X | N |  |  | 188.2 | 0.85 | 173.5 | 207 | 95 | N |  |  | OP | X | 6 | 2005 | 2005 |  |  | N | Electric Utility | Utility | Investor Owned Utility | 1 | X | NG | Non-Renewable | 0 | 188.2 | 0 | 1
Operable | 6452 | Florida Power & Light Co |  | 6042 | Manatee | FL | Vertical | Manatee | D | Natural Gas Fired Combined Cycle | CT | G341 | S | X | N |  |  | 188.2 | 0.85 | 173.5 | 207 | 95 | N |  |  | OP | X | 6 | 2005 | 2005 |  |  | N | Electric Utility | Utility | Investor Owned Utility | 1 | X | NG | Non-Renewable | 0 | 188.2 | 0 | 1
Operable | 6452 | Florida Power & Light Co |  | 6043 | Martin | FL | Vertical | Martin | 3GT1 | Natural Gas Fired Combined Cycle | CT | C796 | S | X | N |  |  | 204 | 0.8 | 165 | 185 | 143 | N |  |  | OP | X | 2 | 1994 | Pre-2000 |  |  | N | Electric Utility | Utility | Investor Owned Utility | 1 | X | NG | Non-Renewable | 0 | 204 | 0 | 1
Operable | 6452 | Florida Power & Light Co |  | 6043 | Martin | FL | Vertical | Martin | 3GT2 | Natural Gas Fired Combined Cycle | CT | C796 | S | X | N |  |  | 204 | 0.8 | 165 | 185 | 143 | N |  |  | OP | X | 2 | 1994 | Pre-2000 |  |  | N | Electric Utility | Utility | Investor Owned Utility | 1 | X | NG | Non-Renewable | 0 | 204 | 0 | 1
Operable | 6452 | Florida Power & Light Co |  | 6043 | Martin | FL | Vertical | Martin | 3ST | Natural Gas Fired Combined Cycle | CA | C796 | S | N | X |  |  | 204 | 0.8 | 157 | 163 | 143 | N |  |  | OP | X | 2 | 1994 | Pre-2000 |  |  | N | Electric Utility | Utility | Investor Owned Utility | 1 | X | NG | Non-Renewable | 0 | 204 | 0 | 1
Operable | 6452 | Florida Power & Light Co |  | 6043 | Martin | FL | Vertical | Martin | 4GT1 | Natural Gas Fired Combined Cycle | CT | C797 | S | X | N |  |  | 204 | 0.8 | 165 | 185 | 143 | N |  |  | OP | X | 4 | 1994 | Pre-2000 |  |  | N | Electric Utility | Utility | Investor Owned Utility | 1 | X | NG | Non-Renewable | 0 | 204 | 0 | 1
Operable | 6452 | Florida Power & Light Co |  | 6043 | Martin | FL | Vertical | Martin | 4GT2 | Natural Gas Fired Combined Cycle | CT | C797 | S | X | N |  |  | 204 | 0.8 | 165 | 185 | 143 | N |  |  | OP | X | 4 | 1994 | Pre-2000 |  |  | N | Electric Utility | Utility | Investor Owned Utility | 1 | X | NG | Non-Renewable | 0 | 204 | 0 | 1
Operable | 6452 | Florida Power & Light Co |  | 6043 | Martin | FL | Vertical | Martin | 4ST | Natural Gas Fired Combined Cycle | CA | C797 | S | N | X |  |  | 204 | 0.8 | 157 | 163 | 143 | N |  |  | OP | X | 4 | 1994 | Pre-2000 |  |  | N | Electric Utility | Utility | Investor Owned Utility | 1 | X | NG | Non-Renewable | 0 | 204 | 0 | 1
Operable | 6452 | Florida Power & Light Co |  | 6043 | Martin | FL | Vertical | Martin | 8 | Natural Gas Fired Combined Cycle | CA | G342 | S | Y | X |  |  | 471.7 | 0.85 | 447.8 | 443 | 133 | N |  |  | OP | X | 6 | 2005 | 2005 |  |  | N | Electric Utility | Utility | Investor Owned Utility | 1 | X | NG | Non-Renewable | 0 | 471.7 | 0 | 1 | SUN | DFO
Operable | 6452 | Florida Power & Light Co |  | 6043 | Martin | FL | Vertical | Martin | 8A | Natural Gas Fired Combined Cycle | CT | G342 | S | X | N |  |  | 188.2 | 0.85 | 196.8 | 207 | 95 | N |  |  | OP | X | 6 | 2001 | 2001 |  |  | N | Electric Utility | Utility | Investor Owned Utility | 1 | X | NG | Non-Renewable | 0 | 188.2 | 0 | 1 | DFO
Operable | 6452 | Florida Power & Light Co |  | 6043 | Martin | FL | Vertical | Martin | 8B | Natural Gas Fired Combined Cycle | CT | G342 | S | X | N |  |  | 188.2 | 0.85 | 196.8 | 207 | 95 | N |  |  | OP | X | 6 | 2001 | 2001 |  |  | N | Electric Utility | Utility | Investor Owned Utility | 1 | X | NG | Non-Renewable | 0 | 188.2 | 0 | 1 | DFO
Operable | 6452 | Florida Power & Light Co |  | 6043 | Martin | FL | Vertical | Martin | 8C | Natural Gas Fired Combined Cycle | CT | G342 | S | X | N |  |  | 188.2 | 0.85 | 196.8 | 207 | 95 | N |  |  | OP | X | 6 | 2005 | 2005 |  |  | N | Electric Utility | Utility | Investor Owned Utility | 1 | X | NG | Non-Renewable | 0 | 188.2 | 0 | 1 | DFO
Operable | 6452 | Florida Power & Light Co |  | 6043 | Martin | FL | Vertical | Martin | 8D | Natural Gas Fired Combined Cycle | CT | G342 | S | X | N |  |  | 188.2 | 0.85 | 196.8 | 207 | 95 | N |  |  | OP | X | 6 | 2005 | 2005 |  |  | N | Electric Utility | Utility | Investor Owned Utility | 1 | X | NG | Non-Renewable | 0 | 188.2 | 0 | 1 | DFO
Operable | 6452 | Florida Power & Light Co |  | 6045 | St Lucie | FL | Vertical | St Lucie | 1 | Nuclear | ST |  | S | X | X |  |  | 1080 | 0.9 | 981 | 1003 | 981 | N |  |  | OP | X | 5 | 1976 | Pre-2000 |  |  | N | Electric Utility | Utility | Investor Owned Utility | 1 | X | NUC | Other | 0 | 0 | 0 | 0
Operable | 6452 | Florida Power & Light Co |  | 6045 | St Lucie | FL | Vertical | St Lucie | 2 | Nuclear | ST |  | J | X | X |  |  | 1080 | 0.9 | 987 | 987 | 987 | N |  |  | OP | X | 6 | 1983 | Pre-2000 |  |  | N | Electric Utility | Utility | Investor Owned Utility | 1 | X | NUC | Other | 0 | 0 | 0 | 0
Operable | 6452 | Florida Power & Light Co |  | 7715 | Pea Ridge | FL | Vertical | Santa Rosa | 1 | Natural Gas Fired Combustion Turbine | GT |  | S | X | X |  |  | 4.7 | 0.8 | 4 | 4.6 | 4 | N |  |  | OP | X | 4 | 1998 | Pre-2000 | 4 | 2025 | N | Electric Utility | Utility | Investor Owned Utility | 1 | X | NG | Non-Renewable | 0 | 4.7 | 0 | 1
Operable | 6452 | Florida Power & Light Co |  | 7715 | Pea Ridge | FL | Vertical | Santa Rosa | 2 | Natural Gas Fired Combustion Turbine | GT |  | S | X | X |  |  | 4.7 | 0.8 | 4 | 4.6 | 4 | N |  |  | OP | X | 4 | 1998 | Pre-2000 | 4 | 2025 | N | Electric Utility | Utility | Investor Owned Utility | 1 | X | NG | Non-Renewable | 0 | 4.7 | 0 | 1
Operable | 6452 | Florida Power & Light Co |  | 7715 | Pea Ridge | FL | Vertical | Santa Rosa | 3 | Natural Gas Fired Combustion Turbine | GT |  | S | X | X |  |  | 4.7 | 0.8 | 4 | 4.6 | 4 | N |  |  | OP | X | 4 | 1998 | Pre-2000 | 4 | 2025 | N | Electric Utility | Utility | Investor Owned Utility | 1 | X | NG | Non-Renewable | 0 | 4.7 | 0 | 1
Operable | 6452 | Florida Power & Light Co |  | 56407 | West County Energy Center | FL | Vertical | Palm Beach | 1A | Natural Gas Fired Combined Cycle | CT | WC1 | S | X | N |  |  | 298 | 0.85 | 257.6 | 295.6 | 232 | N |  |  | OP | X | 8 | 2009 | 2009 |  |  | N | Electric Utility | Utility | Investor Owned Utility | 1 | X | NG | Non-Renewable | 0 | 298 | 0 | 1 | DFO
Operable | 6452 | Florida Power & Light Co |  | 56407 | West County Energy Center | FL | Vertical | Palm Beach | 1B | Natural Gas Fired Combined Cycle | CT | WC1 | S | X | N |  |  | 298 | 0.85 | 257.6 | 295.6 | 232 | N |  |  | OP | X | 8 | 2009 | 2009 |  |  | N | Electric Utility | Utility | Investor Owned Utility | 1 | X | NG | Non-Renewable | 0 | 298 | 0 | 1 | DFO
Operable | 6452 | Florida Power & Light Co |  | 56407 | West County Energy Center | FL | Vertical | Palm Beach | 1C | Natural Gas Fired Combined Cycle | CT | WC1 | S | X | N |  |  | 298 | 0.85 | 257.6 | 295.6 | 232 | N |  |  | OP | X | 8 | 2009 | 2009 |  |  | N | Electric Utility | Utility | Investor Owned Utility | 1 | X | NG | Non-Renewable | 0 | 298 | 0 | 1 | DFO
Operable | 6452 | Florida Power & Light Co |  | 56407 | West County Energy Center | FL | Vertical | Palm Beach | 1ST | Natural Gas Fired Combined Cycle | CA | WC1 | S | Y | X |  |  | 527 | 0.85 | 486.2 | 482.2 | 350 | N |  |  | OP | X | 8 | 2009 | 2009 |  |  | N | Electric Utility | Utility | Investor Owned Utility | 1 | X | NG | Non-Renewable | 0 | 527 | 0 | 1 | DFO
Operable | 6452 | Florida Power & Light Co |  | 56407 | West County Energy Center | FL | Vertical | Palm Beach | 2A | Natural Gas Fired Combined Cycle | CT | WC2 | S | X | N |  |  | 298 | 0.85 | 257.7 | 295.6 | 232 | N |  |  | OP | X | 11 | 2009 | 2009 |  |  | N | Electric Utility | Utility | Investor Owned Utility | 1 | X | NG | Non-Renewable | 0 | 298 | 0 | 1 | DFO
Operable | 6452 | Florida Power & Light Co |  | 56407 | West County Energy Center | FL | Vertical | Palm Beach | 2B | Natural Gas Fired Combined Cycle | CT | WC2 | S | X | N |  |  | 298 | 0.85 | 257.7 | 295.6 | 232 | N |  |  | OP | X | 11 | 2009 | 2009 |  |  | N | Electric Utility | Utility | Investor Owned Utility | 1 | X | NG | Non-Renewable | 0 | 298 | 0 | 1 | DFO
Operable | 6452 | Florida Power & Light Co |  | 56407 | West County Energy Center | FL | Vertical | Palm Beach | 2C | Natural Gas Fired Combined Cycle | CT | WC2 | S | X | N |  |  | 298 | 0.85 | 257.7 | 295.6 | 232 | N |  |  | OP | X | 11 | 2009 | 2009 |  |  | N | Electric Utility | Utility | Investor Owned Utility | 1 | X | NG | Non-Renewable | 0 | 298 | 0 | 1 | DFO
Operable | 6452 | Florida Power & Light Co |  | 56407 | West County Energy Center | FL | Vertical | Palm Beach | 2ST | Natural Gas Fired Combined Cycle | CA | WC2 | S | Y | X |  |  | 527 | 0.85 | 485.9 | 482.2 | 350 | N |  |  | OP | X | 11 | 2009 | 2009 |  |  | N | Electric Utility | Utility | Investor Owned Utility | 1 | X | NG | Non-Renewable | 0 | 527 | 0 | 1 | DFO
Operable | 6452 | Florida Power & Light Co |  | 56407 | West County Energy Center | FL | Vertical | Palm Beach | 3A | Natural Gas Fired Combined Cycle | CT | WC3 | S | X | N |  |  | 298 | 0.85 | 257.6 | 295.6 | 232 | N |  |  | OP | X | 5 | 2011 | 2011 |  |  | N | Electric Utility | Utility | Investor Owned Utility | 1 | X | NG | Non-Renewable | 0 | 298 | 0 | 1 | DFO
Operable | 6452 | Florida Power & Light Co |  | 56407 | West County Energy Center | FL | Vertical | Palm Beach | 3B | Natural Gas Fired Combined Cycle | CT | WC3 | S | X | N |  |  | 298 | 0.85 | 257.6 | 295.6 | 244 | N |  |  | OP | X | 5 | 2011 | 2011 |  |  | N | Electric Utility | Utility | Investor Owned Utility | 1 | X | NG | Non-Renewable | 0 | 298 | 0 | 1 | DFO
Operable | 6452 | Florida Power & Light Co |  | 56407 | West County Energy Center | FL | Vertical | Palm Beach | 3C | Natural Gas Fired Combined Cycle | CT | WC3 | S | X | N |  |  | 298 | 0.85 | 257.6 | 295.6 | 232 | N |  |  | OP | X | 5 | 2011 | 2011 |  |  | N | Electric Utility | Utility | Investor Owned Utility | 1 | X | NG | Non-Renewable | 0 | 298 | 0 | 1 | DFO
Operable | 6452 | Florida Power & Light Co |  | 56407 | West County Energy Center | FL | Vertical | Palm Beach | 3ST | Natural Gas Fired Combined Cycle | CA | WC3 | S | Y | X |  |  | 527 | 0.85 | 486.2 | 482.2 | 350 | N |  |  | OP | X | 5 | 2011 | 2011 |  |  | N | Electric Utility | Utility | Investor Owned Utility | 1 | X | NG | Non-Renewable | 0 | 527 | 0 | 1 | DFO
Operable | 6452 | Florida Power & Light Co |  | 56929 | DeSoto Next Generation Solar Energy | FL | Vertical | DeSoto | 1 | Solar Photovoltaic | PV |  | S | X | X |  |  | 25 |  | 25 | 25 |  | N |  |  | OP | X | 10 | 2009 | 2009 |  |  | N | Electric Utility | Utility | Investor Owned Utility | 1 | X | SUN | Renewable | 25 | 0 | 1 | 0
Operable | 6452 | Florida Power & Light Co |  | 56930 | Space Coast Next Gen Solar Energy | FL | Vertical | Brevard | 1 | Solar Photovoltaic | PV |  | S | X | X |  |  | 10 |  | 10 | 10 |  | N |  |  | OP | X | 4 | 2010 | 2010 |  |  | N | Electric Utility | Utility | Investor Owned Utility | 1 | X | SUN | Renewable | 10 | 0 | 1 | 0
Operable | 6452 | Florida Power & Light Co |  | 57502 | Perdido | FL | Vertical | Escambia | 1 | Landfill Gas | IC |  | S | X | X |  |  | 1.6 | 0.8 | 1.5 | 1.5 | 1 | N |  |  | OP | X | 10 | 2010 | 2010 |  |  | N | Electric Utility | Utility | Investor Owned Utility | 1 | X | LFG | Renewable | 1.6 | 0 | 1 | 0
Operable | 6452 | Florida Power & Light Co |  | 57502 | Perdido | FL | Vertical | Escambia | 2 | Landfill Gas | IC |  | S | X | X |  |  | 1.6 | 0.8 | 1.5 | 1.5 | 1 | N |  |  | OP | X | 10 | 2010 | 2010 |  |  | N | Electric Utility | Utility | Investor Owned Utility | 1 | X | LFG | Renewable | 1.6 | 0 | 1 | 0
Operable | 6452 | Florida Power & Light Co |  | 59993 | Babcock Solar Energy Center Hybrid | FL | Vertical | Charlotte | 1 | Solar Photovoltaic | PV |  | S | X | X |  |  | 74.5 |  | 74.5 | 74.5 |  | N |  |  | OP | X | 12 | 2016 | 2016 |  |  | N | Electric Utility | Utility | Investor Owned Utility | 1 | X | SUN | Renewable | 74.5 | 0 | 1 | 0
Operable | 6452 | Florida Power & Light Co |  | 59993 | Babcock Solar Energy Center Hybrid | FL | Vertical | Charlotte | BA | Batteries | BA |  | S | X | X |  |  | 10 |  | 10 | 10 | 0.5 | N |  |  | OP | X | 3 | 2018 | 2018 |  |  | N | Electric Utility | Utility | Investor Owned Utility | 1 | X | MWH | Other | 0 | 0 | 0 | 0
Operable | 6452 | Florida Power & Light Co |  | 60005 | Daytona International Speedway Solar | FL | Vertical | Volusia | 1 | Solar Photovoltaic | PV |  | S | X | X |  |  | 1.6 |  | 0.8 | 0.8 |  | N |  |  | OP | X | 5 | 2016 | 2016 |  |  | N | Electric Utility | Utility | Investor Owned Utility | 1 | X | SUN | Renewable | 1.6 | 0 | 1 | 0
Operable | 6452 | Florida Power & Light Co |  | 60006 | FIU Solar | FL | Vertical | Miami Dade | 1 | Solar Photovoltaic | PV |  | S | X | X |  |  | 1.2 |  | 0.8 | 0.8 |  | N |  |  | OP | X | 5 | 2016 | 2016 |  |  | N | Electric Utility | Utility | Investor Owned Utility | 1 | X | SUN | Renewable | 1.2 | 0 | 1 | 0
Operable | 6452 | Florida Power & Light Co |  | 60014 | Manatee Solar Energy Center | FL | Vertical | Manatee | 1 | Solar Photovoltaic | PV |  | S | X | X |  |  | 74.5 |  | 74.5 | 74.5 |  | N |  |  | OP | X | 12 | 2016 | 2016 |  |  | N | Electric Utility | Utility | Investor Owned Utility | 1 | X | SUN | Renewable | 74.5 | 0 | 1 | 0
Operable | 6452 | Florida Power & Light Co |  | 60014 | Manatee Solar Energy Center | FL | Vertical | Manatee | BMS | Batteries | BA |  | S | X | X |  |  | 409 |  | 409 | 409 | 0 | N |  |  | OP | X | 11 | 2021 | 2021 |  |  | N | Electric Utility | Utility | Investor Owned Utility | 1 | X | MWH | Other | 0 | 0 | 0 | 0
Operable | 6452 | Florida Power & Light Co |  | 60061 | Citrus Solar Energy Center Hybrid | FL | Vertical | DeSoto | 1 | Solar Photovoltaic | PV |  | S | X | X |  |  | 74.5 |  | 74.5 | 74.5 |  | N |  |  | OP | X | 12 | 2016 | 2016 |  |  | N | Electric Utility | Utility | Investor Owned Utility | 1 | X | SUN | Renewable | 74.5 | 0 | 1 | 0
Operable | 6452 | Florida Power & Light Co |  | 60061 | Citrus Solar Energy Center Hybrid | FL | Vertical | DeSoto | BA | Batteries | BA |  | S | X | X |  |  | 4 |  | 4 | 4 | 0.5 | N |  |  | OP | X | 3 | 2018 | 2018 |  |  | N | Electric Utility | Utility | Investor Owned Utility | 1 | X | MWH | Other | 0 | 0 | 0 | 0
Operable | 6452 | Florida Power & Light Co |  | 60345 | Okeechobee Clean Energy Center | FL | Vertical | Okeechobee | 1A | Natural Gas Fired Combined Cycle | CT | CC1 | S | X | N |  |  | 376.6 | 0.85 | 376.6 | 376.6 |  | N |  |  | OP | X | 3 | 2019 | 2019 |  |  | N | Electric Utility | Utility | Investor Owned Utility | 1 | X | NG | Non-Renewable | 0 | 376.6 | 0 | 1 | DFO
Operable | 6452 | Florida Power & Light Co |  | 60345 | Okeechobee Clean Energy Center | FL | Vertical | Okeechobee | 1B | Natural Gas Fired Combined Cycle | CT | CC1 | S | X | N |  |  | 376.6 | 0.85 | 376.6 | 376.6 |  | N |  |  | OP | X | 3 | 2019 | 2019 |  |  | N | Electric Utility | Utility | Investor Owned Utility | 1 | X | NG | Non-Renewable | 0 | 376.6 | 0 | 1 | DFO
Operable | 6452 | Florida Power & Light Co |  | 60345 | Okeechobee Clean Energy Center | FL | Vertical | Okeechobee | 1C | Natural Gas Fired Combined Cycle | CT | CC1 | S | X | N |  |  | 376.6 | 0.85 | 376.6 | 376.6 |  | N |  |  | OP | X | 3 | 2019 | 2019 |  |  | N | Electric Utility | Utility | Investor Owned Utility | 1 | X | NG | Non-Renewable | 0 | 376.6 | 0 | 1 | DFO
Operable | 6452 | Florida Power & Light Co |  | 60345 | Okeechobee Clean Energy Center | FL | Vertical | Okeechobee | 1ST | Natural Gas Fired Combined Cycle | CA | CC1 | S | N | X |  |  | 593.3 | 0.85 | 593.3 | 593.3 |  | N |  |  | OP | X | 3 | 2019 | 2019 |  |  | N | Electric Utility | Utility | Investor Owned Utility | 1 | X | NG | Non-Renewable | 0 | 593.3 | 0 | 1 | DFO
Operable | 6452 | Florida Power & Light Co |  | 61020 | Indian River Solar Center | FL | Vertical | Indian River | 1 | Solar Photovoltaic | PV |  | S | X | X |  |  | 74.5 |  | 74.5 | 74.5 |  | N |  |  | OP | X | 1 | 2018 | 2018 |  |  | N | Electric Utility | Utility | Investor Owned Utility | 1 | X | SUN | Renewable | 74.5 | 0 | 1 | 0
Operable | 6452 | Florida Power & Light Co |  | 61021 | Horizon Solar Energy Center | FL | Vertical | Putnam | 1 | Solar Photovoltaic | PV |  | S | X | X |  |  | 74.5 |  | 74.5 | 74.5 |  | N |  |  | OP | X | 1 | 2018 | 2018 |  |  | N | Electric Utility | Utility | Investor Owned Utility | 1 | X | SUN | Renewable | 74.5 | 0 | 1 | 0
Operable | 6452 | Florida Power & Light Co |  | 61022 | Coral Farms Solar Energy Center | FL | Vertical | Putnam | 1 | Solar Photovoltaic | PV |  | S | X | X |  |  | 74.5 |  | 74.5 | 74.5 |  | N |  |  | OP | X | 1 | 2018 | 2018 |  |  | N | Electric Utility | Utility | Investor Owned Utility | 1 | X | SUN | Renewable | 74.5 | 0 | 1 | 0
Operable | 6452 | Florida Power & Light Co |  | 61024 | Hammock Solar | FL | Vertical | Hendry | 1 | Solar Photovoltaic | PV |  | S | X | X |  |  | 74.5 |  | 74.5 | 74.5 |  | N |  |  | OP | X | 3 | 2018 | 2018 |  |  | N | Electric Utility | Utility | Investor Owned Utility | 1 | X | SUN | Renewable | 74.5 | 0 | 1 | 0
Operable | 6452 | Florida Power & Light Co |  | 61029 | Blue Cypress Solar Energy Center | FL | Vertical | Indian River | 1 | Solar Photovoltaic | PV |  | S | X | X |  |  | 74.5 |  | 74.5 | 74.5 |  | N |  |  | OP | X | 3 | 2018 | 2018 |  |  | N | Electric Utility | Utility | Investor Owned Utility | 1 | X | SUN | Renewable | 74.5 | 0 | 1 | 0
Operable | 6452 | Florida Power & Light Co |  | 61050 | Wildflower Solar Energy Center | FL | Vertical | Desoto | 1 | Solar Photovoltaic | PV |  | S | X | X |  |  | 74.5 |  | 74.5 | 74.5 |  | N |  |  | OP | X | 1 | 2018 | 2018 |  |  | N | Electric Utility | Utility | Investor Owned Utility | 1 | X | SUN | Renewable | 74.5 | 0 | 1 | 0
Operable | 6452 | Florida Power & Light Co |  | 61051 | Barefoot Bay Solar Energy Center | FL | Vertical | Brevard | 1 | Solar Photovoltaic | PV |  | S | X | X |  |  | 74.5 |  | 74.5 | 74.5 |  | N |  |  | OP | X | 3 | 2018 | 2018 |  |  | N | Electric Utility | Utility | Investor Owned Utility | 1 | X | SUN | Renewable | 74.5 | 0 | 1 | 0
Operable | 6452 | Florida Power & Light Co |  | 61052 | Loggerhead Solar Energy Center | FL | Vertical | St Lucie | 1 | Solar Photovoltaic | PV |  | S | X | X |  |  | 74.5 |  | 74.5 | 74.5 |  | N |  |  | OP | X | 3 | 2018 | 2018 |  |  | N | Electric Utility | Utility | Investor Owned Utility | 1 | X | SUN | Renewable | 74.5 | 0 | 1 | 0
Operable | 6452 | Florida Power & Light Co |  | 61763 | Sunshine Gateway Solar Energy Center | FL | Vertical | Columbia | 1 | Solar Photovoltaic | PV |  | S | X | X |  |  | 74.5 |  | 74.5 | 74.5 |  | N |  |  | OP | X | 1 | 2019 | 2019 |  |  | N | Electric Utility | Utility | Investor Owned Utility | 1 | X | SUN | Renewable | 74.5 | 0 | 1 | 0
Operable | 6452 | Florida Power & Light Co |  | 61763 | Sunshine Gateway Solar Energy Center | FL | Vertical | Columbia | 2 | Batteries | BA |  | S | X | X |  |  | 30 |  | 30 | 30 | 0.7 | N |  |  | OP | X | 12 | 2021 | 2021 |  |  | N | Electric Utility | Utility | Investor Owned Utility | 1 | X | MWH | Other | 0 | 0 | 0 | 0
Operable | 6452 | Florida Power & Light Co |  | 61766 | Miami Dade Solar Energy Center | FL | Vertical | Miami Dade | 1 | Solar Photovoltaic | PV |  | S | X | X |  |  | 74.5 |  | 74.5 | 74.5 |  | N |  |  | OP | X | 1 | 2019 | 2019 |  |  | N | Electric Utility | Utility | Investor Owned Utility | 1 | X | SUN | Renewable | 74.5 | 0 | 1 | 0
Operable | 6452 | Florida Power & Light Co |  | 61767 | Pioneer Trail Solar Energy Center | FL | Vertical | Volusia | 1 | Solar Photovoltaic | PV |  | S | X | X |  |  | 74.5 |  | 74.5 | 74.5 |  | N |  |  | OP | X | 1 | 2019 | 2019 |  |  | N | Electric Utility | Utility | Investor Owned Utility | 1 | X | SUN | Renewable | 74.5 | 0 | 1 | 0
Operable | 6452 | Florida Power & Light Co |  | 61768 | Interstate Solar Energy Center | FL | Vertical | St Lucie | 1 | Solar Photovoltaic | PV |  | S | X | X |  |  | 74.5 |  | 74.5 | 74.5 |  | N |  |  | OP | X | 1 | 2019 | 2019 |  |  | N | Electric Utility | Utility | Investor Owned Utility | 1 | X | SUN | Renewable | 74.5 | 0 | 1 | 0
Operable | 6452 | Florida Power & Light Co |  | 62206 | Hibiscus Solar Energy Center | FL | Vertical | Palm Beach | 1 | Solar Photovoltaic | PV |  | S | X | X |  |  | 74.5 |  | 74.5 | 74.5 |  | N |  |  | OP | X | 4 | 2020 | 2020 |  |  | N | Electric Utility | Utility | Investor Owned Utility | 1 | X | SUN | Renewable | 74.5 | 0 | 1 | 0
Operable | 6452 | Florida Power & Light Co |  | 62394 | Sweetbay Solar Center | FL | Vertical | Martin | 1 | Solar Photovoltaic | PV |  | S | X | X |  |  | 74.5 |  | 74.5 | 74.5 |  | N |  |  | OP | X | 1 | 2020 | 2020 |  |  | N | Electric Utility | Utility | Investor Owned Utility | 1 | X | SUN | Renewable | 74.5 | 0 | 1 | 0
Operable | 6452 | Florida Power & Light Co |  | 62490 | Echo River Solar | FL | Vertical | Suwannee | 1 | Solar Photovoltaic | PV |  | S | X | X |  |  | 74.5 |  | 74.5 | 74.5 |  | N |  |  | OP | X | 4 | 2020 | 2020 |  |  | N | Electric Utility | Utility | Investor Owned Utility | 1 | X | SUN | Renewable | 74.5 | 0 | 1 | 0
Operable | 6452 | Florida Power & Light Co |  | 62490 | Echo River Solar | FL | Vertical | Suwannee | 2 | Batteries | BA |  | S | X | X |  |  | 30 |  | 30 | 30 | 0.7 | N |  |  | OP | X | 12 | 2021 | 2021 |  |  | N | Electric Utility | Utility | Investor Owned Utility | 1 | X | MWH | Other | 0 | 0 | 0 | 0
Operable | 6452 | Florida Power & Light Co |  | 62491 | Okeechobee Solar | FL | Vertical | Okeechobee | 1 | Solar Photovoltaic | PV |  | S | X | X |  |  | 74.5 |  | 74.5 | 74.5 |  | N |  |  | OP | X | 4 | 2020 | 2020 |  |  | N | Electric Utility | Utility | Investor Owned Utility | 1 | X | SUN | Renewable | 74.5 | 0 | 1 | 0
Operable | 6452 | Florida Power & Light Co |  | 62493 | Southfork Solar | FL | Vertical | Manatee | 1 | Solar Photovoltaic | PV |  | S | X | X |  |  | 74.5 |  | 74.5 | 74.5 |  | N |  |  | OP | X | 4 | 2020 | 2020 |  |  | N | Electric Utility | Utility | Investor Owned Utility | 1 | X | SUN | Renewable | 74.5 | 0 | 1 | 0
Operable | 6452 | Florida Power & Light Co |  | 62631 | Blue Heron Solar | FL | Vertical | Hendry | 1 | Solar Photovoltaic | PV |  | S | X | X |  |  | 74.5 |  | 74.5 | 74.5 |  | N |  |  | OP | X | 1 | 2020 | 2020 |  |  | N | Electric Utility | Utility | Investor Owned Utility | 1 | X | SUN | Renewable | 74.5 | 0 | 1 | 0
Operable | 6452 | Florida Power & Light Co |  | 62632 | Cattle Ranch | FL | Vertical | DeSoto | 1 | Solar Photovoltaic | PV |  | S | X | X |  |  | 74.5 |  | 74.5 | 74.5 |  | N |  |  | OP | X | 1 | 2020 | 2020 |  |  | N | Electric Utility | Utility | Investor Owned Utility | 1 | X | SUN | Renewable | 74.5 | 0 | 1 | 0
Operable | 6452 | Florida Power & Light Co |  | 62633 | Twin Lakes | FL | Vertical | Putnam | 1 | Solar Photovoltaic | PV |  | S | X | X |  |  | 74.5 |  | 74.5 | 74.5 |  | N |  |  | OP | X | 1 | 2020 | 2020 |  |  | N | Electric Utility | Utility | Investor Owned Utility | 1 | X | SUN | Renewable | 74.5 | 0 | 1 | 0
Operable | 6452 | Florida Power & Light Co |  | 62634 | Babcock Preserve | FL | Vertical | Charlotte | 1 | Solar Photovoltaic | PV |  | S | X | X |  |  | 74.5 |  | 74.5 | 74.5 |  | N |  |  | OP | X | 1 | 2020 | 2020 |  |  | N | Electric Utility | Utility | Investor Owned Utility | 1 | X | SUN | Renewable | 74.5 | 0 | 1 | 0
Operable | 6452 | Florida Power & Light Co |  | 62645 | Northern Preserve Solar | FL | Vertical | Baker | 1 | Solar Photovoltaic | PV |  | S | X | X |  |  | 74.5 |  | 74.5 | 74.5 |  | N |  |  | OP | X | 1 | 2020 | 2020 |  |  | N | Electric Utility | Utility | Investor Owned Utility | 1 | X | SUN | Renewable | 74.5 | 0 | 1 | 0
Operable | 6452 | Florida Power & Light Co |  | 62914 | Nassau Solar Center | FL | Vertical | Nassau | 1 | Solar Photovoltaic | PV |  | S | X | X |  |  | 74.5 |  | 74.5 | 74.5 |  | N |  |  | OP | X | 12 | 2020 | 2020 |  |  | N | Electric Utility | Utility | Investor Owned Utility | 1 | X | SUN | Renewable | 74.5 | 0 | 1 | 0
Operable | 6452 | Florida Power & Light Co |  | 62915 | Magnolia Springs Solar Center | FL | Vertical | Clay | 1 | Solar Photovoltaic | PV |  | S | X | X |  |  | 74.5 |  | 74.5 | 74.5 |  | N |  |  | OP | X | 3 | 2021 | 2021 |  |  | N | Electric Utility | Utility | Investor Owned Utility | 1 | X | SUN | Renewable | 74.5 | 0 | 1 | 0
Operable | 6452 | Florida Power & Light Co |  | 62916 | Trailside Solar Center | FL | Vertical | St Johns | 1 | Solar Photovoltaic | PV |  | S | X | X |  |  | 74.5 |  | 74.5 | 74.5 |  | N |  |  | OP | X | 12 | 2020 | 2020 |  |  | N | Electric Utility | Utility | Investor Owned Utility | 1 | X | SUN | Renewable | 74.5 | 0 | 1 | 0
Operable | 6452 | Florida Power & Light Co |  | 62917 | Rodeo Solar Center | FL | Vertical | DeSoto | 1 | Solar Photovoltaic | PV |  | S | X | X |  |  | 74.5 |  | 74.5 | 74.5 |  | N |  |  | OP | X | 3 | 2021 | 2021 |  |  | N | Electric Utility | Utility | Investor Owned Utility | 1 | X | SUN | Renewable | 74.5 | 0 | 1 | 0
Operable | 6452 | Florida Power & Light Co |  | 62919 | Orange Blossom Solar Center | FL | Vertical | Indian River | 1 | Solar Photovoltaic | PV |  | S | X | X |  |  | 74.5 |  | 74.5 | 74.5 |  | N |  |  | OP | X | 5 | 2021 | 2021 |  |  | N | Electric Utility | Utility | Investor Owned Utility | 1 | X | SUN | Renewable | 74.5 | 0 | 1 | 0
Operable | 6452 | Florida Power & Light Co |  | 62921 | Palm Bay Solar | FL | Vertical | Brevard | 1 | Solar Photovoltaic | PV |  | S | X | X |  |  | 74.5 |  | 74.5 | 74.5 |  | N |  |  | OP | X | 3 | 2021 | 2021 |  |  | N | Electric Utility | Utility | Investor Owned Utility | 1 | X | SUN | Renewable | 74.5 | 0 | 1 | 0
Operable | 6452 | Florida Power & Light Co |  | 62922 | Lakeside Solar Center | FL | Vertical | Okeechobee | 1 | Solar Photovoltaic | PV |  | S | X | X |  |  | 74.5 |  | 74.5 | 74.5 |  | N |  |  | OP | X | 12 | 2020 | 2020 |  |  | N | Electric Utility | Utility | Investor Owned Utility | 1 | X | SUN | Renewable | 74.5 | 0 | 1 | 0
Operable | 6452 | Florida Power & Light Co |  | 62923 | Union Springs Solar Center | FL | Vertical | Union | 1 | Solar Photovoltaic | PV |  | S | X | X |  |  | 74.5 |  | 74.5 | 74.5 |  | N |  |  | OP | X | 12 | 2020 | 2020 |  |  | N | Electric Utility | Utility | Investor Owned Utility | 1 | X | SUN | Renewable | 74.5 | 0 | 1 | 0
Operable | 6452 | Florida Power & Light Co |  | 62924 | Pelican Solar Center | FL | Vertical | St Lucie | 1 | Solar Photovoltaic | PV |  | S | X | X |  |  | 74.5 |  | 74.5 | 74.5 |  | N |  |  | OP | X | 3 | 2021 | 2021 |  |  | N | Electric Utility | Utility | Investor Owned Utility | 1 | X | SUN | Renewable | 74.5 | 0 | 1 | 0
Operable | 6452 | Florida Power & Light Co |  | 62925 | Egret Solar Center | FL | Vertical | Baker | 1 | Solar Photovoltaic | PV |  | S | X | X |  |  | 74.5 |  | 74.5 | 74.5 |  | N |  |  | OP | X | 12 | 2020 | 2020 |  |  | N | Electric Utility | Utility | Investor Owned Utility | 1 | X | SUN | Renewable | 74.5 | 0 | 1 | 0
Operable | 6452 | Florida Power & Light Co |  | 63109 | Discovery Solar Center | FL | Vertical | Brevard | 1 | Solar Photovoltaic | PV |  | S | X | X |  |  | 74.5 |  | 74.5 | 74.5 |  | N |  |  | OP | X | 5 | 2021 | 2021 |  |  | N | Electric Utility | Utility | Investor Owned Utility | 1 | X | SUN | Renewable | 74.5 | 0 | 1 | 0
Operable | 6452 | Florida Power & Light Co |  | 63110 | Sabal Palm Solar Center | FL | Vertical | Palm Beach | 1 | Solar Photovoltaic | PV |  | S | X | X |  |  | 74.5 |  | 74.5 | 74.5 |  | N |  |  | OP | X | 4 | 2021 | 2021 |  |  | N | Electric Utility | Utility | Investor Owned Utility | 1 | X | SUN | Renewable | 74.5 | 0 | 1 | 0
Operable | 6452 | Florida Power & Light Co |  | 63754 | Gulf Power Blue Indigo Energy | FL | Vertical | Jackson | SBI01 | Solar Photovoltaic | PV |  | S | X | X |  |  | 74.5 |  | 74.5 | 74.5 |  | N |  |  | OP | X | 4 | 2020 | 2020 |  |  | N | Electric Utility | Utility | Investor Owned Utility | 1 | X | SUN | Renewable | 74.5 | 0 | 1 | 0
Operable | 6452 | Florida Power & Light Co |  | 64300 | Fort Drum Energy Center | FL | Vertical | Okeechobee | FORTD | Solar Photovoltaic | PV |  | S | X | X |  |  | 74.5 |  | 74.5 | 74.5 |  | N |  |  | OP | X | 6 | 2021 | 2021 |  |  | N | Electric Utility | Utility | Investor Owned Utility | 1 | X | SUN | Renewable | 74.5 | 0 | 1 | 0
Operable | 6452 | Florida Power & Light Co |  | 64301 | Willow Solar Energy Center | FL | Vertical | Manatee | WILLO | Solar Photovoltaic | PV |  | S | X | X |  |  | 74.5 |  | 74.5 | 74.5 |  | N |  |  | OP | X | 5 | 2021 | 2021 |  |  | N | Electric Utility | Utility | Investor Owned Utility | 1 | X | SUN | Renewable | 74.5 | 0 | 1 | 0
Operable | 6452 | Florida Power & Light Co |  | 64546 | Wynwood Energy Storage | FL | Vertical | Miami Dade | 1 | Batteries | BA |  | S | X | X |  |  | 10 |  | 10 | 10 | 0.7 | N |  |  | OP | X | 12 | 2019 | 2019 |  |  | N | Electric Utility | Utility | Investor Owned Utility | 1 | X | MWH | Other | 0 | 0 | 0 | 0
Operable | 6452 | Florida Power & Light Co |  | 64757 | Blue Springs | FL | Vertical | Jackson | 1 | Solar Photovoltaic | PV |  | S | X | X |  |  | 74.5 |  | 74.5 | 74.5 |  | N |  |  | OP | X | 1 | 2022 | 2022 |  |  | N | Electric Utility | Utility | Investor Owned Utility | 1 | X | SUN | Renewable | 74.5 | 0 | 1 | 0
Operable | 6452 | Florida Power & Light Co |  | 65036 | Cotton Creek Solar Energy Center | FL | Vertical | Escambia | 1 | Solar Photovoltaic | PV |  | S | X | X |  |  | 74.5 |  | 74.5 | 74.5 |  | N |  |  | OP | X | 12 | 2021 | 2021 |  |  | N | Electric Utility | Utility | Investor Owned Utility | 1 | X | SUN | Renewable | 74.5 | 0 | 1 | 0
Operable | 6452 | Florida Power & Light Co |  | 65037 | Sawgrass Solar Energy Center | FL | Vertical | Hendry | 1 | Solar Photovoltaic | PV |  | S | X | X |  |  | 74.5 | 0.95 | 74.5 | 74.5 |  | N |  |  | OP | X | 1 | 2022 | 2022 |  |  | N | Electric Utility | Utility | Investor Owned Utility | 1 | X | SUN | Renewable | 74.5 | 0 | 1 | 0
Operable | 6452 | Florida Power & Light Co |  | 65038 | Ghost Orchid Solar Energy Center | FL | Vertical | Hendry | 1 | Solar Photovoltaic | PV |  | S | X | X |  |  | 74.5 | 0.95 | 74.5 | 74.5 |  | N |  |  | OP | X | 1 | 2022 | 2022 |  |  | N | Electric Utility | Utility | Investor Owned Utility | 1 | X | SUN | Renewable | 74.5 | 0 | 1 | 0
Operable | 6452 | Florida Power & Light Co |  | 65039 | Sundew | FL | Vertical | St Lucie | 1 | Solar Photovoltaic | PV |  | S | X | X |  |  | 74.5 | 0.95 | 74.5 | 74.5 |  | N |  |  | OP | X | 1 | 2022 | 2022 |  |  | N | Electric Utility | Utility | Investor Owned Utility | 1 | X | SUN | Renewable | 74.5 | 0 | 1 | 0
Operable | 6452 | Florida Power & Light Co |  | 65040 | Immokalee | FL | Vertical | Collier | 1 | Solar Photovoltaic | PV |  | S | X | X |  |  | 74.5 | 0.95 | 74.5 | 74.5 |  | N |  |  | OP | X | 1 | 2022 | 2022 |  |  | N | Electric Utility | Utility | Investor Owned Utility | 1 | X | SUN | Renewable | 74.5 | 0 | 1 | 0
Operable | 6452 | Florida Power & Light Co |  | 65041 | Elder Branch | FL | Vertical | Manatee | 1 | Solar Photovoltaic | PV |  | S | X | X |  |  | 74.5 | 0.95 | 74.5 | 74.5 |  | N |  |  | OP | X | 1 | 2022 | 2022 |  |  | N | Electric Utility | Utility | Investor Owned Utility | 1 | X | SUN | Renewable | 74.5 | 0 | 1 | 0
Operable | 6452 | Florida Power & Light Co |  | 65042 | Grove | FL | Vertical | Indian River | 1 | Solar Photovoltaic | PV |  | S | X | X |  |  | 74.5 | 0.95 | 74.5 | 74.5 |  | N |  |  | OP | X | 1 | 2022 | 2022 |  |  | N | Electric Utility | Utility | Investor Owned Utility | 1 | X | SUN | Renewable | 74.5 | 0 | 1 | 0
Operable | 6452 | Florida Power & Light Co |  | 65420 | Bluefield Preserve Solar | FL | Vertical | St Lucie | 1 | Solar Photovoltaic | PV |  | S | X | X |  |  | 74.5 |  | 74.5 | 74.5 |  | N |  |  | OP | X | 1 | 2023 | 2023 |  |  | N | Electric Utility | Utility | Investor Owned Utility | 1 | X | SUN | Renewable | 74.5 | 0 | 1 | 0
Operable | 6452 | Florida Power & Light Co |  | 65421 | Chautauqua Solar Energy Center | FL | Vertical | Walton | 1 | Solar Photovoltaic | PV |  | S | X | X |  |  | 74.5 |  | 74.5 | 74.5 |  | N |  |  | OP | X | 2 | 2023 | 2023 |  |  | N | Electric Utility | Utility | Investor Owned Utility | 1 | X | SUN | Renewable | 74.5 | 0 | 1 | 0
Operable | 6452 | Florida Power & Light Co |  | 65422 | FPL Chipola River Solar Energy Center | FL | Vertical | Calhoun | 1 | Solar Photovoltaic | PV |  | S | X | X |  |  | 74.5 |  | 74.5 | 74.5 |  | N |  |  | OP | X | 1 | 2023 | 2023 |  |  | N | Electric Utility | Utility | Investor Owned Utility | 1 | X | SUN | Renewable | 74.5 | 0 | 1 | 0
Operable | 6452 | Florida Power & Light Co |  | 65423 | Everglades Solar Energy Center | FL | Vertical | Miami Dade | 1 | Solar Photovoltaic | PV |  | S | X | X |  |  | 74.5 |  | 74.5 | 74.5 |  | N |  |  | OP | X | 1 | 2023 | 2023 |  |  | N | Electric Utility | Utility | Investor Owned Utility | 1 | X | SUN | Renewable | 74.5 | 0 | 1 | 0
Operable | 6452 | Florida Power & Light Co |  | 65424 | First City Solar Energy Center | FL | Vertical | Escambia | 1 | Solar Photovoltaic | PV |  | S | X | X |  |  | 74.5 |  | 74.5 | 74.5 |  | N |  |  | OP | X | 1 | 2023 | 2023 |  |  | N | Electric Utility | Utility | Investor Owned Utility | 1 | X | SUN | Renewable | 74.5 | 0 | 1 | 0
Operable | 6452 | Florida Power & Light Co |  | 65427 | FPL Flowers Creek Solar Energy Center | FL | Vertical | Calhoun | 1 | Solar Photovoltaic | PV |  | S | X | X |  |  | 74.5 |  | 74.5 | 74.5 |  | N |  |  | OP | X | 1 | 2023 | 2023 |  |  | N | Electric Utility | Utility | Investor Owned Utility | 1 | X | SUN | Renewable | 74.5 | 0 | 1 | 0
Operable | 6452 | Florida Power & Light Co |  | 65428 | Pink Trial Solar Energy Center | FL | Vertical | St Lucie | 1 | Solar Photovoltaic | PV |  | S | X | X |  |  | 74.5 |  | 74.5 | 74.5 |  | N |  |  | OP | X | 1 | 2023 | 2023 |  |  | N | Electric Utility | Utility | Investor Owned Utility | 1 | X | SUN | Renewable | 74.5 | 0 | 1 | 0
Operable | 6452 | Florida Power & Light Co |  | 65429 | FPL Shirer Branch Solar Energy Center | FL | Vertical | Calhoun | 1 | Solar Photovoltaic | PV |  | S | X | X |  |  | 74.5 |  | 74.5 | 74.5 |  | N |  |  | OP | X | 2 | 2023 | 2023 |  |  | N | Electric Utility | Utility | Investor Owned Utility | 1 | X | SUN | Renewable | 74.5 | 0 | 1 | 0
Operable | 6452 | Florida Power & Light Co |  | 65430 | Wild Azalea Solar Energy Center | FL | Vertical | Gadsden | 1 | Solar Photovoltaic | PV |  | S | X | X |  |  | 74.5 |  | 74.5 | 74.5 |  | N |  |  | OP | X | 2 | 2023 | 2023 |  |  | N | Electric Utility | Utility | Investor Owned Utility | 1 | X | SUN | Renewable | 74.5 | 0 | 1 | 0
Operable | 6452 | Florida Power & Light Co |  | 65431 | Anhinga Solar Energy Center | FL | Vertical | Clay | 1 | Solar Photovoltaic | PV |  | S | X | X |  |  | 74.5 |  | 74.5 | 74.5 |  | N |  |  | OP | X | 1 | 2023 | 2023 |  |  | N | Electric Utility | Utility | Investor Owned Utility | 1 | X | SUN | Renewable | 74.5 | 0 | 1 | 0
Operable | 6452 | Florida Power & Light Co |  | 65432 | Apalachee | FL | Vertical | Jackson | 1 | Solar Photovoltaic | PV |  | S | X | X |  |  | 74.5 |  | 74.5 | 74.5 |  | N |  |  | OP | X | 1 | 2023 | 2023 |  |  | N | Electric Utility | Utility | Investor Owned Utility | 1 | X | SUN | Renewable | 74.5 | 0 | 1 | 0
Operable | 6452 | Florida Power & Light Co |  | 65433 | Blackwater River Solar Energy Center | FL | Vertical | Santa Rosa | 1 | Solar Photovoltaic | PV |  | S | X | X |  |  | 74.5 |  | 74.5 | 74.5 |  | N |  |  | OP | X | 1 | 2023 | 2023 |  |  | N | Electric Utility | Utility | Investor Owned Utility | 1 | X | SUN | Renewable | 74.5 | 0 | 1 | 0
Operable | 6452 | Florida Power & Light Co |  | 65438 | FPL Cavendish Solar Energy Center | FL | Vertical | Okeechobee | 1 | Solar Photovoltaic | PV |  | S | X | X |  |  | 74.5 |  | 74.5 | 74.5 |  | N |  |  | OP | X | 1 | 2023 | 2023 |  |  | N | Electric Utility | Utility | Investor Owned Utility | 1 | X | SUN | Renewable | 74.5 | 0 | 1 | 0
Operable | 6452 | Florida Power & Light Co |  | 65592 | FPL Saw Palmetto Solar Energy Center | FL | Vertical | Bay | 1 | Solar Photovoltaic | PV |  | S | X | X |  |  | 74.5 |  | 74.5 | 74.5 |  | N |  |  | OP | X | 4 | 2023 | 2023 |  |  | N | Electric Utility | Utility | Investor Owned Utility | 1 | X | SUN | Renewable | 74.5 | 0 | 1 | 0
Operable | 6452 | Florida Power & Light Co |  | 65593 | FPL Cypress Pond Solar | FL | Vertical | Washington | 1 | Solar Photovoltaic | PV |  | S | X | X |  |  | 74.5 |  | 74.5 | 74.5 |  | N |  |  | OP | X | 4 | 2023 | 2023 |  |  | N | Electric Utility | Utility | Investor Owned Utility | 1 | X | SUN | Renewable | 74.5 | 0 | 1 | 0
Operable | 6452 | Florida Power & Light Co |  | 65594 | FPL Etonia Creek | FL | Vertical | Putnam | 1 | Solar Photovoltaic | PV |  | S | X | X |  |  | 74.5 |  | 74.5 | 74.5 |  | N |  |  | OP | X | 4 | 2023 | 2023 |  |  | N | Electric Utility | Utility | Investor Owned Utility | 1 | X | SUN | Renewable | 74.5 | 0 | 1 | 0
Operable | 6452 | Florida Power & Light Co |  | 65978 | Dania Beach 7 | FL | Vertical | Broward | 7GT1 | Natural Gas Fired Combined Cycle | CT | DBCC | S | X | N |  |  | 492.2 | 0.85 | 434.1 | 432.2 |  | N |  |  | OP | X | 5 | 2022 | 2022 |  |  | N | Electric Utility | Utility | Investor Owned Utility | 1 | X | NG | Non-Renewable | 0 | 492.2 | 0 | 1 | DFO
Operable | 6452 | Florida Power & Light Co |  | 65978 | Dania Beach 7 | FL | Vertical | Broward | 7GT2 | Natural Gas Fired Combined Cycle | CT | DBCC | S | X | N |  |  | 492.2 | 0.85 | 434.1 | 432.2 |  | N |  |  | OP | X | 5 | 2022 | 2022 |  |  | N | Electric Utility | Utility | Investor Owned Utility | 1 | X | NG | Non-Renewable | 0 | 492.2 | 0 | 1 | DFO
Operable | 6452 | Florida Power & Light Co |  | 65978 | Dania Beach 7 | FL | Vertical | Broward | ST7 | Natural Gas Fired Combined Cycle | CA | DBCC | S | N | X |  |  | 463.3 | 0.85 | 377.8 | 369.6 |  | N |  |  | OP | X | 5 | 2022 | 2022 |  |  | N | Electric Utility | Utility | Investor Owned Utility | 1 | X | NG | Non-Renewable | 0 | 463.3 | 0 | 1 | DFO
Operable | 64400 | Flower Valley |  | 64915 | Flower Valley I | TX | Restructured | Reeves | FLRV1 | Batteries | BA |  | S | X | X | TNFLATTOP_1Z | TNFLATTOP_1Z | 9.9 | 1 | 9.9 | 9.9 | 0 | N |  |  | OP | X | 5 | 2021 | 2021 | 8 | 2032 | N | IPP Non-CHP | IPP | IPP | 2 | X | MWH | Other | 0 | 0 | 0 | 0
Operable | 65182 | Flower Valley II |  | 66007 | Flower Valley II | TX | Restructured | Reeves | BA | Batteries | BA |  | S | X | X |  |  | 101 | 1 | 101 | 101 | 0 | N |  |  | OP | X | 4 | 2022 | 2022 |  |  | N | IPP Non-CHP | IPP | IPP | 2 | X | MWH | Other | 0 | 0 | 0 | 0
Operable | 61054 | Fluvanna Wind Energy 2 LLC |  | 61417 | Gopher Creek Wind Farm | TX | Restructured | Borden | GCWF | Onshore Wind Turbine | WT |  | S | X | X |  |  | 158 |  | 158 | 158 | 0.5 | N |  |  | OP | X | 9 | 2019 | 2019 |  |  | N | IPP Non-CHP | IPP | IPP | 2 | X | WND | Renewable | 158 | 0 | 1 | 0
Operable | 60042 | Fluvanna Wind Energy LLC |  | 59245 | Fluvanna | TX | Restructured | Scurry | FLUV1 | Onshore Wind Turbine | WT |  | S | X | X |  |  | 155.4 |  | 155.4 | 155.4 | 0 | N |  |  | OP | X | 11 | 2017 | 2017 |  |  | N | IPP Non-CHP | IPP | IPP | 2 | X | WND | Renewable | 155.4 | 0 | 1 | 0
Operable | 61037 | Foard City Wind, LLC |  | 61402 | Foard City Wind | TX | Restructured | Foard | FOARD | Onshore Wind Turbine | WT |  | S | X | X | EDITHCLA7A | EDITHCLA7A | 352.8 |  | 350.3 | 350.3 | 0.3 | N |  |  | OP | X | 9 | 2019 | 2019 |  |  | N | IPP Non-CHP | IPP | IPP | 2 | X | WND | Renewable | 352.8 | 0 | 1 | 0
Operable | 63441 | Fogarty Solar LLC |  | 63747 | Fogarty CSG | NY | Restructured | Orange | GRA | Solar Photovoltaic | PV |  | S | X | X |  |  | 2 |  | 2 | 2 |  | N |  |  | OP | X | 3 | 2021 | 2021 |  |  | N | IPP Non-CHP | IPP | IPP | 2 | X | SUN | Renewable | 2 | 0 | 1 | 0
Operable | 6527 | Ford Hydro Ltd Partnership |  | 54674 | Ford Hydro LP | ID | Vertical | Clearwater | GEN1 | Conventional Hydroelectric | HY |  | S | X | X |  |  | 0.4 | 1 | 0.2 | 0.5 | 0.1 | N |  |  | OP | X | 3 | 1988 | Pre-2000 |  |  | N | IPP Non-CHP | IPP | IPP | 2 | X | WAT | Renewable | 0.4 | 0 | 1 | 0
Operable | 6527 | Ford Hydro Ltd Partnership |  | 54674 | Ford Hydro LP | ID | Vertical | Clearwater | GEN2 | Conventional Hydroelectric | HY |  | S | X | X |  |  | 0.4 | 1 | 0.2 | 0.5 | 0.1 | N |  |  | OP | X | 3 | 1988 | Pre-2000 |  |  | N | IPP Non-CHP | IPP | IPP | 2 | X | WAT | Renewable | 0.4 | 0 | 1 | 0
Operable | 6527 | Ford Hydro Ltd Partnership |  | 54674 | Ford Hydro LP | ID | Vertical | Clearwater | GEN3 | Conventional Hydroelectric | HY |  | S | X | X |  |  | 0.4 | 1 | 0.2 | 0.5 | 0.1 | N |  |  | OP | X | 3 | 1988 | Pre-2000 |  |  | N | IPP Non-CHP | IPP | IPP | 2 | X | WAT | Renewable | 0.4 | 0 | 1 | 0
Operable | 64683 | Ford Ridge |  | 65350 | Ford County Wind Farm LLC | IL | Restructured | Ford | FORDC | Onshore Wind Turbine | WT |  | S | X | X |  |  | 121.3 |  | 121.3 | 121.3 | 1 | N |  |  | OP | X | 3 | 2022 | 2022 |  |  | N | IPP Non-CHP | IPP | IPP | 2 | X | WND | Renewable | 121.3 | 0 | 1 | 0
Operable | 63266 | Fordham University |  | 63544 | Fordham University | NY | Restructured | Bronx | DC350 | Petroleum Liquids | IC |  | S | X | X |  |  | 0.4 | 0.8 | 0.4 | 0.4 | 0.1 | N |  |  | SB | N | 1 | 2010 | 2010 |  |  | N | Commercial Non-CHP | Customer Sited | Other | 4 | X | DFO | Non-Renewable | 0 | 0.4 | 0 | 1
Operable | 63266 | Fordham University |  | 63544 | Fordham University | NY | Restructured | Bronx | LC565 | Petroleum Liquids | IC |  | S | X | X |  |  | 0.6 | 0.8 | 0.6 | 0.6 | 0.1 | N |  |  | SB | N | 1 | 2010 | 2010 |  |  | N | Commercial Non-CHP | Customer Sited | Other | 4 | X | DFO | Non-Renewable | 0 | 0.6 | 0 | 1
Operable | 63266 | Fordham University |  | 63544 | Fordham University | NY | Restructured | Bronx | LH275 | Petroleum Liquids | IC |  | S | X | X |  |  | 0.3 | 0.8 | 0.3 | 0.3 | 0.1 | N |  |  | SB | N | 1 | 2010 | 2010 |  |  | N | Commercial Non-CHP | Customer Sited | Other | 4 | X | DFO | Non-Renewable | 0 | 0.3 | 0 | 1
Operable | 63266 | Fordham University |  | 63544 | Fordham University | NY | Restructured | Bronx | MC750 | Petroleum Liquids | IC |  | S | X | X |  |  | 0.8 | 0.8 | 0.8 | 0.8 | 0.8 | N |  |  | SB | Y | 12 | 2018 | 2018 |  |  | N | Commercial Non-CHP | Customer Sited | Other | 4 | X | DFO | Non-Renewable | 0 | 0.8 | 0 | 1
Operable | 63266 | Fordham University |  | 63544 | Fordham University | NY | Restructured | Bronx | TB1 | Petroleum Liquids | IC |  | S | X | X |  |  | 0.1 | 0.8 | 0.1 | 0.1 | 0.1 | N |  |  | SB | N | 1 | 2010 | 2010 |  |  | N | Commercial Non-CHP | Customer Sited | Other | 4 | X | DFO | Non-Renewable | 0 | 0.1 | 0 | 1
Operable | 63266 | Fordham University |  | 63544 | Fordham University | NY | Restructured | Bronx | TB2 | Petroleum Liquids | IC |  | S | X | X |  |  | 0.1 | 0.8 | 0.1 | 0.1 | 0.1 | N |  |  | SB | N | 1 | 2010 | 2010 |  |  | N | Commercial Non-CHP | Customer Sited | Other | 4 | X | DFO | Non-Renewable | 0 | 0.1 | 0 | 1
Operable | 63266 | Fordham University |  | 63544 | Fordham University | NY | Restructured | Bronx | WL500 | Petroleum Liquids | IC |  | S | X | X |  |  | 0.6 | 0.8 | 0.6 | 0.6 | 0.1 | N |  |  | SB | N | 1 | 1999 | Pre-2000 |  |  | N | Commercial Non-CHP | Customer Sited | Other | 4 | X | DFO | Non-Renewable | 0 | 0.6 | 0 | 1
Operable | 62856 | Forefront Power, LLC |  | 63021 | SCCCD - Clovis Community College | CA | Vertical | Fresno | 232 | Solar Photovoltaic | PV |  | S | X | X |  |  | 1.2 |  | 1.2 | 1.2 |  | N |  |  | OP | X | 12 | 2018 | 2018 |  |  | N | IPP Non-CHP | IPP | IPP | 2 | X | SUN | Renewable | 1.2 | 0 | 1 | 0
Operable | 62856 | Forefront Power, LLC |  | 63068 | SCCCD - Fresno Community College | CA | Vertical | Fresno | 231 | Solar Photovoltaic | PV |  | S | X | X |  |  | 2.2 |  | 2.2 | 2.2 |  | N |  |  | OP | X | 10 | 2018 | 2018 |  |  | N | IPP Non-CHP | IPP | IPP | 2 | X | SUN | Renewable | 2.2 | 0 | 1 | 0
Operable | 62856 | Forefront Power, LLC |  | 63069 | Harmony Road Solar | IL | Restructured | McHenry | 1823 | Solar Photovoltaic | PV |  | S | X | X |  |  | 1.9 |  | 1.9 | 1.9 |  | N |  |  | OP | X | 9 | 2020 | 2020 |  |  | N | IPP Non-CHP | IPP | IPP | 2 | X | SUN | Renewable | 1.9 | 0 | 1 | 0
Operable | 62856 | Forefront Power, LLC |  | 63070 | Square Barn Solar | IL | Restructured | McHenry | 1820 | Solar Photovoltaic | PV |  | S | X | X |  |  | 1.5 |  | 1.5 | 1.5 |  | N |  |  | OP | X | 9 | 2020 | 2020 |  |  | N | IPP Non-CHP | IPP | IPP | 2 | X | SUN | Renewable | 1.5 | 0 | 1 | 0
Operable | 62856 | Forefront Power, LLC |  | 63071 | Reed Road Solar | IL | Restructured | McHenry | 1822 | Solar Photovoltaic | PV |  | S | X | X |  |  | 1.3 |  | 1.3 | 1.3 |  | N |  |  | OP | X | 9 | 2020 | 2020 |  |  | N | IPP Non-CHP | IPP | IPP | 2 | X | SUN | Renewable | 1.3 | 0 | 1 | 0
Operable | 62856 | Forefront Power, LLC |  | 63073 | Mooseheart School Solar | IL | Restructured | Kane | 1817 | Solar Photovoltaic | PV |  | S | X | X |  |  | 2 |  | 2 | 2 |  | N |  |  | OP | X | 11 | 2020 | 2020 |  |  | N | IPP Non-CHP | IPP | IPP | 2 | X | SUN | Renewable | 2 | 0 | 1 | 0
Operable | 62856 | Forefront Power, LLC |  | 63074 | Reedley Community College Solar | CA | Vertical | Fresno | 234 | Solar Photovoltaic | PV |  | S | X | X |  |  | 2.6 |  | 2.6 | 2.6 |  | N |  |  | OP | X | 12 | 2018 | 2018 |  |  | N | IPP Non-CHP | IPP | IPP | 2 | X | SUN | Renewable | 2.6 | 0 | 1 | 0
Operable | 62856 | Forefront Power, LLC |  | 63418 | DGS Wasco State Prison | CA | Vertical | Kern | 1122 | Solar Photovoltaic | PV |  | S | X | X |  |  | 2.3 |  | 2.3 | 2.3 |  | N |  |  | OP | X | 7 | 2020 | 2020 |  |  | N | IPP Non-CHP | IPP | IPP | 2 | X | SUN | Renewable | 2.3 | 0 | 1 | 0
Operable | 62856 | Forefront Power, LLC |  | 63419 | DGS Central California Womens Facility | CA | Vertical | Madera | 1122 | Solar Photovoltaic | PV |  | S | X | X |  |  | 2 |  | 2 | 2 |  | N |  |  | OP | X | 12 | 2020 | 2020 |  |  | N | IPP Non-CHP | IPP | IPP | 2 | X | SUN | Renewable | 2 | 0 | 1 | 0
Operable | 62856 | Forefront Power, LLC |  | 63420 | Fresno Bullard High School Hybrid | CA | Vertical | Fresno | 903 | Solar Photovoltaic | PV |  | S | X | X |  |  | 1.2 |  | 1.2 | 1.2 |  | N |  |  | OP | X | 3 | 2020 | 2020 |  |  | N | IPP Non-CHP | IPP | IPP | 2 | X | SUN | Renewable | 1.2 | 0 | 1 | 0
Operable | 62856 | Forefront Power, LLC |  | 63420 | Fresno Bullard High School Hybrid | CA | Vertical | Fresno | BA903 | Batteries | BA |  | S | X | X |  |  | 0.4 |  | 0.4 | 0.4 | 0 | N |  |  | OP | X | 3 | 2020 | 2020 |  |  | N | IPP Non-CHP | IPP | IPP | 2 | X | MWH | Other | 0 | 0 | 0 | 0
Operable | 62856 | Forefront Power, LLC |  | 63421 | Fresno Hoover High School Hybrid | CA | Vertical | Fresno | 291 | Solar Photovoltaic | PV |  | S | X | X |  |  | 1.2 |  | 1.2 | 1.2 |  | N |  |  | OP | X | 3 | 2020 | 2020 |  |  | N | IPP Non-CHP | IPP | IPP | 2 | X | SUN | Renewable | 1.2 | 0 | 1 | 0
Operable | 62856 | Forefront Power, LLC |  | 63421 | Fresno Hoover High School Hybrid | CA | Vertical | Fresno | BA291 | Batteries | BA |  | S | X | X |  |  | 0.2 |  | 0.2 | 0.2 | 0 | N |  |  | OP | X | 3 | 2020 | 2020 |  |  | N | IPP Non-CHP | IPP | IPP | 2 | X | MWH | Other | 0 | 0 | 0 | 0
Operable | 62856 | Forefront Power, LLC |  | 63422 | Fresno Sunnyside High School Hybrid | CA | Vertical | Fresno | 1122 | Solar Photovoltaic | PV |  | S | X | X |  |  | 1.6 |  | 1.6 | 1.6 |  | N |  |  | OP | X | 12 | 2020 | 2020 |  |  | N | IPP Non-CHP | IPP | IPP | 2 | X | SUN | Renewable | 1.6 | 0 | 1 | 0
Operable | 62856 | Forefront Power, LLC |  | 63422 | Fresno Sunnyside High School Hybrid | CA | Vertical | Fresno | BA112 | Batteries | BA |  | S | X | X |  |  | 0.3 |  | 0.3 | 0.3 | 0 | N |  |  | OP | X | 12 | 2020 | 2020 |  |  | N | IPP Non-CHP | IPP | IPP | 2 | X | MWH | Other | 0 | 0 | 0 | 0
Operable | 62856 | Forefront Power, LLC |  | 63947 | DGS Valley State Prison | CA | Vertical | Madera | 579 | Solar Photovoltaic | PV |  | S | X | X |  |  | 2.3 |  | 2.3 | 2.3 |  | N |  |  | OP | X | 2 | 2021 | 2021 |  |  | N | IPP Non-CHP | IPP | IPP | 2 | X | SUN | Renewable | 2.3 | 0 | 1 | 0
Operable | 62856 | Forefront Power, LLC |  | 64179 | IA - City of Ames - Airport Road | IA | Vertical | Story | 17000 | Solar Photovoltaic | PV |  | S | X | X |  |  | 2 |  | 2 | 2 |  | N |  |  | OP | X | 12 | 2020 | 2020 |  |  | N | IPP Non-CHP | IPP | IPP | 2 | X | SUN | Renewable | 2 | 0 | 1 | 0
Operable | 62856 | Forefront Power, LLC |  | 64180 | MD - CS - Potomac Edison Co - GA29 TPE | MD | Restructured | Garrett | 19002 | Solar Photovoltaic | PV |  | S | X | X |  |  | 2 |  | 2 | 2 |  | N |  |  | OP | X | 1 | 2021 | 2021 |  |  | N | IPP Non-CHP | IPP | IPP | 2 | X | SUN | Renewable | 2 | 0 | 1 | 0
Operable | 62856 | Forefront Power, LLC |  | 64429 | Amazon - Stockton - Roof (SCK1) - (CA) | CA | Vertical | San Joaquin | 19001 | Solar Photovoltaic | PV |  | S | X | X |  |  | 2.6 |  | 2.6 | 2.6 |  | N |  |  | OP | X | 3 | 2023 | 2023 |  |  | N | IPP Non-CHP | IPP | IPP | 2 | X | SUN | Renewable | 2.6 | 0 | 1 | 0
Operable | 62856 | Forefront Power, LLC |  | 65365 | CA - Ventura Co CCD - Moorpark College | CA | Vertical | Ventura | 17024 | Solar Photovoltaic | PV |  | S | X | X |  |  | 2.6 |  | 2.6 | 2.6 |  | N |  |  | OP | X | 8 | 2023 | 2023 |  |  | N | IPP Non-CHP | IPP | IPP | 2 | X | SUN | Renewable | 2.6 | 0 | 1 | 0
Operable | 62856 | Forefront Power, LLC |  | 65447 | CA-Ventura Co CCD-Oxnard College Canopy | CA | Vertical | Ventura | 19032 | Solar Photovoltaic | PV |  | S | X | X |  |  | 1.5 |  | 1.5 | 1.5 |  | N |  |  | OP | X | 12 | 2022 | 2022 |  |  | N | IPP Non-CHP | IPP | IPP | 2 | X | SUN | Renewable | 1.5 | 0 | 1 | 0
Operable | 62856 | Forefront Power, LLC |  | 65450 | NY - PANYNJ - LaGuardia - Rooftop | NY | Restructured | Queens | 18002 | Solar Photovoltaic | PV |  | S | X | X |  |  | 1 |  | 1 | 1 |  | N |  |  | OP | X | 7 | 2022 | 2022 |  |  | N | IPP Non-CHP | IPP | IPP | 2 | X | SUN | Renewable | 1 | 0 | 1 | 0
Operable | 62856 | Forefront Power, LLC |  | 65523 | CA-DGS-California Men's Colony | CA | Vertical | San Luis Obispo | 14057 | Solar Photovoltaic | PV |  | S | X | X |  |  | 2.2 |  | 2.2 | 2.2 |  | N |  |  | OP | X | 5 | 2023 | 2023 |  |  | N | IPP Non-CHP | IPP | IPP | 2 | X | SUN | Renewable | 2.2 | 0 | 1 | 0
Operable | 62856 | Forefront Power, LLC |  | 65525 | CA-DGS RFP-Salinas Valley State Prison | CA | Vertical | Monterey | 14068 | Solar Photovoltaic | PV |  | S | X | X |  |  | 3.3 |  | 3.3 | 3.3 |  | N |  |  | OP | X | 11 | 2023 | 2023 |  |  | N | IPP Non-CHP | IPP | IPP | 2 | X | SUN | Renewable | 3.3 | 0 | 1 | 0
Operable | 62856 | Forefront Power, LLC |  | 65528 | CA - Fresno County - Juvenile Hall | CA | Vertical | Fresno | 17031 | Solar Photovoltaic | PV |  | S | X | X |  |  | 2.8 |  | 2.8 | 2.8 |  | N |  |  | OP | X | 3 | 2022 | 2022 |  |  | N | IPP Non-CHP | IPP | IPP | 2 | X | SUN | Renewable | 2.8 | 0 | 1 | 0
Operable | 62856 | Forefront Power, LLC |  | 65615 | CA - Madera USD - Madera South HS | CA | Vertical | Madera | 19009 | Solar Photovoltaic | PV |  | S | X | X |  |  | 1.2 |  | 1.2 | 1.2 |  | N |  |  | OP | X | 9 | 2023 | 2023 |  |  | N | IPP Non-CHP | IPP | IPP | 2 | X | SUN | Renewable | 1.2 | 0 | 1 | 0
Operable | 62856 | Forefront Power, LLC |  | 67179 | Cabrillo College | CA | Vertical | Santa Cruz | 19038 | Solar Photovoltaic | PV |  | S | X | X |  |  | 2.4 |  | 2.4 | 2.4 |  | N |  |  | OP | X | 12 | 2023 | 2023 |  |  | N | IPP Non-CHP | IPP | IPP | 2 | X | SUN | Renewable | 2.4 | 0 | 1 | 0
Operable | 62856 | Forefront Power, LLC |  | 67509 | Grossmont College | CA | Vertical | San Diego | 19064 | Solar Photovoltaic | PV |  | S | X | X |  |  | 2.6 |  | 2.6 | 2.6 |  | N |  |  | OP | X | 3 | 2023 | 2023 |  |  | N | IPP Non-CHP | IPP | IPP | 2 | X | SUN | Renewable | 2.6 | 0 | 1 | 0
Operable | 61304 | Foreman's Hill CSG LLC |  | 61690 | Foreman's Hill Community Solar | MN | Vertical | Goodhue | FOREM | Solar Photovoltaic | PV |  | S | X | X |  |  | 5 |  | 5 | 5 |  | N |  |  | OP | X | 7 | 2018 | 2018 |  |  | N | IPP Non-CHP | IPP | IPP | 2 | X | SUN | Renewable | 5 | 0 | 1 | 0
Operable | 60491 | Forest Lake Holdco LLC |  | 60837 | Forest Lake Solar CSG | MN | Vertical | Washington | FORES | Solar Photovoltaic | PV |  | S | X | X |  |  | 5 |  | 5 | 5 |  | N |  |  | OP | X | 7 | 2017 | 2017 |  |  | N | IPP Non-CHP | IPP | IPP | 2 | X | SUN | Renewable | 5 | 0 | 1 | 0
Operable | 61358 | Forked River Power, LLC |  | 7138 | Forked River | NJ | Restructured | Ocean | 1 | Natural Gas Fired Combustion Turbine | GT |  | S | X | X | OYSTERCR14KV FR1 | OYSTERCR14KV FR1 | 38.4 | 0.85 | 34 | 44 | 34 | N |  |  | OP | X | 6 | 1989 | Pre-2000 |  |  | N | IPP Non-CHP | IPP | IPP | 2 | X | NG | Non-Renewable | 0 | 38.4 | 0 | 1 | DFO
Operable | 61358 | Forked River Power, LLC |  | 7138 | Forked River | NJ | Restructured | Ocean | 2 | Natural Gas Fired Combustion Turbine | GT |  | S | X | X | OYSTERCR14KV FR2 | OYSTERCR14KV FR2 | 38.4 | 0.85 | 31 | 41 | 31 | N |  |  | OP | X | 7 | 1989 | Pre-2000 |  |  | N | IPP Non-CHP | IPP | IPP | 2 | X | NG | Non-Renewable | 0 | 38.4 | 0 | 1 | DFO
Operable | 6541 | Formosa Plastics Corp |  | 10554 | Formosa Utility Venture Ltd | TX | Restructured | Calhoun | 3ST1 | Natural Gas Fired Combined Cycle | CA | CHP2 | S | N | X |  |  | 40 | 0.85 | 38 | 40 | 10 | N |  |  | OP | X | 1 | 2023 | 2023 |  |  | Y | Industrial CHP | Customer Sited | Other | 7 | B | NG | Non-Renewable | 0 | 40 | 0 | 1
Operable | 6541 | Formosa Plastics Corp |  | 10554 | Formosa Utility Venture Ltd | TX | Restructured | Calhoun | 3TBG1 | Natural Gas Fired Combined Cycle | CT | CHP2 | S | X | N |  |  | 102 | 0.85 | 97 | 102 | 60 | N |  |  | OP | X | 1 | 2023 | 2023 |  |  | Y | Industrial CHP | Customer Sited | Other | 7 | T | NG | Non-Renewable | 0 | 102 | 0 | 1
Operable | 6541 | Formosa Plastics Corp |  | 10554 | Formosa Utility Venture Ltd | TX | Restructured | Calhoun | 3TBG2 | Natural Gas Fired Combined Cycle | CT | CHP2 | S | X | N |  |  | 102 | 0.85 | 97 | 102 | 60 | N |  |  | OP | X | 1 | 2023 | 2023 |  |  | Y | Industrial CHP | Customer Sited | Other | 7 | T | NG | Non-Renewable | 0 | 102 | 0 | 1
Operable | 6541 | Formosa Plastics Corp |  | 10554 | Formosa Utility Venture Ltd | TX | Restructured | Calhoun | BO3 | Natural Gas Fired Combined Cycle | CT | CHP1 | S | X | N |  |  | 36.2 | 0.85 | 32 | 32 | 20 | N |  |  | OP | X | 3 | 1987 | Pre-2000 |  |  | Y | Industrial CHP | Customer Sited | Other | 7 | T | NG | Non-Renewable | 0 | 36.2 | 0 | 1
Operable | 6541 | Formosa Plastics Corp |  | 10554 | Formosa Utility Venture Ltd | TX | Restructured | Calhoun | ST1 | Natural Gas Fired Combined Cycle | CA | CHP1 | S | Y | X |  |  | 33.5 | 0.85 | 28.5 | 28.5 | 14 | N |  |  | OP | X | 3 | 1994 | Pre-2000 |  |  | Y | Industrial CHP | Customer Sited | Other | 7 | B | NG | Non-Renewable | 0 | 33.5 | 0 | 1 | OG
Operable | 6541 | Formosa Plastics Corp |  | 10554 | Formosa Utility Venture Ltd | TX | Restructured | Calhoun | ST2 | Natural Gas Fired Combined Cycle | CA | CHP1 | S | Y | X |  |  | 66.3 | 0.85 | 58 | 58 | 10 | N |  |  | OP | X | 3 | 1994 | Pre-2000 |  |  | Y | Industrial CHP | Customer Sited | Other | 7 | B | NG | Non-Renewable | 0 | 66.3 | 0 | 1 | OG
Operable | 6541 | Formosa Plastics Corp |  | 10554 | Formosa Utility Venture Ltd | TX | Restructured | Calhoun | ST3 | Natural Gas Fired Combined Cycle | CA | CHP1 | S | Y | X |  |  | 55 | 0.85 | 47.3 | 51.7 | 14 | N |  |  | OP | X | 8 | 2002 | 2002 |  |  | Y | Industrial CHP | Customer Sited | Other | 7 | B | NG | Non-Renewable | 0 | 55 | 0 | 1 | OG
Operable | 6541 | Formosa Plastics Corp |  | 10554 | Formosa Utility Venture Ltd | TX | Restructured | Calhoun | TBG1 | Natural Gas Fired Combined Cycle | CT | CHP1 | S | X | N |  |  | 82.5 | 0.85 | 72 | 90 | 60 | N |  |  | OP | X | 4 | 1993 | Pre-2000 |  |  | Y | Industrial CHP | Customer Sited | Other | 7 | T | NG | Non-Renewable | 0 | 82.5 | 0 | 1 | OG
Operable | 6541 | Formosa Plastics Corp |  | 10554 | Formosa Utility Venture Ltd | TX | Restructured | Calhoun | TBG2 | Natural Gas Fired Combined Cycle | CT | CHP1 | S | X | N |  |  | 82.5 | 0.85 | 72 | 90 | 60 | N |  |  | OP | X | 7 | 1993 | Pre-2000 |  |  | Y | Industrial CHP | Customer Sited | Other | 7 | T | NG | Non-Renewable | 0 | 82.5 | 0 | 1 | OG
Operable | 6541 | Formosa Plastics Corp |  | 10554 | Formosa Utility Venture Ltd | TX | Restructured | Calhoun | TBG3 | Natural Gas Fired Combined Cycle | CT | CHP1 | S | X | N |  |  | 82.5 | 0.85 | 72 | 90 | 60 | N |  |  | OP | X | 9 | 1993 | Pre-2000 |  |  | Y | Industrial CHP | Customer Sited | Other | 7 | T | NG | Non-Renewable | 0 | 82.5 | 0 | 1 | OG
Operable | 6541 | Formosa Plastics Corp |  | 10554 | Formosa Utility Venture Ltd | TX | Restructured | Calhoun | TBG4 | Natural Gas Fired Combined Cycle | CT | CHP1 | S | X | N |  |  | 82.5 | 0.85 | 72 | 90 | 63 | N |  |  | OP | X | 5 | 1994 | Pre-2000 |  |  | Y | Industrial CHP | Customer Sited | Other | 7 | T | NG | Non-Renewable | 0 | 82.5 | 0 | 1 | OG
Operable | 6541 | Formosa Plastics Corp |  | 10554 | Formosa Utility Venture Ltd | TX | Restructured | Calhoun | TBG5 | Natural Gas Fired Combined Cycle | CT | CHP1 | S | X | N |  |  | 82.5 | 0.85 | 72 | 90 | 63 | N |  |  | OP | X | 10 | 1994 | Pre-2000 |  |  | Y | Industrial CHP | Customer Sited | Other | 7 | T | NG | Non-Renewable | 0 | 82.5 | 0 | 1 | OG
Operable | 6541 | Formosa Plastics Corp |  | 10554 | Formosa Utility Venture Ltd | TX | Restructured | Calhoun | TBG6 | Natural Gas Fired Combined Cycle | CT | CHP1 | S | X | N |  |  | 85.9 | 0.85 | 72 | 90 | 60 | N |  |  | OP | X | 6 | 2003 | 2003 |  |  | Y | Industrial CHP | Customer Sited | Other | 7 | T | NG | Non-Renewable | 0 | 85.9 | 0 | 1
Operable | 6564 | Formosa Plastics Corp |  | 54518 | Formosa Plastics | LA | Vertical | East Baton Rouge | GT2 | Natural Gas Fired Combustion Turbine | GT |  | S | X | X |  |  | 38 | 0.8 | 33 | 37 | 28 | N |  |  | SB | Y | 7 | 1990 | Pre-2000 |  |  | Y | Industrial CHP | Customer Sited | Other | 7 | T | NG | Non-Renewable | 0 | 38 | 0 | 1
Operable | 6564 | Formosa Plastics Corp |  | 54518 | Formosa Plastics | LA | Vertical | East Baton Rouge | GT3 | Natural Gas Fired Combustion Turbine | GT |  | S | X | X |  |  | 38.8 | 0.85 | 33 | 37 | 28 | N |  |  | OP | X | 7 | 1996 | Pre-2000 |  |  | Y | Industrial CHP | Customer Sited | Other | 7 | T | NG | Non-Renewable | 0 | 38.8 | 0 | 1
Operable | 6564 | Formosa Plastics Corp |  | 54518 | Formosa Plastics | LA | Vertical | East Baton Rouge | ST1 | Natural Gas Steam Turbine | ST |  | S | X | X |  |  | 12 | 0.848 | 8 | 8 | 2 | N |  |  | OP | X | 5 | 1985 | Pre-2000 |  |  | Y | Industrial CHP | Customer Sited | Other | 7 | T | NG | Non-Renewable | 0 | 12 | 0 | 1
Operable | 6564 | Formosa Plastics Corp |  | 54518 | Formosa Plastics | LA | Vertical | East Baton Rouge | ST2 | Natural Gas Steam Turbine | ST |  | S | X | X |  |  | 12 | 0.85 | 8 | 8 | 2 | N |  |  | OP | X | 10 | 1990 | Pre-2000 |  |  | Y | Industrial CHP | Customer Sited | Other | 7 | T | NG | Non-Renewable | 0 | 12 | 0 | 1
Operable | 6541 | Formosa Plastics Corp |  | 56708 | CFB Power Plant | TX | Restructured | Calhoun | G2101 | Natural Gas Steam Turbine | ST |  | S | X | X |  |  | 155 | 0.85 | 143.1 | 143.1 | 43 | N |  |  | OP | X | 5 | 2012 | 2012 |  |  | N | Industrial Non-CHP | Customer Sited | Other | 6 | X | NG | Non-Renewable | 0 | 155 | 0 | 1
Operable | 6541 | Formosa Plastics Corp |  | 56708 | CFB Power Plant | TX | Restructured | Calhoun | G2201 | Natural Gas Steam Turbine | ST |  | S | X | X |  |  | 155 | 0.85 | 143.1 | 143.1 | 43 | N |  |  | OP | X | 3 | 2012 | 2012 |  |  | N | Industrial Non-CHP | Customer Sited | Other | 6 | X | NG | Non-Renewable | 0 | 155 | 0 | 1
Operable | 61149 | Fort Hays State University |  | 61540 | Fort Hays State University Wind Farm | KS | Vertical | Ellis | WIND1 | Onshore Wind Turbine | WT |  | S | X | X | WR_MIDW_LA | WR_MIDW_LA | 2 |  | 2 | 2 | 0.5 | N |  |  | OP | X | 11 | 2013 | 2013 |  |  | N | Commercial Non-CHP | Customer Sited | Other | 4 | X | WND | Renewable | 2 | 0 | 1 | 0
Operable | 61149 | Fort Hays State University |  | 61540 | Fort Hays State University Wind Farm | KS | Vertical | Ellis | WIND2 | Onshore Wind Turbine | WT |  | S | X | X | WR_MIDW_LA | WR_MIDW_LA | 2 |  | 2 | 2 | 0.5 | N |  |  | OP | X | 11 | 2013 | 2013 |  |  | N | Commercial Non-CHP | Customer Sited | Other | 4 | X | WND | Renewable | 2 | 0 | 1 | 0
Operable | 6495 | Fort Miller Associates |  | 50514 | Fort Miller Hydroelectric Facility | NY | Restructured | Saratoga | GEN1 | Conventional Hydroelectric | HY |  | S | X | X |  |  | 2.5 | 1 | 2.5 | 2.5 | 2.5 | N |  |  | OP | X | 12 | 1984 | Pre-2000 |  |  | N | IPP Non-CHP | IPP | IPP | 2 | X | WAT | Renewable | 2.5 | 0 | 1 | 0
Operable | 6495 | Fort Miller Associates |  | 50514 | Fort Miller Hydroelectric Facility | NY | Restructured | Saratoga | GEN2 | Conventional Hydroelectric | HY |  | S | X | X |  |  | 2.5 | 1 | 2.5 | 2.5 | 2.5 | N |  |  | OP | X | 12 | 1984 | Pre-2000 |  |  | N | IPP Non-CHP | IPP | IPP | 2 | X | WAT | Renewable | 2.5 | 0 | 1 | 0
Operable | 6616 | Fort Pierce Utilities Authority |  | 56400 | Treasure Coast Energy Center | FL | Vertical | St Lucie | CT1 | Natural Gas Fired Combined Cycle | CT | G761 | W | X | N |  |  | 219.6 | 0.85 | 158.8 | 188.8 | 88 | N |  |  | OP | X | 5 | 2008 | 2008 |  |  | N | Electric Utility | Utility | Municipal | 1 | X | NG | Non-Renewable | 0 | 219.6 | 0 | 1 | DFO
Operable | 6616 | Fort Pierce Utilities Authority |  | 56400 | Treasure Coast Energy Center | FL | Vertical | St Lucie | ST1 | Natural Gas Fired Combined Cycle | CA | G761 | W | Y | X |  |  | 191.8 | 0.85 | 159.2 | 163.3 | 65 | N |  |  | OP | X | 5 | 2008 | 2008 |  |  | N | Electric Utility | Utility | Municipal | 1 | X | NG | Non-Renewable | 0 | 191.8 | 0 | 1
Operable | 63339 | Fort Rock Solar I, LLC |  | 63636 | Fort Rock I | OR | Vertical | Lake | FR1 | Solar Photovoltaic | PV |  | S | X | X |  |  | 9.9 |  | 9.9 | 9.9 |  | N |  |  | OP | X | 3 | 2020 | 2020 |  |  | N | IPP Non-CHP | IPP | IPP | 2 | X | SUN | Renewable | 9.9 | 0 | 1 | 0
Operable | 63593 | Fort Rock Solar IV LLC |  | 63926 | Fort Rock IV | OR | Vertical | Lake | FRIV | Solar Photovoltaic | PV |  | S | X | X |  |  | 10 |  | 10 | 10 |  | N |  |  | OP | X | 6 | 2020 | 2020 |  |  | N | IPP Non-CHP | IPP | IPP | 2 | X | SUN | Renewable | 10 | 0 | 1 | 0
Operable | 60741 | Fortistar Castleton Power |  | 10190 | Castleton Energy Center | NY | Restructured | Rensselaer | GEN1 | Natural Gas Fired Combined Cycle | CT | CCCC | S | X | N |  |  | 47 | 0.9 | 67.7 | 76.6 | 50 | N |  |  | OP | X | 2 | 1992 | Pre-2000 |  |  | N | IPP Non-CHP | IPP | IPP | 2 | X | NG | Non-Renewable | 0 | 47 | 0 | 1 | DFO
Operable | 60741 | Fortistar Castleton Power |  | 10190 | Castleton Energy Center | NY | Restructured | Rensselaer | GEN2 | Natural Gas Fired Combined Cycle | CA | CCCC | W | Y | X |  |  | 25 | 0.9 |  |  | 0 | N |  |  | OP | X | 2 | 1992 | Pre-2000 |  |  | N | IPP Non-CHP | IPP | IPP | 2 | X | NG | Non-Renewable | 0 | 25 | 0 | 1
Operable | 58445 | Forward Fontanelle Power, LLC |  | 58457 | Fontanelle | IA | Vertical | Adair | 1 | Onshore Wind Turbine | WT |  | S | X | X |  |  | 1.6 |  | 1.6 | 1.6 | 0 | N |  |  | OP | X | 8 | 2012 | 2012 |  |  | N | IPP Non-CHP | IPP | IPP | 2 | X | WND | Renewable | 1.6 | 0 | 1 | 0
Operable | 64632 | Forward Windpower, LLC |  | 56699 | Forward Windpower LLC | PA | Restructured | Somerset | 1 | Onshore Wind Turbine | WT |  | S | X | X | PJM | PJM | 29.4 |  | 29.4 | 29.4 | 1 | N |  |  | OP | X | 4 | 2008 | 2008 |  |  | N | IPP Non-CHP | IPP | IPP | 2 | X | WND | Renewable | 29.4 | 0 | 1 | 0
Operable | 6636 | Foss Manufacturing Company LLC |  | 10108 | Hampton Facility | NH | Restructured | Rockingham | GEN8 | Natural Gas Fired Combustion Turbine | GT |  | S | X | X |  |  | 5 | 0.8 | 3.8 | 5 | 1.2 | N |  |  | OP | X | 1 | 2000 | 2000 |  |  | Y | Industrial CHP | Customer Sited | Other | 7 | T | NG | Non-Renewable | 0 | 5 | 0 | 1
Operable | 64881 | Foster Solar, LLC |  | 65637 | Foster Solar | RI | Restructured | Providence | 2481 | Solar Photovoltaic | PV |  | S | X | X |  |  | 1.2 |  | 1.1 | 1 |  | N |  |  | OP | X | 8 | 2016 | 2016 |  |  | N | IPP Non-CHP | IPP | IPP | 2 | X | SUN | Renewable | 1.2 | 0 | 1 | 0
Operable | 63588 | Fostoria Ethanol |  | 63920 | POET Biorefining - Fostoria | OH | Restructured | Seneca | 1 | Natural Gas Steam Turbine | ST |  | S | X | X |  |  | 3.5 | 0.9 | 3.5 | 3.5 | 0.5 | N |  |  | OP | X | 10 | 2017 | 2017 |  |  | Y | Industrial CHP | Customer Sited | Other | 7 | T | NG | Non-Renewable | 0 | 3.5 | 0 | 1
Operable | 61070 | Foundation CA Fund IX Manager, LLC |  | 61442 | Foundation California Training Facility | CA | Vertical | Monterey | WTG1 | Onshore Wind Turbine | WT |  | S | X | X |  |  | 1.8 |  | 1.8 | 1.8 | 0.1 | N |  |  | OP | X | 8 | 2018 | 2018 |  |  | N | IPP Non-CHP | IPP | IPP | 2 | X | WND | Renewable | 1.8 | 0 | 1 | 0
Operable | 61070 | Foundation CA Fund IX Manager, LLC |  | 61443 | Foundation Mann Packing | CA | Vertical | Monterey | WTG1 | Onshore Wind Turbine | WT |  | S | X | X |  |  | 1.8 |  | 1.8 | 1.8 | 0.1 | N |  |  | OP | X | 4 | 2019 | 2019 |  |  | N | IPP Non-CHP | IPP | IPP | 2 | X | WND | Renewable | 1.8 | 0 | 1 | 0
Operable | 61070 | Foundation CA Fund IX Manager, LLC |  | 61444 | Foundation SaIinas Valley State Prison | CA | Vertical | Monterey | WTG1 | Onshore Wind Turbine | WT |  | S | X | X |  |  | 1.8 |  | 1.8 | 1.8 | 0.1 | N |  |  | OP | X | 8 | 2018 | 2018 |  |  | N | IPP Non-CHP | IPP | IPP | 2 | X | WND | Renewable | 1.8 | 0 | 1 | 0
Operable | 57484 | Foundation CA Fund V Manager, LLC |  | 58112 | Foundation Cemex Madison | CA | Vertical | Yolo | WTG1 | Onshore Wind Turbine | WT |  | W | X | X |  |  | 1 |  | 1 | 1 | 0.1 | N |  |  | OP | X | 8 | 2012 | 2012 |  |  | N | IPP Non-CHP | IPP | IPP | 2 | X | WND | Renewable | 1 | 0 | 1 | 0
Operable | 57484 | Foundation CA Fund V Manager, LLC |  | 58113 | Foundation RRM | CA | Vertical | Riverside | WTG1 | Onshore Wind Turbine | WT |  | W | X | X |  |  | 1 |  | 1 | 1 | 0.1 | N |  |  | OP | X | 12 | 2012 | 2012 |  |  | N | IPP Non-CHP | IPP | IPP | 2 | X | WND | Renewable | 1 | 0 | 1 | 0
Operable | 57484 | Foundation CA Fund V Manager, LLC |  | 58113 | Foundation RRM | CA | Vertical | Riverside | WTG2 | Onshore Wind Turbine | WT |  | W | X | X |  |  | 1 |  | 1 | 1 | 0.1 | N |  |  | OP | X | 12 | 2012 | 2012 |  |  | N | IPP Non-CHP | IPP | IPP | 2 | X | WND | Renewable | 1 | 0 | 1 | 0
Operable | 57484 | Foundation CA Fund V Manager, LLC |  | 58114 | Foundation NWNA | CA | Vertical | Riverside | WTG1 | Onshore Wind Turbine | WT |  | W | X | X |  |  | 1.6 |  | 1.6 | 1.6 | 0.1 | N |  |  | OP | X | 12 | 2012 | 2012 |  |  | N | IPP Non-CHP | IPP | IPP | 2 | X | WND | Renewable | 1.6 | 0 | 1 | 0
Operable | 57484 | Foundation CA Fund V Manager, LLC |  | 58114 | Foundation NWNA | CA | Vertical | Riverside | WTG2 | Onshore Wind Turbine | WT |  | W | X | X |  |  | 1.6 |  | 1.6 | 1.6 | 0.1 | N |  |  | OP | X | 12 | 2012 | 2012 |  |  | N | IPP Non-CHP | IPP | IPP | 2 | X | WND | Renewable | 1.6 | 0 | 1 | 0
Operable | 57484 | Foundation CA Fund V Manager, LLC |  | 58114 | Foundation NWNA | CA | Vertical | Riverside | WTG3 | Onshore Wind Turbine | WT |  | W | X | X |  |  | 1.9 |  | 1.9 | 1.9 | 0.1 | N |  |  | OP | X | 9 | 2018 | 2018 |  |  | N | IPP Non-CHP | IPP | IPP | 2 | X | WND | Renewable | 1.9 | 0 | 1 | 0
Operable | 57476 | Foundation CA Fund VI Manager LLC |  | 58101 | Foundation Cemex River Plant | CA | Vertical | San Bernardino | WTG1 | Onshore Wind Turbine | WT |  | W | X | X |  |  | 1.6 |  | 1.6 | 1.6 | 0.1 | N |  |  | OP | X | 12 | 2012 | 2012 |  |  | N | IPP Non-CHP | IPP | IPP | 2 | X | WND | Renewable | 1.6 | 0 | 1 | 0
Operable | 57476 | Foundation CA Fund VI Manager LLC |  | 58101 | Foundation Cemex River Plant | CA | Vertical | San Bernardino | WTG2 | Onshore Wind Turbine | WT |  | W | X | X |  |  | 1.6 |  | 1.6 | 1.6 | 0.1 | N |  |  | OP | X | 12 | 2012 | 2012 |  |  | N | IPP Non-CHP | IPP | IPP | 2 | X | WND | Renewable | 1.6 | 0 | 1 | 0
Operable | 57476 | Foundation CA Fund VI Manager LLC |  | 58102 | Foundation Cemex BMQ | CA | Vertical | San Bernardino | WTG1 | Onshore Wind Turbine | WT |  | W | X | X |  |  | 1.5 |  | 1.5 | 1.5 | 0.1 | N |  |  | OP | X | 12 | 2012 | 2012 |  |  | N | IPP Non-CHP | IPP | IPP | 2 | X | WND | Renewable | 1.5 | 0 | 1 | 0
Operable | 57476 | Foundation CA Fund VI Manager LLC |  | 58102 | Foundation Cemex BMQ | CA | Vertical | San Bernardino | WTG2 | Onshore Wind Turbine | WT |  | W | X | X |  |  | 1.5 |  | 1.5 | 1.5 | 0.1 | N |  |  | OP | X | 12 | 2012 | 2012 |  |  | N | IPP Non-CHP | IPP | IPP | 2 | X | WND | Renewable | 1.5 | 0 | 1 | 0
Operable | 57476 | Foundation CA Fund VI Manager LLC |  | 58104 | Foundation Superior Farms | CA | Vertical | Solano | WTG1 | Onshore Wind Turbine | WT |  | W | X | X |  |  | 1 |  | 1 | 1 | 0.1 | N |  |  | OP | X | 12 | 2012 | 2012 |  |  | N | Industrial Non-CHP | Customer Sited | Other | 6 | X | WND | Renewable | 1 | 0 | 1 | 0
Operable | 57476 | Foundation CA Fund VI Manager LLC |  | 58105 | Foundation Wal-Mart Red Bluff | CA | Vertical | Tehama | WTG1 | Onshore Wind Turbine | WT |  | W | X | X |  |  | 1 |  | 1 | 1 | 0.1 | N |  |  | OP | X | 9 | 2012 | 2012 |  |  | N | Commercial Non-CHP | Customer Sited | Other | 4 | X | WND | Renewable | 1 | 0 | 1 | 0
Operable | 60690 | Foundation CA Fund VIII Manager, LLC |  | 61066 | Foundation CDCR LAC | CA | Vertical | Los Angeles | WTG1 | Onshore Wind Turbine | WT |  | S | X | X |  |  | 1.9 |  | 1.9 | 1.9 | 0.1 | N |  |  | OP | X | 12 | 2017 | 2017 |  |  | N | IPP Non-CHP | IPP | IPP | 2 | X | WND | Renewable | 1.9 | 0 | 1 | 0
Operable | 60690 | Foundation CA Fund VIII Manager, LLC |  | 61067 | Foundation Scheid Vineyards | CA | Vertical | Monterey | WTG1 | Onshore Wind Turbine | WT |  | S | X | X |  |  | 1.9 |  | 1.9 | 1.9 | 0.1 | N |  |  | OP | X | 9 | 2017 | 2017 |  |  | N | IPP Non-CHP | IPP | IPP | 2 | X | WND | Renewable | 1.9 | 0 | 1 | 0
Operable | 62130 | Foundation CA Fund X Manager LLC |  | 62654 | Foundation Dole Fresh Vegetables | CA | Vertical | Monterey | WTG1 | Onshore Wind Turbine | WT |  | S | X | X |  |  | 2.8 |  | 2.8 | 2.8 | 0.1 | N |  |  | OP | X | 8 | 2022 | 2022 |  |  | N | IPP Non-CHP | IPP | IPP | 2 | X | WND | Renewable | 2.8 | 0 | 1 | 0
Operable | 62130 | Foundation CA Fund X Manager LLC |  | 62654 | Foundation Dole Fresh Vegetables | CA | Vertical | Monterey | WTG2 | Onshore Wind Turbine | WT |  | S | X | X |  |  | 2.8 |  | 2.8 | 2.8 | 0.1 | N |  |  | OP | X | 8 | 2022 | 2022 |  |  | N | IPP Non-CHP | IPP | IPP | 2 | X | WND | Renewable | 2.8 | 0 | 1 | 0
Operable | 56930 | Foundation HA Energy Generation, LLC |  | 57594 | Teichert Materials-Teichert Vernalis | CA | Vertical | San Joaquin | WTG1 | Onshore Wind Turbine | WT |  | S | X | X |  |  | 1 |  | 1 | 1 | 0.1 | N |  |  | OP | X | 10 | 2010 | 2010 |  |  | N | IPP Non-CHP | IPP | IPP | 2 | X | WND | Renewable | 1 | 0 | 1 | 0
Operable | 56930 | Foundation HA Energy Generation, LLC |  | 57626 | Foundation ST | CA | Vertical | San Joaquin | WTG1 | Onshore Wind Turbine | WT |  | S | X | X |  |  | 2 |  | 2 | 2 | 0.1 | N |  |  | OP | X | 6 | 2011 | 2011 |  |  | N | IPP Non-CHP | IPP | IPP | 2 | X | WND | Renewable | 2 | 0 | 1 | 0
Operable | 56930 | Foundation HA Energy Generation, LLC |  | 57791 | Foundation AB | CA | Vertical | Solano | WTG1 | Onshore Wind Turbine | WT |  | S | X | X |  |  | 1.5 |  | 1.5 | 1.5 | 0.1 | N |  |  | OP | X | 11 | 2011 | 2011 |  |  | N | IPP Non-CHP | IPP | IPP | 2 | X | WND | Renewable | 1.5 | 0 | 1 | 0
Operable | 56930 | Foundation HA Energy Generation, LLC |  | 57792 | Foundation IE | CA | Vertical | San Bernardino | WTG1 | Onshore Wind Turbine | WT |  | S | X | X |  |  | 1 |  | 1 | 1 | 0.1 | N |  |  | OP | X | 12 | 2011 | 2011 |  |  | N | IPP Non-CHP | IPP | IPP | 2 | X | WND | Renewable | 1 | 0 | 1 | 0
Operable | 56930 | Foundation HA Energy Generation, LLC |  | 59328 | Golden Acorn Casino | CA | Vertical | San Diego | GAC1 | Onshore Wind Turbine | WT |  | S | X | X |  |  | 1 |  | 1 | 1 | 0.1 | N |  |  | OP | X | 7 | 2014 | 2014 |  |  | N | Commercial Non-CHP | Customer Sited | Other | 4 | X | WND | Renewable | 1 | 0 | 1 | 0
Operable | 56930 | Foundation HA Energy Generation, LLC |  | 59329 | City of Soledad Water Reclamation | CA | Vertical | Monterey | SOL1 | Onshore Wind Turbine | WT |  | S | X | X |  |  | 1 |  | 1 | 1 | 0.1 | N |  |  | OP | X | 11 | 2014 | 2014 |  |  | N | IPP Non-CHP | IPP | IPP | 2 | X | WND | Renewable | 1 | 0 | 1 | 0
Operable | 56930 | Foundation HA Energy Generation, LLC |  | 59330 | Taylor Farms | CA | Vertical | Monterey | TAY1 | Onshore Wind Turbine | WT |  | S | X | X |  |  | 1 |  | 1 | 1 | 0.1 | N |  |  | OP | X | 11 | 2014 | 2014 |  |  | N | IPP Non-CHP | IPP | IPP | 2 | X | WND | Renewable | 1 | 0 | 1 | 0
Operable | 56930 | Foundation HA Energy Generation, LLC |  | 59331 | Anheuser-Busch #2 | CA | Vertical | Solano | ANB2 | Onshore Wind Turbine | WT |  | S | X | X |  |  | 1.6 |  | 1.6 | 1.6 | 0.1 | N |  |  | OP | X | 11 | 2014 | 2014 |  |  | N | Industrial Non-CHP | Customer Sited | Other | 6 | X | WND | Renewable | 1.6 | 0 | 1 | 0
Operable | 6632 | Fountain Valley Power LLC |  | 55453 | Fountain Valley Power Facility | CO | Vertical | El Paso | S1 | Natural Gas Fired Combustion Turbine | GT |  | S | X | X |  |  | 38 | 0.85 | 39 | 42 | 15 | N |  |  | OP | X | 7 | 2001 | 2001 |  |  | N | IPP Non-CHP | IPP | IPP | 2 | X | NG | Non-Renewable | 0 | 38 | 0 | 1
Operable | 6632 | Fountain Valley Power LLC |  | 55453 | Fountain Valley Power Facility | CO | Vertical | El Paso | S2 | Natural Gas Fired Combustion Turbine | GT |  | S | X | X |  |  | 38 | 0.85 | 39 | 42 | 15 | N |  |  | OP | X | 7 | 2001 | 2001 |  |  | N | IPP Non-CHP | IPP | IPP | 2 | X | NG | Non-Renewable | 0 | 38 | 0 | 1
Operable | 6632 | Fountain Valley Power LLC |  | 55453 | Fountain Valley Power Facility | CO | Vertical | El Paso | S3 | Natural Gas Fired Combustion Turbine | GT |  | S | X | X |  |  | 38 | 0.85 | 39 | 42 | 15 | N |  |  | OP | X | 7 | 2001 | 2001 |  |  | N | IPP Non-CHP | IPP | IPP | 2 | X | NG | Non-Renewable | 0 | 38 | 0 | 1
Operable | 6632 | Fountain Valley Power LLC |  | 55453 | Fountain Valley Power Facility | CO | Vertical | El Paso | S4 | Natural Gas Fired Combustion Turbine | GT |  | S | X | X |  |  | 38 | 0.85 | 39 | 42 | 15 | N |  |  | OP | X | 7 | 2001 | 2001 |  |  | N | IPP Non-CHP | IPP | IPP | 2 | X | NG | Non-Renewable | 0 | 38 | 0 | 1
Operable | 6632 | Fountain Valley Power LLC |  | 55453 | Fountain Valley Power Facility | CO | Vertical | El Paso | S5 | Natural Gas Fired Combustion Turbine | GT |  | S | X | X |  |  | 38 | 0.85 | 39 | 42 | 15 | N |  |  | OP | X | 7 | 2001 | 2001 |  |  | N | IPP Non-CHP | IPP | IPP | 2 | X | NG | Non-Renewable | 0 | 38 | 0 | 1
Operable | 6632 | Fountain Valley Power LLC |  | 55453 | Fountain Valley Power Facility | CO | Vertical | El Paso | S6 | Natural Gas Fired Combustion Turbine | GT |  | S | X | X |  |  | 38 | 0.85 | 39 | 42 | 15 | N |  |  | OP | X | 8 | 2001 | 2001 |  |  | N | IPP Non-CHP | IPP | IPP | 2 | X | NG | Non-Renewable | 0 | 38 | 0 | 1
Operable | 58129 | Four Rivers Sanitation Authority |  | 58177 | Kishwaukee CHP Plant | IL | Restructured | Winnebago | 1 | Other Waste Biomass | IC |  | S | X | X |  |  | 1 | 0.8 | 1 | 1 | 0.5 | N |  |  | OP | X | 1 | 2010 | 2010 |  |  | Y | IPP CHP | IPP | IPP | 3 | T | OBG | Renewable | 1 | 0 | 1 | 0 | NG
Operable | 58129 | Four Rivers Sanitation Authority |  | 58177 | Kishwaukee CHP Plant | IL | Restructured | Winnebago | 2 | Other Waste Biomass | IC |  | S | X | X |  |  | 1 | 0.8 | 1 | 1 | 0.5 | N |  |  | OP | X | 6 | 2010 | 2010 |  |  | Y | IPP CHP | IPP | IPP | 3 | T | OBG | Renewable | 1 | 0 | 1 | 0 | NG
Operable | 58129 | Four Rivers Sanitation Authority |  | 58177 | Kishwaukee CHP Plant | IL | Restructured | Winnebago | 3 | Other Waste Biomass | IC |  | S | X | X |  |  | 1 | 0.8 | 1 | 1 | 0.5 | N |  |  | OP | X | 5 | 2010 | 2010 |  |  | Y | IPP CHP | IPP | IPP | 3 | T | OBG | Renewable | 1 | 0 | 1 | 0 | NG
Operable | 58784 | Fourmile Wind Energy, LLC |  | 58904 | Fourmile Ridge | MD | Restructured | Garrett | 1 | Onshore Wind Turbine | WT |  | S | X | X | FINZEL 34.5 KV FMRDGEWF | FINZEL 34.5 KV FMRDGEWF | 40 |  | 40 | 40 | 0.4 | N |  |  | OP | X | 12 | 2014 | 2014 |  |  | N | IPP Non-CHP | IPP | IPP | 2 | X | WND | Renewable | 40 | 0 | 1 | 0
Operable | 56693 | Fox Island Wind LLC |  | 57354 | Fox Island Wind LLC | ME | Restructured | Knox | 1 | Onshore Wind Turbine | WT |  | W | X | X | 4001 | 4001 | 4.5 |  | 4.5 | 4.5 | 0.1 | N |  |  | OP | X | 11 | 2009 | 2009 |  |  | N | IPP Non-CHP | IPP | IPP | 2 | X | WND | Renewable | 4.5 | 0 | 1 | 0
Operable | 63438 | Foxconn |  | 59683 | Foxconn Ohio | OH | Restructured | Trumbull | 12345 | Solar Photovoltaic | PV |  | S | X | X |  |  | 2.2 |  | 1.7 | 0.6 |  | N |  |  | OP | X | 1 | 2015 | 2015 |  |  | N | Industrial Non-CHP | Customer Sited | Other | 6 | X | SUN | Renewable | 2.2 | 0 | 1 | 0
Operable | 61374 | Foxtail Wind, LLC |  | 61747 | Foxtail Wind, LLC | ND | Vertical | Dickey | 1 | Onshore Wind Turbine | WT |  | W | X | X | MDU.FOXTL.WND | MDU.FOXTL.WND | 150 |  | 150 | 150 | 1 | N |  |  | OP | X | 1 | 2020 | 2020 |  |  | N | Electric Utility | Utility | IPP | 1 | X | WND | Renewable | 150 | 0 | 1 | 0
Operable | 56992 | Foxwoods Resort Casino |  | 57666 | Foxwoods CoGen | CT | Restructured | New London | CT1 | Natural Gas Fired Combined Cycle | CT | 1 | S | X | N |  |  | 6.6 | 0.8 | 6 | 7.3 | 4 | N |  |  | OP | X | 6 | 2010 | 2010 |  |  | Y | Commercial CHP | Customer Sited | Other | 5 | T | NG | Non-Renewable | 0 | 6.6 | 0 | 1
Operable | 56992 | Foxwoods Resort Casino |  | 57666 | Foxwoods CoGen | CT | Restructured | New London | CT2 | Natural Gas Fired Combined Cycle | CT | 1 | S | X | N |  |  | 6.6 | 0.8 | 6 | 7.3 | 4 | N |  |  | OP | X | 6 | 2010 | 2010 |  |  | Y | Commercial CHP | Customer Sited | Other | 5 | T | NG | Non-Renewable | 0 | 6.6 | 0 | 1
Operable | 56992 | Foxwoods Resort Casino |  | 57666 | Foxwoods CoGen | CT | Restructured | New London | STG1 | Natural Gas Fired Combined Cycle | CA | 1 | S | N | X |  |  | 3 | 0.8 | 2.5 | 0.5 | 0.5 | N |  |  | OP | X | 7 | 2016 | 2016 |  |  | N | Commercial CHP | Customer Sited | Other | 5 | X | NG | Non-Renewable | 0 | 3 | 0 | 1
Operable | 58760 | FPC Services Inc. |  | 58887 | Com Adam 1WF-1 | IL | Restructured | Lee | ADAM | Onshore Wind Turbine | WT |  | S | X | X |  |  | 2.5 |  | 2.5 | 2.5 | 0.1 | N |  |  | OS | X | 10 | 2007 | 2007 |  |  | N | IPP Non-CHP | IPP | IPP | 2 | X | WND | Renewable | 2.5 | 0 | 1 | 0
Operable | 58760 | FPC Services Inc. |  | 58887 | Com Adam 1WF-1 | IL | Restructured | Lee | EVE | Onshore Wind Turbine | WT |  | S | X | X |  |  | 2.5 |  | 2.5 | 2.5 | 0.1 | N |  |  | OP | X | 10 | 2007 | 2007 |  |  | N | IPP Non-CHP | IPP | IPP | 2 | X | WND | Renewable | 2.5 | 0 | 1 | 0
Operable | 56122 | FPL Energy Ashtabula Wind LLC |  | 56919 | FPL Energy Ashtabula Wind LLC | ND | Vertical | Barnes | GE15 | Onshore Wind Turbine | WT |  | S | X | X |  |  | 148.5 |  | 148.5 | 148.5 | 7.4 | N |  |  | OP | X | 12 | 2008 | 2008 |  |  | N | IPP Non-CHP | IPP | IPP | 2 | X | WND | Renewable | 148.5 | 0 | 1 | 0
Operable | 54717 | FPL Energy Burleigh County Wind LLC |  | 56357 | FPL Energy Burleigh County Wind | ND | Vertical | Burleigh | GE | Onshore Wind Turbine | WT |  | S | X | X |  |  | 18 |  | 18 | 18 | 2.5 | N |  |  | OP | X | 2 | 2006 | 2006 |  |  | N | IPP Non-CHP | IPP | IPP | 2 | X | WND | Renewable | 18 | 0 | 1 | 0
Operable | 54717 | FPL Energy Burleigh County Wind LLC |  | 56357 | FPL Energy Burleigh County Wind | ND | Vertical | Burleigh | GE15 | Onshore Wind Turbine | WT |  | S | X | X |  |  | 31.5 |  | 31.5 | 31.5 | 2.5 | N |  |  | OP | X | 12 | 2005 | 2005 |  |  | N | IPP Non-CHP | IPP | IPP | 2 | X | WND | Renewable | 31.5 | 0 | 1 | 0
Operable | 50012 | FPL Energy Callahan Wind, LLC |  | 56270 | Callahan Divide Wind Energy Center | TX | Restructured | Taylor | 1 | Onshore Wind Turbine | WT |  | S | X | X |  |  | 114 |  | 114 | 114 | 5.7 | N |  |  | OP | X | 3 | 2005 | 2005 |  |  | N | IPP Non-CHP | IPP | IPP | 2 | X | WND | Renewable | 114 | 0 | 1 | 0
Operable | 14876 | FPL Energy Cape LLC |  | 1484 | Cape Gas Turbine | ME | Restructured | Cumberland | GT4 | Petroleum Liquids | GT |  | S | X | X |  |  | 17.5 | 0.85 | 16 | 20 | 2 | N |  |  | OP | X | 1 | 1970 | Pre-2000 |  |  | N | IPP Non-CHP | IPP | IPP | 2 | X | DFO | Non-Renewable | 0 | 17.5 | 0 | 1
Operable | 14876 | FPL Energy Cape LLC |  | 1484 | Cape Gas Turbine | ME | Restructured | Cumberland | GT5 | Petroleum Liquids | GT |  | S | X | X |  |  | 17.5 | 0.85 | 16 | 20 | 2 | N |  |  | OP | X | 1 | 1970 | Pre-2000 |  |  | N | IPP Non-CHP | IPP | IPP | 2 | X | DFO | Non-Renewable | 0 | 17.5 | 0 | 1
Operable | 56124 | FPL Energy Crystal Lake Wind II LLC |  | 56925 | FPL Energy Crystal Lake Wind II LLC | IA | Vertical | Hancock | CL25 | Onshore Wind Turbine | WT |  | S | X | X |  |  | 200 |  | 199 | 199 | 10 | N |  |  | OP | X | 1 | 2009 | 2009 |  |  | N | IPP Non-CHP | IPP | IPP | 2 | X | WND | Renewable | 200 | 0 | 1 | 0
Operable | 56123 | FPL Energy Crystal Lake Wind LLC |  | 56923 | FPL Energy Crystal Lake Wind LLC | IA | Vertical | Hancock | GE15 | Onshore Wind Turbine | WT |  | S | X | X |  |  | 150 |  | 150 | 150 | 7.5 | N |  |  | OP | X | 12 | 2008 | 2008 |  |  | N | IPP Non-CHP | IPP | IPP | 2 | X | WND | Renewable | 150 | 0 | 1 | 0
Operable | 6850 | FPL Energy Hancock County Wind, LLC |  | 56010 | Hancock County Wind Energy Center | IA | Vertical | Hancock | V-47 | Onshore Wind Turbine | WT |  | S | X | X |  |  | 98 |  | 98 | 98 | 4.9 | N |  |  | OP | X | 12 | 2002 | 2002 |  |  | N | IPP Non-CHP | IPP | IPP | 2 | X | WND | Renewable | 98 | 0 | 1 | 0
Operable | 50063 | FPL Energy Horse Hollow LLC |  | 56291 | Horse Hollow Wind Energy Center | TX | Restructured | Taylor | 1 | Onshore Wind Turbine | WT |  | S | X | X |  |  | 213 |  | 213 | 213 | 0.1 | N |  |  | OP | X | 12 | 2005 | 2005 |  |  | N | IPP Non-CHP | IPP | IPP | 2 | X | WND | Renewable | 213 | 0 | 1 | 0
Operable | 50063 | FPL Energy Horse Hollow LLC |  | 56291 | Horse Hollow Wind Energy Center | TX | Restructured | Taylor | 2 | Onshore Wind Turbine | WT |  | S | X | X |  |  | 223.5 |  | 223.5 | 223.5 | 0.1 | N |  |  | OP | X | 6 | 2006 | 2006 |  |  | N | IPP Non-CHP | IPP | IPP | 2 | X | WND | Renewable | 223.5 | 0 | 1 | 0
Operable | 50063 | FPL Energy Horse Hollow LLC |  | 56291 | Horse Hollow Wind Energy Center | TX | Restructured | Taylor | 3 | Onshore Wind Turbine | WT |  | S | X | X |  |  | 299 |  | 299 | 299 | 0.1 | N |  |  | OP | X | 6 | 2006 | 2006 |  |  | N | IPP Non-CHP | IPP | IPP | 2 | X | WND | Renewable | 299 | 0 | 1 | 0
Operable | 56678 | FPL Energy Illinois Wind LLC |  | 57325 | FPL Energy Illinois Wind LLC Hybrid | IL | Restructured | DeKalb | BFT | Batteries | BA |  | S | X | X |  |  | 20 |  | 20 | 20 | 0 | N |  |  | OP | X | 11 | 2014 | 2014 |  |  | N | IPP Non-CHP | IPP | IPP | 2 | X | MWH | Other | 0 | 0 | 0 | 0
Operable | 56678 | FPL Energy Illinois Wind LLC |  | 57325 | FPL Energy Illinois Wind LLC Hybrid | IL | Restructured | DeKalb | GE1.5 | Onshore Wind Turbine | WT |  | S | X | X |  |  | 217.5 |  | 217.5 | 217.5 | 10.9 | N |  |  | OP | X | 12 | 2009 | 2009 |  |  | N | IPP Non-CHP | IPP | IPP | 2 | X | WND | Renewable | 217.5 | 0 | 1 | 0
Operable | 55799 | FPL Energy Langdon Wind LLC |  | 56605 | Langdon Renewables, LLC | ND | Vertical | Cavalier | GE15 | Onshore Wind Turbine | WT |  | S | X | X |  |  | 118.5 |  | 118.5 | 118.5 | 5.9 | N |  |  | OP | X | 12 | 2007 | 2007 |  |  | N | IPP Non-CHP | IPP | IPP | 2 | X | WND | Renewable | 118.5 | 0 | 1 | 0
Operable | 55799 | FPL Energy Langdon Wind LLC |  | 56912 | Langdon Wind II LLC | ND | Vertical | Cavalier | GE15 | Onshore Wind Turbine | WT |  | S | X | X |  |  | 40.5 |  | 40.5 | 40.5 | 2 | N |  |  | OP | X | 9 | 2008 | 2008 |  |  | N | IPP Non-CHP | IPP | IPP | 2 | X | WND | Renewable | 40.5 | 0 | 1 | 0
Operable | 56555 | FPL Energy Montezuma Wind |  | 57201 | FPL Energy Montezuma Winds LLC | CA | Vertical | Solano | S2.3 | Onshore Wind Turbine | WT |  | S | X | X |  |  | 36.8 |  | 36.8 | 36.8 | 1.8 | N |  |  | OP | X | 11 | 2010 | 2010 |  |  | N | IPP Non-CHP | IPP | IPP | 2 | X | WND | Renewable | 36.8 | 0 | 1 | 0
Operable | 34717 | FPL Energy New Mexico Wind LLC |  | 56097 | New Mexico Wind Energy Center | NM | Vertical | Quay | GE15 | Onshore Wind Turbine | WT |  | S | X | X |  |  | 204 |  | 204 | 204 | 0 | N |  |  | OP | X | 9 | 2003 | 2003 |  |  | N | IPP Non-CHP | IPP | IPP | 2 | X | WND | Renewable | 204 | 0 | 1 | 0
Operable | 34723 | FPL Energy North Dakota Wind LLC |  | 56099 | FPL Energy North Dakota Wind I/II | ND | Vertical | LaMoure | GE15 | Onshore Wind Turbine | WT |  | S | X | X |  |  | 61.5 |  | 61.5 | 61.5 | 3.1 | N |  |  | OP | X | 10 | 2003 | 2003 |  |  | N | IPP Non-CHP | IPP | IPP | 2 | X | WND | Renewable | 61.5 | 0 | 1 | 0
Operable | 34719 | FPL Energy Oklahoma Wind LLC |  | 56094 | Oklahoma Wind Energy Center | OK | Vertical | Woodward | GE15 | Onshore Wind Turbine | WT |  | J | X | X |  |  | 51 |  | 51 | 51 | 5.1 | N |  |  | OP | X | 10 | 2003 | 2003 |  |  | N | IPP Non-CHP | IPP | IPP | 2 | X | WND | Renewable | 51 | 0 | 1 | 0
Operable | 34719 | FPL Energy Oklahoma Wind LLC |  | 56094 | Oklahoma Wind Energy Center | OK | Vertical | Woodward | GSOO | Onshore Wind Turbine | WT |  | J | X | X |  |  | 51 |  | 51 | 51 | 5.1 | N |  |  | OP | X | 10 | 2003 | 2003 |  |  | N | IPP Non-CHP | IPP | IPP | 2 | X | WND | Renewable | 51 | 0 | 1 | 0
Operable | 55696 | FPL Energy Oliver County Wind |  | 56392 | FPL Energy Oliver Wind I LLC | ND | Vertical | Oliver | 1 | Onshore Wind Turbine | WT |  | S | X | X |  |  | 50.6 |  | 50.6 | 50.6 | 2.5 | N |  |  | OP | X | 12 | 2006 | 2006 |  |  | N | IPP Non-CHP | IPP | IPP | 2 | X | WND | Renewable | 50.6 | 0 | 1 | 0
Operable | 54799 | FPL Energy Oliver County Wind II LLC |  | 56573 | FPL Energy Oliver Wind II LLC | ND | Vertical | Oliver | 2 | Onshore Wind Turbine | WT |  | S | X | X |  |  | 48 |  | 48 | 48 | 2.4 | N |  |  | OP | X | 12 | 2007 | 2007 |  |  | N | IPP Non-CHP | IPP | IPP | 2 | X | WND | Renewable | 48 | 0 | 1 | 0
Operable | 49963 | FPL Energy Operating Services, Inc. |  | 54454 | San Gorgonio Windplant WPP1993 | CA | Vertical | Riverside | GEN11 | Onshore Wind Turbine | WT |  | S | X | X |  |  | 49.5 |  | 49.5 | 49.5 | 2.5 | N |  |  | OP | X | 12 | 2011 | 2011 |  |  | N | IPP Non-CHP | IPP | IPP | 2 | X | WND | Renewable | 49.5 | 0 | 1 | 0
Operable | 54870 | FPL Energy Red Canyon LLC |  | 56457 | Post Wind Farm LP | TX | Restructured | Borden | 1 | Onshore Wind Turbine | WT |  | S | X | X | RDCAN-RDCNY1 |  | 84 |  | 84 | 84 | 4.2 | N |  |  | OP | X | 4 | 2006 | 2006 |  |  | N | IPP Non-CHP | IPP | IPP | 2 | X | WND | Renewable | 84 | 0 | 1 | 0
Operable | 34721 | FPL Energy South Dakota Wind LLC |  | 56092 | South Dakota Wind Energy Cente | SD | Vertical | Hyde | GE15 | Onshore Wind Turbine | WT |  | S | X | X |  |  | 40.5 |  | 40.5 | 40.5 | 2 | N |  |  | OP | X | 10 | 2003 | 2003 |  |  | N | IPP Non-CHP | IPP | IPP | 2 | X | WND | Renewable | 40.5 | 0 | 1 | 0
Operable | 58298 | FPL Energy Stateline II Inc |  | 58324 | Vansycle II Wind Energy Center | OR | Vertical | Umatilla | SIE23 | Onshore Wind Turbine | WT |  | S | X | X |  |  | 102.3 |  | 102.3 | 102.3 | 4.9 | N |  |  | OP | X | 12 | 2009 | 2009 |  |  | N | IPP Non-CHP | IPP | IPP | 2 | X | WND | Renewable | 102.3 | 0 | 1 | 0
Operable | 56119 | FPL Energy Story Wind LLC |  | 56924 | FPL Energy Story Wind LLC | IA | Vertical | Story | GE15 | Onshore Wind Turbine | WT |  | S | X | X |  |  | 150 |  | 150 | 150 | 7.5 | N |  |  | OP | X | 12 | 2008 | 2008 |  |  | N | IPP Non-CHP | IPP | IPP | 2 | X | WND | Renewable | 150 | 0 | 1 | 0
Operable | 6354 | FPL Energy Upton Wind LP |  | 55581 | King Mountain Wind Ranch 1 | TX | Restructured | Upton | EXIS | Onshore Wind Turbine | WT |  | S | X | X |  |  | 278 |  | 278 | 278 | 14.1 | N |  |  | OP | X | 6 | 2001 | 2001 |  |  | N | IPP Non-CHP | IPP | IPP | 2 | X | WND | Renewable | 278 | 0 | 1 | 0
Operable | 6607 | FPL Energy Vansycle LLC |  | 55560 | FPL Energy Vansycle LLC (WA) | WA | Vertical | Walla Walla | V-47 | Onshore Wind Turbine | WT |  | S | X | X |  |  | 176.9 |  | 176.9 | 176.9 | 15 | N |  |  | OP | X | 12 | 2001 | 2001 |  |  | N | IPP Non-CHP | IPP | IPP | 2 | X | WND | Renewable | 176.9 | 0 | 1 | 0
Operable | 6607 | FPL Energy Vansycle LLC |  | 55989 | FPL Energy Vansycle LLC (OR) | OR | Vertical | Umatilla | V-47 | Onshore Wind Turbine | WT |  | S | X | X |  |  | 122.8 |  | 122.8 | 122.8 | 15 | N |  |  | OP | X | 12 | 2001 | 2001 |  |  | N | IPP Non-CHP | IPP | IPP | 2 | X | WND | Renewable | 122.8 | 0 | 1 | 0
Operable | 50014 | FPL Energy Weatherford, LLC |  | 56273 | Weatherford Wind Energy Center | OK | Vertical | Custer | 1 | Onshore Wind Turbine | WT |  | S | X | X |  |  | 106.5 |  | 106.5 | 106.5 | 7.4 | N |  |  | OP | X | 4 | 2005 | 2005 |  |  | N | IPP Non-CHP | IPP | IPP | 2 | X | WND | Renewable | 106.5 | 0 | 1 | 0
Operable | 50014 | FPL Energy Weatherford, LLC |  | 56273 | Weatherford Wind Energy Center | OK | Vertical | Custer | 2 | Onshore Wind Turbine | WT |  | S | X | X |  |  | 40.5 |  | 40.5 | 40.5 | 7.4 | N |  |  | OP | X | 12 | 2005 | 2005 |  |  | N | IPP Non-CHP | IPP | IPP | 2 | X | WND | Renewable | 40.5 | 0 | 1 | 0
Operable | 31719 | FPL Energy Wyman LLC |  | 1507 | William F Wyman Hybrid | ME | Restructured | Cumberland | 1 | Petroleum Liquids | ST |  | S | X | X |  |  | 50 | 0.85 | 50.1 | 49.5 | 10 | N |  |  | OP | X | 1 | 1957 | Pre-2000 |  |  | N | IPP Non-CHP | IPP | IPP | 2 | X | RFO | Non-Renewable | 0 | 50 | 0 | 1
Operable | 31719 | FPL Energy Wyman LLC |  | 1507 | William F Wyman Hybrid | ME | Restructured | Cumberland | 2 | Petroleum Liquids | ST |  | S | X | X |  |  | 50 | 0.85 | 47.8 | 52.8 | 10 | N |  |  | OP | X | 1 | 1958 | Pre-2000 |  |  | N | IPP Non-CHP | IPP | IPP | 2 | X | RFO | Non-Renewable | 0 | 50 | 0 | 1
Operable | 31719 | FPL Energy Wyman LLC |  | 1507 | William F Wyman Hybrid | ME | Restructured | Cumberland | 3 | Petroleum Liquids | ST |  | S | X | X |  |  | 113.6 | 0.85 | 110.9 | 113.8 | 30 | N |  |  | OP | X | 1 | 1965 | Pre-2000 |  |  | N | IPP Non-CHP | IPP | IPP | 2 | X | RFO | Non-Renewable | 0 | 113.6 | 0 | 1
Operable | 31719 | FPL Energy Wyman LLC |  | 1507 | William F Wyman Hybrid | ME | Restructured | Cumberland | 4 | Petroleum Liquids | ST |  | J | X | X |  |  | 632.4 | 0.93 | 602.1 | 605.8 | 60 | N |  |  | OP | X | 1 | 1978 | Pre-2000 |  |  | N | IPP Non-CHP | IPP | IPP | 2 | X | RFO | Non-Renewable | 0 | 632.4 | 0 | 1
Operable | 31719 | FPL Energy Wyman LLC |  | 1507 | William F Wyman Hybrid | ME | Restructured | Cumberland | BESS | Batteries | BA |  | S | X | X |  |  | 16.7 |  | 16.2 | 16.2 | 0 | N |  |  | OP | X | 12 | 2016 | 2016 |  |  | N | IPP Non-CHP | IPP | IPP | 2 | X | MWH | Other | 0 | 0 | 0 | 0
Operable | 55785 | FPL Peetz Table Wind Energy |  | 56563 | Peetz Table Wind Energy | CO | Vertical | Logan | GE | Onshore Wind Turbine | WT |  | S | X | X |  |  | 199.5 |  | 199.5 | 199.5 | 10 | N |  |  | OP | X | 9 | 2007 | 2007 |  |  | N | IPP Non-CHP | IPP | IPP | 2 | X | WND | Renewable | 199.5 | 0 | 1 | 0
Operable | 8565 | FPLE High Winds, LLC |  | 56075 | High Winds LLC | CA | Vertical | Solano | 1 | Onshore Wind Turbine | WT |  | W | X | X |  |  | 145.8 |  | 145.8 | 145.8 | 8.1 | N |  |  | OP | X | 7 | 2003 | 2003 |  |  | N | IPP Non-CHP | IPP | IPP | 2 | X | WND | Renewable | 145.8 | 0 | 1 | 0
Operable | 8565 | FPLE High Winds, LLC |  | 56075 | High Winds LLC | CA | Vertical | Solano | 2 | Onshore Wind Turbine | WT |  | S | X | X |  |  | 16.2 |  | 16.2 | 16.2 | 1.1 | N |  |  | OP | X | 12 | 2003 | 2003 |  |  | N | IPP Non-CHP | IPP | IPP | 2 | X | WND | Renewable | 16.2 | 0 | 1 | 0
Operable | 56925 | FPLE Wind, LLC |  | 57590 | Minco Wind I, LLC | OK | Vertical | Grady | 1 | Onshore Wind Turbine | WT |  | S | X | X |  |  | 99.2 |  | 99.2 | 99.2 | 0 | N |  |  | OP | X | 12 | 2010 | 2010 |  |  | N | IPP Non-CHP | IPP | IPP | 2 | X | WND | Renewable | 99.2 | 0 | 1 | 0
Operable | 56925 | FPLE Wind, LLC |  | 57956 | Minco Wind II, LLC | OK | Vertical | Grady | 1 | Onshore Wind Turbine | WT |  | S | X | X |  |  | 100.8 |  | 100.8 | 100.8 | 0 | N |  |  | OP | X | 11 | 2011 | 2011 |  |  | N | IPP Non-CHP | IPP | IPP | 2 | X | WND | Renewable | 100.8 | 0 | 1 | 0
Operable | 56925 | FPLE Wind, LLC |  | 58203 | Minco Wind III, LLC | OK | Vertical | Caddo | 1 | Onshore Wind Turbine | WT |  | S | X | X |  |  | 100.8 |  | 100.8 | 100.8 | 0 | N |  |  | OP | X | 12 | 2012 | 2012 |  |  | N | IPP Non-CHP | IPP | IPP | 2 | X | WND | Renewable | 100.8 | 0 | 1 | 0
Operable | 64175 | FPS Coxsackie Solar LLC |  | 64542 | Coxsackie Solar | NY | Restructured | Greene | 1 | Solar Photovoltaic | PV |  | S | X | X | sales are retail | sales are retail | 5 |  | 5 | 5 |  | N |  |  | OP | X | 10 | 2022 | 2022 |  |  | N | IPP Non-CHP | IPP | IPP | 2 | X | SUN | Renewable | 5 | 0 | 1 | 0
Operable | 59484 | Framingham State University |  | 59717 | Framingham State University Plant | MA | Restructured | Middlesex | ACPV | Solar Photovoltaic | PV |  | S | X | X |  |  | 0.7 |  | 0.7 | 0.7 |  | N |  |  | OP | X | 4 | 2011 | 2011 |  |  | N | Commercial Non-CHP | Customer Sited | Other | 4 | X | SUN | Renewable | 0.7 | 0 | 1 | 0
Operable | 59484 | Framingham State University |  | 59717 | Framingham State University Plant | MA | Restructured | Middlesex | CCPV | Solar Photovoltaic | PV |  | S | X | X |  |  | 0.3 |  | 0.3 | 0.3 |  | N |  |  | OP | X | 4 | 2011 | 2011 |  |  | N | Commercial Non-CHP | Customer Sited | Other | 4 | X | SUN | Renewable | 0.3 | 0 | 1 | 0
Operable | 59484 | Framingham State University |  | 59717 | Framingham State University Plant | MA | Restructured | Middlesex | HA | Petroleum Liquids | IC |  | S | X | X |  |  | 0.4 | 0.8 | 0.4 | 0.4 | 0.4 | N |  |  | SB | N | 6 | 2007 | 2007 |  |  | N | Commercial Non-CHP | Customer Sited | Other | 4 | X | DFO | Non-Renewable | 0 | 0.4 | 0 | 1
Operable | 59484 | Framingham State University |  | 59717 | Framingham State University Plant | MA | Restructured | Middlesex | LIB | Petroleum Liquids | IC |  | S | X | X |  |  | 0.3 | 0.8 | 0.3 | 0.3 | 0.3 | N |  |  | SB | N | 6 | 2005 | 2005 |  |  | N | Commercial Non-CHP | Customer Sited | Other | 4 | X | DFO | Non-Renewable | 0 | 0.3 | 0 | 1
Operable | 59484 | Framingham State University |  | 59717 | Framingham State University Plant | MA | Restructured | Middlesex | MSC2 | Petroleum Liquids | IC |  | S | X | X |  |  | 0.2 | 0.8 | 0.2 | 0.2 | 0.2 | N |  |  | SB | N | 12 | 2015 | 2015 |  |  | N | Commercial Non-CHP | Customer Sited | Other | 4 | X | DFO | Non-Renewable | 0 | 0.2 | 0 | 1
Operable | 59484 | Framingham State University |  | 59717 | Framingham State University Plant | MA | Restructured | Middlesex | NORTH | Petroleum Liquids | IC |  | S | X | X |  |  | 0.2 | 0.8 | 0.2 | 0.2 | 0.2 | N |  |  | SB | N | 6 | 2011 | 2011 |  |  | N | Commercial Non-CHP | Customer Sited | Other | 4 | X | DFO | Non-Renewable | 0 | 0.2 | 0 | 1
Operable | 59484 | Framingham State University |  | 59717 | Framingham State University Plant | MA | Restructured | Middlesex | OC | Petroleum Liquids | IC |  | S | X | X |  |  | 0.1 | 0.8 | 0.1 | 0.1 | 0.1 | N |  |  | SB | N | 6 | 2003 | 2003 |  |  | N | Commercial Non-CHP | Customer Sited | Other | 4 | X | DFO | Non-Renewable | 0 | 0.1 | 0 | 1
Operable | 59484 | Framingham State University |  | 59717 | Framingham State University Plant | MA | Restructured | Middlesex | PP | Petroleum Liquids | IC |  | S | X | X |  |  | 0.4 | 0.8 | 0.4 | 0.4 | 0.4 | N |  |  | SB | N | 6 | 2009 | 2009 |  |  | N | Commercial Non-CHP | Customer Sited | Other | 4 | X | DFO | Non-Renewable | 0 | 0.4 | 0 | 1
Operable | 59484 | Framingham State University |  | 59717 | Framingham State University Plant | MA | Restructured | Middlesex | TOW2 | Petroleum Liquids | IC |  | S | X | X |  |  | 0.4 | 0.8 | 0.4 | 0.4 | 0.4 | N |  |  | SB | N | 6 | 2013 | 2013 |  |  | N | Commercial Non-CHP | Customer Sited | Other | 4 | X | DFO | Non-Renewable | 0 | 0.4 | 0 | 1
Operable | 59484 | Framingham State University |  | 59717 | Framingham State University Plant | MA | Restructured | Middlesex | WEST | Petroleum Liquids | IC |  | S | X | X |  |  | 0.2 | 0.8 | 0.2 | 0.2 | 0.2 | N |  |  | SB | N | 9 | 2016 | 2016 |  |  | N | Commercial Non-CHP | Customer Sited | Other | 4 | X | DFO | Non-Renewable | 0 | 0.2 | 0 | 1
Operable | 63054 | Francis Scott Key Mall |  | 63253 | Francis Scott Key Mall | MD | Restructured | Frederick | FSK | Solar Photovoltaic | PV |  | W | X | X |  |  | 1.6 | 1 | 1.6 | 1.6 |  | N |  |  | OP | X | 3 | 2018 | 2018 |  |  | N | Commercial Non-CHP | Customer Sited | Other | 4 | X | SUN | Renewable | 1.6 | 0 | 1 | 0
Operable | 6738 | Franklin Heating Station |  | 54224 | Franklin Heating Station | MN | Vertical | Olmsted | DG10 | Petroleum Liquids | IC |  | S | X | X |  |  | 3.1 | 0.8 | 3.1 | 3.1 | 0.6 | N |  |  | SB | Y | 7 | 2021 | 2021 |  |  | N | Commercial CHP | Customer Sited | Other | 5 | X | DFO | Non-Renewable | 0 | 3.1 | 0 | 1
Operable | 6738 | Franklin Heating Station |  | 54224 | Franklin Heating Station | MN | Vertical | Olmsted | DG4 | Petroleum Liquids | IC |  | S | X | X |  |  | 2 | 0.8 | 2 | 2 | 0.1 | N |  |  | OP | X | 5 | 2009 | 2009 |  |  | N | Commercial CHP | Customer Sited | Other | 5 | X | DFO | Non-Renewable | 0 | 2 | 0 | 1
Operable | 6738 | Franklin Heating Station |  | 54224 | Franklin Heating Station | MN | Vertical | Olmsted | DG5 | Petroleum Liquids | IC |  | S | X | X |  |  | 2 | 0.8 | 2 | 2 | 0.1 | N |  |  | OP | X | 4 | 2011 | 2011 |  |  | N | Commercial CHP | Customer Sited | Other | 5 | X | DFO | Non-Renewable | 0 | 2 | 0 | 1
Operable | 6738 | Franklin Heating Station |  | 54224 | Franklin Heating Station | MN | Vertical | Olmsted | DG8 | Petroleum Liquids | IC |  | S | X | X |  |  | 3.1 | 0.8 | 3.1 | 3.1 | 0.6 | N |  |  | SB | Y | 12 | 2021 | 2021 |  |  | N | Commercial CHP | Customer Sited | Other | 5 | X | DFO | Non-Renewable | 0 | 3.1 | 0 | 1
Operable | 6738 | Franklin Heating Station |  | 54224 | Franklin Heating Station | MN | Vertical | Olmsted | EG1 | Petroleum Liquids | IC |  | S | X | X |  |  | 2 | 0.8 | 2 | 2 | 0.1 | N |  |  | SB | Y | 6 | 2001 | 2001 |  |  | N | Commercial CHP | Customer Sited | Other | 5 | X | DFO | Non-Renewable | 0 | 2 | 0 | 1
Operable | 6738 | Franklin Heating Station |  | 54224 | Franklin Heating Station | MN | Vertical | Olmsted | EG2 | Petroleum Liquids | IC |  | S | X | X |  |  | 2 | 0.8 | 2 | 2 | 0.1 | N |  |  | SB | Y | 6 | 2001 | 2001 |  |  | N | Commercial CHP | Customer Sited | Other | 5 | X | DFO | Non-Renewable | 0 | 2 | 0 | 1
Operable | 6738 | Franklin Heating Station |  | 54224 | Franklin Heating Station | MN | Vertical | Olmsted | EG3 | Petroleum Liquids | IC |  | S | X | X |  |  | 2 | 0.8 | 2 | 2 | 0.1 | N |  |  | SB | Y | 6 | 2001 | 2001 |  |  | N | Commercial CHP | Customer Sited | Other | 5 | X | DFO | Non-Renewable | 0 | 2 | 0 | 1
Operable | 6738 | Franklin Heating Station |  | 54224 | Franklin Heating Station | MN | Vertical | Olmsted | GEN1 | Natural Gas Steam Turbine | ST |  | S | X | X |  |  | 2.5 | 0.8 | 2 | 2 | 0.6 | N |  |  | OP | X | 1 | 1951 | Pre-2000 |  |  | Y | Commercial CHP | Customer Sited | Other | 5 | T | NG | Non-Renewable | 0 | 2.5 | 0 | 1 | DFO
Operable | 6738 | Franklin Heating Station |  | 54224 | Franklin Heating Station | MN | Vertical | Olmsted | GEN2 | Natural Gas Steam Turbine | ST |  | S | X | X |  |  | 2.5 | 0.8 | 2 | 2 | 0.6 | N |  |  | OP | X | 1 | 1951 | Pre-2000 |  |  | Y | Commercial CHP | Customer Sited | Other | 5 | T | NG | Non-Renewable | 0 | 2.5 | 0 | 1 | DFO
Operable | 6738 | Franklin Heating Station |  | 54224 | Franklin Heating Station | MN | Vertical | Olmsted | GEN3 | Natural Gas Steam Turbine | ST |  | S | X | X |  |  | 6.3 | 0.85 | 6.1 | 6.1 | 1 | N |  |  | OP | X | 1 | 1968 | Pre-2000 |  |  | Y | Commercial CHP | Customer Sited | Other | 5 | T | NG | Non-Renewable | 0 | 6.3 | 0 | 1 | DFO
Operable | 6738 | Franklin Heating Station |  | 54224 | Franklin Heating Station | MN | Vertical | Olmsted | GEN6 | All Other | ST |  | S | X | X |  |  | 6.5 | 0.85 | 2.8 | 2.8 | 0.6 | N |  |  | OP | X | 1 | 2006 | 2006 |  |  | Y | Commercial CHP | Customer Sited | Other | 5 | T | PUR | Other | 0 | 0 | 0 | 0
Operable | 61055 | FRB Solar LLC |  | 57930 | FRB Solar Farm | AZ | Vertical | Pima | UAST | Solar Photovoltaic | PV |  | S | X | X |  |  | 1.9 |  | 1.9 | 1.9 |  | N |  |  | OP | X | 4 | 2011 | 2011 |  |  | N | IPP Non-CHP | IPP | IPP | 2 | X | SUN | Renewable | 1.9 | 0 | 1 | 0
Operable | 57051 | Frederick County Virginia |  | 57754 | Frederick County LFGTE Facility | VA | Vertical | Frederick | 1 | Landfill Gas | IC |  | S | X | X | 83734407 | 83734407 | 1 | 0.99 | 1 | 1 | 0.5 | N |  |  | OP | X | 11 | 2010 | 2010 |  |  | N | Commercial Non-CHP | Customer Sited | Other | 4 | X | LFG | Renewable | 1 | 0 | 1 | 0
Operable | 57051 | Frederick County Virginia |  | 57754 | Frederick County LFGTE Facility | VA | Vertical | Frederick | 2 | Landfill Gas | IC |  | S | X | X | 83734407 | 83734407 | 1 | 0.99 | 1 | 1 | 0.5 | N |  |  | OP | X | 11 | 2010 | 2010 |  |  | N | Commercial Non-CHP | Customer Sited | Other | 4 | X | LFG | Renewable | 1 | 0 | 1 | 0
Operable | 56613 | Frederickson Power LP |  | 55818 | Frederickson Power LP | WA | Vertical | Pierce | FICT | Natural Gas Fired Combined Cycle | CT | FP1 | J | X | N |  |  | 192 | 0.85 | 164 | 180 | 95 | N |  |  | OP | X | 8 | 2002 | 2002 |  |  | N | IPP Non-CHP | IPP | IPP | 2 | X | NG | Non-Renewable | 0 | 192 | 0 | 1
Operable | 56613 | Frederickson Power LP |  | 55818 | Frederickson Power LP | WA | Vertical | Pierce | FIST | Natural Gas Fired Combined Cycle | CA | FP1 | J | Y | X |  |  | 126.3 | 0.95 | 82 | 85 | 65 | N |  |  | OP | X | 8 | 2002 | 2002 |  |  | N | IPP Non-CHP | IPP | IPP | 2 | X | NG | Non-Renewable | 0 | 126.3 | 0 | 1
Operable | 61446 | Freedom Solar, LLC |  | 61833 | Freedom Solar | SC | Vertical | Dillon | PGRC9 | Solar Photovoltaic | PV |  | S | X | X |  |  | 5 |  | 5 | 5 |  | N |  |  | OP | X | 12 | 2017 | 2017 |  |  | N | IPP Non-CHP | IPP | IPP | 2 | X | SUN | Renewable | 5 | 0 | 1 | 0
Operable | 64334 | Freehold Solar, LLC |  | 64788 | Freehold(CSG) | NY | Restructured | Greene | FRHOL | Solar Photovoltaic | PV |  | S | X | X |  |  | 2 |  | 2 | 2 |  | N |  |  | OP | X | 11 | 2021 | 2021 |  |  | N | IPP Non-CHP | IPP | IPP | 2 | X | SUN | Renewable | 2 | 0 | 1 | 0
Operable | 66160 | Freemans Way Solar Project 2019, LLC |  | 67296 | CVEC Round 4 Brewster Captn Golf Course | MA | Restructured | Barnstable | 3658 | Solar Photovoltaic | PV |  | S | X | X |  |  | 0.8 |  | 0.8 | 0.8 |  | N |  |  | OP | X | 3 | 2022 | 2022 |  |  | N | IPP Non-CHP | IPP | IPP | 2 | X | SUN | Renewable | 0.8 | 0 | 1 | 0
Operable | 66160 | Freemans Way Solar Project 2019, LLC |  | 67296 | CVEC Round 4 Brewster Captn Golf Course | MA | Restructured | Barnstable | 3658B | Batteries | BA |  | S | X | X |  |  | 0.4 |  | 0.4 | 0.4 |  | N |  |  | OP | X | 3 | 2022 | 2022 |  |  | N | IPP Non-CHP | IPP | IPP | 2 | X | MWH | Other | 0 | 0 | 0 | 0
Operable | 58959 | Freeport LNG Development L.P |  | 59145 | Freeport LP Pretreatment Facility | TX | Restructured | Brazoria | 65GTG | Natural Gas Fired Combustion Turbine | GT |  | S | X | X |  |  | 87 | 0.9 | 70 | 87 | 56 | N |  |  | OP | X | 9 | 2019 | 2019 |  |  | Y | Industrial CHP | Customer Sited | Other | 7 | T | NG | Non-Renewable | 0 | 87 | 0 | 1
Operable | 14989 | Freeport McMoRan Inc |  | 54734 | Freeport McMoRan | NM | Vertical | Grant | 1 | Petroleum Liquids | IC |  | S | X | X |  |  | 3 | 0.8 | 2.9 | 2.9 | 0.5 | N |  |  | SB | Y | 12 | 1967 | Pre-2000 |  |  | N | Industrial Non-CHP | Customer Sited | Other | 6 | X | DFO | Non-Renewable | 0 | 3 | 0 | 1 | NG
Operable | 14989 | Freeport McMoRan Inc |  | 54734 | Freeport McMoRan | NM | Vertical | Grant | 11 | Petroleum Liquids | IC |  | S | X | X |  |  | 3 | 0.8 | 2.9 | 2.9 | 0.5 | N |  |  | SB | Y | 2 | 1971 | Pre-2000 |  |  | N | Industrial Non-CHP | Customer Sited | Other | 6 | X | DFO | Non-Renewable | 0 | 3 | 0 | 1 | NG
Operable | 14989 | Freeport McMoRan Inc |  | 54734 | Freeport McMoRan | NM | Vertical | Grant | 12 | Petroleum Liquids | IC |  | S | X | X |  |  | 3 | 0.8 | 2.9 | 2.9 | 0.5 | N |  |  | SB | Y | 7 | 1972 | Pre-2000 |  |  | N | Industrial Non-CHP | Customer Sited | Other | 6 | X | DFO | Non-Renewable | 0 | 3 | 0 | 1 | NG
Operable | 14989 | Freeport McMoRan Inc |  | 54734 | Freeport McMoRan | NM | Vertical | Grant | 13 | Petroleum Liquids | IC |  | S | X | X |  |  | 3 | 0.8 | 2.9 | 2.9 | 0.5 | N |  |  | SB | Y | 7 | 1972 | Pre-2000 |  |  | N | Industrial Non-CHP | Customer Sited | Other | 6 | X | DFO | Non-Renewable | 0 | 3 | 0 | 1 | NG
Operable | 14989 | Freeport McMoRan Inc |  | 54734 | Freeport McMoRan | NM | Vertical | Grant | 14 | Petroleum Liquids | IC |  | S | X | X |  |  | 3 | 0.8 | 2.9 | 2.9 | 0.5 | N |  |  | SB | Y | 7 | 1972 | Pre-2000 |  |  | N | Industrial Non-CHP | Customer Sited | Other | 6 | X | DFO | Non-Renewable | 0 | 3 | 0 | 1 | NG
Operable | 14989 | Freeport McMoRan Inc |  | 54734 | Freeport McMoRan | NM | Vertical | Grant | 15 | Petroleum Liquids | IC |  | S | X | X |  |  | 3.1 | 0.8 | 2.9 | 2.9 | 0.5 | N |  |  | SB | Y | 8 | 1972 | Pre-2000 |  |  | N | Industrial Non-CHP | Customer Sited | Other | 6 | X | DFO | Non-Renewable | 0 | 3.1 | 0 | 1 | NG
Operable | 14989 | Freeport McMoRan Inc |  | 54734 | Freeport McMoRan | NM | Vertical | Grant | 3 | Petroleum Liquids | IC |  | S | X | X |  |  | 3.1 | 0.8 | 2.9 | 2.9 | 0.5 | N |  |  | SB | Y | 12 | 1967 | Pre-2000 |  |  | N | Industrial Non-CHP | Customer Sited | Other | 6 | X | DFO | Non-Renewable | 0 | 3.1 | 0 | 1 | NG
Operable | 14989 | Freeport McMoRan Inc |  | 54734 | Freeport McMoRan | NM | Vertical | Grant | 4 | Petroleum Liquids | IC |  | S | X | X |  |  | 3.1 | 0.8 | 2.9 | 2.9 | 0.5 | N |  |  | SB | Y | 12 | 1967 | Pre-2000 |  |  | N | Industrial Non-CHP | Customer Sited | Other | 6 | X | DFO | Non-Renewable | 0 | 3.1 | 0 | 1 | NG
Operable | 14989 | Freeport McMoRan Inc |  | 54734 | Freeport McMoRan | NM | Vertical | Grant | 7 | Petroleum Liquids | IC |  | S | X | X |  |  | 3.1 | 0.8 | 2.9 | 2.9 | 0.5 | N |  |  | SB | Y | 12 | 1967 | Pre-2000 |  |  | N | Industrial Non-CHP | Customer Sited | Other | 6 | X | DFO | Non-Renewable | 0 | 3.1 | 0 | 1 | NG
Operable | 14989 | Freeport McMoRan Inc |  | 54734 | Freeport McMoRan | NM | Vertical | Grant | 8 | Petroleum Liquids | IC |  | S | X | X |  |  | 3 | 0.8 | 2.9 | 2.9 | 0.5 | N |  |  | SB | Y | 12 | 1967 | Pre-2000 |  |  | N | Industrial Non-CHP | Customer Sited | Other | 6 | X | DFO | Non-Renewable | 0 | 3 | 0 | 1 | NG
Operable | 3670 | FreePort-McMoRan-Corp-Chino Mines |  | 54667 | Chino Mines | NM | Vertical | Grant | 7 | Natural Gas Fired Combined Cycle | CA | CTG9 | S | Y | X |  |  | 16.5 | 0.85 | 15.4 | 15.5 | 2 | N |  |  | SB | Y | 10 | 1959 | Pre-2000 |  |  | N | Industrial Non-CHP | Customer Sited | Other | 6 | X | NG | Non-Renewable | 0 | 16.5 | 0 | 1
Operable | 3670 | FreePort-McMoRan-Corp-Chino Mines |  | 54667 | Chino Mines | NM | Vertical | Grant | 9 | Natural Gas Fired Combined Cycle | CT | CTG9 | S | X | Y |  |  | 37.5 | 0.9 | 35 | 40 | 4.5 | N |  |  | SB | Y | 7 | 2001 | 2001 |  |  | N | Industrial Non-CHP | Customer Sited | Other | 6 | X | NG | Non-Renewable | 0 | 37.5 | 0 | 1
Operable | 6763 | Freestone Power Generation LLC |  | 55226 | Freestone Energy Center | TX | Restructured | Freestone | GT1 | Natural Gas Fired Combined Cycle | CT | PB1 | J | X | N | FREC | FREC | 166.7 | 0.85 | 167 | 179 | 90 | N |  |  | OP | X | 6 | 2002 | 2002 |  |  | N | IPP Non-CHP | IPP | IPP | 2 | X | NG | Non-Renewable | 0 | 166.7 | 0 | 1
Operable | 6763 | Freestone Power Generation LLC |  | 55226 | Freestone Energy Center | TX | Restructured | Freestone | GT2 | Natural Gas Fired Combined Cycle | CT | PB1 | J | X | N | FREC | FREC | 166.7 | 0.85 | 167 | 179 | 90 | N |  |  | OP | X | 6 | 2002 | 2002 |  |  | N | IPP Non-CHP | IPP | IPP | 2 | X | NG | Non-Renewable | 0 | 166.7 | 0 | 1
Operable | 6763 | Freestone Power Generation LLC |  | 55226 | Freestone Energy Center | TX | Restructured | Freestone | GT3 | Natural Gas Fired Combined Cycle | CT | PB2 | J | X | N | FREC | FREC | 166.7 | 0.85 | 167 | 179 | 90 | N |  |  | OP | X | 7 | 2002 | 2002 |  |  | N | IPP Non-CHP | IPP | IPP | 2 | X | NG | Non-Renewable | 0 | 166.7 | 0 | 1
Operable | 6763 | Freestone Power Generation LLC |  | 55226 | Freestone Energy Center | TX | Restructured | Freestone | GT4 | Natural Gas Fired Combined Cycle | CT | PB2 | J | X | N | FREC | FREC | 166.7 | 0.85 | 167 | 179 | 90 | N |  |  | OP | X | 7 | 2002 | 2002 |  |  | N | IPP Non-CHP | IPP | IPP | 2 | X | NG | Non-Renewable | 0 | 166.7 | 0 | 1
Operable | 6763 | Freestone Power Generation LLC |  | 55226 | Freestone Energy Center | TX | Restructured | Freestone | ST3 | Natural Gas Fired Combined Cycle | CA | PB1 | J | N | X | FREC | FREC | 184.6 | 0.85 | 182 | 189.6 | 80 | N |  |  | OP | X | 6 | 2002 | 2002 |  |  | N | IPP Non-CHP | IPP | IPP | 2 | X | NG | Non-Renewable | 0 | 184.6 | 0 | 1
Operable | 6763 | Freestone Power Generation LLC |  | 55226 | Freestone Energy Center | TX | Restructured | Freestone | ST6 | Natural Gas Fired Combined Cycle | CA | PB2 | J | N | X | FREC | FREC | 184.6 | 0.85 | 182 | 189.6 | 80 | N |  |  | OP | X | 7 | 2002 | 2002 |  |  | N | IPP Non-CHP | IPP | IPP | 2 | X | NG | Non-Renewable | 0 | 184.6 | 0 | 1
Operable | 65631 | French King Solar LLC |  | 66585 | French King Solar LLC | MA | Restructured | Franklin | 7152 | Solar Photovoltaic | PV |  | S | X | X |  |  | 5 |  | 5 | 5 |  | N |  |  | OP | X | 11 | 2022 | 2022 |  |  | N | IPP Non-CHP | IPP | IPP | 2 | X | SUN | Renewable | 5 | 0 | 1 | 0
Operable | 6789 | French Paper Co |  | 10656 | French Paper Hydro | MI | Vertical | Berrien | 1 | Conventional Hydroelectric | HY |  | S | X | X |  |  | 0.3 | 0.8 | 0.3 | 0.3 | 0 | N |  |  | OP | X | 1 | 1922 | Pre-2000 |  |  | N | Industrial Non-CHP | Customer Sited | Other | 6 | X | WAT | Renewable | 0.3 | 0 | 1 | 0
Operable | 6789 | French Paper Co |  | 10656 | French Paper Hydro | MI | Vertical | Berrien | 2 | Conventional Hydroelectric | HY |  | S | X | X |  |  | 0.4 | 0.8 | 0.4 | 0.4 | 0 | N |  |  | OP | X | 1 | 1927 | Pre-2000 |  |  | N | Industrial Non-CHP | Customer Sited | Other | 6 | X | WAT | Renewable | 0.4 | 0 | 1 | 0
Operable | 6789 | French Paper Co |  | 10656 | French Paper Hydro | MI | Vertical | Berrien | 3 | Conventional Hydroelectric | HY |  | S | X | X |  |  | 0.4 | 0.8 | 0.3 | 0.3 | 0 | N |  |  | OP | X | 1 | 1930 | Pre-2000 |  |  | N | Industrial Non-CHP | Customer Sited | Other | 6 | X | WAT | Renewable | 0.4 | 0 | 1 | 0
Operable | 6789 | French Paper Co |  | 10656 | French Paper Hydro | MI | Vertical | Berrien | 4 | Conventional Hydroelectric | HY |  | S | X | X |  |  | 0.2 | 0.8 | 0.2 | 0.2 | 0 | N |  |  | OP | X | 1 | 1921 | Pre-2000 |  |  | N | Industrial Non-CHP | Customer Sited | Other | 6 | X | WAT | Renewable | 0.2 | 0 | 1 | 0
Operable | 65249 | French Road Solar II, LLC |  | 66083 | French Road Solar II | IL | Restructured | Kane | 7063 | Solar Photovoltaic | PV |  | S | X | X |  |  | 2 |  | 2 | 1.8 |  | N |  |  | OP | X | 3 | 2022 | 2022 |  |  | N | IPP Non-CHP | IPP | IPP | 2 | X | SUN | Renewable | 2 | 0 | 1 | 0
Operable | 59263 | Fresh Air Energy XVIII, LLC |  | 59513 | Meadows PV 1 | NC | Vertical | Martin | MEAD1 | Solar Photovoltaic | PV |  | S | X | X |  |  | 20 |  | 20 | 20 |  | N |  |  | OP | X | 6 | 2016 | 2016 |  |  | N | IPP Non-CHP | IPP | IPP | 2 | X | SUN | Renewable | 20 | 0 | 1 | 0
Operable | 60507 | Fresh Air Energy XXXV, LLC |  | 60000 | Turkey Creek PV1 | NC | Vertical | Northampton | TRKCK | Solar Photovoltaic | PV |  | S | X | X |  |  | 13.5 |  | 13.5 | 13.5 |  | N |  |  | OP | X | 2 | 2017 | 2017 |  |  | N | IPP Non-CHP | IPP | IPP | 2 | X | SUN | Renewable | 13.5 | 0 | 1 | 0
Operable | 25438 | Friant Power Authority |  | 50393 | Friant Hydro Facility | CA | Vertical | Fresno | FR1 | Conventional Hydroelectric | HY |  | S | X | X |  |  | 18.4 | 0.9 | 20 | 20 | 1 | N |  |  | OP | X | 1 | 1986 | Pre-2000 |  |  | N | IPP Non-CHP | IPP | IPP | 2 | X | WAT | Renewable | 18.4 | 0 | 1 | 0
Operable | 25438 | Friant Power Authority |  | 50393 | Friant Hydro Facility | CA | Vertical | Fresno | M1 | Conventional Hydroelectric | HY |  | S | X | X |  |  | 9.8 | 0.9 | 9.8 | 9.8 | 1 | N |  |  | OP | X | 7 | 1985 | Pre-2000 |  |  | N | IPP Non-CHP | IPP | IPP | 2 | X | WAT | Renewable | 9.8 | 0 | 1 | 0
Operable | 25438 | Friant Power Authority |  | 50393 | Friant Hydro Facility | CA | Vertical | Fresno | RO1 | Conventional Hydroelectric | HY |  | S | X | X |  |  | 2.4 | 0.84 | 2.3 | 2.3 | 0.5 | N |  |  | OP | X | 4 | 1985 | Pre-2000 |  |  | N | IPP Non-CHP | IPP | IPP | 2 | X | WAT | Renewable | 2.4 | 0 | 1 | 0
Operable | 25438 | Friant Power Authority |  | 50393 | Friant Hydro Facility | CA | Vertical | Fresno | RO2 | Conventional Hydroelectric | HY |  | S | X | X |  |  | 6.9 | 0.9 | 7.3 | 7.3 | 0.5 | N |  |  | OP | X | 6 | 2017 | 2017 |  |  | N | IPP Non-CHP | IPP | IPP | 2 | X | WAT | Renewable | 6.9 | 0 | 1 | 0
Operable | 57446 | FRIT Solar Inc |  | 58070 | Mercer Mall | NJ | Restructured | Mercer | 1 | Solar Photovoltaic | PV |  | S | X | X |  |  | 1.1 |  | 1.1 | 1.1 |  | N |  |  | OP | X | 3 | 2012 | 2012 |  |  | N | IPP Non-CHP | IPP | IPP | 2 | X | SUN | Renewable | 1.1 | 0 | 1 | 0
Operable | 58607 | Frito Lay Incorporated Dayville |  | 58664 | Frito Lay Incorporated | CT | Restructured | Windham | COGEN | Natural Gas Fired Combustion Turbine | GT |  | S | X | X |  |  | 4.6 | 0.9 | 3.6 | 4.6 | 2 | N |  |  | OP | X | 3 | 2009 | 2009 |  |  | N | Industrial Non-CHP | Customer Sited | Other | 6 | X | NG | Non-Renewable | 0 | 4.6 | 0 | 1
Operable | 61518 | Frontenac Holdco LLC |  | 61919 | Frontenac Holdco LLC, CSG | MN | Vertical | Goodhue | FRONT | Solar Photovoltaic | PV |  | S | X | X |  |  | 5 |  | 5 | 5 |  | N |  |  | OP | X | 3 | 2019 | 2019 |  |  | N | IPP Non-CHP | IPP | IPP | 2 | X | SUN | Renewable | 5 | 0 | 1 | 0
Operable | 6519 | Frontera Generation Limited Partnership |  | 55098 | Frontera Energy Center | TX | Restructured | Hidalgo | GEN1 | Natural Gas Fired Combined Cycle | CT | CC1 | S | X | N | FRONT_EC | FRONT_EC | 172 | 0.95 | 177 | 185 | 70 | N |  |  | OP | X | 6 | 1999 | Pre-2000 |  |  | N | IPP Non-CHP | IPP | IPP | 2 | X | NG | Non-Renewable | 0 | 172 | 0 | 1
Operable | 6519 | Frontera Generation Limited Partnership |  | 55098 | Frontera Energy Center | TX | Restructured | Hidalgo | GEN2 | Natural Gas Fired Combined Cycle | CT | CC1 | S | X | N | FRONT_EC | FRONT_EC | 172 | 0.95 | 177 | 185 | 70 | N |  |  | OP | X | 7 | 1999 | Pre-2000 |  |  | N | IPP Non-CHP | IPP | IPP | 2 | X | NG | Non-Renewable | 0 | 172 | 0 | 1
Operable | 6519 | Frontera Generation Limited Partnership |  | 55098 | Frontera Energy Center | TX | Restructured | Hidalgo | GEN3 | Natural Gas Fired Combined Cycle | CA | CC1 | S | N | X | FRONT_EC | FRONT_EC | 185 | 0.95 | 181 | 189 | 100 | N |  |  | OP | X | 5 | 2000 | 2000 |  |  | N | IPP Non-CHP | IPP | IPP | 2 | X | NG | Non-Renewable | 0 | 185 | 0 | 1
Operable | 57448 | Frontier El Dorado Refinery LLC |  | 58075 | El Dorado Refinery | KS | Vertical | Butler | L3804 | Natural Gas Fired Combustion Turbine | GT |  | S | X | X |  |  | 38.9 | 1 | 32 | 38 | 20 | N |  |  | SB | Y | 1 | 1996 | Pre-2000 |  |  | Y | Industrial CHP | Customer Sited | Other | 7 | T | NG | Non-Renewable | 0 | 38.9 | 0 | 1
Operable | 63199 | Frontier Operation Services |  | 58377 | Rochelle Energy Center | IL | Restructured | Ogle | REC1 | Landfill Gas | IC |  | S | X | X |  |  | 1.6 | 0.8 | 1.6 | 1.6 | 0.8 | N |  |  | OP | X | 12 | 2011 | 2011 |  |  | N | IPP Non-CHP | IPP | IPP | 2 | X | LFG | Renewable | 1.6 | 0 | 1 | 0
Operable | 63199 | Frontier Operation Services |  | 58377 | Rochelle Energy Center | IL | Restructured | Ogle | REC2 | Landfill Gas | IC |  | S | X | X |  |  | 1.6 | 0.8 | 1.6 | 1.6 | 0.8 | N |  |  | OS | X | 12 | 2011 | 2011 |  |  | N | IPP Non-CHP | IPP | IPP | 2 | X | LFG | Renewable | 1.6 | 0 | 1 | 0
Operable | 63199 | Frontier Operation Services |  | 58377 | Rochelle Energy Center | IL | Restructured | Ogle | REC3 | Landfill Gas | IC |  | S | X | X |  |  | 1.6 | 0.8 | 1.6 | 1.6 | 0.8 | N |  |  | OP | X | 12 | 2011 | 2011 |  |  | N | IPP Non-CHP | IPP | IPP | 2 | X | LFG | Renewable | 1.6 | 0 | 1 | 0
Operable | 63199 | Frontier Operation Services |  | 58688 | LRI LFGTE Facility | WA | Vertical | Pierce | A | Landfill Gas | IC |  | S | X | X |  |  | 1.5 | 0.9 | 1.5 | 1.5 | 0.1 | N |  |  | OP | X | 11 | 2013 | 2013 |  |  | N | IPP Non-CHP | IPP | IPP | 2 | X | LFG | Renewable | 1.5 | 0 | 1 | 0
Operable | 63199 | Frontier Operation Services |  | 58688 | LRI LFGTE Facility | WA | Vertical | Pierce | B | Landfill Gas | IC |  | S | X | X |  |  | 1.5 | 0.9 | 1.5 | 1.5 | 0.1 | N |  |  | OP | X | 11 | 2013 | 2013 |  |  | N | IPP Non-CHP | IPP | IPP | 2 | X | LFG | Renewable | 1.5 | 0 | 1 | 0
Operable | 63199 | Frontier Operation Services |  | 58688 | LRI LFGTE Facility | WA | Vertical | Pierce | C | Landfill Gas | IC |  | S | X | X |  |  | 1.5 | 0.9 | 1.5 | 1.5 | 0.1 | N |  |  | OP | X | 11 | 2013 | 2013 |  |  | N | IPP Non-CHP | IPP | IPP | 2 | X | LFG | Renewable | 1.5 | 0 | 1 | 0
Operable | 63199 | Frontier Operation Services |  | 59650 | CII Methane Management III LFG Plant | GA | Vertical | Clarke | GEN1 | Landfill Gas | IC |  | S | X | X |  |  | 1.6 | 0.8 | 1.6 | 1.6 | 0.8 | N |  |  | OP | X | 10 | 2014 | 2014 |  |  | N | IPP Non-CHP | IPP | IPP | 2 | X | LFG | Renewable | 1.6 | 0 | 1 | 0
Operable | 63199 | Frontier Operation Services |  | 59711 | CII Methane Management IV, LLC | NC | Vertical | Johnston | GEN1 | Landfill Gas | IC |  | S | X | X |  |  | 1.6 | 0.8 | 1.5 | 1.5 | 0.8 | N |  |  | OP | X | 6 | 2014 | 2014 |  |  | N | IPP Non-CHP | IPP | IPP | 2 | X | LFG | Renewable | 1.6 | 0 | 1 | 0
Operable | 59776 | Frontier Solar, LLC |  | 60039 | Frontier Solar LLC | CA | Vertical | Stanislaus | FTRS | Solar Photovoltaic | PV |  | S | X | X |  |  | 20 |  | 20 | 18 |  | N |  |  | OP | X | 6 | 2016 | 2016 |  |  | N | IPP Non-CHP | IPP | IPP | 2 | X | SUN | Renewable | 20 | 0 | 1 | 0
Operable | 65004 | Fruitland Creek Solar, LLC |  | 65747 | Fruitland Creek Solar (CSG) | OR | Vertical | Marion | FC22 | Solar Photovoltaic | PV |  | S | X | X |  |  | 1.8 |  | 1.8 | 1.8 |  | N |  |  | OP | X | 12 | 2022 | 2022 |  |  | N | IPP Non-CHP | IPP | IPP | 2 | X | SUN | Renewable | 1.8 | 0 | 1 | 0
Operable | 57021 | FRV AE Solar LLC |  | 57699 | Webberville Solar Project | TX | Restructured | Travis | AES1 | Solar Photovoltaic | PV |  | S | X | X |  |  | 30 |  | 30 | 30 |  | N |  |  | OP | X | 12 | 2011 | 2011 |  |  | N | IPP Non-CHP | IPP | IPP | 2 | X | SUN | Renewable | 30 | 0 | 1 | 0
Operable | 65924 | FRV SI Transport Solar, L.P. (Sacremento) |  | 57506 | FRV SI Transport Solar LP | CA | Vertical | Sacramento | SEIM | Solar Photovoltaic | PV |  | S | X | X |  |  | 1 |  | 1 | 1 |  | N |  |  | OP | X | 8 | 2010 | 2010 |  |  | N | IPP Non-CHP | IPP | IPP | 2 | X | SUN | Renewable | 1 | 0 | 1 | 0
Operable | 6831 | Ft Worth City of |  | 54520 | Village Creek Water Reclamation Facility | TX | Restructured | Tarrant | SD1 | Natural Gas Internal Combustion Engine | IC |  | S | X | X | NA | NA | 0.9 | 0.8 | 0.9 | 0.9 | 0.1 | N |  |  | SB | N | 4 | 1994 | Pre-2000 |  |  | N | Commercial CHP | Customer Sited | Other | 5 | X | NG | Non-Renewable | 0 | 0.9 | 0 | 1
Operable | 6831 | Ft Worth City of |  | 54520 | Village Creek Water Reclamation Facility | TX | Restructured | Tarrant | SD2 | Natural Gas Internal Combustion Engine | IC |  | S | X | X | NA | NA | 0.9 | 0.8 | 0.9 | 0.9 | 0.1 | N |  |  | SB | N | 4 | 1994 | Pre-2000 |  |  | N | Commercial CHP | Customer Sited | Other | 5 | X | NG | Non-Renewable | 0 | 0.9 | 0 | 1
Operable | 6831 | Ft Worth City of |  | 54520 | Village Creek Water Reclamation Facility | TX | Restructured | Tarrant | TG1 | Natural Gas Fired Combustion Turbine | GT |  | S | X | X | NA | NA | 5.3 | 0.8 | 4.2 | 5.3 | 0.1 | N |  |  | OP | X | 6 | 2001 | 2001 |  |  | Y | Commercial CHP | Customer Sited | Other | 5 | T | NG | Non-Renewable | 0 | 5.3 | 0 | 1
Operable | 6831 | Ft Worth City of |  | 54520 | Village Creek Water Reclamation Facility | TX | Restructured | Tarrant | TG2 | Natural Gas Fired Combustion Turbine | GT |  | S | X | X | NA | NA | 5.3 | 0.8 | 4.2 | 5.3 | 0.1 | N |  |  | OP | X | 9 | 2001 | 2001 |  |  | Y | Commercial CHP | Customer Sited | Other | 5 | T | NG | Non-Renewable | 0 | 5.3 | 0 | 1
Operable | 60556 | Fusion Solar Centre, L.L.C |  | 58876 | Fusion Solar Center LLC | CT | Restructured | New London | PV | Solar Photovoltaic | PV |  | S | X | X |  |  | 20 |  | 20 | 20 |  | N |  |  | OP | X | 3 | 2018 | 2018 |  |  | N | IPP Non-CHP | IPP | IPP | 2 | X | SUN | Renewable | 20 | 0 | 1 | 0
Operable | 60194 | Fuyao Glass Illinois, Inc |  | 54360 | Fuyao Glass Illinois Inc. | IL | Restructured | Macon | PORT | Petroleum Liquids | IC |  | S | X | X | 0 | 0 | 0.7 | 0.8 | 0.7 | 0.7 | 0.4 | N |  |  | SB | Y | 12 | 1980 | Pre-2000 |  |  | N | Industrial Non-CHP | Customer Sited | Other | 6 | X | DFO | Non-Renewable | 0 | 0.7 | 0 | 1
Operable | 60194 | Fuyao Glass Illinois, Inc |  | 54360 | Fuyao Glass Illinois Inc. | IL | Restructured | Macon | TK1 | Petroleum Liquids | IC |  | S | X | X | 0 | 0 | 2 | 0.8 | 2 | 2 | 0.8 | N |  |  | SB | Y | 12 | 1980 | Pre-2000 |  |  | N | Industrial Non-CHP | Customer Sited | Other | 6 | X | DFO | Non-Renewable | 0 | 2 | 0 | 1
Operable | 60194 | Fuyao Glass Illinois, Inc |  | 54360 | Fuyao Glass Illinois Inc. | IL | Restructured | Macon | TK2 | Petroleum Liquids | IC |  | S | X | X | 0 | 0 | 2 | 0.8 | 2 | 2 | 0.8 |  |  |  | SB | Y | 12 | 1980 | Pre-2000 |  |  | N | Industrial Non-CHP | Customer Sited | Other | 6 | X | DFO | Non-Renewable | 0 | 2 | 0 | 1
Operable | 62629 | G&S Operations LLC |  | 59366 | G&S Wantage Solar LLC | NJ | Restructured | Sussex | PV1 | Solar Photovoltaic | PV |  | J | X | X |  |  | 8.5 |  | 8.5 | 8.5 |  | N |  |  | OP | X | 1 | 2014 | 2014 |  |  | N | IPP Non-CHP | IPP | IPP | 2 | X | SUN | Renewable | 8.5 | 0 | 1 | 0
Operable | 62629 | G&S Operations LLC |  | 59370 | 4 Applegate Solar LLC | NJ | Restructured | Mercer | PV1 | Solar Photovoltaic | PV |  | S | X | X |  |  | 1.4 |  | 1.4 | 1.4 |  | N |  |  | OP | X | 4 | 2012 | 2012 |  |  | N | IPP Non-CHP | IPP | IPP | 2 | X | SUN | Renewable | 1.4 | 0 | 1 | 0
Operable | 62629 | G&S Operations LLC |  | 59371 | 12 Applegate Solar LLC | NJ | Restructured | Mercer | PV1 | Solar Photovoltaic | PV |  | S | X | X |  |  | 1.5 |  | 1.5 | 1.5 |  | N |  |  | OP | X | 4 | 2012 | 2012 |  |  | N | IPP Non-CHP | IPP | IPP | 2 | X | SUN | Renewable | 1.5 | 0 | 1 | 0
Operable | 56440 | G2 Energy LLC |  | 57128 | G2 Energy Marion LLC | FL | Vertical | Marion | 357 | Landfill Gas | IC |  | S | X | X |  |  | 1.6 | 1 | 1.5 | 1.5 | 0.1 | N |  |  | OP | X | 1 | 2009 | 2009 |  |  | N | IPP Non-CHP | IPP | IPP | 2 | X | LFG | Renewable | 1.6 | 0 | 1 | 0
Operable | 56440 | G2 Energy LLC |  | 57128 | G2 Energy Marion LLC | FL | Vertical | Marion | 360 | Landfill Gas | IC |  | S | X | X |  |  | 0.8 | 1 | 0.8 | 0.8 | 0.1 | N |  |  | OP | X | 10 | 2010 | 2010 |  |  | N | IPP Non-CHP | IPP | IPP | 2 | X | LFG | Renewable | 0.8 | 0 | 1 | 0
Operable | 56440 | G2 Energy LLC |  | 57133 | G2 Energy Ostrom Road LLC | CA | Vertical | Yuba | 359 | Landfill Gas | IC |  | S | X | X |  |  | 1.9 | 1 | 1.8 | 1.8 | 0.1 | N |  |  | OP | X | 2 | 2009 | 2009 |  |  | N | IPP Non-CHP | IPP | IPP | 2 | X | LFG | Renewable | 1.9 | 0 | 1 | 0
Operable | 56440 | G2 Energy LLC |  | 57133 | G2 Energy Ostrom Road LLC | CA | Vertical | Yuba | 361 | Landfill Gas | IC |  | S | X | X |  |  | 1.6 | 1 | 1.5 | 1.5 | 0.1 | N |  |  | OP | X | 8 | 2013 | 2013 |  |  | N | IPP Non-CHP | IPP | IPP | 2 | X | LFG | Renewable | 1.6 | 0 | 1 | 0
Operable | 56440 | G2 Energy LLC |  | 58320 | G2 Energy Hay Rd | CA | Vertical | Solano | 362 | Landfill Gas | IC |  | S | X | X |  |  | 1.6 | 1 | 1.5 | 1.5 | 0.1 | N |  |  | OP | X | 6 | 2013 | 2013 |  |  | N | IPP Non-CHP | IPP | IPP | 2 | X | LFG | Renewable | 1.6 | 0 | 1 | 0
Operable | 61736 | Gaines Solar |  | 62216 | Gaines Solar | SC | Vertical | Lee | 41 | Solar Photovoltaic | PV |  | W | X | X |  |  | 2 |  | 2 | 2 |  | N |  |  | OP | X | 12 | 2020 | 2020 |  |  | N | IPP Non-CHP | IPP | IPP | 2 | X | SUN | Renewable | 2 | 0 | 1 | 0
Operable | 6909 | Gainesville Regional Utilities |  | 663 | Deerhaven Generating Station | FL | Vertical | Alachua | 1 | Natural Gas Steam Turbine | ST |  | S | X | X |  |  | 75 | 0.85 | 76 | 76 | 22 | N |  |  | OP | X | 8 | 1972 | Pre-2000 | 12 | 2027 | N | Electric Utility | Utility | Municipal | 1 | X | NG | Non-Renewable | 0 | 75 | 0 | 1 | RFO
Operable | 6909 | Gainesville Regional Utilities |  | 663 | Deerhaven Generating Station | FL | Vertical | Alachua | 2 | Natural Gas Steam Turbine | ST |  | S | X | X |  |  | 250.7 | 0.85 | 232 | 232 | 51 | N |  |  | OP | X | 10 | 1981 | Pre-2000 | 12 | 2031 | N | Electric Utility | Utility | Municipal | 1 | X | NG | Non-Renewable | 0 | 250.7 | 0 | 1 | BIT
Operable | 6909 | Gainesville Regional Utilities |  | 663 | Deerhaven Generating Station | FL | Vertical | Alachua | GT1 | Natural Gas Fired Combustion Turbine | GT |  | S | X | X |  |  | 24.6 | 0.85 | 17.5 | 22 | 3 | N |  |  | SB | Y | 7 | 1976 | Pre-2000 | 10 | 2026 | N | Electric Utility | Utility | Municipal | 1 | X | NG | Non-Renewable | 0 | 24.6 | 0 | 1 | DFO
Operable | 6909 | Gainesville Regional Utilities |  | 663 | Deerhaven Generating Station | FL | Vertical | Alachua | GT2 | Natural Gas Fired Combustion Turbine | GT |  | S | X | X |  |  | 24.6 | 0.85 | 17.5 | 22 | 3 | N |  |  | SB | Y | 8 | 1976 | Pre-2000 | 10 | 2026 | N | Electric Utility | Utility | Municipal | 1 | X | NG | Non-Renewable | 0 | 24.6 | 0 | 1 | DFO
Operable | 6909 | Gainesville Regional Utilities |  | 663 | Deerhaven Generating Station | FL | Vertical | Alachua | GT3 | Natural Gas Fired Combustion Turbine | GT |  | S | X | X |  |  | 96.1 | 0.85 | 71 | 81 | 50 | N |  |  | OP | X | 1 | 1996 | Pre-2000 |  |  | N | Electric Utility | Utility | Municipal | 1 | X | NG | Non-Renewable | 0 | 96.1 | 0 | 1
Operable | 6909 | Gainesville Regional Utilities |  | 664 | John R Kelly | FL | Vertical | Alachua | 8.2 | Natural Gas Fired Combined Cycle | CA | G681 | S | N | X |  |  | 45.5 | 0.85 | 41 | 40 | 34 | N |  |  | OP | X | 7 | 2021 | 2021 |  |  | N | Electric Utility | Utility | Municipal | 1 | X | NG | Non-Renewable | 0 | 45.5 | 0 | 1
Operable | 6909 | Gainesville Regional Utilities |  | 664 | John R Kelly | FL | Vertical | Alachua | CT04 | Natural Gas Fired Combined Cycle | CT | G681 | S | X | Y |  |  | 96.1 | 0.85 | 72 | 81 | 4 | N |  |  | OP | X | 5 | 2001 | 2001 |  |  | N | Electric Utility | Utility | Municipal | 1 | X | NG | Non-Renewable | 0 | 96.1 | 0 | 1
Operable | 6909 | Gainesville Regional Utilities |  | 56518 | South Energy Center | FL | Vertical | Alachua | GT1 | Natural Gas Fired Combustion Turbine | GT |  | S | X | X |  |  | 4.1 | 0.8 | 4.3 | 4.3 | 0.2 | N |  |  | OP | X | 5 | 2009 | 2009 |  |  | Y | Commercial CHP | Customer Sited | Municipal | 5 | T | NG | Non-Renewable | 0 | 4.1 | 0 | 1
Operable | 6909 | Gainesville Regional Utilities |  | 56518 | South Energy Center | FL | Vertical | Alachua | REG1 | Natural Gas Internal Combustion Engine | IC |  | S | X | X |  |  | 7.4 | 0.8 | 7.4 | 7.4 | 4 | N |  |  | OP | X | 7 | 2017 | 2017 |  |  | N | Commercial CHP | Customer Sited | Municipal | 5 | X | NG | Non-Renewable | 0 | 7.4 | 0 | 1
Operable | 6909 | Gainesville Regional Utilities |  | 57241 | Deerhaven Renewable | FL | Vertical | Alachua | 1 | Wood/Wood Waste Biomass | ST |  | S | X | X |  |  | 116.1 | 0.85 | 102.5 | 102.5 | 30 | N |  |  | OP | X | 12 | 2013 | 2013 |  |  | N | Electric Utility | Utility | Municipal | 1 | X | WDS | Renewable | 116.1 | 0 | 1 | 0 | NG
Operable | 64411 | Gala Solar, LLC |  | 64973 | Gala (CSG) | IL | Restructured | Stephenson | GALA | Solar Photovoltaic | PV |  | S | X | X |  |  | 2 |  | 2 | 2 |  | N |  |  | OP | X | 12 | 2021 | 2021 |  |  | N | IPP Non-CHP | IPP | IPP | 2 | X | SUN | Renewable | 2 | 0 | 1 | 0
Operable | 61667 | Galactic Wind |  | 62161 | Galactic Wind | WI | Vertical | Dane | GWT | Onshore Wind Turbine | WT |  | S | X | X |  |  | 9.9 | 0.8 | 9.9 | 9.9 | 0.1 | N |  |  | OP | X | 12 | 2012 | 2012 |  |  | N | Commercial Non-CHP | Customer Sited | Other | 4 | X | WND | Renewable | 9.9 | 0 | 1 | 0
Operable | 6915 | Galena Electric Utility |  | 7437 | Galena Electric Utility | AK | Vertical | Yukon Koyukuk | 2A | Petroleum Liquids | IC |  | S | X | X |  |  | 0.5 | 0.8 | 0.5 | 0.5 | 0.3 | N |  |  | OP | X | 8 | 2015 | 2015 |  |  | N | Electric Utility | Utility | Municipal | 1 | X | DFO | Non-Renewable | 0 | 0.5 | 0 | 1
Operable | 6915 | Galena Electric Utility |  | 7437 | Galena Electric Utility | AK | Vertical | Yukon Koyukuk | 3B | Petroleum Liquids | IC |  | S | X | X |  |  | 0.4 | 0.8 | 0.4 | 0.4 | 0.3 | N |  |  | OP | X | 9 | 2022 | 2022 |  |  | N | Electric Utility | Utility | Municipal | 1 | X | DFO | Non-Renewable | 0 | 0.4 | 0 | 1
Operable | 6915 | Galena Electric Utility |  | 7437 | Galena Electric Utility | AK | Vertical | Yukon Koyukuk | 4A | Petroleum Liquids | IC |  | S | X | X |  |  | 1 | 0.8 | 1 | 1 | 0.5 | N |  |  | OP | X | 5 | 2004 | 2004 |  |  | N | Electric Utility | Utility | Municipal | 1 | X | DFO | Non-Renewable | 0 | 1 | 0 | 1
Operable | 6915 | Galena Electric Utility |  | 7437 | Galena Electric Utility | AK | Vertical | Yukon Koyukuk | 5A | Petroleum Liquids | IC |  | S | X | X |  |  | 0.8 | 0.8 | 0.8 | 0.8 | 0.4 | N |  |  | OP | X | 6 | 2009 | 2009 |  |  | N | Electric Utility | Utility | Municipal | 1 | X | DFO | Non-Renewable | 0 | 0.8 | 0 | 1
Operable | 6915 | Galena Electric Utility |  | 7437 | Galena Electric Utility | AK | Vertical | Yukon Koyukuk | 6B | Petroleum Liquids | IC |  | S | X | X |  |  | 0.4 | 0.8 | 0.4 | 0.4 | 0.3 | N |  |  | OP | X | 9 | 2022 | 2022 |  |  | N | Electric Utility | Utility | Municipal | 1 | X | DFO | Non-Renewable | 0 | 0.4 | 0 | 1
Operable | 58430 | Gamesa Wind US LLC |  | 58441 | Swauk Wind LLC | WA | Vertical | Kittitas | SW | Onshore Wind Turbine | WT |  | S | X | X |  |  | 4.3 |  | 4.3 | 4.3 | 0 | N |  |  | OP | X | 12 | 2012 | 2012 |  |  | N | IPP Non-CHP | IPP | IPP | 2 | X | WND | Renewable | 4.3 | 0 | 1 | 0
Operable | 61317 | Gans Energy LLC |  | 55377 | Gans | PA | Restructured | FAYETTE | UNT8 | Natural Gas Fired Combustion Turbine | GT |  | S | X | X |  |  | 43.8 | 0.9 | 45.7 | 48.7 | 4 | N |  |  | OP | X | 11 | 2000 | 2000 |  |  | N | IPP Non-CHP | IPP | IPP | 2 | X | NG | Non-Renewable | 0 | 43.8 | 0 | 1
Operable | 61317 | Gans Energy LLC |  | 55377 | Gans | PA | Restructured | FAYETTE | UNT9 | Natural Gas Fired Combustion Turbine | GT |  | S | X | X |  |  | 43.8 | 0.9 | 47 | 49.2 | 4 | N |  |  | OP | X | 11 | 2000 | 2000 |  |  | N | IPP Non-CHP | IPP | IPP | 2 | X | NG | Non-Renewable | 0 | 43.8 | 0 | 1
Operable | 56787 | Garden Wind LLC |  | 57469 | Garden Wind LLC | IA | Vertical | Hardin | GE1.5 | Onshore Wind Turbine | WT |  | S | X | X |  |  | 150 |  | 150 | 150 | 7.5 | N |  |  | OP | X | 12 | 2009 | 2009 |  |  | N | IPP Non-CHP | IPP | IPP | 2 | X | WND | Renewable | 150 | 0 | 1 | 0
Operable | 58803 | Gardner Solar 1, LLC |  | 58937 | Gardner Solar 1 | MA | Restructured | Worcester | GRDN1 | Solar Photovoltaic | PV |  | S | X | X |  |  | 2 |  | 2 | 2 |  | N |  |  | OP | X | 5 | 2014 | 2014 |  |  | N | IPP Non-CHP | IPP | IPP | 2 | X | SUN | Renewable | 2 | 0 | 1 | 0
Operable | 64448 | Gardy's Mill Solar, LLC |  | 65016 | Gardy's Mill Solar | VA | Vertical | Westmoreland | GMS | Solar Photovoltaic | PV |  | S | X | X |  |  | 14 |  | 14 | 14 |  | N |  |  | OP | X | 12 | 2020 | 2020 |  |  | N | IPP Non-CHP | IPP | IPP | 2 | X | SUN | Renewable | 14 | 0 | 1 | 0
Operable | 6957 | Garkane Energy Coop, Inc |  | 3699 | Boulder | UT | Vertical | Garfield | 1 | Conventional Hydroelectric | HY |  | S | X | X |  |  | 1.4 | 0.9 | 1.4 | 1.4 | 0.5 | N |  |  | OP | X | 8 | 1958 | Pre-2000 |  |  | N | Electric Utility | Utility | Cooperative | 1 | X | WAT | Renewable | 1.4 | 0 | 1 | 0
Operable | 6957 | Garkane Energy Coop, Inc |  | 3699 | Boulder | UT | Vertical | Garfield | 2 | Conventional Hydroelectric | HY |  | S | X | X |  |  | 1.4 | 0.9 | 1.4 | 1.4 | 0.5 | N |  |  | OP | X | 8 | 1958 | Pre-2000 |  |  | N | Electric Utility | Utility | Cooperative | 1 | X | WAT | Renewable | 1.4 | 0 | 1 | 0
Operable | 6957 | Garkane Energy Coop, Inc |  | 3699 | Boulder | UT | Vertical | Garfield | 3 | Conventional Hydroelectric | HY |  | S | X | X |  |  | 1.4 | 0.9 | 1.4 | 1.4 | 0.5 | N |  |  | OP | X | 9 | 1961 | Pre-2000 |  |  | N | Electric Utility | Utility | Cooperative | 1 | X | WAT | Renewable | 1.4 | 0 | 1 | 0
Operable | 58503 | Garnet Solar Generation Station I LLC |  | 58528 | Garnet Solar Generation Station I LLC | CA | Vertical | Riverside | WDT44 | Solar Photovoltaic | PV |  | J | X | X |  |  | 4 |  | 4 | 4 |  | N |  |  | OP | X | 12 | 2014 | 2014 |  |  | N | IPP Non-CHP | IPP | IPP | 2 | X | SUN | Renewable | 4 | 0 | 1 | 0
Operable | 56691 | Garrison Energy Center LLC |  | 57349 | Garrison Energy Center LLC | DE | Restructured | Kent | CTG1 | Natural Gas Fired Combined Cycle | CT | GEC1 | W | X | N | 135389815 | 1132294357 | 235 | 0.85 | 186 | 200 | 93 | N |  |  | OP | X | 6 | 2015 | 2015 |  |  | N | IPP Non-CHP | IPP | IPP | 2 | X | NG | Non-Renewable | 0 | 235 | 0 | 1 | DFO
Operable | 56691 | Garrison Energy Center LLC |  | 57349 | Garrison Energy Center LLC | DE | Restructured | Kent | STG2 | Natural Gas Fired Combined Cycle | CA | GEC1 | W | Y | X |  |  | 126 | 0.85 | 123 | 123 | 67 | N |  |  | OP | X | 6 | 2015 | 2015 |  |  | N | IPP Non-CHP | IPP | IPP | 2 | X | NG | Non-Renewable | 0 | 126 | 0 | 1 | DFO
Operable | 25049 | Gas Recovery Systems Inc |  | 55596 | GRS Arbor Hills | MI | Vertical | Washtenaw | 1 | Landfill Gas | CT | CC1 | S | X | Y |  |  | 5 | 0.98 | 3.8 | 4.2 | 1 | N |  |  | OP | X | 6 | 1996 | Pre-2000 |  |  | N | IPP Non-CHP | IPP | IPP | 2 | X | LFG | Renewable | 5 | 0 | 1 | 0 | DFO
Operable | 25049 | Gas Recovery Systems Inc |  | 55596 | GRS Arbor Hills | MI | Vertical | Washtenaw | 2 | Landfill Gas | CT | CC1 | S | X | Y |  |  | 5 | 0.98 | 3.8 | 4.2 | 1 | N |  |  | OP | X | 6 | 1996 | Pre-2000 |  |  | N | IPP Non-CHP | IPP | IPP | 2 | X | LFG | Renewable | 5 | 0 | 1 | 0 | DFO
Operable | 25049 | Gas Recovery Systems Inc |  | 55596 | GRS Arbor Hills | MI | Vertical | Washtenaw | 3 | Landfill Gas | CT | CC1 | S | X | Y |  |  | 5 | 0.98 | 3.8 | 4.2 | 1 | N |  |  | OP | X | 6 | 1996 | Pre-2000 |  |  | N | IPP Non-CHP | IPP | IPP | 2 | X | LFG | Renewable | 5 | 0 | 1 | 0 | DFO
Operable | 25049 | Gas Recovery Systems Inc |  | 55596 | GRS Arbor Hills | MI | Vertical | Washtenaw | 4 | Landfill Gas | CA | CC1 | S | Y | X |  |  | 10 | 0.98 | 7.6 | 8.4 | 7 | N |  |  | OP | X | 6 | 1996 | Pre-2000 |  |  | N | IPP Non-CHP | IPP | IPP | 2 | X | LFG | Renewable | 10 | 0 | 1 | 0
Operable | 25049 | Gas Recovery Systems Inc |  | 55596 | GRS Arbor Hills | MI | Vertical | Washtenaw | 5 | Landfill Gas | CT | CC1 | S | X | Y |  |  | 5.3 | 0.98 | 4.8 | 5.3 | 4.2 | N |  |  | OP | X | 11 | 2005 | 2005 |  |  | N | IPP Non-CHP | IPP | IPP | 2 | X | LFG | Renewable | 5.3 | 0 | 1 | 0
Operable | 25049 | Gas Recovery Systems Inc |  | 55597 | GRS C&C | MI | Vertical | Calhoun | 1 | Landfill Gas | IC |  | S | X | X |  |  | 1 | 0.98 | 0.9 | 0.9 | 0.8 | N |  |  | OP | X | 2 | 1995 | Pre-2000 |  |  | N | IPP Non-CHP | IPP | IPP | 2 | X | LFG | Renewable | 1 | 0 | 1 | 0
Operable | 25049 | Gas Recovery Systems Inc |  | 55597 | GRS C&C | MI | Vertical | Calhoun | 2 | Landfill Gas | IC |  | S | X | X |  |  | 1 | 0.98 | 0.9 | 0.9 | 0.8 | N |  |  | OS | X | 2 | 1995 | Pre-2000 |  |  | N | IPP Non-CHP | IPP | IPP | 2 | X | LFG | Renewable | 1 | 0 | 1 | 0
Operable | 25049 | Gas Recovery Systems Inc |  | 55597 | GRS C&C | MI | Vertical | Calhoun | 3 | Landfill Gas | IC |  | S | X | X |  |  | 1 | 0.98 | 0.9 | 0.9 | 0.8 | N |  |  | OP | X | 2 | 1995 | Pre-2000 |  |  | N | IPP Non-CHP | IPP | IPP | 2 | X | LFG | Renewable | 1 | 0 | 1 | 0
Operable | 25049 | Gas Recovery Systems Inc |  | 55597 | GRS C&C | MI | Vertical | Calhoun | 4 | Landfill Gas | GT |  | S | X | X |  |  | 2.7 | 0.98 | 2.3 | 2.6 | 2.2 | N |  |  | OP | X | 2 | 2007 | 2007 |  |  | N | IPP Non-CHP | IPP | IPP | 2 | X | LFG | Renewable | 2.7 | 0 | 1 | 0
Operable | 25049 | Gas Recovery Systems Inc |  | 55599 | GRS CMS | NC | Vertical | Cabarrus | 1 | Landfill Gas | GT |  | S | X | X |  |  | 5.3 | 0.98 | 4.3 | 4.8 | 4.2 | N |  |  | OP | X | 12 | 1999 | Pre-2000 |  |  | N | IPP Non-CHP | IPP | IPP | 2 | X | LFG | Renewable | 5.3 | 0 | 1 | 0 | DFO
Operable | 60399 | GASNA 6P, LLC |  | 60678 | San Joaquin Solar | CA | Vertical | Fresno | SJ1A | Solar Photovoltaic | PV |  | S | X | X |  |  | 19.8 |  | 18.5 | 18.5 |  | N |  |  | OP | X | 10 | 2018 | 2018 |  |  | N | IPP Non-CHP | IPP | IPP | 2 | X | SUN | Renewable | 19.8 | 0 | 1 | 0
Operable | 60399 | GASNA 6P, LLC |  | 60678 | San Joaquin Solar | CA | Vertical | Fresno | SJ1B | Solar Photovoltaic | PV |  | S | X | X |  |  | 1.5 |  | 1.5 | 1.5 |  | N |  |  | OP | X | 7 | 2019 | 2019 |  |  | N | IPP Non-CHP | IPP | IPP | 2 | X | SUN | Renewable | 1.5 | 0 | 1 | 0
Operable | 61382 | Gaston County Solid Waste and Recycling Division |  | 61758 | Gaston County Renewable Energy Center | NC | Vertical | Gaston | GEN1 | Landfill Gas | IC |  | S | X | X |  |  | 1.4 | 0.8 | 1.4 | 1.4 | 0.7 | N |  |  | OP | X | 6 | 2011 | 2011 |  |  | N | IPP Non-CHP | IPP | IPP | 2 | X | LFG | Renewable | 1.4 | 0 | 1 | 0
Operable | 61382 | Gaston County Solid Waste and Recycling Division |  | 61758 | Gaston County Renewable Energy Center | NC | Vertical | Gaston | GEN2 | Landfill Gas | IC |  | S | X | X |  |  | 1.4 | 0.8 | 1.4 | 1.4 | 0.7 | N |  |  | OP | X | 6 | 2011 | 2011 |  |  | N | IPP Non-CHP | IPP | IPP | 2 | X | LFG | Renewable | 1.4 | 0 | 1 | 0
Operable | 61382 | Gaston County Solid Waste and Recycling Division |  | 61758 | Gaston County Renewable Energy Center | NC | Vertical | Gaston | GEN3 | Landfill Gas | IC |  | S | X | X |  |  | 1.4 | 0.8 | 1.4 | 1.4 | 0.7 | N |  |  | OP | X | 6 | 2011 | 2011 |  |  | N | IPP Non-CHP | IPP | IPP | 2 | X | LFG | Renewable | 1.4 | 0 | 1 | 0
Operable | 63512 | Gateway Energy Storage, LLC |  | 63834 | Gateway Energy Storage System | CA | Vertical | San Diego | GTWAY | Batteries | BA |  | S | X | X |  |  | 250 |  | 250 | 250 | 0 | N |  |  | OP | X | 7 | 2020 | 2020 |  |  | N | IPP Non-CHP | IPP | IPP | 2 | X | MWH | Other | 0 | 0 | 0 | 0
Operable | 61872 | Gavilan District College Solar Project |  | 61993 | Gavilan Community College Solar Project | CA | Vertical | Santa Clara | GDCBA | Batteries | BA |  | W | X | X |  |  | 0.5 |  | 0.5 | 0.5 | 0.5 | N |  |  | OP | X | 6 | 2019 | 2019 |  |  | N | Commercial Non-CHP | Customer Sited | Other | 4 | X | MWH | Other | 0 | 0 | 0 | 0
Operable | 61872 | Gavilan District College Solar Project |  | 61993 | Gavilan Community College Solar Project | CA | Vertical | Santa Clara | GDCPV | Solar Photovoltaic | PV |  | S | X | X |  |  | 1.4 |  | 1.2 | 0.4 |  | N |  |  | OP | X | 12 | 2018 | 2018 |  |  | N | Commercial Non-CHP | Customer Sited | Other | 4 | X | SUN | Renewable | 1.4 | 0 | 1 | 0
Operable | 61135 | Gavin Power, LLC |  | 8102 | Gavin Power, LLC | OH | Restructured | Gallia | 1 | Conventional Steam Coal | ST |  | W | X | X |  |  | 1300 | 0.9 | 1348 | 1348 | 485 | N |  |  | OP | X | 10 | 1974 | Pre-2000 |  |  | N | IPP Non-CHP | IPP | IPP | 2 | X | BIT | Non-Renewable | 0 | 1300 | 0 | 1
Operable | 61135 | Gavin Power, LLC |  | 8102 | Gavin Power, LLC | OH | Restructured | Gallia | 2 | Conventional Steam Coal | ST |  | W | X | X |  |  | 1300 | 0.9 | 1361 | 1361 | 485 | N |  |  | OP | X | 7 | 1975 | Pre-2000 |  |  | N | IPP Non-CHP | IPP | IPP | 2 | X | BIT | Non-Renewable | 0 | 1300 | 0 | 1
Operable | 7019 | Gay & Robinson Inc |  | 50333 | Gay Robinson | HI | Vertical | Kauai | DSL5 | Petroleum Liquids | IC |  | S | X | X |  |  | 0.5 | 0.8 | 0.5 | 0.5 | 0.2 | N |  |  | SB | N | 4 | 2010 | 2010 |  |  | N | Industrial Non-CHP | Customer Sited | Other | 6 | X | DFO | Non-Renewable | 0 | 0.5 | 0 | 1
Operable | 7019 | Gay & Robinson Inc |  | 50333 | Gay Robinson | HI | Vertical | Kauai | DSL6 | Petroleum Liquids | IC |  | S | X | X |  |  | 0.5 | 0.8 | 0.5 | 0.5 | 0.2 | N |  |  | SB | N | 4 | 2010 | 2010 |  |  | N | Industrial Non-CHP | Customer Sited | Other | 6 | X | DFO | Non-Renewable | 0 | 0.5 | 0 | 1
Operable | 7019 | Gay & Robinson Inc |  | 50333 | Gay Robinson | HI | Vertical | Kauai | HYD2 | Conventional Hydroelectric | HY |  | S | X | X |  |  | 1.2 | 0.8 | 0.8 | 0.8 | 0.2 | N |  |  | OP | X | 3 | 1982 | Pre-2000 |  |  | N | Industrial Non-CHP | Customer Sited | Other | 6 | X | WAT | Renewable | 1.2 | 0 | 1 | 0
Operable | 7019 | Gay & Robinson Inc |  | 50333 | Gay Robinson | HI | Vertical | Kauai | HYD3 | Conventional Hydroelectric | HY |  | S | X | X |  |  | 6.5 | 0.9 | 6.5 | 6.5 | 0.5 | N |  |  | OP | X | 1 | 2019 | 2019 |  |  | N | Industrial Non-CHP | Customer Sited | Other | 6 | X | WAT | Renewable | 6.5 | 0 | 1 | 0
Operable | 32487 | Gaylord Entertainment Co |  | 55037 | Opryland USA | TN | Vertical | Davidson | GTO1 | Natural Gas Fired Combustion Turbine | GT |  | S | X | X |  |  | 4.5 | 0.87 | 3.8 | 3.7 | 0.7 | N |  |  | OP | X | 7 | 1995 | Pre-2000 |  |  | Y | Commercial CHP | Customer Sited | Other | 5 | T | NG | Non-Renewable | 0 | 4.5 | 0 | 1
Operable | 60888 | GCL New Energy, Inc. |  | 61274 | Wilson Solar Farm 1 | NC | Vertical | Wilson | WISL1 | Solar Photovoltaic | PV |  | S | X | X |  |  | 3.4 |  | 3.3 | 2 |  | N |  |  | OP | X | 4 | 2017 | 2017 |  |  | N | IPP Non-CHP | IPP | IPP | 2 | X | SUN | Renewable | 3.4 | 0 | 1 | 0
Operable | 60888 | GCL New Energy, Inc. |  | 61275 | Wilson Solar Farm 2 | NC | Vertical | Wilson | WILS2 | Solar Photovoltaic | PV |  | S | X | X |  |  | 5 |  | 3.8 | 3.7 |  | N |  |  | OP | X | 2 | 2017 | 2017 |  |  | N | IPP Non-CHP | IPP | IPP | 2 | X | SUN | Renewable | 5 | 0 | 1 | 0
Operable | 60888 | GCL New Energy, Inc. |  | 61276 | Wilson Solar Farm 3 | NC | Vertical | Wilson | WILS3 | Solar Photovoltaic | PV |  | S | X | X |  |  | 10 |  | 9 | 8.1 |  | N |  |  | OP | X | 4 | 2017 | 2017 |  |  | N | IPP Non-CHP | IPP | IPP | 2 | X | SUN | Renewable | 10 | 0 | 1 | 0
Operable | 60888 | GCL New Energy, Inc. |  | 61277 | Wilson Solar Farm 4 | NC | Vertical | Wilson | WILS4 | Solar Photovoltaic | PV |  | S | X | X |  |  | 10 |  | 9 | 8.1 |  | N |  |  | OP | X | 4 | 2017 | 2017 |  |  | N | IPP Non-CHP | IPP | IPP | 2 | X | SUN | Renewable | 10 | 0 | 1 | 0
Operable | 60888 | GCL New Energy, Inc. |  | 61278 | Wilson Solar Farm 5 | NC | Vertical | Wilson | WILS5 | Solar Photovoltaic | PV |  | S | X | X |  |  | 10 |  | 9.5 | 6.7 |  | N |  |  | OP | X | 5 | 2017 | 2017 |  |  | N | IPP Non-CHP | IPP | IPP | 2 | X | SUN | Renewable | 10 | 0 | 1 | 0
Operable | 60888 | GCL New Energy, Inc. |  | 61279 | Wilson Solar Farm 6 | NC | Vertical | Wilson | WILS6 | Solar Photovoltaic | PV |  | S | X | X |  |  | 10 |  | 9.7 | 7.2 |  | N |  |  | OP | X | 5 | 2017 | 2017 |  |  | N | IPP Non-CHP | IPP | IPP | 2 | X | SUN | Renewable | 10 | 0 | 1 | 0
Operable | 60888 | GCL New Energy, Inc. |  | 61280 | Wilson Solar Farm 7 | NC | Vertical | Wilson | WILS7 | Solar Photovoltaic | PV |  | S | X | X |  |  | 10 |  | 9.2 | 8.4 |  | N |  |  | OP | X | 4 | 2017 | 2017 |  |  | N | IPP Non-CHP | IPP | IPP | 2 | X | SUN | Renewable | 10 | 0 | 1 | 0
Operable | 60888 | GCL New Energy, Inc. |  | 61281 | Bear Creek Solar Center | OR | Vertical | Deschutes | BCRSC | Solar Photovoltaic | PV |  | S | X | X |  |  | 10 |  | 10 | 10 |  | N |  |  | OP | X | 9 | 2018 | 2018 |  |  | N | IPP Non-CHP | IPP | IPP | 2 | X | SUN | Renewable | 10 | 0 | 1 | 0
Operable | 60888 | GCL New Energy, Inc. |  | 61292 | Jackson Solar Farm | NC | Vertical | Wilson | JAKSN | Solar Photovoltaic | PV |  | S | X | X |  |  | 10 |  | 8.6 | 7.6 |  | N |  |  | OP | X | 3 | 2017 | 2017 |  |  | N | IPP Non-CHP | IPP | IPP | 2 | X | SUN | Renewable | 10 | 0 | 1 | 0
Operable | 60888 | GCL New Energy, Inc. |  | 61496 | Adams Solar Center | OR | Vertical | Jefferson | ADAMS | Solar Photovoltaic | PV |  | S | X | X |  |  | 10 |  | 10 | 10 |  | N |  |  | OP | X | 7 | 2018 | 2018 |  |  | N | IPP Non-CHP | IPP | IPP | 2 | X | SUN | Renewable | 10 | 0 | 1 | 0
Operable | 60888 | GCL New Energy, Inc. |  | 61497 | Elbe Solar Center | OR | Vertical | Jefferson | ELBE | Solar Photovoltaic | PV |  | S | X | X |  |  | 10 |  | 10 | 10 |  | N |  |  | OP | X | 8 | 2018 | 2018 |  |  | N | IPP Non-CHP | IPP | IPP | 2 | X | SUN | Renewable | 10 | 0 | 1 | 0
Operable | 60888 | GCL New Energy, Inc. |  | 62272 | Bly Solar Center | OR | Vertical | Klamath | BLY | Solar Photovoltaic | PV |  | S | X | X |  |  | 8 |  | 8 | 8 |  | N |  |  | OP | X | 12 | 2018 | 2018 |  |  | N | IPP Non-CHP | IPP | IPP | 2 | X | SUN | Renewable | 8 | 0 | 1 | 0
Operable | 63905 | GD Glocester White Oak I, LLC |  | 64334 | GD Glocester White Oak I, LLC | RI | Restructured | Providence | GDWH | Solar Photovoltaic | PV |  | S | X | X |  |  | 1.8 | 1 | 1.8 | 1.8 |  | N |  |  | OP | X | 12 | 2020 | 2020 |  |  | N | IPP Non-CHP | IPP | IPP | 2 | X | SUN | Renewable | 1.8 | 0 | 1 | 0
Operable | 63548 | GD Hopkinton Main I, LLC |  | 63893 | GD Hopkinton Main I, LLC | RI | Restructured | Washington | MAIN1 | Solar Photovoltaic | PV |  | S | X | X |  |  | 2.6 | 1 | 2.6 | 2.6 |  | N |  |  | OP | X | 11 | 2020 | 2020 |  |  | N | IPP Non-CHP | IPP | IPP | 2 | X | SUN | Renewable | 2.6 | 0 | 1 | 0
Operable | 63548 | GD Hopkinton Main I, LLC |  | 63893 | GD Hopkinton Main I, LLC | RI | Restructured | Washington | MAIN2 | Solar Photovoltaic | PV |  | S | X | X |  |  | 3.9 | 1 | 3.9 | 3.9 |  | N |  |  | OP | X | 11 | 2020 | 2020 |  |  | N | IPP Non-CHP | IPP | IPP | 2 | X | SUN | Renewable | 3.9 | 0 | 1 | 0
Operable | 63548 | GD Hopkinton Main I, LLC |  | 63893 | GD Hopkinton Main I, LLC | RI | Restructured | Washington | MAIN3 | Solar Photovoltaic | PV |  | S | X | X |  |  | 4.1 | 1 | 4.1 | 4.1 |  | N |  |  | OP | X | 11 | 2020 | 2020 |  |  | N | IPP Non-CHP | IPP | IPP | 2 | X | SUN | Renewable | 4.1 | 0 | 1 | 0
Operable | 64790 | GD Johnson Scituate I, LLC |  | 65473 | GD Johnson Scituate I, LLC | RI | Restructured | Providence | GDJSI | Solar Photovoltaic | PV |  | S | X | X |  |  | 4.3 | 1 | 4.3 | 4.3 |  | N |  |  | OP | X | 12 | 2021 | 2021 |  |  | N | IPP Non-CHP | IPP | IPP | 2 | X | SUN | Renewable | 4.3 | 0 | 1 | 0
Operable | 62062 | GD Richmond Buttonwoods I, LLC |  | 62567 | GD Richmond Buttonwoods I, LLC | RI | Restructured | Washington | GDBUT | Solar Photovoltaic | PV |  | S | X | X |  |  | 1.3 |  | 1.3 | 1.3 |  | N |  |  | OP | X | 1 | 2020 | 2020 |  |  | N | IPP Non-CHP | IPP | IPP | 2 | X | SUN | Renewable | 1.3 | 0 | 1 | 0
Operable | 66006 | GD West Greenwich Nooseneck I, LLC |  | 67116 | GD West Greenwich Nooseneck I, LLC | RI | Restructured | Kent | NORTH | Solar Photovoltaic | PV |  | S | X | X |  |  | 10 |  | 10 | 10 |  | N |  |  | OP | X | 12 | 2022 | 2022 |  |  | N | IPP Non-CHP | IPP | IPP | 2 | X | SUN | Renewable | 10 | 0 | 1 | 0
Operable | 66006 | GD West Greenwich Nooseneck I, LLC |  | 67116 | GD West Greenwich Nooseneck I, LLC | RI | Restructured | Kent | SOUTH | Solar Photovoltaic | PV |  | S | X | X |  |  | 10 |  | 10 | 10 |  | N |  |  | OP | X | 12 | 2022 | 2022 |  |  | N | IPP Non-CHP | IPP | IPP | 2 | X | SUN | Renewable | 10 | 0 | 1 | 0
Operable | 62061 | GD West Greenwich Victory I, LLC |  | 62568 | GD West Greenwich Victory I, LLC | RI | Restructured | Kent | GDVIC | Solar Photovoltaic | PV |  | S | X | X |  |  | 1.8 |  | 1.8 | 1.8 |  | N |  |  | OP | X | 1 | 2020 | 2020 |  |  | N | IPP Non-CHP | IPP | IPP | 2 | X | SUN | Renewable | 1.8 | 0 | 1 | 0
Operable | 64791 | GDIM 1, LLC |  | 65474 | GDIM 1, LLC | RI | Restructured | Providence | GDIM1 | Solar Photovoltaic | PV |  | S | X | X | 71308 |  | 9.6 | 1 | 9.6 | 9.6 |  | N |  |  | OP | X | 12 | 2021 | 2021 |  |  | N | IPP Non-CHP | IPP | IPP | 2 | X | SUN | Renewable | 9.6 | 0 | 1 | 0
Operable | 64792 | GDIM 2, LLC |  | 65475 | GDIM 2, LLC | RI | Restructured | Providence | GDIM2 | Solar Photovoltaic | PV |  | S | X | X | 71309 |  | 9.6 |  | 9.6 | 9.6 |  | N |  |  | OP | X | 12 | 2021 | 2021 |  |  | N | IPP Non-CHP | IPP | IPP | 2 | X | SUN | Renewable | 9.6 | 0 | 1 | 0
Operable | 64793 | GDIM 3, LLC |  | 65476 | GDIM 3, LLC | RI | Restructured | Providence | GDIM3 | Solar Photovoltaic | PV |  | S | X | X | 71310 |  | 9.6 | 1 | 9.6 | 9.6 |  | N |  |  | OP | X | 12 | 2021 | 2021 |  |  | N | IPP Non-CHP | IPP | IPP | 2 | X | SUN | Renewable | 9.6 | 0 | 1 | 0
Operable | 64794 | GDIM 4, LLC |  | 65477 | GDIM 4, LLC | RI | Restructured | Providence | GDIM4 | Solar Photovoltaic | PV |  | S | X | X | 71311 |  | 9.6 | 1 | 9.6 | 9.6 |  | N |  |  | OP | X | 12 | 2021 | 2021 |  |  | N | IPP Non-CHP | IPP | IPP | 2 | X | SUN | Renewable | 9.6 | 0 | 1 | 0
Operable | 58270 | GE Wind Energy LLC |  | 62642 | GE-Lubbock | TX | Restructured | Lubbock | GE-P2 | Onshore Wind Turbine | WT |  | S | X | X |  |  | 2.5 |  | 2.5 | 2.5 | 0.1 | N |  |  | OP | X | 4 | 2014 | 2014 |  |  | N | IPP Non-CHP | IPP | IPP | 2 | X | WND | Renewable | 2.5 | 0 | 1 | 0
Operable | 58270 | GE Wind Energy LLC |  | 62642 | GE-Lubbock | TX | Restructured | Lubbock | GE-P3 | Onshore Wind Turbine | WT |  | S | X | X |  |  | 2.8 |  | 2.8 | 2.8 | 0.1 | N |  |  | OP | X | 2 | 2015 | 2015 |  |  | N | IPP Non-CHP | IPP | IPP | 2 | X | WND | Renewable | 2.8 | 0 | 1 | 0
Operable | 58270 | GE Wind Energy LLC |  | 62642 | GE-Lubbock | TX | Restructured | Lubbock | GE-P4 | Onshore Wind Turbine | WT |  | S | X | X |  |  | 3.4 |  | 3.4 | 3.4 | 0.1 | N |  |  | OP | X | 4 | 2021 | 2021 |  |  | N | IPP Non-CHP | IPP | IPP | 2 | X | WND | Renewable | 3.4 | 0 | 1 | 0
Operable | 64106 | Geddes 1 Solar, LLC |  | 64459 | Geddes 1 Solar, LLC | MI | Vertical | Saginaw | FACG1 | Solar Photovoltaic | PV |  | S | X | X | Cons.Cetr |  | 2 |  | 2 | 2 |  | N |  |  | OP | X | 12 | 2020 | 2020 |  |  | N | IPP Non-CHP | IPP | IPP | 2 | X | SUN | Renewable | 2 | 0 | 1 | 0
Operable | 64141 | Geddes 2 Solar, LLC |  | 64498 | Geddes 2 Solar, LLC | MI | Vertical | Saginaw | FACG2 | Solar Photovoltaic | PV |  | S | X | X | Cons.Cetr |  | 2 |  | 2 | 2 |  | N |  |  | OP | X | 1 | 2021 | 2021 |  |  | N | IPP Non-CHP | IPP | IPP | 2 | X | SUN | Renewable | 2 | 0 | 1 | 0
Operable | 59244 | GEM Energy LLC |  | 59489 | Anthony Wayne Solar #1 | OH | Restructured | Lucas | AWS1 | Solar Photovoltaic | PV |  | J | X | X |  |  | 1.7 |  | 1.7 | 1.2 |  | N |  |  | OP | X | 6 | 2014 | 2014 |  |  | N | IPP Non-CHP | IPP | IPP | 2 | X | SUN | Renewable | 1.7 | 0 | 1 | 0
Operable | 60590 | Gemini Community Solar |  | 60940 | Gemini Community Solar | MN | Vertical | Washington | LGCS1 | Solar Photovoltaic | PV |  | S | X | X |  |  | 1 |  | 0.9 | 0.9 |  | N |  |  | OP | X | 9 | 2017 | 2017 |  |  | N | IPP Non-CHP | IPP | IPP | 2 | X | SUN | Renewable | 1 | 0 | 1 | 0
Operable | 60590 | Gemini Community Solar |  | 60940 | Gemini Community Solar | MN | Vertical | Washington | LGCS2 | Solar Photovoltaic | PV |  | S | X | X |  |  | 1 |  | 0.9 | 0.9 |  | N |  |  | OP | X | 9 | 2017 | 2017 |  |  | N | IPP Non-CHP | IPP | IPP | 2 | X | SUN | Renewable | 1 | 0 | 1 | 0
Operable | 60590 | Gemini Community Solar |  | 60940 | Gemini Community Solar | MN | Vertical | Washington | LGCS3 | Solar Photovoltaic | PV |  | S | X | X |  |  | 1 |  | 0.9 | 0.9 |  | N |  |  | OP | X | 9 | 2017 | 2017 |  |  | N | IPP Non-CHP | IPP | IPP | 2 | X | SUN | Renewable | 1 | 0 | 1 | 0
Operable | 56352 | GenConn Devon LLC |  | 57070 | GenConn Devon LLC | CT | Restructured | New Haven | 15 | Petroleum Liquids | GT |  | S | X | X | UN.DEVON 13.2DV15 | UN.DEVON 13.2DV15 | 60.5 | 0.85 | 49 | 50 | 19 | N |  |  | OP | X | 7 | 2010 | 2010 |  |  | N | IPP Non-CHP | IPP | IPP | 2 | X | KER | Non-Renewable | 0 | 60.5 | 0 | 1 | NG
Operable | 56352 | GenConn Devon LLC |  | 57070 | GenConn Devon LLC | CT | Restructured | New Haven | 16 | Petroleum Liquids | GT |  | S | X | X | UN.DEVON 13.2DV16 | UN.DEVON 13.2DV16 | 60.5 | 0.85 | 49 | 50 | 19 | N |  |  | OP | X | 6 | 2010 | 2010 |  |  | N | IPP Non-CHP | IPP | IPP | 2 | X | KER | Non-Renewable | 0 | 60.5 | 0 | 1 | NG
Operable | 56352 | GenConn Devon LLC |  | 57070 | GenConn Devon LLC | CT | Restructured | New Haven | 17 | Petroleum Liquids | GT |  | S | X | X | UN.DEVON 13.2DV17 | UN.DEVON 13.2DV17 | 60.5 | 0.85 | 49 | 50 | 19 | N |  |  | OP | X | 6 | 2010 | 2010 |  |  | N | IPP Non-CHP | IPP | IPP | 2 | X | KER | Non-Renewable | 0 | 60.5 | 0 | 1 | NG
Operable | 56352 | GenConn Devon LLC |  | 57070 | GenConn Devon LLC | CT | Restructured | New Haven | 18 | Petroleum Liquids | GT |  | S | X | X | UN.DEVON 13.2DV18 | UN.DEVON 13.2DV18 | 60.5 | 0.85 | 49 | 50 | 19 | N |  |  | OP | X | 6 | 2010 | 2010 |  |  | N | IPP Non-CHP | IPP | IPP | 2 | X | KER | Non-Renewable | 0 | 60.5 | 0 | 1 | NG
Operable | 56354 | GenConn Middletown LLC |  | 57068 | GenConn Middletown LLC | CT | Restructured | Middlesex | 12 | Petroleum Liquids | GT |  | S | X | X | UN.LAUREL 13.8MI12 | UN.LAUREL 13.8MI12 | 60.5 | 0.85 | 46.9 | 49.2 | 19.1 | N |  |  | OP | X | 6 | 2011 | 2011 |  |  | N | IPP Non-CHP | IPP | IPP | 2 | X | KER | Non-Renewable | 0 | 60.5 | 0 | 1 | NG
Operable | 56354 | GenConn Middletown LLC |  | 57068 | GenConn Middletown LLC | CT | Restructured | Middlesex | 13 | Petroleum Liquids | GT |  | S | X | X | UN.LAUREL 13.8MI13 | UN.LAUREL 13.8MI13 | 60.5 | 0.85 | 46.9 | 49.2 | 19.1 | N |  |  | OP | X | 6 | 2011 | 2011 |  |  | N | IPP Non-CHP | IPP | IPP | 2 | X | KER | Non-Renewable | 0 | 60.5 | 0 | 1 | NG
Operable | 56354 | GenConn Middletown LLC |  | 57068 | GenConn Middletown LLC | CT | Restructured | Middlesex | 14 | Petroleum Liquids | GT |  | S | X | X | UN.LAUREL 13.8MI14 | UN.LAUREL 13.8MI14 | 60.5 | 0.85 | 46.9 | 49.2 | 19.1 | N |  |  | OP | X | 6 | 2011 | 2011 |  |  | N | IPP Non-CHP | IPP | IPP | 2 | X | KER | Non-Renewable | 0 | 60.5 | 0 | 1 | NG
Operable | 56354 | GenConn Middletown LLC |  | 57068 | GenConn Middletown LLC | CT | Restructured | Middlesex | 15 | Petroleum Liquids | GT |  | S | X | X | UN.LAUREL 13.8MI15 | UN.LAUREL 13.8MI15 | 60.5 | 0.85 | 46.9 | 49.2 | 19.1 | N |  |  | OP | X | 6 | 2011 | 2011 |  |  | N | IPP Non-CHP | IPP | IPP | 2 | X | KER | Non-Renewable | 0 | 60.5 | 0 | 1 | NG
Operable | 7049 | General Electric Aircraft Engines |  | 10029 | General Electric Aircraft Engines | MA | Restructured | Essex | PV | Solar Photovoltaic | PV |  | W | X | X |  |  | 1.5 |  | 1.5 | 1.5 |  | N |  |  | OP | X | 5 | 2017 | 2017 |  |  | N | Industrial Non-CHP | Customer Sited | Other | 6 | X | SUN | Renewable | 1.5 | 0 | 1 | 0
Operable | 7075 | General Electric Co |  | 10058 | General Electric Diesel Engine Plant | PA | Restructured | Mercer | REGN | Petroleum Liquids | IC |  | S | X | X |  |  | 4.4 | 0.8 | 4.3 | 4.2 | 0 | N |  |  | OP | X | 6 | 1984 | Pre-2000 |  |  | N | Industrial Non-CHP | Customer Sited | Other | 6 | X | DFO | Non-Renewable | 0 | 4.4 | 0 | 1
Operable | 61194 | Generate Capital |  | 61586 | MontSun Community Solar | MN | Vertical | Wright | 1 | Solar Photovoltaic | PV |  | W | X | X |  |  | 5 |  | 5 | 5 |  | N |  |  | OP | X | 12 | 2017 | 2017 |  |  | N | IPP Non-CHP | IPP | IPP | 2 | X | SUN | Renewable | 5 | 0 | 1 | 0
Operable | 61194 | Generate Capital |  | 61587 | WaveSun Community Solar | MN | Vertical | Wright | 1 | Solar Photovoltaic | PV |  | W | X | X |  |  | 5 |  | 5 | 5 |  | N |  |  | OP | X | 12 | 2017 | 2017 |  |  | N | IPP Non-CHP | IPP | IPP | 2 | X | SUN | Renewable | 5 | 0 | 1 | 0
Operable | 61194 | Generate Capital |  | 62154 | Kelly Bridge Road Community Solar Farm | NY | Restructured | Sullivan | 12 | Solar Photovoltaic | PV |  | W | X | X |  |  | 2 |  | 2 | 2 |  | N |  |  | OP | X | 1 | 2020 | 2020 |  |  | N | IPP Non-CHP | IPP | IPP | 2 | X | SUN | Renewable | 2 | 0 | 1 | 0
Operable | 61194 | Generate Capital |  | 62156 | Pool Brook Rd Community Solar Farm | NY | Restructured | Otsego | 15 | Solar Photovoltaic | PV |  | W | X | X |  |  | 2 |  | 2 | 2 |  | N |  |  | OP | X | 4 | 2019 | 2019 |  |  | N | IPP Non-CHP | IPP | IPP | 2 | X | SUN | Renewable | 2 | 0 | 1 | 0
Operable | 61194 | Generate Capital |  | 62158 | Sacket Lake Rd #1 Community Solar Farm | NY | Restructured | Sullivan | 11 | Solar Photovoltaic | PV |  | W | X | X |  |  | 2 |  | 2 | 2 |  | N |  |  | OP | X | 1 | 2020 | 2020 |  |  | N | IPP Non-CHP | IPP | IPP | 2 | X | SUN | Renewable | 2 | 0 | 1 | 0
Operable | 61194 | Generate Capital |  | 62471 | Washington St Community Solar Farm #4 | NY | Restructured | Monroe | 1034 | Solar Photovoltaic | PV |  | W | X | X |  |  | 2.5 |  | 2.5 | 2.5 |  | N |  |  | OP | X | 2 | 2020 | 2020 |  |  | N | IPP Non-CHP | IPP | IPP | 2 | X | SUN | Renewable | 2.5 | 0 | 1 | 0
Operable | 61194 | Generate Capital |  | 62472 | Washington St Community Solar Farm #1 | NY | Restructured | Monroe | 617 | Solar Photovoltaic | PV |  | W | X | X |  |  | 2.2 |  | 2.2 | 2.2 |  | N |  |  | OP | X | 2 | 2020 | 2020 |  |  | N | IPP Non-CHP | IPP | IPP | 2 | X | SUN | Renewable | 2.2 | 0 | 1 | 0
Operable | 61194 | Generate Capital |  | 62473 | Washington St Community Solar Farm #3 | NY | Restructured | Monroe | 1035 | Solar Photovoltaic | PV |  | W | X | X |  |  | 2.5 |  | 2.5 | 2.5 |  | N |  |  | OP | X | 4 | 2020 | 2020 |  |  | N | IPP Non-CHP | IPP | IPP | 2 | X | SUN | Renewable | 2.5 | 0 | 1 | 0
Operable | 61194 | Generate Capital |  | 62476 | Big Tree Community Solar Farm | NY | Restructured | Erie | 607 | Solar Photovoltaic | PV |  | W | X | X |  |  | 2 |  | 2 | 2 |  | N |  |  | OP | X | 2 | 2021 | 2021 |  |  | N | IPP Non-CHP | IPP | IPP | 2 | X | SUN | Renewable | 2 | 0 | 1 | 0
Operable | 61194 | Generate Capital |  | 62480 | Burritt Rd Community Solar Farm | NY | Restructured | Monroe | 635 | Solar Photovoltaic | PV |  | W | X | X |  |  | 2 |  | 2 | 2 |  | N |  |  | OP | X | 2 | 2020 | 2020 |  |  | N | IPP Non-CHP | IPP | IPP | 2 | X | SUN | Renewable | 2 | 0 | 1 | 0
Operable | 61194 | Generate Capital |  | 62496 | Telegraph Rd #1 Community Solar Farm | NY | Restructured | Wyoming | 1268 | Solar Photovoltaic | PV |  | W | X | X |  |  | 3.8 |  | 3.8 | 3.8 | 3.8 | N |  |  | OP | X | 12 | 2021 | 2021 |  |  | N | IPP Non-CHP | IPP | IPP | 2 | X | SUN | Renewable | 3.8 | 0 | 1 | 0
Operable | 61194 | Generate Capital |  | 62498 | Telegraph Rd #2 Community Solar Farm | NY | Restructured | Wyoming | 1413 | Solar Photovoltaic | PV |  | W | X | X |  |  | 2 |  | 2 | 2 |  | N |  |  | OP | X | 12 | 2021 | 2021 |  |  | N | IPP Non-CHP | IPP | IPP | 2 | X | SUN | Renewable | 2 | 0 | 1 | 0
Operable | 61194 | Generate Capital |  | 62500 | Route 19 #1 Community Solar Farm | NY | Restructured | Wyoming | 1258 | Solar Photovoltaic | PV |  | W | X | X |  |  | 2 |  | 2 | 2 |  | N |  |  | OP | X | 6 | 2022 | 2022 |  |  | N | IPP Non-CHP | IPP | IPP | 2 | X | SUN | Renewable | 2 | 0 | 1 | 0
Operable | 61194 | Generate Capital |  | 62502 | Route 19 #2 Community Solar Farm | NY | Restructured | Wyoming | 1415 | Solar Photovoltaic | PV |  | W | X | X |  |  | 5 |  | 5 | 5 |  | N |  |  | OP | X | 6 | 2022 | 2022 |  |  | N | IPP Non-CHP | IPP | IPP | 2 | X | SUN | Renewable | 5 | 0 | 1 | 0
Operable | 61194 | Generate Capital |  | 62517 | Yellow Mills Rd #1 Community Solar Farm | NY | Restructured | Ontario | 1142 | Solar Photovoltaic | PV |  | W | X | X |  |  | 2.3 |  | 2.3 | 2.3 |  | N |  |  | OP | X | 12 | 2022 | 2022 |  |  | N | IPP Non-CHP | IPP | IPP | 2 | X | SUN | Renewable | 2.3 | 0 | 1 | 0
Operable | 61194 | Generate Capital |  | 62518 | Yellow Mills Rd #2 Community Solar Farm | NY | Restructured | Ontario | 1181 | Solar Photovoltaic | PV |  | W | X | X |  |  | 2.3 |  | 2.3 | 2.3 |  | N |  |  | OP | X | 12 | 2022 | 2022 |  |  | N | IPP Non-CHP | IPP | IPP | 2 | X | SUN | Renewable | 2.3 | 0 | 1 | 0
Operable | 61194 | Generate Capital |  | 62519 | Yellow Mills Rd #3 Community Solar Farm | NY | Restructured | Ontario | 1244 | Solar Photovoltaic | PV |  | W | X | X |  |  | 2.3 |  | 2.3 | 2.3 |  | N |  |  | OP | X | 12 | 2022 | 2022 |  |  | N | IPP Non-CHP | IPP | IPP | 2 | X | SUN | Renewable | 2.3 | 0 | 1 | 0
Operable | 61194 | Generate Capital |  | 62525 | Villa Roma Rd #1 | NY | Restructured | Sullivan | 40 | Solar Photovoltaic | PV |  | W | X | X |  |  | 2 |  | 2 | 2 |  | N |  |  | OP | X | 2 | 2020 | 2020 |  |  | N | IPP Non-CHP | IPP | IPP | 2 | X | SUN | Renewable | 2 | 0 | 1 | 0
Operable | 61194 | Generate Capital |  | 62526 | Villa Roma Rd #2 | NY | Restructured | Sullivan | 41 | Solar Photovoltaic | PV |  | W | X | X |  |  | 2 |  | 2 | 2 |  | N |  |  | OP | X | 2 | 2020 | 2020 |  |  | N | IPP Non-CHP | IPP | IPP | 2 | X | SUN | Renewable | 2 | 0 | 1 | 0
Operable | 61194 | Generate Capital |  | 62533 | Boas Rd #4 Community Solar Farm | NY | Restructured | Clinton | 1023 | Solar Photovoltaic | PV |  | W | X | X |  |  | 2 |  | 2 | 2 |  | N |  |  | OP | X | 2 | 2020 | 2020 |  |  | N | IPP Non-CHP | IPP | IPP | 2 | X | SUN | Renewable | 2 | 0 | 1 | 0
Operable | 61194 | Generate Capital |  | 66176 | Landau Solar | NY | Restructured | Ulster | 10891 | Solar Photovoltaic | PV |  | W | X | X |  |  | 2 |  | 2 | 2 |  | N |  |  | OP | X | 12 | 2021 | 2021 |  |  | N | IPP Non-CHP | IPP | IPP | 2 | X | SUN | Renewable | 2 | 0 | 1 | 0
Operable | 61194 | Generate Capital |  | 66177 | Drinkwater Solar | NY | Restructured | Montgomery | 10896 | Solar Photovoltaic | PV |  | W | X | X |  |  | 2 |  | 2 | 2 |  | N |  |  | OP | X | 12 | 2021 | 2021 |  |  | N | IPP Non-CHP | IPP | IPP | 2 | X | SUN | Renewable | 2 | 0 | 1 | 0
Operable | 61194 | Generate Capital |  | 66187 | McCarthy Solar | NY | Restructured | Orange | 10992 | Solar Photovoltaic | PV |  | W | X | X |  |  | 2 |  | 2 | 2 |  | N |  |  | OP | X | 12 | 2021 | 2021 |  |  | N | IPP Non-CHP | IPP | IPP | 2 | X | SUN | Renewable | 2 | 0 | 1 | 0
Operable | 61194 | Generate Capital |  | 66209 | Bantam Solar | NY | Restructured | Montgomery | 10986 | Solar Photovoltaic | PV |  | W | X | X |  |  | 5 |  | 5 | 5 |  | N |  |  | OP | X | 3 | 2022 | 2022 |  |  | N | IPP Non-CHP | IPP | IPP | 2 | X | SUN | Renewable | 5 | 0 | 1 | 0
Operable | 61194 | Generate Capital |  | 66210 | Bogart Solar | NY | Restructured | Greene | 10887 | Solar Photovoltaic | PV |  | W | X | X |  |  | 2 |  | 2 | 2 |  | N |  |  | OP | X | 12 | 2019 | 2019 |  |  | N | IPP Non-CHP | IPP | IPP | 2 | X | SUN | Renewable | 2 | 0 | 1 | 0
Operable | 61194 | Generate Capital |  | 66211 | Brickchurch Solar | NY | Restructured | Wayne | 10889 | Solar Photovoltaic | PV |  | W | X | X |  |  | 2 |  | 2 | 2 |  | N |  |  | OP | X | 3 | 2020 | 2020 |  |  | N | IPP Non-CHP | IPP | IPP | 2 | X | SUN | Renewable | 2 | 0 | 1 | 0
Operable | 61194 | Generate Capital |  | 66212 | Canoga Solar | NY | Restructured | Seneca | 10965 | Solar Photovoltaic | PV |  | W | X | X |  |  | 5 |  | 5 | 5 |  | N |  |  | OP | X | 7 | 2021 | 2021 |  |  | N | IPP Non-CHP | IPP | IPP | 2 | X | SUN | Renewable | 5 | 0 | 1 | 0
Operable | 61194 | Generate Capital |  | 66213 | Costanza Solar | NY | Restructured | Albany | 10907 | Solar Photovoltaic | PV |  | W | X | X |  |  | 2 |  | 2 | 2 |  | N |  |  | OP | X | 12 | 2020 | 2020 |  |  | N | IPP Non-CHP | IPP | IPP | 2 | X | SUN | Renewable | 2 | 0 | 1 | 0
Operable | 61194 | Generate Capital |  | 66214 | County Route 84 Solar | NY | Restructured | Steuben | 10967 | Solar Photovoltaic | PV |  | W | X | X |  |  | 5 |  | 5 | 5 |  | N |  |  | OP | X | 12 | 2021 | 2021 |  |  | N | IPP Non-CHP | IPP | IPP | 2 | X | SUN | Renewable | 5 | 0 | 1 | 0
Operable | 61194 | Generate Capital |  | 66215 | Cafferty Hill Solar | NY | Restructured | Broome | 10996 | Solar Photovoltaic | PV |  | W | X | X |  |  | 5 |  | 5 | 5 |  | N |  |  | OP | X | 3 | 2022 | 2022 |  |  | N | IPP Non-CHP | IPP | IPP | 2 | X | SUN | Renewable | 5 | 0 | 1 | 0
Operable | 61194 | Generate Capital |  | 66217 | Donati Solar | NY | Restructured | Seneca | 10968 | Solar Photovoltaic | PV |  | W | X | X |  |  | 2 |  | 2 | 2 |  | N |  |  | OP | X | 10 | 2021 | 2021 |  |  | N | IPP Non-CHP | IPP | IPP | 2 | X | SUN | Renewable | 2 | 0 | 1 | 0
Operable | 61194 | Generate Capital |  | 66218 | Dubois Solar (Hybrid) | NY | Restructured | Ulster | 10892 | Solar Photovoltaic | PV |  | W | X | X |  |  | 2 |  | 2 | 2 |  | N |  |  | OP | X | 12 | 2020 | 2020 |  |  | N | IPP Non-CHP | IPP | IPP | 2 | X | SUN | Renewable | 2 | 0 | 1 | 0
Operable | 61194 | Generate Capital |  | 66218 | Dubois Solar (Hybrid) | NY | Restructured | Ulster | BAT | Batteries | BA |  | W | X | X |  |  | 2 |  | 2 | 2 |  | N |  |  | OP | X | 12 | 2020 | 2020 |  |  | N | IPP Non-CHP | IPP | IPP | 2 | X | MWH | Other | 0 | 0 | 0 | 0
Operable | 61194 | Generate Capital |  | 66219 | Dunkleman Solar | NY | Restructured | Cattaraugus | 11008 | Solar Photovoltaic | PV |  | W | X | X |  |  | 5 |  | 5 | 5 |  | N |  |  | OP | X | 1 | 2023 | 2023 |  |  | N | IPP Non-CHP | IPP | IPP | 2 | X | SUN | Renewable | 5 | 0 | 1 | 0
Operable | 61194 | Generate Capital |  | 66220 | Finney Solar | NY | Restructured | Montgomery | 10999 | Solar Photovoltaic | PV |  | W | X | X |  |  | 5 |  | 5 | 5 |  | N |  |  | OP | X | 12 | 2021 | 2021 |  |  | N | IPP Non-CHP | IPP | IPP | 2 | X | SUN | Renewable | 5 | 0 | 1 | 0
Operable | 61194 | Generate Capital |  | 66221 | Henrietta Solar | NY | Restructured | Monroe | 10972 | Solar Photovoltaic | PV |  | W | X | X |  |  | 5 |  | 5 | 5 |  | N |  |  | OP | X | 12 | 2021 | 2021 |  |  | N | IPP Non-CHP | IPP | IPP | 2 | X | SUN | Renewable | 5 | 0 | 1 | 0
Operable | 61194 | Generate Capital |  | 66222 | Landau II Solar (Hybrid) | NY | Restructured | Ulster | 10895 | Solar Photovoltaic | PV |  | W | X | X |  |  | 4 |  | 4 | 4 |  | N |  |  | OP | X | 12 | 2021 | 2021 |  |  | N | IPP Non-CHP | IPP | IPP | 2 | X | SUN | Renewable | 4 | 0 | 1 | 0
Operable | 61194 | Generate Capital |  | 66222 | Landau II Solar (Hybrid) | NY | Restructured | Ulster | BAT | Batteries | BA |  | W | X | X |  |  | 4 |  | 4 | 4 |  | N |  |  | OP | X | 12 | 2021 | 2021 |  |  | N | IPP Non-CHP | IPP | IPP | 2 | X | MWH | Other | 0 | 0 | 0 | 0
Operable | 61194 | Generate Capital |  | 66223 | Lockenhurst Pond Solar | NY | Restructured | Orange | 11000 | Solar Photovoltaic | PV |  | W | X | X |  |  | 2 |  | 2 | 2 |  | N |  |  | OP | X | 11 | 2022 | 2022 |  |  | N | IPP Non-CHP | IPP | IPP | 2 | X | SUN | Renewable | 2 | 0 | 1 | 0
Operable | 61194 | Generate Capital |  | 66224 | New Beginnings Solar | NY | Restructured | Ulster | 10890 | Solar Photovoltaic | PV |  | W | X | X |  |  | 2 |  | 2 | 2 |  | N |  |  | OP | X | 12 | 2019 | 2019 |  |  | N | IPP Non-CHP | IPP | IPP | 2 | X | SUN | Renewable | 2 | 0 | 1 | 0
Operable | 61194 | Generate Capital |  | 66225 | NY70 Solar | NY | Restructured | Livingston | 10970 | Solar Photovoltaic | PV |  | W | X | X |  |  | 5 |  | 5 | 5 |  | N |  |  | OP | X | 11 | 2021 | 2021 |  |  | N | IPP Non-CHP | IPP | IPP | 2 | X | SUN | Renewable | 5 | 0 | 1 | 0
Operable | 61194 | Generate Capital |  | 66226 | Reid Solar | NY | Restructured | Oneida | 10991 | Solar Photovoltaic | PV |  | W | X | X |  |  | 4.8 |  | 4.8 | 4.8 |  | N |  |  | OP | X | 4 | 2021 | 2021 |  |  | N | IPP Non-CHP | IPP | IPP | 2 | X | SUN | Renewable | 4.8 | 0 | 1 | 0
Operable | 61194 | Generate Capital |  | 66227 | Reisender Solar | NY | Restructured | Ulster | 10886 | Solar Photovoltaic | PV |  | W | X | X |  |  | 2 |  | 2 | 2 |  | N |  |  | OP | X | 12 | 2019 | 2019 |  |  | N | IPP Non-CHP | IPP | IPP | 2 | X | SUN | Renewable | 2 | 0 | 1 | 0
Operable | 61194 | Generate Capital |  | 66228 | Salt Point Solar (Hybrid) | NY | Restructured | Dutchess | 10888 | Solar Photovoltaic | PV |  | W | X | X |  |  | 2 |  | 2 | 2 |  | N |  |  | OP | X | 1 | 2021 | 2021 |  |  | N | IPP Non-CHP | IPP | IPP | 2 | X | SUN | Renewable | 2 | 0 | 1 | 0
Operable | 61194 | Generate Capital |  | 66228 | Salt Point Solar (Hybrid) | NY | Restructured | Dutchess | BAT | Batteries | BA |  | W | X | X |  |  | 2 |  | 2 | 2 |  | N |  |  | OP | X | 1 | 2021 | 2021 |  |  | N | IPP Non-CHP | IPP | IPP | 2 | X | MWH | Other | 0 | 0 | 0 | 0
Operable | 61194 | Generate Capital |  | 66229 | Sangolqui Solar | NY | Restructured | Seneca | 10975 | Solar Photovoltaic | PV |  | W | X | X |  |  | 2 |  | 2 | 2 |  | N |  |  | OP | X | 9 | 2021 | 2021 |  |  | N | IPP Non-CHP | IPP | IPP | 2 | X | SUN | Renewable | 2 | 0 | 1 | 0
Operable | 61194 | Generate Capital |  | 66230 | State Route 14A Solar | NY | Restructured | Yates | 10997 | Solar Photovoltaic | PV |  | W | X | X |  |  | 5 |  | 5 | 5 |  | N |  |  | OP | X | 12 | 2021 | 2021 |  |  | N | IPP Non-CHP | IPP | IPP | 2 | X | SUN | Renewable | 5 | 0 | 1 | 0
Operable | 61194 | Generate Capital |  | 66231 | State Highway 17B Solar | NY | Restructured | Sullivan | 10988 | Solar Photovoltaic | PV |  | W | X | X |  |  | 4.4 |  | 4.4 | 4.4 |  | N |  |  | OP | X | 3 | 2021 | 2021 |  |  | N | IPP Non-CHP | IPP | IPP | 2 | X | SUN | Renewable | 4.4 | 0 | 1 | 0
Operable | 61194 | Generate Capital |  | 66232 | Svenski Solar (Hybrid) | NY | Restructured | Orange | 10894 | Solar Photovoltaic | PV |  | W | X | X |  |  | 2 |  | 2 | 2 |  | N |  |  | OP | X | 4 | 2022 | 2022 |  |  | N | IPP Non-CHP | IPP | IPP | 2 | X | SUN | Renewable | 2 | 0 | 1 | 0
Operable | 61194 | Generate Capital |  | 66232 | Svenski Solar (Hybrid) | NY | Restructured | Orange | BAT | Batteries | BA |  | W | X | X |  |  | 2 |  | 2 | 2 |  | N |  |  | OP | X | 4 | 2022 | 2022 |  |  | N | IPP Non-CHP | IPP | IPP | 2 | X | MWH | Other | 0 | 0 | 0 | 0
Operable | 61194 | Generate Capital |  | 66233 | West Creek Solar | NY | Restructured | Tioga | 10995 | Solar Photovoltaic | PV |  | W | X | X |  |  | 5 |  | 5 | 5 |  | N |  |  | OP | X | 12 | 2021 | 2021 |  |  | N | IPP Non-CHP | IPP | IPP | 2 | X | SUN | Renewable | 5 | 0 | 1 | 0
Operable | 61194 | Generate Capital |  | 66234 | Wheatland 2A Solar | NY | Restructured | Monroe | 10971 | Solar Photovoltaic | PV |  | W | X | X |  |  | 4.5 |  | 4.5 | 4.5 |  | N |  |  | OP | X | 12 | 2021 | 2021 |  |  | N | IPP Non-CHP | IPP | IPP | 2 | X | SUN | Renewable | 4.5 | 0 | 1 | 0
Operable | 61194 | Generate Capital |  | 66235 | Wheatland 2B Solar | NY | Restructured | Monroe | 10961 | Solar Photovoltaic | PV |  | W | X | X |  |  | 4.5 |  | 4.5 | 4.5 |  | N |  |  | OP | X | 12 | 2021 | 2021 |  |  | N | IPP Non-CHP | IPP | IPP | 2 | X | SUN | Renewable | 4.5 | 0 | 1 | 0
Operable | 61194 | Generate Capital |  | 66236 | Wildflower Way Solar | NY | Restructured | Steuben | 10982 | Solar Photovoltaic | PV |  | W | X | X |  |  | 5 |  | 5 | 5 |  | N |  |  | OP | X | 7 | 2021 | 2021 |  |  | N | IPP Non-CHP | IPP | IPP | 2 | X | SUN | Renewable | 5 | 0 | 1 | 0
Operable | 61194 | Generate Capital |  | 66488 | Davis Solar | NY | Restructured | Orange | 10958 | Solar Photovoltaic | PV |  | W | X | X |  |  | 2 |  | 2 | 2 |  | N |  |  | OP | X | 5 | 2023 | 2023 |  |  | N | IPP Non-CHP | IPP | IPP | 2 | X | SUN | Renewable | 2 | 0 | 1 | 0
Operable | 61194 | Generate Capital |  | 66488 | Davis Solar | NY | Restructured | Orange | BAT | Batteries | BA |  | W | X | X |  |  | 2 |  | 2 | 2 |  | N |  |  | OP | X | 10 | 2023 | 2023 |  |  | N | IPP Non-CHP | IPP | IPP | 2 | X | MWH | Other | 0 | 0 | 0 | 0
Operable | 61194 | Generate Capital |  | 66489 | Genesee - CCR Solar | NY | Restructured | Monroe | 10951 | Solar Photovoltaic | PV |  | W | X | X |  |  | 3.7 |  | 3.7 | 3.7 |  | N |  |  | OP | X | 12 | 2022 | 2022 |  |  | N | IPP Non-CHP | IPP | IPP | 2 | X | SUN | Renewable | 3.7 | 0 | 1 | 0
Operable | 61194 | Generate Capital |  | 66490 | Bullitt Farm Solar | NY | Restructured | Oneida | 10998 | Solar Photovoltaic | PV |  | W | X | X |  |  | 5 |  | 5 | 5 |  | N |  |  | OP | X | 9 | 2023 | 2023 |  |  | N | IPP Non-CHP | IPP | IPP | 2 | X | SUN | Renewable | 5 | 0 | 1 | 0
Operable | 61194 | Generate Capital |  | 67611 | Glen Mary 1 | NY | Restructured | Tioga | 10993 | Solar Photovoltaic | PV |  | W | X | X |  |  | 4.9 |  | 4.9 | 4.9 |  | N |  |  | OP | X | 12 | 2021 | 2021 |  |  | N | IPP Non-CHP | IPP | IPP | 2 | X | SUN | Renewable | 4.9 | 0 | 1 | 0
Operable | 61194 | Generate Capital |  | 67612 | Glen Mary 2 | NY | Restructured | Tioga | 10994 | Solar Photovoltaic | PV |  | W | X | X |  |  | 2.2 |  | 2.2 | 2.2 |  | N |  |  | OP | X | 12 | 2021 | 2021 |  |  | N | IPP Non-CHP | IPP | IPP | 2 | X | SUN | Renewable | 2.2 | 0 | 1 | 0
Operable | 61194 | Generate Capital |  | 67618 | Eddy | NY | Restructured | Wayne | 11054 | Solar Photovoltaic | PV |  | W | X | X |  |  | 2.3 |  | 2.3 | 2.3 |  | N |  |  | OP | X | 10 | 2023 | 2023 |  |  | N | IPP Non-CHP | IPP | IPP | 2 | X | SUN | Renewable | 2.3 | 0 | 1 | 0
Operable | 61194 | Generate Capital |  | 67619 | Janiak | NY | Restructured | Orange | 10898 | Solar Photovoltaic | PV |  | W | X | X |  |  | 2 |  | 2 | 2 |  | N |  |  | OP | X | 11 | 2023 | 2023 |  |  | N | IPP Non-CHP | IPP | IPP | 2 | X | SUN | Renewable | 2 | 0 | 1 | 0
Operable | 61194 | Generate Capital |  | 67620 | Ridgeway 1 | NY | Restructured | Monroe | 11018 | Solar Photovoltaic | PV |  | W | X | X |  |  | 5 |  | 5 | 5 |  | N |  |  | OP | X | 11 | 2023 | 2023 |  |  | N | IPP Non-CHP | IPP | IPP | 2 | X | SUN | Renewable | 5 | 0 | 1 | 0
Operable | 61194 | Generate Capital |  | 67621 | Rivard 2 | NY | Restructured | Chautauqua | 11012 | Solar Photovoltaic | PV |  | W | X | X |  |  | 4.6 |  | 4.6 | 4.6 |  | N |  |  | OP | X | 12 | 2023 | 2023 |  |  | N | IPP Non-CHP | IPP | IPP | 2 | X | SUN | Renewable | 4.6 | 0 | 1 | 0
Operable | 65223 | Generate Colchester Fuel Cells, LLC |  | 66053 | Generate Colchester Fuel Cells, LLC | CT | Restructured | New London | GCFC | Other Natural Gas | FC |  | S | X | X |  |  | 10 |  | 10 | 10 | 10 | N |  |  | OP | X | 10 | 2021 | 2021 |  |  | N | IPP Non-CHP | IPP | IPP | 2 | X | NG | Non-Renewable | 0 | 10 | 0 | 1
Operable | 64897 | Generate ER-NG, LLC |  | 66595 | FTBLID2 | TX | Restructured | Fort Bend | FLD10 | Natural Gas Internal Combustion Engine | IC | FLID | S | X | X |  |  | 0.4 | 0.8 | 0.4 | 0.4 | 0 | N |  |  | OP | X | 12 | 2021 | 2021 |  |  | N | IPP Non-CHP | IPP | IPP | 2 | X | NG | Non-Renewable | 0 | 0.4 | 0 | 1
Operable | 64897 | Generate ER-NG, LLC |  | 66595 | FTBLID2 | TX | Restructured | Fort Bend | FLD11 | Natural Gas Internal Combustion Engine | IC | FLID | S | X | X |  |  | 0.4 | 0.8 | 0.4 | 0.4 | 0 | N |  |  | OP | X | 12 | 2021 | 2021 |  |  | N | IPP Non-CHP | IPP | IPP | 2 | X | NG | Non-Renewable | 0 | 0.4 | 0 | 1
Operable | 64897 | Generate ER-NG, LLC |  | 66595 | FTBLID2 | TX | Restructured | Fort Bend | FLD12 | Natural Gas Internal Combustion Engine | IC | FLID | S | X | X |  |  | 0.4 | 0.8 | 0.4 | 0.4 | 0 | N |  |  | OP | X | 12 | 2021 | 2021 |  |  | N | IPP Non-CHP | IPP | IPP | 2 | X | NG | Non-Renewable | 0 | 0.4 | 0 | 1
Operable | 64897 | Generate ER-NG, LLC |  | 66595 | FTBLID2 | TX | Restructured | Fort Bend | FLD13 | Natural Gas Internal Combustion Engine | IC | FLID | S | X | X |  |  | 0.4 | 0.8 | 0.4 | 0.4 | 0 | N |  |  | OP | X | 12 | 2021 | 2021 |  |  | N | IPP Non-CHP | IPP | IPP | 2 | X | NG | Non-Renewable | 0 | 0.4 | 0 | 1
Operable | 64897 | Generate ER-NG, LLC |  | 66595 | FTBLID2 | TX | Restructured | Fort Bend | FLD14 | Natural Gas Internal Combustion Engine | IC | FLID | S | X | X |  |  | 0.4 | 0.8 | 0.4 | 0.4 | 0 | N |  |  | OP | X | 12 | 2021 | 2021 |  |  | N | IPP Non-CHP | IPP | IPP | 2 | X | NG | Non-Renewable | 0 | 0.4 | 0 | 1
Operable | 64897 | Generate ER-NG, LLC |  | 66595 | FTBLID2 | TX | Restructured | Fort Bend | FLD15 | Natural Gas Internal Combustion Engine | IC | FLID | S | X | X |  |  | 0.4 | 0.8 | 0.4 | 0.4 | 0 | N |  |  | OP | X | 12 | 2021 | 2021 |  |  | N | IPP Non-CHP | IPP | IPP | 2 | X | NG | Non-Renewable | 0 | 0.4 | 0 | 1
Operable | 64897 | Generate ER-NG, LLC |  | 66595 | FTBLID2 | TX | Restructured | Fort Bend | FLD16 | Natural Gas Internal Combustion Engine | IC | FLID | S | X | X |  |  | 0.4 | 0.8 | 0.4 | 0.4 | 0 | N |  |  | OP | X | 12 | 2021 | 2021 |  |  | N | IPP Non-CHP | IPP | IPP | 2 | X | NG | Non-Renewable | 0 | 0.4 | 0 | 1
Operable | 64897 | Generate ER-NG, LLC |  | 66595 | FTBLID2 | TX | Restructured | Fort Bend | FLD17 | Natural Gas Internal Combustion Engine | IC | FLID | S | X | X |  |  | 0.4 | 0.8 | 0.4 | 0.4 | 0 | N |  |  | OP | X | 12 | 2021 | 2021 |  |  | N | IPP Non-CHP | IPP | IPP | 2 | X | NG | Non-Renewable | 0 | 0.4 | 0 | 1
Operable | 64897 | Generate ER-NG, LLC |  | 66595 | FTBLID2 | TX | Restructured | Fort Bend | FLD18 | Natural Gas Internal Combustion Engine | IC | FLID | S | X | X |  |  | 0.4 | 0.8 | 0.4 | 0.4 | 0 | N |  |  | OP | X | 12 | 2021 | 2021 |  |  | N | IPP Non-CHP | IPP | IPP | 2 | X | NG | Non-Renewable | 0 | 0.4 | 0 | 1
Operable | 64897 | Generate ER-NG, LLC |  | 66595 | FTBLID2 | TX | Restructured | Fort Bend | FLD19 | Natural Gas Internal Combustion Engine | IC | FLID | S | X | X |  |  | 0.4 | 0.8 | 0.4 | 0.4 | 0 | N |  |  | OP | X | 12 | 2021 | 2021 |  |  | N | IPP Non-CHP | IPP | IPP | 2 | X | NG | Non-Renewable | 0 | 0.4 | 0 | 1
Operable | 64897 | Generate ER-NG, LLC |  | 66595 | FTBLID2 | TX | Restructured | Fort Bend | FLD20 | Natural Gas Internal Combustion Engine | IC | FLID | S | X | X |  |  | 0.4 | 0.8 | 0.4 | 0.4 | 0 | N |  |  | OP | X | 12 | 2021 | 2021 |  |  | N | IPP Non-CHP | IPP | IPP | 2 | X | NG | Non-Renewable | 0 | 0.4 | 0 | 1
Operable | 64897 | Generate ER-NG, LLC |  | 66595 | FTBLID2 | TX | Restructured | Fort Bend | FLD21 | Natural Gas Internal Combustion Engine | IC | FLID | S | X | X |  |  | 0.4 | 0.8 | 0.4 | 0.4 | 0 | N |  |  | OP | X | 12 | 2021 | 2021 |  |  | N | IPP Non-CHP | IPP | IPP | 2 | X | NG | Non-Renewable | 0 | 0.4 | 0 | 1
Operable | 64897 | Generate ER-NG, LLC |  | 66595 | FTBLID2 | TX | Restructured | Fort Bend | FLD22 | Natural Gas Internal Combustion Engine | IC | FLID | S | X | X |  |  | 0.4 | 0.8 | 0.4 | 0.4 | 0 | N |  |  | OP | X | 12 | 2021 | 2021 |  |  | N | IPP Non-CHP | IPP | IPP | 2 | X | NG | Non-Renewable | 0 | 0.4 | 0 | 1
Operable | 64897 | Generate ER-NG, LLC |  | 66595 | FTBLID2 | TX | Restructured | Fort Bend | FLD23 | Natural Gas Internal Combustion Engine | IC | FLID | S | X | X |  |  | 0.4 | 0.8 | 0.4 | 0.4 | 0 | N |  |  | OP | X | 12 | 2021 | 2021 |  |  | N | IPP Non-CHP | IPP | IPP | 2 | X | NG | Non-Renewable | 0 | 0.4 | 0 | 1
Operable | 64897 | Generate ER-NG, LLC |  | 66595 | FTBLID2 | TX | Restructured | Fort Bend | FLD24 | Natural Gas Internal Combustion Engine | IC | FLID | S | X | X |  |  | 0.4 | 0.8 | 0.4 | 0.4 | 0 | N |  |  | OP | X | 12 | 2021 | 2021 |  |  | N | IPP Non-CHP | IPP | IPP | 2 | X | NG | Non-Renewable | 0 | 0.4 | 0 | 1
Operable | 64897 | Generate ER-NG, LLC |  | 66595 | FTBLID2 | TX | Restructured | Fort Bend | FLD25 | Natural Gas Internal Combustion Engine | IC | FLID | S | X | X |  |  | 0.4 | 0.8 | 0.4 | 0.4 | 0 | N |  |  | OP | X | 12 | 2021 | 2021 |  |  | N | IPP Non-CHP | IPP | IPP | 2 | X | NG | Non-Renewable | 0 | 0.4 | 0 | 1
Operable | 64897 | Generate ER-NG, LLC |  | 66595 | FTBLID2 | TX | Restructured | Fort Bend | FLD26 | Natural Gas Internal Combustion Engine | IC | FLID | S | X | X |  |  | 0.4 | 0.8 | 0.4 | 0.4 | 0 | N |  |  | OP | X | 12 | 2021 | 2021 |  |  | N | IPP Non-CHP | IPP | IPP | 2 | X | NG | Non-Renewable | 0 | 0.4 | 0 | 1
Operable | 64897 | Generate ER-NG, LLC |  | 66595 | FTBLID2 | TX | Restructured | Fort Bend | FLD27 | Natural Gas Internal Combustion Engine | IC | FLID | S | X | X |  |  | 0.4 | 0.8 | 0.4 | 0.4 |  | N |  |  | OP | X | 12 | 2021 | 2021 |  |  | N | IPP Non-CHP | IPP | IPP | 2 | X | NG | Non-Renewable | 0 | 0.4 | 0 | 1
Operable | 64897 | Generate ER-NG, LLC |  | 66595 | FTBLID2 | TX | Restructured | Fort Bend | FLD28 | Natural Gas Internal Combustion Engine | IC | FLID | S | X | X |  |  | 0.4 | 0.8 | 0.4 | 0.4 |  | N |  |  | OP | X | 12 | 2021 | 2021 |  |  | N | IPP Non-CHP | IPP | IPP | 2 | X | NG | Non-Renewable | 0 | 0.4 | 0 | 1
Operable | 64897 | Generate ER-NG, LLC |  | 66595 | FTBLID2 | TX | Restructured | Fort Bend | FLID1 | Natural Gas Internal Combustion Engine | IC | FLID | S | X | X |  |  | 0.4 | 0.8 | 0.4 | 0.4 | 0 | N |  |  | OP | X | 11 | 2021 | 2021 |  |  | N | IPP Non-CHP | IPP | IPP | 2 | X | NG | Non-Renewable | 0 | 0.4 | 0 | 1
Operable | 64897 | Generate ER-NG, LLC |  | 66595 | FTBLID2 | TX | Restructured | Fort Bend | FLID2 | Natural Gas Internal Combustion Engine | IC | FLID | S | X | X |  |  | 0.4 | 0.8 | 0.4 | 0.4 | 0 | N |  |  | OP | X | 12 | 2021 | 2021 |  |  | N | IPP Non-CHP | IPP | IPP | 2 | X | NG | Non-Renewable | 0 | 0.4 | 0 | 1
Operable | 64897 | Generate ER-NG, LLC |  | 66595 | FTBLID2 | TX | Restructured | Fort Bend | FLID3 | Natural Gas Internal Combustion Engine | IC | FLID | S | X | X |  |  | 0.4 | 0.8 | 0.4 | 0.4 | 0 | N |  |  | OP | X | 12 | 2021 | 2021 |  |  | N | IPP Non-CHP | IPP | IPP | 2 | X | NG | Non-Renewable | 0 | 0.4 | 0 | 1
Operable | 64897 | Generate ER-NG, LLC |  | 66595 | FTBLID2 | TX | Restructured | Fort Bend | FLID4 | Natural Gas Internal Combustion Engine | IC | FLID | S | X | X |  |  | 0.4 | 0.8 | 0.4 | 0.4 | 0 | N |  |  | OP | X | 12 | 2021 | 2021 |  |  | N | IPP Non-CHP | IPP | IPP | 2 | X | NG | Non-Renewable | 0 | 0.4 | 0 | 1
Operable | 64897 | Generate ER-NG, LLC |  | 66595 | FTBLID2 | TX | Restructured | Fort Bend | FLID5 | Natural Gas Internal Combustion Engine | IC | FLID | S | X | X |  |  | 0.4 | 0.8 | 0.4 | 0.4 | 0 | N |  |  | OP | X | 12 | 2021 | 2021 |  |  | N | IPP Non-CHP | IPP | IPP | 2 | X | NG | Non-Renewable | 0 | 0.4 | 0 | 1
Operable | 64897 | Generate ER-NG, LLC |  | 66595 | FTBLID2 | TX | Restructured | Fort Bend | FLID6 | Natural Gas Internal Combustion Engine | IC | FLID | S | X | X |  |  | 0.4 | 0.8 | 0.4 | 0.4 | 0 | N |  |  | OP | X | 12 | 2021 | 2021 |  |  | N | IPP Non-CHP | IPP | IPP | 2 | X | NG | Non-Renewable | 0 | 0.4 | 0 | 1
Operable | 64897 | Generate ER-NG, LLC |  | 66595 | FTBLID2 | TX | Restructured | Fort Bend | FLID7 | Natural Gas Internal Combustion Engine | IC | FLID | S | X | X |  |  | 0.4 | 0.8 | 0.4 | 0.4 | 0 | N |  |  | OP | X | 12 | 2021 | 2021 |  |  | N | IPP Non-CHP | IPP | IPP | 2 | X | NG | Non-Renewable | 0 | 0.4 | 0 | 1
Operable | 64897 | Generate ER-NG, LLC |  | 66595 | FTBLID2 | TX | Restructured | Fort Bend | FLID8 | Natural Gas Internal Combustion Engine | IC | FLID | S | X | X |  |  | 0.4 | 0.8 | 0.4 | 0.4 | 0 | N |  |  | OP | X | 12 | 2021 | 2021 |  |  | N | IPP Non-CHP | IPP | IPP | 2 | X | NG | Non-Renewable | 0 | 0.4 | 0 | 1
Operable | 64897 | Generate ER-NG, LLC |  | 66595 | FTBLID2 | TX | Restructured | Fort Bend | FLID9 | Natural Gas Internal Combustion Engine | IC | FLID | S | X | X |  |  | 0.4 | 0.8 | 0.4 | 0.4 | 0 | N |  |  | OP | X | 12 | 2021 | 2021 |  |  | N | IPP Non-CHP | IPP | IPP | 2 | X | NG | Non-Renewable | 0 | 0.4 | 0 | 1
Operable | 64897 | Generate ER-NG, LLC |  | 66596 | Praxair | TX | Restructured | Brazoria | PRAX1 | Natural Gas Internal Combustion Engine | IC | PRAX | S | X | X |  |  | 0.4 | 0.8 | 0.4 | 0.4 | 0 | N |  |  | OP | X | 8 | 2019 | 2019 |  |  | N | IPP Non-CHP | IPP | IPP | 2 | X | NG | Non-Renewable | 0 | 0.4 | 0 | 1
Operable | 64897 | Generate ER-NG, LLC |  | 66596 | Praxair | TX | Restructured | Brazoria | PRAX2 | Natural Gas Internal Combustion Engine | IC | PRAX | S | X | X |  |  | 0.4 | 0.8 | 0.4 | 0.4 | 0 | N |  |  | OP | X | 8 | 2019 | 2019 |  |  | N | IPP Non-CHP | IPP | IPP | 2 | X | NG | Non-Renewable | 0 | 0.4 | 0 | 1
Operable | 64897 | Generate ER-NG, LLC |  | 66596 | Praxair | TX | Restructured | Brazoria | PRAX3 | Natural Gas Internal Combustion Engine | IC | PRAX | S | X | X |  |  | 0.4 | 0.8 | 0.4 | 0.4 | 0 | N |  |  | OP | X | 8 | 2019 | 2019 |  |  | N | IPP Non-CHP | IPP | IPP | 2 | X | NG | Non-Renewable | 0 | 0.4 | 0 | 1
Operable | 64897 | Generate ER-NG, LLC |  | 66597 | RavenChem | TX | Restructured | Harris | RAVC1 | Natural Gas Internal Combustion Engine | IC | RAVC | S | X | X |  |  | 0.4 | 0.8 | 0.4 | 0.4 | 0 | N |  |  | OP | X | 4 | 2021 | 2021 |  |  | N | IPP Non-CHP | IPP | IPP | 2 | X | NG | Non-Renewable | 0 | 0.4 | 0 | 1
Operable | 64897 | Generate ER-NG, LLC |  | 66597 | RavenChem | TX | Restructured | Harris | RAVC2 | Natural Gas Internal Combustion Engine | IC | RAVC | S | X | X |  |  | 0.4 | 0.8 | 0.4 | 0.4 | 0 | N |  |  | OP | X | 4 | 2021 | 2021 |  |  | N | IPP Non-CHP | IPP | IPP | 2 | X | NG | Non-Renewable | 0 | 0.4 | 0 | 1
Operable | 64897 | Generate ER-NG, LLC |  | 66597 | RavenChem | TX | Restructured | Harris | RAVC3 | Natural Gas Internal Combustion Engine | IC | RAVC | S | X | X |  |  | 0.4 | 0.8 | 0.4 | 0.4 | 0 | N |  |  | OP | X | 4 | 2021 | 2021 |  |  | N | IPP Non-CHP | IPP | IPP | 2 | X | NG | Non-Renewable | 0 | 0.4 | 0 | 1
Operable | 64897 | Generate ER-NG, LLC |  | 66597 | RavenChem | TX | Restructured | Harris | RAVC4 | Natural Gas Internal Combustion Engine | IC | RAVC | S | X | X |  |  | 0.4 | 0.8 | 0.4 | 0.4 | 0 | N |  |  | OP | X | 4 | 2021 | 2021 |  |  | N | IPP Non-CHP | IPP | IPP | 2 | X | NG | Non-Renewable | 0 | 0.4 | 0 | 1
Operable | 64897 | Generate ER-NG, LLC |  | 66597 | RavenChem | TX | Restructured | Harris | RAVC5 | Natural Gas Internal Combustion Engine | IC | RAVC | S | X | X |  |  | 0.4 | 0.8 | 0.4 | 0.4 | 0 | N |  |  | OP | X | 4 | 2021 | 2021 |  |  | N | IPP Non-CHP | IPP | IPP | 2 | X | NG | Non-Renewable | 0 | 0.4 | 0 | 1
Operable | 64897 | Generate ER-NG, LLC |  | 66597 | RavenChem | TX | Restructured | Harris | RAVC6 | Natural Gas Internal Combustion Engine | IC | RAVC | S | X | X |  |  | 0.4 | 0.8 | 0.4 | 0.4 | 0 | N |  |  | OP | X | 4 | 2021 | 2021 |  |  | N | IPP Non-CHP | IPP | IPP | 2 | X | NG | Non-Renewable | 0 | 0.4 | 0 | 1
Operable | 64897 | Generate ER-NG, LLC |  | 66597 | RavenChem | TX | Restructured | Harris | RAVC7 | Natural Gas Internal Combustion Engine | IC | RAVC | S | X | X |  |  | 0.4 | 0.8 | 0.4 | 0.4 | 0 | N |  |  | OP | X | 4 | 2021 | 2021 |  |  | N | IPP Non-CHP | IPP | IPP | 2 | X | NG | Non-Renewable | 0 | 0.4 | 0 | 1
Operable | 64897 | Generate ER-NG, LLC |  | 66597 | RavenChem | TX | Restructured | Harris | RAVC8 | Natural Gas Internal Combustion Engine | IC | RAVC | S | X | X |  |  | 0.4 | 0.8 | 0.4 | 0.4 | 0 | N |  |  | OP | X | 4 | 2021 | 2021 |  |  | N | IPP Non-CHP | IPP | IPP | 2 | X | NG | Non-Renewable | 0 | 0.4 | 0 | 1
Operable | 64897 | Generate ER-NG, LLC |  | 67308 | AbbVie Waco | TX | Restructured | McLennan | AB1 | Natural Gas Internal Combustion Engine | IC |  | S | X | X |  |  | 0.4 | 0.8 | 0.4 | 0.4 | 0 | N |  |  | OP | X | 11 | 2023 | 2023 |  |  | N | IPP Non-CHP | IPP | IPP | 2 | X | NG | Non-Renewable | 0 | 0.4 | 0 | 1
Operable | 64897 | Generate ER-NG, LLC |  | 67308 | AbbVie Waco | TX | Restructured | McLennan | AB10 | Natural Gas Internal Combustion Engine | IC |  | S | X | X |  |  | 0.4 | 0.8 | 0.4 | 0.4 | 0 | N |  |  | OP | X | 11 | 2023 | 2023 |  |  | N | IPP Non-CHP | IPP | IPP | 2 | X | NG | Non-Renewable | 0 | 0.4 | 0 | 1
Operable | 64897 | Generate ER-NG, LLC |  | 67308 | AbbVie Waco | TX | Restructured | McLennan | AB11 | Natural Gas Internal Combustion Engine | IC |  | S | X | X |  |  | 0.4 | 0.8 | 0.4 | 0.4 | 0 | N |  |  | OP | X | 11 | 2023 | 2023 |  |  | N | IPP Non-CHP | IPP | IPP | 2 | X | NG | Non-Renewable | 0 | 0.4 | 0 | 1
Operable | 64897 | Generate ER-NG, LLC |  | 67308 | AbbVie Waco | TX | Restructured | McLennan | AB12 | Natural Gas Internal Combustion Engine | IC |  | S | X | X |  |  | 0.4 | 0.8 | 0.4 | 0.4 | 0 | N |  |  | OP | X | 11 | 2023 | 2023 |  |  | N | IPP Non-CHP | IPP | IPP | 2 | X | NG | Non-Renewable | 0 | 0.4 | 0 | 1
Operable | 64897 | Generate ER-NG, LLC |  | 67308 | AbbVie Waco | TX | Restructured | McLennan | AB13 | Natural Gas Internal Combustion Engine | IC |  | S | X | X |  |  | 0.4 | 0.8 | 0.4 | 0.4 | 0 | N |  |  | OP | X | 11 | 2023 | 2023 |  |  | N | IPP Non-CHP | IPP | IPP | 2 | X | NG | Non-Renewable | 0 | 0.4 | 0 | 1
Operable | 64897 | Generate ER-NG, LLC |  | 67308 | AbbVie Waco | TX | Restructured | McLennan | AB14 | Natural Gas Internal Combustion Engine | IC |  | S | X | X |  |  | 0.4 | 0.8 | 0.4 | 0.4 | 0 | N |  |  | OP | X | 11 | 2023 | 2023 |  |  | N | IPP Non-CHP | IPP | IPP | 2 | X | NG | Non-Renewable | 0 | 0.4 | 0 | 1
Operable | 64897 | Generate ER-NG, LLC |  | 67308 | AbbVie Waco | TX | Restructured | McLennan | AB2 | Natural Gas Internal Combustion Engine | IC |  | S | X | X |  |  | 0.4 | 0.8 | 0.4 | 0.4 | 0 | N |  |  | OP | X | 11 | 2023 | 2023 |  |  | N | IPP Non-CHP | IPP | IPP | 2 | X | NG | Non-Renewable | 0 | 0.4 | 0 | 1
Operable | 64897 | Generate ER-NG, LLC |  | 67308 | AbbVie Waco | TX | Restructured | McLennan | AB3 | Natural Gas Internal Combustion Engine | IC |  | S | X | X |  |  | 0.4 | 0.8 | 0.4 | 0.4 | 0 | N |  |  | OP | X | 11 | 2023 | 2023 |  |  | N | IPP Non-CHP | IPP | IPP | 2 | X | NG | Non-Renewable | 0 | 0.4 | 0 | 1
Operable | 64897 | Generate ER-NG, LLC |  | 67308 | AbbVie Waco | TX | Restructured | McLennan | AB4 | Natural Gas Internal Combustion Engine | IC |  | S | X | X |  |  | 0.4 | 0.8 | 0.4 | 0.4 | 0 | N |  |  | OP | X | 11 | 2023 | 2023 |  |  | N | IPP Non-CHP | IPP | IPP | 2 | X | NG | Non-Renewable | 0 | 0.4 | 0 | 1
Operable | 64897 | Generate ER-NG, LLC |  | 67308 | AbbVie Waco | TX | Restructured | McLennan | AB5 | Natural Gas Internal Combustion Engine | IC |  | S | X | X |  |  | 0.4 | 0.8 | 0.4 | 0.4 | 0 | N |  |  | OP | X | 11 | 2023 | 2023 |  |  | N | IPP Non-CHP | IPP | IPP | 2 | X | NG | Non-Renewable | 0 | 0.4 | 0 | 1
Operable | 64897 | Generate ER-NG, LLC |  | 67308 | AbbVie Waco | TX | Restructured | McLennan | AB6 | Natural Gas Internal Combustion Engine | IC |  | S | X | X |  |  | 0.4 | 0.8 | 0.4 | 0.4 | 0 | N |  |  | OP | X | 11 | 2023 | 2023 |  |  | N | IPP Non-CHP | IPP | IPP | 2 | X | NG | Non-Renewable | 0 | 0.4 | 0 | 1
Operable | 64897 | Generate ER-NG, LLC |  | 67308 | AbbVie Waco | TX | Restructured | McLennan | AB7 | Natural Gas Internal Combustion Engine | IC |  | S | X | X |  |  | 0.4 | 0.8 | 0.4 | 0.4 | 0 | N |  |  | OP | X | 11 | 2023 | 2023 |  |  | N | IPP Non-CHP | IPP | IPP | 2 | X | NG | Non-Renewable | 0 | 0.4 | 0 | 1
Operable | 64897 | Generate ER-NG, LLC |  | 67308 | AbbVie Waco | TX | Restructured | McLennan | AB8 | Natural Gas Internal Combustion Engine | IC |  | S | X | X |  |  | 0.4 | 0.8 | 0.4 | 0.4 | 0 | N |  |  | OP | X | 11 | 2023 | 2023 |  |  | N | IPP Non-CHP | IPP | IPP | 2 | X | NG | Non-Renewable | 0 | 0.4 | 0 | 1
Operable | 64897 | Generate ER-NG, LLC |  | 67308 | AbbVie Waco | TX | Restructured | McLennan | AB9 | Natural Gas Internal Combustion Engine | IC |  | S | X | X |  |  | 0.4 | 0.8 | 0.4 | 0.4 | 0 | N |  |  | OP | X | 11 | 2023 | 2023 |  |  | N | IPP Non-CHP | IPP | IPP | 2 | X | NG | Non-Renewable | 0 | 0.4 | 0 | 1
Operable | 64897 | Generate ER-NG, LLC |  | 67309 | OTHERBenEKDallas | TX | Restructured | Dallas | BEK1 | Natural Gas Internal Combustion Engine | IC |  | S | X | X |  |  | 0.4 | 0.8 | 0.4 | 0.4 | 0 | N |  |  | OP | X | 5 | 2023 | 2023 |  |  | N | IPP Non-CHP | IPP | IPP | 2 | X | NG | Non-Renewable | 0 | 0.4 | 0 | 1
Operable | 64897 | Generate ER-NG, LLC |  | 67309 | OTHERBenEKDallas | TX | Restructured | Dallas | BEK2 | Natural Gas Internal Combustion Engine | IC |  | S | X | X |  |  | 0.4 | 0.8 | 0.4 | 0.4 | 0 | N |  |  | OP | X | 5 | 2023 | 2023 |  |  | N | IPP Non-CHP | IPP | IPP | 2 | X | NG | Non-Renewable | 0 | 0.4 | 0 | 1
Operable | 64897 | Generate ER-NG, LLC |  | 67309 | OTHERBenEKDallas | TX | Restructured | Dallas | BEK3 | Natural Gas Internal Combustion Engine | IC |  | S | X | X |  |  | 0.4 | 0.8 | 0.4 | 0.4 | 0 | N |  |  | OP | X | 5 | 2023 | 2023 |  |  | N | IPP Non-CHP | IPP | IPP | 2 | X | NG | Non-Renewable | 0 | 0.4 | 0 | 1
Operable | 64897 | Generate ER-NG, LLC |  | 67309 | OTHERBenEKDallas | TX | Restructured | Dallas | BEK4 | Natural Gas Internal Combustion Engine | IC |  | S | X | X |  |  | 0.4 | 0.8 | 0.4 | 0.4 | 0 | N |  |  | OP | X | 5 | 2023 | 2023 |  |  | N | IPP Non-CHP | IPP | IPP | 2 | X | NG | Non-Renewable | 0 | 0.4 | 0 | 1
Operable | 64897 | Generate ER-NG, LLC |  | 67310 | HEB00055 | TX | Restructured | Tarrant | H0551 | Natural Gas Internal Combustion Engine | IC |  | S | X | X |  |  | 0.4 | 0.8 | 0.4 | 0.4 | 0 | N |  |  | OP | X | 11 | 2023 | 2023 |  |  | N | IPP Non-CHP | IPP | IPP | 2 | X | NG | Non-Renewable | 0 | 0.4 | 0 | 1
Operable | 64897 | Generate ER-NG, LLC |  | 67310 | HEB00055 | TX | Restructured | Tarrant | H0552 | Natural Gas Internal Combustion Engine | IC |  | S | X | X |  |  | 0.4 | 0.8 | 0.4 | 0.4 | 0 | N |  |  | OP | X | 11 | 2023 | 2023 |  |  | N | IPP Non-CHP | IPP | IPP | 2 | X | NG | Non-Renewable | 0 | 0.4 | 0 | 1
Operable | 64897 | Generate ER-NG, LLC |  | 67310 | HEB00055 | TX | Restructured | Tarrant | H0553 | Natural Gas Internal Combustion Engine | IC |  | S | X | X |  |  | 0.4 | 0.8 | 0.4 | 0.4 | 0 | N |  |  | OP | X | 11 | 2023 | 2023 |  |  | N | IPP Non-CHP | IPP | IPP | 2 | X | NG | Non-Renewable | 0 | 0.4 | 0 | 1
Operable | 64897 | Generate ER-NG, LLC |  | 67311 | HEB00760 | TX | Restructured | Brazoria | H7601 | Natural Gas Internal Combustion Engine | IC |  | S | X | X |  |  | 0.4 | 0.8 | 0.4 | 0.4 | 0 | N |  |  | OP | X | 10 | 2023 | 2023 |  |  | N | IPP Non-CHP | IPP | IPP | 2 | X | NG | Non-Renewable | 0 | 0.4 | 0 | 1
Operable | 64897 | Generate ER-NG, LLC |  | 67311 | HEB00760 | TX | Restructured | Brazoria | H7602 | Natural Gas Internal Combustion Engine | IC |  | S | X | X |  |  | 0.4 | 0.8 | 0.4 | 0.4 | 0 | N |  |  | OP | X | 10 | 2023 | 2023 |  |  | N | IPP Non-CHP | IPP | IPP | 2 | X | NG | Non-Renewable | 0 | 0.4 | 0 | 1
Operable | 64897 | Generate ER-NG, LLC |  | 67311 | HEB00760 | TX | Restructured | Brazoria | H7603 | Natural Gas Internal Combustion Engine | IC |  | S | X | X |  |  | 0.4 | 0.8 | 0.4 | 0.4 | 0 | N |  |  | OP | X | 10 | 2023 | 2023 |  |  | N | IPP Non-CHP | IPP | IPP | 2 | X | NG | Non-Renewable | 0 | 0.4 | 0 | 1
Operable | 64897 | Generate ER-NG, LLC |  | 67312 | HEB00776 | TX | Restructured | Harris | H7761 | Natural Gas Internal Combustion Engine | IC |  | S | X | X |  |  | 0.4 | 0.8 | 0.4 | 0.4 | 0 | N |  |  | OP | X | 12 | 2022 | 2022 |  |  | N | IPP Non-CHP | IPP | IPP | 2 | X | NG | Non-Renewable | 0 | 0.4 | 0 | 1
Operable | 64897 | Generate ER-NG, LLC |  | 67312 | HEB00776 | TX | Restructured | Harris | H7762 | Natural Gas Internal Combustion Engine | IC |  | S | X | X |  |  | 0.4 | 0.8 | 0.4 | 0.4 | 0 | N |  |  | OP | X | 12 | 2022 | 2022 |  |  | N | IPP Non-CHP | IPP | IPP | 2 | X | NG | Non-Renewable | 0 | 0.4 | 0 | 1
Operable | 64897 | Generate ER-NG, LLC |  | 67312 | HEB00776 | TX | Restructured | Harris | H7763 | Natural Gas Internal Combustion Engine | IC |  | S | X | X |  |  | 0.4 | 0.8 | 0.4 | 0.4 | 0 | N |  |  | OP | X | 12 | 2022 | 2022 |  |  | N | IPP Non-CHP | IPP | IPP | 2 | X | NG | Non-Renewable | 0 | 0.4 | 0 | 1
Operable | 64897 | Generate ER-NG, LLC |  | 67313 | HEB00789 | TX | Restructured | Denton | H7891 | Natural Gas Internal Combustion Engine | IC |  | S | X | X |  |  | 0.4 | 0.8 | 0.4 | 0.4 | 0 | N |  |  | OP | X | 7 | 2022 | 2022 |  |  | N | IPP Non-CHP | IPP | IPP | 2 | X | NG | Non-Renewable | 0 | 0.4 | 0 | 1
Operable | 64897 | Generate ER-NG, LLC |  | 67313 | HEB00789 | TX | Restructured | Denton | H7892 | Natural Gas Internal Combustion Engine | IC |  | S | X | X |  |  | 0.4 | 0.8 | 0.4 | 0.4 | 0 | N |  |  | OP | X | 7 | 2022 | 2022 |  |  | N | IPP Non-CHP | IPP | IPP | 2 | X | NG | Non-Renewable | 0 | 0.4 | 0 | 1
Operable | 64897 | Generate ER-NG, LLC |  | 67313 | HEB00789 | TX | Restructured | Denton | H7893 | Natural Gas Internal Combustion Engine | IC |  | S | X | X |  |  | 0.4 | 0.8 | 0.4 | 0.4 | 0 | N |  |  | OP | X | 7 | 2022 | 2022 |  |  | N | IPP Non-CHP | IPP | IPP | 2 | X | NG | Non-Renewable | 0 | 0.4 | 0 | 1
Operable | 64897 | Generate ER-NG, LLC |  | 67314 | HEB00790 | TX | Restructured | Collin | H7901 | Natural Gas Internal Combustion Engine | IC |  | S | X | X |  |  | 0.4 | 0.8 | 0.4 | 0.4 | 0 | N |  |  | OP | X | 9 | 2022 | 2022 |  |  | N | IPP Non-CHP | IPP | IPP | 2 | X | NG | Non-Renewable | 0 | 0.4 | 0 | 1
Operable | 64897 | Generate ER-NG, LLC |  | 67314 | HEB00790 | TX | Restructured | Collin | H7902 | Natural Gas Internal Combustion Engine | IC |  | S | X | X |  |  | 0.4 | 0.8 | 0.4 | 0.4 | 0 | N |  |  | OP | X | 9 | 2022 | 2022 |  |  | N | IPP Non-CHP | IPP | IPP | 2 | X | NG | Non-Renewable | 0 | 0.4 | 0 | 1
Operable | 64897 | Generate ER-NG, LLC |  | 67314 | HEB00790 | TX | Restructured | Collin | H7903 | Natural Gas Internal Combustion Engine | IC |  | S | X | X |  |  | 0.4 | 0.8 | 0.4 | 0.4 | 0 | N |  |  | OP | X | 9 | 2022 | 2022 |  |  | N | IPP Non-CHP | IPP | IPP | 2 | X | NG | Non-Renewable | 0 | 0.4 | 0 | 1
Operable | 64897 | Generate ER-NG, LLC |  | 67315 | HEB00796 | TX | Restructured | Collin | H7961 | Natural Gas Internal Combustion Engine | IC |  | S | X | X |  |  | 0.4 | 0.8 | 0.4 | 0.4 | 0 | N |  |  | OP | X | 3 | 2023 | 2023 |  |  | N | IPP Non-CHP | IPP | IPP | 2 | X | NG | Non-Renewable | 0 | 0.4 | 0 | 1
Operable | 64897 | Generate ER-NG, LLC |  | 67315 | HEB00796 | TX | Restructured | Collin | H7962 | Natural Gas Internal Combustion Engine | IC |  | S | X | X |  |  | 0.4 | 0.8 | 0.4 | 0.4 | 0 | N |  |  | OP | X | 3 | 2023 | 2023 |  |  | N | IPP Non-CHP | IPP | IPP | 2 | X | NG | Non-Renewable | 0 | 0.4 | 0 | 1
Operable | 64897 | Generate ER-NG, LLC |  | 67315 | HEB00796 | TX | Restructured | Collin | H7963 | Natural Gas Internal Combustion Engine | IC |  | S | X | X |  |  | 0.4 | 0.8 | 0.4 | 0.4 | 0 | N |  |  | OP | X | 3 | 2023 | 2023 |  |  | N | IPP Non-CHP | IPP | IPP | 2 | X | NG | Non-Renewable | 0 | 0.4 | 0 | 1
Operable | 64897 | Generate ER-NG, LLC |  | 67433 | HEB00794 | TX | Restructured | Collin | H7941 | Natural Gas Internal Combustion Engine | IC |  | S | X | X |  |  | 0.4 | 0.8 | 0.4 | 0.4 | 0 | N |  |  | OP | X | 5 | 2023 | 2023 |  |  | N | IPP Non-CHP | IPP | IPP | 2 | X | NG | Non-Renewable | 0 | 0.4 | 0 | 1
Operable | 64897 | Generate ER-NG, LLC |  | 67433 | HEB00794 | TX | Restructured | Collin | H7942 | Natural Gas Internal Combustion Engine | IC |  | S | X | X |  |  | 0.4 | 0.8 | 0.4 | 0.4 | 0 | N |  |  | OP | X | 5 | 2023 | 2023 |  |  | N | IPP Non-CHP | IPP | IPP | 2 | X | NG | Non-Renewable | 0 | 0.4 | 0 | 1
Operable | 64897 | Generate ER-NG, LLC |  | 67433 | HEB00794 | TX | Restructured | Collin | H7943 | Natural Gas Internal Combustion Engine | IC |  | S | X | X |  |  | 0.4 | 0.8 | 0.4 | 0.4 | 0 | N |  |  | OP | X | 5 | 2023 | 2023 |  |  | N | IPP Non-CHP | IPP | IPP | 2 | X | NG | Non-Renewable | 0 | 0.4 | 0 | 1
Operable | 64897 | Generate ER-NG, LLC |  | 67434 | HEB00767 | TX | Restructured | Montgomery | H7671 | Natural Gas Internal Combustion Engine | IC |  | S | X | X |  |  | 0.4 | 0.8 | 0.4 | 0.4 | 0 | N |  |  | OP | X | 7 | 2022 | 2022 |  |  | N | IPP Non-CHP | IPP | IPP | 2 | X | NG | Non-Renewable | 0 | 0.4 | 0 | 1
Operable | 64897 | Generate ER-NG, LLC |  | 67434 | HEB00767 | TX | Restructured | Montgomery | H7672 | Natural Gas Internal Combustion Engine | IC |  | S | X | X |  |  | 0.4 | 0.8 | 0.4 | 0.4 | 0 | N |  |  | OP | X | 7 | 2022 | 2022 |  |  | N | IPP Non-CHP | IPP | IPP | 2 | X | NG | Non-Renewable | 0 | 0.4 | 0 | 1
Operable | 64897 | Generate ER-NG, LLC |  | 67434 | HEB00767 | TX | Restructured | Montgomery | H7673 | Natural Gas Internal Combustion Engine | IC |  | S | X | X |  |  | 0.4 | 0.8 | 0.4 | 0.4 | 0 | N |  |  | OP | X | 7 | 2022 | 2022 |  |  | N | IPP Non-CHP | IPP | IPP | 2 | X | NG | Non-Renewable | 0 | 0.4 | 0 | 1
Operable | 62127 | Generate Fremont Digester, LLC. |  | 59785 | Fremont Community Digester, LLC | MI | Vertical | Newaygo | 19001 | Other Waste Biomass | IC |  | S | X | X |  |  | 2.9 | 0.8 | 2.9 | 2.9 | 1.5 | N |  |  | OP | X | 12 | 2012 | 2012 |  |  | Y | IPP CHP | IPP | IPP | 3 | T | OBG | Renewable | 2.9 | 0 | 1 | 0
Operable | 62127 | Generate Fremont Digester, LLC. |  | 59785 | Fremont Community Digester, LLC | MI | Vertical | Newaygo | 19002 | Other Waste Biomass | IC |  | S | X | X |  |  | 2.9 | 0.8 | 2.9 | 2.9 | 1.5 | N |  |  | OP | X | 12 | 2012 | 2012 |  |  | N | IPP CHP | IPP | IPP | 3 | X | OBG | Renewable | 2.9 | 0 | 1 | 0
Operable | 65448 | Generation Bridge II Connecticut, LLC |  | 568 | Bridgeport Station | CT | Restructured | Fairfield | 501 | Natural Gas Fired Combined Cycle | CT | CC1 | S | X | N | UN.BPT 5CC25 bhr5 | UN.BPT 5CC25 bhr5 | 375.7 | 0.85 | 337 | 359 | 155 | N |  |  | OP | X | 6 | 2019 | 2019 |  |  | N | IPP Non-CHP | IPP | IPP | 2 | X | NG | Non-Renewable | 0 | 375.7 | 0 | 1 | DFO
Operable | 65448 | Generation Bridge II Connecticut, LLC |  | 568 | Bridgeport Station | CT | Restructured | Fairfield | 502 | Natural Gas Fired Combined Cycle | CA | CC1 | S | Y | X | UN.BPT 5CC25 bhr5 | UN.BPT 5CC25 bhr5 | 200.6 | 0.85 | 145.8 | 149.6 | 82 | N |  |  | OP | X | 6 | 2019 | 2019 |  |  | N | IPP Non-CHP | IPP | IPP | 2 | X | NG | Non-Renewable | 0 | 200.6 | 0 | 1 | DFO
Operable | 65448 | Generation Bridge II Connecticut, LLC |  | 6156 | New Haven Harbor | CT | Restructured | New Haven | 1 | Petroleum Liquids | ST |  | S | X | X | 513 | 513 | 460 | 0.9 | 432.6 | 453.3 | 100 | N |  |  | OP | X | 7 | 1975 | Pre-2000 |  |  | N | IPP Non-CHP | IPP | IPP | 2 | X | RFO | Non-Renewable | 0 | 460 | 0 | 1 | NG
Operable | 65448 | Generation Bridge II Connecticut, LLC |  | 6156 | New Haven Harbor | CT | Restructured | New Haven | 2 | Petroleum Liquids | GT |  | W | X | X | 15477 | 15477 | 60.5 | 0.85 | 43.2 | 47.7 | 43 | N |  |  | OP | X | 6 | 2012 | 2012 |  |  | N | IPP Non-CHP | IPP | IPP | 2 | X | KER | Non-Renewable | 0 | 60.5 | 0 | 1 | NG
Operable | 65448 | Generation Bridge II Connecticut, LLC |  | 6156 | New Haven Harbor | CT | Restructured | New Haven | 3 | Petroleum Liquids | GT |  | W | X | X | 40052 | 40052 | 60.5 | 0.85 | 43.2 | 47.7 | 43 | N |  |  | OP | X | 6 | 2012 | 2012 |  |  | N | IPP Non-CHP | IPP | IPP | 2 | X | KER | Non-Renewable | 0 | 60.5 | 0 | 1 | NG
Operable | 65448 | Generation Bridge II Connecticut, LLC |  | 6156 | New Haven Harbor | CT | Restructured | New Haven | 4 | Petroleum Liquids | GT |  | W | X | X | 40053 | 40053 | 60.5 | 0.85 | 43.2 | 47.7 | 43 | N |  |  | OP | X | 6 | 2012 | 2012 |  |  | N | IPP Non-CHP | IPP | IPP | 2 | X | KER | Non-Renewable | 0 | 60.5 | 0 | 1 | NG
Operable | 65417 | Generation Bridge II New York LLC |  | 2539 | Bethlehem Energy Center | NY | Restructured | Albany | 5 | Natural Gas Fired Combined Cycle | CT | CC1 | S | X | N | BETHLEHEM | 323560 | 194.3 | 0.85 | 178.4 | 205.8 | 170 | N |  |  | OP | X | 7 | 2005 | 2005 |  |  | N | IPP Non-CHP | IPP | IPP | 2 | X | NG | Non-Renewable | 0 | 194.3 | 0 | 1 | KER
Operable | 65417 | Generation Bridge II New York LLC |  | 2539 | Bethlehem Energy Center | NY | Restructured | Albany | 6 | Natural Gas Fired Combined Cycle | CT | CC1 | S | X | N | BETHLEHEM | 323561 | 194.3 | 0.85 | 179.7 | 205.8 | 170 | N |  |  | OP | X | 7 | 2005 | 2005 |  |  | N | IPP Non-CHP | IPP | IPP | 2 | X | NG | Non-Renewable | 0 | 194.3 | 0 | 1 | RFO
Operable | 65417 | Generation Bridge II New York LLC |  | 2539 | Bethlehem Energy Center | NY | Restructured | Albany | 7 | Natural Gas Fired Combined Cycle | CT | CC1 | S | X | N | BETHLEHEM | 323562 | 194.3 | 0.85 | 177.9 | 205.8 | 170 | N |  |  | OP | X | 7 | 2005 | 2005 |  |  | N | IPP Non-CHP | IPP | IPP | 2 | X | NG | Non-Renewable | 0 | 194.3 | 0 | 1
Operable | 65417 | Generation Bridge II New York LLC |  | 2539 | Bethlehem Energy Center | NY | Restructured | Albany | 8 | Natural Gas Fired Combined Cycle | CA | CC1 | S | Y | X | BETHLEHEM | 352659 | 310.2 | 0.85 | 279.5 | 307.3 | 170 | N |  |  | OP | X | 7 | 2005 | 2005 |  |  | N | IPP Non-CHP | IPP | IPP | 2 | X | NG | Non-Renewable | 0 | 310.2 | 0 | 1
Operable | 61167 | Genesis Alkali, LLC |  | 57915 | Genesis Alkali | WY | Vertical | Sweetwater | 1 | Conventional Steam Coal | ST |  | S | X | X |  |  | 3.5 | 0.8 | 3.5 | 3.5 | 0.5 | N |  |  | OP | X | 6 | 1953 | Pre-2000 |  |  | Y | Industrial CHP | Customer Sited | Other | 7 | T | SUB | Non-Renewable | 0 | 3.5 | 0 | 1 | NG
Operable | 61167 | Genesis Alkali, LLC |  | 57915 | Genesis Alkali | WY | Vertical | Sweetwater | 2 | Conventional Steam Coal | ST |  | S | X | X |  |  | 3.5 | 0.8 | 3.5 | 3.5 | 0.5 | N |  |  | OA | X | 6 | 1953 | Pre-2000 |  |  | Y | Industrial CHP | Customer Sited | Other | 7 | T | SUB | Non-Renewable | 0 | 3.5 | 0 | 1 | NG
Operable | 61167 | Genesis Alkali, LLC |  | 57915 | Genesis Alkali | WY | Vertical | Sweetwater | 3 | Conventional Steam Coal | ST |  | S | X | X |  |  | 4 | 0.8 | 4 | 4 | 0.5 | N |  |  | OP | X | 6 | 1964 | Pre-2000 |  |  | Y | Industrial CHP | Customer Sited | Other | 7 | T | SUB | Non-Renewable | 0 | 4 | 0 | 1 | NG
Operable | 61167 | Genesis Alkali, LLC |  | 57915 | Genesis Alkali | WY | Vertical | Sweetwater | 4 | Conventional Steam Coal | ST |  | S | X | X |  |  | 10 | 0.8 | 10 | 10 | 3 | N |  |  | OP | X | 6 | 1972 | Pre-2000 |  |  | Y | Industrial CHP | Customer Sited | Other | 7 | T | SUB | Non-Renewable | 0 | 10 | 0 | 1 | NG
Operable | 61167 | Genesis Alkali, LLC |  | 57915 | Genesis Alkali | WY | Vertical | Sweetwater | 5 | Conventional Steam Coal | ST |  | S | X | X |  |  | 10 | 0.8 | 10 | 10 | 3 | N |  |  | OP | X | 6 | 1975 | Pre-2000 |  |  | Y | Industrial CHP | Customer Sited | Other | 7 | T | SUB | Non-Renewable | 0 | 10 | 0 | 1 | NG
Operable | 61167 | Genesis Alkali, LLC |  | 57915 | Genesis Alkali | WY | Vertical | Sweetwater | 6 | Conventional Steam Coal | ST |  | S | X | X |  |  | 10 | 0.9 | 10 | 10 | 3 | N |  |  | OA | X | 6 | 1975 | Pre-2000 |  |  | Y | Industrial CHP | Customer Sited | Other | 7 | T | SUB | Non-Renewable | 0 | 10 | 0 | 1 | NG
Operable | 56723 | Genesis Solar LLC |  | 57394 | Genesis Solar Energy Project | CA | Vertical | Riverside | GEN01 | Solar Thermal without Energy Storage | ST |  | S | X | X |  |  | 125 | 0.85 | 125 | 125 | 14.7 | N |  |  | OP | X | 3 | 2014 | 2014 |  |  | N | IPP Non-CHP | IPP | IPP | 2 | X | SUN | Renewable | 125 | 0 | 1 | 0
Operable | 56723 | Genesis Solar LLC |  | 57394 | Genesis Solar Energy Project | CA | Vertical | Riverside | GEN02 | Solar Thermal without Energy Storage | ST |  | S | X | X |  |  | 125 | 0.85 | 125 | 125 | 14.7 | N |  |  | OP | X | 11 | 2013 | 2013 |  |  | N | IPP Non-CHP | IPP | IPP | 2 | X | SUN | Renewable | 125 | 0 | 1 | 0
Operable | 7140 | Georgia Power Co |  | 649 | Vogtle | GA | Vertical | Burke | 1 | Nuclear | ST |  | J | X | X |  |  | 1215 | 0.9 | 1150 | 1150 | 250 | N |  |  | OP | X | 5 | 1987 | Pre-2000 |  |  | N | Electric Utility | Utility | Investor Owned Utility | 1 | X | NUC | Other | 0 | 0 | 0 | 0
Operable | 7140 | Georgia Power Co |  | 649 | Vogtle | GA | Vertical | Burke | 2 | Nuclear | ST |  | J | X | X |  |  | 1215 | 0.9 | 1152 | 1152 | 250 | N |  |  | OP | X | 5 | 1989 | Pre-2000 |  |  | N | Electric Utility | Utility | Investor Owned Utility | 1 | X | NUC | Other | 0 | 0 | 0 | 0
Operable | 7140 | Georgia Power Co |  | 649 | Vogtle | GA | Vertical | Burke | 3 | Nuclear | ST |  | J | X | X |  |  | 1114 | 0.9 | 1114 | 1114 | 250 | N |  |  | OP | X | 7 | 2023 | 2023 |  |  | N | Electric Utility | Utility | Investor Owned Utility | 1 | X | NUC | Other | 0 | 0 | 0 | 0
Operable | 7140 | Georgia Power Co |  | 702 | Bartletts Ferry | AL | Vertical | Lee | 1 | Conventional Hydroelectric | HY |  | S | X | X |  |  | 15 | 0.8 | 16.4 | 16.5 | 16.4 | N |  |  | OP | X | 12 | 1926 | Pre-2000 |  |  | N | Electric Utility | Utility | Investor Owned Utility | 1 | X | WAT | Renewable | 15 | 0 | 1 | 0
Operable | 7140 | Georgia Power Co |  | 702 | Bartletts Ferry | AL | Vertical | Lee | 2 | Conventional Hydroelectric | HY |  | S | X | X |  |  | 15 | 0.8 | 16.4 | 16.5 | 16.4 | N |  |  | OP | X | 12 | 1926 | Pre-2000 |  |  | N | Electric Utility | Utility | Investor Owned Utility | 1 | X | WAT | Renewable | 15 | 0 | 1 | 0
Operable | 7140 | Georgia Power Co |  | 702 | Bartletts Ferry | AL | Vertical | Lee | 3 | Conventional Hydroelectric | HY |  | S | X | X |  |  | 15 | 0.96 | 16.4 | 16.5 | 16.4 | N |  |  | OP | X | 12 | 1928 | Pre-2000 |  |  | N | Electric Utility | Utility | Investor Owned Utility | 1 | X | WAT | Renewable | 15 | 0 | 1 | 0
Operable | 7140 | Georgia Power Co |  | 702 | Bartletts Ferry | AL | Vertical | Lee | 4 | Conventional Hydroelectric | HY |  | S | X | X |  |  | 20 | 0.8 | 21.9 | 22 | 21.9 | N |  |  | OP | X | 12 | 1951 | Pre-2000 |  |  | N | Electric Utility | Utility | Investor Owned Utility | 1 | X | WAT | Renewable | 20 | 0 | 1 | 0
Operable | 7140 | Georgia Power Co |  | 702 | Bartletts Ferry | AL | Vertical | Lee | 5 | Conventional Hydroelectric | HY |  | S | X | X |  |  | 54 | 0.9 | 59 | 59.5 | 59 | N |  |  | OP | X | 10 | 1985 | Pre-2000 |  |  | N | Electric Utility | Utility | Investor Owned Utility | 1 | X | WAT | Renewable | 54 | 0 | 1 | 0
Operable | 7140 | Georgia Power Co |  | 702 | Bartletts Ferry | AL | Vertical | Lee | 6 | Conventional Hydroelectric | HY |  | S | X | X |  |  | 54 | 0.9 | 59 | 59.5 | 59 | N |  |  | OP | X | 11 | 1985 | Pre-2000 |  |  | N | Electric Utility | Utility | Investor Owned Utility | 1 | X | WAT | Renewable | 54 | 0 | 1 | 0
Operable | 7140 | Georgia Power Co |  | 703 | Bowen | GA | Vertical | Bartow | 1 | Conventional Steam Coal | ST |  | S | X | X |  |  | 805.8 | 0.85 | 714 | 714 | 450 | N |  |  | OP | X | 10 | 1971 | Pre-2000 |  |  | N | Electric Utility | Utility | Investor Owned Utility | 1 | X | BIT | Non-Renewable | 0 | 805.8 | 0 | 1
Operable | 7140 | Georgia Power Co |  | 703 | Bowen | GA | Vertical | Bartow | 2 | Conventional Steam Coal | ST |  | S | X | X |  |  | 788.8 | 0.85 | 718 | 718 | 450 | N |  |  | OP | X | 9 | 1972 | Pre-2000 |  |  | N | Electric Utility | Utility | Investor Owned Utility | 1 | X | BIT | Non-Renewable | 0 | 788.8 | 0 | 1
Operable | 7140 | Georgia Power Co |  | 703 | Bowen | GA | Vertical | Bartow | 3 | Conventional Steam Coal | ST |  | S | X | X |  |  | 952 | 0.85 | 883 | 883 | 550 | N |  |  | OP | X | 12 | 1974 | Pre-2000 |  |  | N | Electric Utility | Utility | Investor Owned Utility | 1 | X | BIT | Non-Renewable | 0 | 952 | 0 | 1
Operable | 7140 | Georgia Power Co |  | 703 | Bowen | GA | Vertical | Bartow | 4 | Conventional Steam Coal | ST |  | S | X | X |  |  | 952 | 0.85 | 885 | 885 | 550 | N |  |  | OP | X | 11 | 1975 | Pre-2000 |  |  | N | Electric Utility | Utility | Investor Owned Utility | 1 | X | BIT | Non-Renewable | 0 | 952 | 0 | 1
Operable | 7140 | Georgia Power Co |  | 704 | Burton Dam | GA | Vertical | Rabun | 1 | Conventional Hydroelectric | HY |  | S | X | X |  |  | 3 | 0.9 | 4.8 | 4.4 | 4.4 | N |  |  | OP | X | 9 | 1927 | Pre-2000 |  |  | N | Electric Utility | Utility | Investor Owned Utility | 1 | X | WAT | Renewable | 3 | 0 | 1 | 0
Operable | 7140 | Georgia Power Co |  | 704 | Burton Dam | GA | Vertical | Rabun | 2 | Conventional Hydroelectric | HY |  | S | X | X |  |  | 3 | 0.9 | 4.8 | 4.4 | 4.3 | N |  |  | OP | X | 9 | 1927 | Pre-2000 |  |  | N | Electric Utility | Utility | Investor Owned Utility | 1 | X | WAT | Renewable | 3 | 0 | 1 | 0
Operable | 7140 | Georgia Power Co |  | 706 | Flint River | GA | Vertical | Dougherty | 1 | Conventional Hydroelectric | HY |  | S | X | X |  |  | 1.8 | 0.8 | 2.1 | 2 | 1.9 | N |  |  | OP | X | 12 | 1921 | Pre-2000 |  |  | N | Electric Utility | Utility | Investor Owned Utility | 1 | X | WAT | Renewable | 1.8 | 0 | 1 | 0
Operable | 7140 | Georgia Power Co |  | 706 | Flint River | GA | Vertical | Dougherty | 2 | Conventional Hydroelectric | HY |  | S | X | X |  |  | 1.8 | 0.8 | 2.1 | 2 | 1.9 | N |  |  | OP | X | 12 | 1921 | Pre-2000 |  |  | N | Electric Utility | Utility | Investor Owned Utility | 1 | X | WAT | Renewable | 1.8 | 0 | 1 | 0
Operable | 7140 | Georgia Power Co |  | 706 | Flint River | GA | Vertical | Dougherty | 3 | Conventional Hydroelectric | HY |  | S | X | X |  |  | 1.8 | 0.8 | 2.1 | 2 | 2 | N |  |  | OP | X | 12 | 1925 | Pre-2000 |  |  | N | Electric Utility | Utility | Investor Owned Utility | 1 | X | WAT | Renewable | 1.8 | 0 | 1 | 0
Operable | 7140 | Georgia Power Co |  | 707 | Goat Rock | AL | Vertical | Lee | 3 | Conventional Hydroelectric | HY |  | S | X | X |  |  | 5 | 0.8 | 5 | 5.1 | 3.1 | N |  |  | OP | X | 12 | 1915 | Pre-2000 |  |  | N | Electric Utility | Utility | Investor Owned Utility | 1 | X | WAT | Renewable | 5 | 0 | 1 | 0
Operable | 7140 | Georgia Power Co |  | 707 | Goat Rock | AL | Vertical | Lee | 4 | Conventional Hydroelectric | HY |  | S | X | X |  |  | 5 | 0.94 | 5 | 5.1 | 5 | N |  |  | OP | X | 12 | 1920 | Pre-2000 |  |  | N | Electric Utility | Utility | Investor Owned Utility | 1 | X | WAT | Renewable | 5 | 0 | 1 | 0
Operable | 7140 | Georgia Power Co |  | 707 | Goat Rock | AL | Vertical | Lee | 5 | Conventional Hydroelectric | HY |  | S | X | X |  |  | 5 | 0.8 | 5 | 5.1 | 5 | N |  |  | OP | X | 12 | 1955 | Pre-2000 |  |  | N | Electric Utility | Utility | Investor Owned Utility | 1 | X | WAT | Renewable | 5 | 0 | 1 | 0
Operable | 7140 | Georgia Power Co |  | 707 | Goat Rock | AL | Vertical | Lee | 6 | Conventional Hydroelectric | HY |  | S | X | X |  |  | 5 | 0.8 | 5 | 5.1 | 5 | N |  |  | OP | X | 2 | 1956 | Pre-2000 |  |  | N | Electric Utility | Utility | Investor Owned Utility | 1 | X | WAT | Renewable | 5 | 0 | 1 | 0
Operable | 7140 | Georgia Power Co |  | 707 | Goat Rock | AL | Vertical | Lee | 7 | Conventional Hydroelectric | HY |  | S | X | X |  |  | 9.3 | 0.85 | 9.3 | 9.5 | 9.3 | N |  |  | OP | X | 6 | 2005 | 2005 |  |  | N | Electric Utility | Utility | Investor Owned Utility | 1 | X | WAT | Renewable | 9.3 | 0 | 1 | 0
Operable | 7140 | Georgia Power Co |  | 707 | Goat Rock | AL | Vertical | Lee | 8 | Conventional Hydroelectric | HY |  | S | X | X |  |  | 9.3 | 0.85 | 9.3 | 9.5 | 9.3 | N |  |  | OP | X | 6 | 2005 | 2005 |  |  | N | Electric Utility | Utility | Investor Owned Utility | 1 | X | WAT | Renewable | 9.3 | 0 | 1 | 0
Operable | 7140 | Georgia Power Co |  | 710 | Jack McDonough | GA | Vertical | Cobb | 3A | Petroleum Liquids | GT |  | S | X | X |  |  | 41.8 | 0.9 | 32 | 40 | 32 | N |  |  | OP | X | 5 | 1971 | Pre-2000 |  |  | N | Electric Utility | Utility | Investor Owned Utility | 1 | X | DFO | Non-Renewable | 0 | 41.8 | 0 | 1 | NG
Operable | 7140 | Georgia Power Co |  | 710 | Jack McDonough | GA | Vertical | Cobb | 3B | Petroleum Liquids | GT |  | S | X | X |  |  | 41.8 | 0.9 | 32 | 40 | 32 | N |  |  | OP | X | 5 | 1971 | Pre-2000 |  |  | N | Electric Utility | Utility | Investor Owned Utility | 1 | X | DFO | Non-Renewable | 0 | 41.8 | 0 | 1 | NG
Operable | 7140 | Georgia Power Co |  | 710 | Jack McDonough | GA | Vertical | Cobb | 4 | Natural Gas Fired Combined Cycle | CA | G104 | S | Y | X |  |  | 369 | 0.9 | 360 | 360 | 209 | N |  |  | OP | X | 12 | 2011 | 2011 |  |  | N | Electric Utility | Utility | Investor Owned Utility | 1 | X | NG | Non-Renewable | 0 | 369 | 0 | 1
Operable | 7140 | Georgia Power Co |  | 710 | Jack McDonough | GA | Vertical | Cobb | 5 | Natural Gas Fired Combined Cycle | CA | G105 | S | Y | X |  |  | 369 | 0.9 | 360 | 360 | 209 | N |  |  | OP | X | 4 | 2012 | 2012 |  |  | N | Electric Utility | Utility | Investor Owned Utility | 1 | X | NG | Non-Renewable | 0 | 369 | 0 | 1
Operable | 7140 | Georgia Power Co |  | 710 | Jack McDonough | GA | Vertical | Cobb | 5ACT | Natural Gas Fired Combined Cycle | CT | G105 | S | X | N |  |  | 276.3 | 0.85 | 232.5 | 271 | 150 | N |  |  | OP | X | 4 | 2012 | 2012 |  |  | N | Electric Utility | Utility | Investor Owned Utility | 1 | X | NG | Non-Renewable | 0 | 276.3 | 0 | 1 | DFO
Operable | 7140 | Georgia Power Co |  | 710 | Jack McDonough | GA | Vertical | Cobb | 5BCT | Natural Gas Fired Combined Cycle | CT | G105 | S | X | N |  |  | 276.3 | 0.85 | 232.5 | 271 | 150 | N |  |  | OP | X | 4 | 2012 | 2012 |  |  | N | Electric Utility | Utility | Investor Owned Utility | 1 | X | NG | Non-Renewable | 0 | 276.3 | 0 | 1
Operable | 7140 | Georgia Power Co |  | 710 | Jack McDonough | GA | Vertical | Cobb | 6 | Natural Gas Fired Combined Cycle | CA | G106 | S | Y | X |  |  | 369 | 0.9 | 345 | 345 | 209 | N |  |  | OP | X | 10 | 2012 | 2012 |  |  | N | Electric Utility | Utility | Investor Owned Utility | 1 | X | NG | Non-Renewable | 0 | 369 | 0 | 1
Operable | 7140 | Georgia Power Co |  | 710 | Jack McDonough | GA | Vertical | Cobb | 6ACT | Natural Gas Fired Combined Cycle | CT | G106 | S | X | N |  |  | 276.3 | 0.85 | 233 | 274.5 | 150 | N |  |  | OP | X | 10 | 2012 | 2012 |  |  | N | Electric Utility | Utility | Investor Owned Utility | 1 | X | NG | Non-Renewable | 0 | 276.3 | 0 | 1
Operable | 7140 | Georgia Power Co |  | 710 | Jack McDonough | GA | Vertical | Cobb | 6BCT | Natural Gas Fired Combined Cycle | CT | G106 | S | X | N |  |  | 276.3 | 0.85 | 233 | 274.5 | 150 | N |  |  | OP | X | 10 | 2012 | 2012 |  |  | N | Electric Utility | Utility | Investor Owned Utility | 1 | X | NG | Non-Renewable | 0 | 276.3 | 0 | 1
Operable | 7140 | Georgia Power Co |  | 710 | Jack McDonough | GA | Vertical | Cobb | CT4A | Natural Gas Fired Combined Cycle | CT | G104 | S | X | N |  |  | 276.3 | 0.85 | 237.5 | 276.5 | 150 | N |  |  | OP | X | 12 | 2011 | 2011 |  |  | N | Electric Utility | Utility | Investor Owned Utility | 1 | X | NG | Non-Renewable | 0 | 276.3 | 0 | 1 | DFO
Operable | 7140 | Georgia Power Co |  | 710 | Jack McDonough | GA | Vertical | Cobb | CT4B | Natural Gas Fired Combined Cycle | CT | G104 | S | X | N |  |  | 276.3 | 0.85 | 237.5 | 276.5 | 150 | N |  |  | OP | X | 12 | 2011 | 2011 |  |  | N | Electric Utility | Utility | Investor Owned Utility | 1 | X | NG | Non-Renewable | 0 | 276.3 | 0 | 1
Operable | 7140 | Georgia Power Co |  | 712 | Lloyd Shoals | GA | Vertical | Jasper | 1 | Conventional Hydroelectric | HY |  | S | X | X |  |  | 2.4 | 0.8 | 3.8 | 3.8 | 3.5 | N |  |  | OP | X | 2 | 1911 | Pre-2000 |  |  | N | Electric Utility | Utility | Investor Owned Utility | 1 | X | WAT | Renewable | 2.4 | 0 | 1 | 0
Operable | 7140 | Georgia Power Co |  | 712 | Lloyd Shoals | GA | Vertical | Jasper | 2 | Conventional Hydroelectric | HY |  | S | X | X |  |  | 2.4 | 0.8 | 3.8 | 3.8 | 3.5 | N |  |  | OP | X | 2 | 1911 | Pre-2000 |  |  | N | Electric Utility | Utility | Investor Owned Utility | 1 | X | WAT | Renewable | 2.4 | 0 | 1 | 0
Operable | 7140 | Georgia Power Co |  | 712 | Lloyd Shoals | GA | Vertical | Jasper | 3 | Conventional Hydroelectric | HY |  | S | X | X |  |  | 2.4 | 0.8 | 3.8 | 3.8 | 3.5 | N |  |  | OP | X | 3 | 1911 | Pre-2000 |  |  | N | Electric Utility | Utility | Investor Owned Utility | 1 | X | WAT | Renewable | 2.4 | 0 | 1 | 0
Operable | 7140 | Georgia Power Co |  | 712 | Lloyd Shoals | GA | Vertical | Jasper | 4 | Conventional Hydroelectric | HY |  | S | X | X |  |  | 2.4 | 0.8 | 3.8 | 3.8 | 3.5 | N |  |  | OP | X | 3 | 1911 | Pre-2000 |  |  | N | Electric Utility | Utility | Investor Owned Utility | 1 | X | WAT | Renewable | 2.4 | 0 | 1 | 0
Operable | 7140 | Georgia Power Co |  | 712 | Lloyd Shoals | GA | Vertical | Jasper | 5 | Conventional Hydroelectric | HY |  | S | X | X |  |  | 2.4 | 0.8 | 3.8 | 3.8 | 3.5 | N |  |  | OP | X | 12 | 1916 | Pre-2000 |  |  | N | Electric Utility | Utility | Investor Owned Utility | 1 | X | WAT | Renewable | 2.4 | 0 | 1 | 0
Operable | 7140 | Georgia Power Co |  | 712 | Lloyd Shoals | GA | Vertical | Jasper | 6 | Conventional Hydroelectric | HY |  | S | X | X |  |  | 2.4 | 0.8 | 3.8 | 3.8 | 3.5 | N |  |  | OP | X | 1 | 1917 | Pre-2000 |  |  | N | Electric Utility | Utility | Investor Owned Utility | 1 | X | WAT | Renewable | 2.4 | 0 | 1 | 0
Operable | 7140 | Georgia Power Co |  | 715 | McManus | GA | Vertical | Glynn | 3A | Petroleum Liquids | GT |  | S | X | X |  |  | 55.4 | 0.9 | 46 | 57 | 3 | N |  |  | OP | X | 1 | 1972 | Pre-2000 |  |  | N | Electric Utility | Utility | Investor Owned Utility | 1 | X | DFO | Non-Renewable | 0 | 55.4 | 0 | 1
Operable | 7140 | Georgia Power Co |  | 715 | McManus | GA | Vertical | Glynn | 3B | Petroleum Liquids | GT |  | S | X | X |  |  | 55.4 | 0.9 | 46 | 57 | 3 | N |  |  | OP | X | 1 | 1972 | Pre-2000 |  |  | N | Electric Utility | Utility | Investor Owned Utility | 1 | X | DFO | Non-Renewable | 0 | 55.4 | 0 | 1
Operable | 7140 | Georgia Power Co |  | 715 | McManus | GA | Vertical | Glynn | 3C | Petroleum Liquids | GT |  | S | X | X |  |  | 55.4 | 0.9 | 46 | 57 | 3 | N |  |  | OP | X | 1 | 1972 | Pre-2000 |  |  | N | Electric Utility | Utility | Investor Owned Utility | 1 | X | DFO | Non-Renewable | 0 | 55.4 | 0 | 1
Operable | 7140 | Georgia Power Co |  | 715 | McManus | GA | Vertical | Glynn | 4A | Petroleum Liquids | GT |  | S | X | X |  |  | 65.3 | 0.9 | 46 | 57 | 3 | N |  |  | OP | X | 12 | 1972 | Pre-2000 |  |  | N | Electric Utility | Utility | Investor Owned Utility | 1 | X | DFO | Non-Renewable | 0 | 65.3 | 0 | 1
Operable | 7140 | Georgia Power Co |  | 715 | McManus | GA | Vertical | Glynn | 4B | Petroleum Liquids | GT |  | S | X | X |  |  | 65.3 | 0.9 | 46 | 57 | 3 | N |  |  | OP | X | 12 | 1972 | Pre-2000 |  |  | N | Electric Utility | Utility | Investor Owned Utility | 1 | X | DFO | Non-Renewable | 0 | 65.3 | 0 | 1
Operable | 7140 | Georgia Power Co |  | 715 | McManus | GA | Vertical | Glynn | 4C | Petroleum Liquids | GT |  | S | X | X |  |  | 65.3 | 0.9 | 46 | 57 | 3 | N |  |  | OP | X | 12 | 1972 | Pre-2000 |  |  | N | Electric Utility | Utility | Investor Owned Utility | 1 | X | DFO | Non-Renewable | 0 | 65.3 | 0 | 1
Operable | 7140 | Georgia Power Co |  | 715 | McManus | GA | Vertical | Glynn | 4D | Petroleum Liquids | GT |  | S | X | X |  |  | 65.3 | 0.9 | 46 | 57 | 3 | N |  |  | OP | X | 12 | 1972 | Pre-2000 |  |  | N | Electric Utility | Utility | Investor Owned Utility | 1 | X | DFO | Non-Renewable | 0 | 65.3 | 0 | 1
Operable | 7140 | Georgia Power Co |  | 715 | McManus | GA | Vertical | Glynn | 4E | Petroleum Liquids | GT |  | S | X | X |  |  | 65.3 | 0.9 | 46 | 57 | 3 | N |  |  | OP | X | 12 | 1972 | Pre-2000 |  |  | N | Electric Utility | Utility | Investor Owned Utility | 1 | X | DFO | Non-Renewable | 0 | 65.3 | 0 | 1
Operable | 7140 | Georgia Power Co |  | 715 | McManus | GA | Vertical | Glynn | 4F | Petroleum Liquids | GT |  | S | X | X |  |  | 65.3 | 0.9 | 46 | 57 | 3 | N |  |  | OP | X | 12 | 1972 | Pre-2000 |  |  | N | Electric Utility | Utility | Investor Owned Utility | 1 | X | DFO | Non-Renewable | 0 | 65.3 | 0 | 1
Operable | 7140 | Georgia Power Co |  | 715 | McManus | GA | Vertical | Glynn | IC1 | Petroleum Liquids | IC |  | S | X | X |  |  | 2 | 0.8 | 2 | 2 | 2 | N |  |  | OP | X | 12 | 1964 | Pre-2000 |  |  | N | Electric Utility | Utility | Investor Owned Utility | 1 | X | DFO | Non-Renewable | 0 | 2 | 0 | 1
Operable | 7140 | Georgia Power Co |  | 717 | Morgan Falls | GA | Vertical | Fulton | 1 | Conventional Hydroelectric | HY |  | S | X | X |  |  | 2.4 | 0.8 | 1.5 | 1.6 | 1.5 | N |  |  | OP | X | 12 | 1903 | Pre-2000 |  |  | N | Electric Utility | Utility | Investor Owned Utility | 1 | X | WAT | Renewable | 2.4 | 0 | 1 | 0
Operable | 7140 | Georgia Power Co |  | 717 | Morgan Falls | GA | Vertical | Fulton | 2 | Conventional Hydroelectric | HY |  | S | X | X |  |  | 2.4 | 0.8 | 1.5 | 1.6 | 1.5 | N |  |  | OP | X | 12 | 1903 | Pre-2000 |  |  | N | Electric Utility | Utility | Investor Owned Utility | 1 | X | WAT | Renewable | 2.4 | 0 | 1 | 0
Operable | 7140 | Georgia Power Co |  | 717 | Morgan Falls | GA | Vertical | Fulton | 3 | Conventional Hydroelectric | HY |  | S | X | X |  |  | 2.4 | 0.8 | 1.5 | 1.6 | 1.5 | N |  |  | OP | X | 12 | 1903 | Pre-2000 |  |  | N | Electric Utility | Utility | Investor Owned Utility | 1 | X | WAT | Renewable | 2.4 | 0 | 1 | 0
Operable | 7140 | Georgia Power Co |  | 717 | Morgan Falls | GA | Vertical | Fulton | 4 | Conventional Hydroelectric | HY |  | S | X | X |  |  | 2.4 | 0.8 | 1.5 | 1.6 | 1.5 | N |  |  | OP | X | 12 | 1903 | Pre-2000 |  |  | N | Electric Utility | Utility | Investor Owned Utility | 1 | X | WAT | Renewable | 2.4 | 0 | 1 | 0
Operable | 7140 | Georgia Power Co |  | 717 | Morgan Falls | GA | Vertical | Fulton | 5 | Conventional Hydroelectric | HY |  | S | X | X |  |  | 2.4 | 0.8 | 1.5 | 1.6 | 1.5 | N |  |  | OP | X | 12 | 1903 | Pre-2000 |  |  | N | Electric Utility | Utility | Investor Owned Utility | 1 | X | WAT | Renewable | 2.4 | 0 | 1 | 0
Operable | 7140 | Georgia Power Co |  | 717 | Morgan Falls | GA | Vertical | Fulton | 6 | Conventional Hydroelectric | HY |  | S | X | X |  |  | 2.4 | 0.8 | 1.5 | 1.6 | 1.5 | N |  |  | OP | X | 12 | 1903 | Pre-2000 |  |  | N | Electric Utility | Utility | Investor Owned Utility | 1 | X | WAT | Renewable | 2.4 | 0 | 1 | 0
Operable | 7140 | Georgia Power Co |  | 717 | Morgan Falls | GA | Vertical | Fulton | 7 | Conventional Hydroelectric | HY |  | S | X | X |  |  | 2.4 | 0.8 | 1.5 | 1.6 | 1.4 | N |  |  | OP | X | 12 | 1903 | Pre-2000 |  |  | N | Electric Utility | Utility | Investor Owned Utility | 1 | X | WAT | Renewable | 2.4 | 0 | 1 | 0
Operable | 7140 | Georgia Power Co |  | 718 | Nacoochee | GA | Vertical | Rabun | 1 | Conventional Hydroelectric | HY |  | S | X | X |  |  | 2.4 | 0.8 | 3 | 3 | 3 | N |  |  | OP | X | 10 | 1926 | Pre-2000 |  |  | N | Electric Utility | Utility | Investor Owned Utility | 1 | X | WAT | Renewable | 2.4 | 0 | 1 | 0
Operable | 7140 | Georgia Power Co |  | 718 | Nacoochee | GA | Vertical | Rabun | 2 | Conventional Hydroelectric | HY |  | S | X | X |  |  | 2.4 | 0.8 | 3 | 3 | 3 | N |  |  | OP | X | 12 | 1926 | Pre-2000 |  |  | N | Electric Utility | Utility | Investor Owned Utility | 1 | X | WAT | Renewable | 2.4 | 0 | 1 | 0
Operable | 7140 | Georgia Power Co |  | 719 | North Highlands | GA | Vertical | Muscogee | 1 | Conventional Hydroelectric | HY |  | S | X | X |  |  | 9.2 | 0.8 | 10.7 | 10.8 | 10.5 | N |  |  | OP | X | 2 | 1963 | Pre-2000 |  |  | N | Electric Utility | Utility | Investor Owned Utility | 1 | X | WAT | Renewable | 9.2 | 0 | 1 | 0
Operable | 7140 | Georgia Power Co |  | 719 | North Highlands | GA | Vertical | Muscogee | 2 | Conventional Hydroelectric | HY |  | S | X | X |  |  | 9.2 | 0.8 | 10.7 | 10.8 | 10.5 | N |  |  | OP | X | 3 | 1963 | Pre-2000 |  |  | N | Electric Utility | Utility | Investor Owned Utility | 1 | X | WAT | Renewable | 9.2 | 0 | 1 | 0
Operable | 7140 | Georgia Power Co |  | 719 | North Highlands | GA | Vertical | Muscogee | 3 | Conventional Hydroelectric | HY |  | S | X | X |  |  | 9.2 | 0.8 | 10.7 | 10.8 | 10.5 | N |  |  | OP | X | 1 | 1963 | Pre-2000 |  |  | N | Electric Utility | Utility | Investor Owned Utility | 1 | X | WAT | Renewable | 9.2 | 0 | 1 | 0
Operable | 7140 | Georgia Power Co |  | 719 | North Highlands | GA | Vertical | Muscogee | 4 | Conventional Hydroelectric | HY |  | S | X | X |  |  | 2 | 0.8 | 2.3 | 2.3 | 2.3 | N |  |  | OP | X | 1 | 1963 | Pre-2000 |  |  | N | Electric Utility | Utility | Investor Owned Utility | 1 | X | WAT | Renewable | 2 | 0 | 1 | 0
Operable | 7140 | Georgia Power Co |  | 720 | Oliver Dam | GA | Vertical | Muscogee | 1 | Conventional Hydroelectric | HY |  | S | X | X |  |  | 18 | 0.8 | 17.7 | 17.5 | 17.5 | N |  |  | OP | X | 7 | 1959 | Pre-2000 |  |  | N | Electric Utility | Utility | Investor Owned Utility | 1 | X | WAT | Renewable | 18 | 0 | 1 | 0
Operable | 7140 | Georgia Power Co |  | 720 | Oliver Dam | GA | Vertical | Muscogee | 2 | Conventional Hydroelectric | HY |  | S | X | X |  |  | 18 | 0.8 | 17.7 | 17.5 | 17.5 | N |  |  | OP | X | 8 | 1959 | Pre-2000 |  |  | N | Electric Utility | Utility | Investor Owned Utility | 1 | X | WAT | Renewable | 18 | 0 | 1 | 0
Operable | 7140 | Georgia Power Co |  | 720 | Oliver Dam | GA | Vertical | Muscogee | 3 | Conventional Hydroelectric | HY |  | S | X | X |  |  | 18 | 0.8 | 17.7 | 17.5 | 17.5 | N |  |  | OP | X | 8 | 1959 | Pre-2000 |  |  | N | Electric Utility | Utility | Investor Owned Utility | 1 | X | WAT | Renewable | 18 | 0 | 1 | 0
Operable | 7140 | Georgia Power Co |  | 720 | Oliver Dam | GA | Vertical | Muscogee | 4 | Conventional Hydroelectric | HY |  | S | X | X |  |  | 6 | 0.8 | 5.9 | 5.8 | 5.7 | N |  |  | OP | X | 11 | 1959 | Pre-2000 |  |  | N | Electric Utility | Utility | Investor Owned Utility | 1 | X | WAT | Renewable | 6 | 0 | 1 | 0
Operable | 7140 | Georgia Power Co |  | 722 | Sinclair Dam | GA | Vertical | Baldwin | 1 | Conventional Hydroelectric | HY |  | S | X | X |  |  | 22.5 | 0.8 | 21.9 | 21.9 | 21.9 | N |  |  | OP | X | 2 | 1953 | Pre-2000 |  |  | N | Electric Utility | Utility | Investor Owned Utility | 1 | X | WAT | Renewable | 22.5 | 0 | 1 | 0
Operable | 7140 | Georgia Power Co |  | 722 | Sinclair Dam | GA | Vertical | Baldwin | 2 | Conventional Hydroelectric | HY |  | S | X | X |  |  | 22.5 | 0.8 | 21.9 | 21.9 | 21.9 | N |  |  | OP | X | 2 | 1953 | Pre-2000 |  |  | N | Electric Utility | Utility | Investor Owned Utility | 1 | X | WAT | Renewable | 22.5 | 0 | 1 | 0
Operable | 7140 | Georgia Power Co |  | 723 | Tallulah Falls | GA | Vertical | Habersham | 1 | Conventional Hydroelectric | HY |  | S | X | X |  |  | 12 | 1 | 12.1 | 12.1 | 12.1 | N |  |  | OP | X | 9 | 1913 | Pre-2000 |  |  | N | Electric Utility | Utility | Investor Owned Utility | 1 | X | WAT | Renewable | 12 | 0 | 1 | 0
Operable | 7140 | Georgia Power Co |  | 723 | Tallulah Falls | GA | Vertical | Habersham | 2 | Conventional Hydroelectric | HY |  | S | X | X |  |  | 12 | 1 | 12.1 | 12.1 | 12.1 | N |  |  | OP | X | 10 | 1913 | Pre-2000 |  |  | N | Electric Utility | Utility | Investor Owned Utility | 1 | X | WAT | Renewable | 12 | 0 | 1 | 0
Operable | 7140 | Georgia Power Co |  | 723 | Tallulah Falls | GA | Vertical | Habersham | 3 | Conventional Hydroelectric | HY |  | S | X | X |  |  | 12 | 1 | 12.1 | 12.1 | 12.1 | N |  |  | OP | X | 9 | 1914 | Pre-2000 |  |  | N | Electric Utility | Utility | Investor Owned Utility | 1 | X | WAT | Renewable | 12 | 0 | 1 | 0
Operable | 7140 | Georgia Power Co |  | 723 | Tallulah Falls | GA | Vertical | Habersham | 4 | Conventional Hydroelectric | HY |  | S | X | X |  |  | 12 | 1 | 12.2 | 12.2 | 12.2 | N |  |  | OP | X | 12 | 1913 | Pre-2000 |  |  | N | Electric Utility | Utility | Investor Owned Utility | 1 | X | WAT | Renewable | 12 | 0 | 1 | 0
Operable | 7140 | Georgia Power Co |  | 723 | Tallulah Falls | GA | Vertical | Habersham | 5 | Conventional Hydroelectric | HY |  | S | X | X |  |  | 12 | 1 | 12.2 | 12.2 | 12.2 | N |  |  | OP | X | 12 | 1913 | Pre-2000 |  |  | N | Electric Utility | Utility | Investor Owned Utility | 1 | X | WAT | Renewable | 12 | 0 | 1 | 0
Operable | 7140 | Georgia Power Co |  | 723 | Tallulah Falls | GA | Vertical | Habersham | 6 | Conventional Hydroelectric | HY |  | S | X | X |  |  | 12 | 1 | 12.2 | 12.2 | 12.2 | N |  |  | OP | X | 3 | 1920 | Pre-2000 |  |  | N | Electric Utility | Utility | Investor Owned Utility | 1 | X | WAT | Renewable | 12 | 0 | 1 | 0
Operable | 7140 | Georgia Power Co |  | 724 | Terrora | GA | Vertical | Rabun | 1 | Conventional Hydroelectric | HY |  | S | X | X |  |  | 8 | 0.8 | 8.3 | 8.3 | 8.3 | N |  |  | OP | X | 7 | 1925 | Pre-2000 |  |  | N | Electric Utility | Utility | Investor Owned Utility | 1 | X | WAT | Renewable | 8 | 0 | 1 | 0
Operable | 7140 | Georgia Power Co |  | 724 | Terrora | GA | Vertical | Rabun | 2 | Conventional Hydroelectric | HY |  | S | X | X |  |  | 8 | 0.8 | 9.3 | 9.3 | 9.3 | N |  |  | OP | X | 3 | 1925 | Pre-2000 |  |  | N | Electric Utility | Utility | Investor Owned Utility | 1 | X | WAT | Renewable | 8 | 0 | 1 | 0
Operable | 7140 | Georgia Power Co |  | 725 | Tugalo | GA | Vertical | Habersham | 1 | Conventional Hydroelectric | HY |  | S | X | X |  |  | 11.2 | 0.9 | 13 | 13.1 | 13 | N |  |  | OP | X | 10 | 1923 | Pre-2000 |  |  | N | Electric Utility | Utility | Investor Owned Utility | 1 | X | WAT | Renewable | 11.2 | 0 | 1 | 0
Operable | 7140 | Georgia Power Co |  | 725 | Tugalo | GA | Vertical | Habersham | 2 | Conventional Hydroelectric | HY |  | S | X | X |  |  | 11.2 | 0.9 | 13 | 13.1 | 13 | N |  |  | OP | X | 11 | 1923 | Pre-2000 |  |  | N | Electric Utility | Utility | Investor Owned Utility | 1 | X | WAT | Renewable | 11.2 | 0 | 1 | 0
Operable | 7140 | Georgia Power Co |  | 725 | Tugalo | GA | Vertical | Habersham | 3 | Conventional Hydroelectric | HY |  | S | X | X |  |  | 11.2 | 0.9 | 13 | 13.1 | 13 | N |  |  | OP | X | 4 | 1924 | Pre-2000 |  |  | N | Electric Utility | Utility | Investor Owned Utility | 1 | X | WAT | Renewable | 11.2 | 0 | 1 | 0
Operable | 7140 | Georgia Power Co |  | 725 | Tugalo | GA | Vertical | Habersham | 4 | Conventional Hydroelectric | HY |  | S | X | X |  |  | 11.2 | 0.9 | 13 | 13.1 | 13 | N |  |  | OP | X | 4 | 1924 | Pre-2000 |  |  | N | Electric Utility | Utility | Investor Owned Utility | 1 | X | WAT | Renewable | 11.2 | 0 | 1 | 0
Operable | 7140 | Georgia Power Co |  | 728 | Yates | GA | Vertical | Coweta | 6 | Natural Gas Steam Turbine | ST |  | S | X | X |  |  | 403.7 | 0.85 | 355.5 | 355.5 | 60 | N |  |  | OP | X | 7 | 1974 | Pre-2000 |  |  | N | Electric Utility | Utility | Investor Owned Utility | 1 | X | NG | Non-Renewable | 0 | 403.7 | 0 | 1
Operable | 7140 | Georgia Power Co |  | 728 | Yates | GA | Vertical | Coweta | 7 | Natural Gas Steam Turbine | ST |  | S | X | X |  |  | 403.7 | 0.85 | 358.5 | 358.5 | 60 | N |  |  | OP | X | 4 | 1974 | Pre-2000 |  |  | N | Electric Utility | Utility | Investor Owned Utility | 1 | X | NG | Non-Renewable | 0 | 403.7 | 0 | 1
Operable | 7140 | Georgia Power Co |  | 729 | Yonah | GA | Vertical | Stephens | 1 | Conventional Hydroelectric | HY |  | S | X | X |  |  | 7.5 | 0.9 | 9.5 | 9.6 | 9.5 | N |  |  | OP | X | 10 | 1925 | Pre-2000 |  |  | N | Electric Utility | Utility | Investor Owned Utility | 1 | X | WAT | Renewable | 7.5 | 0 | 1 | 0
Operable | 7140 | Georgia Power Co |  | 729 | Yonah | GA | Vertical | Stephens | 2 | Conventional Hydroelectric | HY |  | S | X | X |  |  | 7.5 | 0.9 | 9.5 | 9.6 | 9.5 | N |  |  | OP | X | 11 | 1925 | Pre-2000 |  |  | N | Electric Utility | Utility | Investor Owned Utility | 1 | X | WAT | Renewable | 7.5 | 0 | 1 | 0
Operable | 7140 | Georgia Power Co |  | 729 | Yonah | GA | Vertical | Stephens | 3 | Conventional Hydroelectric | HY |  | S | X | X |  |  | 7.5 | 0.9 | 9.5 | 9.6 | 9.5 | N |  |  | OP | X | 12 | 1925 | Pre-2000 |  |  | N | Electric Utility | Utility | Investor Owned Utility | 1 | X | WAT | Renewable | 7.5 | 0 | 1 | 0
Operable | 7140 | Georgia Power Co |  | 6051 | Edwin I Hatch | GA | Vertical | Appling | 1 | Nuclear | ST |  | J | X | X |  |  | 924 | 0.88 | 876 | 876 | 250 | N |  |  | OP | X | 12 | 1975 | Pre-2000 |  |  | N | Electric Utility | Utility | Investor Owned Utility | 1 | X | NUC | Other | 0 | 0 | 0 | 0
Operable | 7140 | Georgia Power Co |  | 6051 | Edwin I Hatch | GA | Vertical | Appling | 2 | Nuclear | ST |  | J | X | X |  |  | 924 | 0.88 | 883 | 883 | 250 | N |  |  | OP | X | 9 | 1979 | Pre-2000 |  |  | N | Electric Utility | Utility | Investor Owned Utility | 1 | X | NUC | Other | 0 | 0 | 0 | 0
Operable | 7140 | Georgia Power Co |  | 6087 | Wallace Dam | GA | Vertical | Hancock | 1 | Hydroelectric Pumped Storage | PS |  | S | X | X |  |  | 52.2 | 0.9 | 53.6 | 53.3 | 50.7 | N |  |  | OP | X | 7 | 1980 | Pre-2000 |  |  | N | Electric Utility | Utility | Investor Owned Utility | 1 | X | WAT | Renewable | 52.2 | 0 | 1 | 0
Operable | 7140 | Georgia Power Co |  | 6087 | Wallace Dam | GA | Vertical | Hancock | 2 | Hydroelectric Pumped Storage | PS |  | S | X | X |  |  | 52.2 | 0.9 | 53.6 | 53.3 | 50.7 | N |  |  | OP | X | 12 | 1980 | Pre-2000 |  |  | N | Electric Utility | Utility | Investor Owned Utility | 1 | X | WAT | Renewable | 52.2 | 0 | 1 | 0
Operable | 7140 | Georgia Power Co |  | 6087 | Wallace Dam | GA | Vertical | Hancock | 3 | Conventional Hydroelectric | HY |  | S | X | X |  |  | 56.2 | 0.9 | 56.8 | 57.1 | 54.6 | N |  |  | OP | X | 2 | 1980 | Pre-2000 |  |  | N | Electric Utility | Utility | Investor Owned Utility | 1 | X | WAT | Renewable | 56.2 | 0 | 1 | 0
Operable | 7140 | Georgia Power Co |  | 6087 | Wallace Dam | GA | Vertical | Hancock | 4 | Conventional Hydroelectric | HY |  | S | X | X |  |  | 56.2 | 0.9 | 56.8 | 57.1 | 54.6 | N |  |  | OP | X | 4 | 1980 | Pre-2000 |  |  | N | Electric Utility | Utility | Investor Owned Utility | 1 | X | WAT | Renewable | 56.2 | 0 | 1 | 0
Operable | 7140 | Georgia Power Co |  | 6087 | Wallace Dam | GA | Vertical | Hancock | 5 | Hydroelectric Pumped Storage | PS |  | S | X | X |  |  | 52.2 | 0.9 | 53.6 | 53.3 | 50.7 | N |  |  | OP | X | 1 | 1980 | Pre-2000 |  |  | N | Electric Utility | Utility | Investor Owned Utility | 1 | X | WAT | Renewable | 52.2 | 0 | 1 | 0
Operable | 7140 | Georgia Power Co |  | 6087 | Wallace Dam | GA | Vertical | Hancock | 6 | Hydroelectric Pumped Storage | PS |  | S | X | X |  |  | 52.2 | 0.9 | 53.6 | 53.3 | 50.7 | N |  |  | OP | X | 12 | 1979 | Pre-2000 |  |  | N | Electric Utility | Utility | Investor Owned Utility | 1 | X | WAT | Renewable | 52.2 | 0 | 1 | 0
Operable | 7140 | Georgia Power Co |  | 6124 | McIntosh | GA | Vertical | Effingham | CT1 | Natural Gas Fired Combustion Turbine | GT |  | S | X | X |  |  | 101.3 | 0.85 | 82.2 | 94.5 | 57 | N |  |  | OP | X | 5 | 1995 | Pre-2000 |  |  | N | Electric Utility | Utility | Investor Owned Utility | 1 | X | NG | Non-Renewable | 0 | 101.3 | 0 | 1 | DFO
Operable | 7140 | Georgia Power Co |  | 6124 | McIntosh | GA | Vertical | Effingham | CT2 | Natural Gas Fired Combustion Turbine | GT |  | S | X | X |  |  | 101.3 | 0.85 | 82.2 | 94.5 | 57 | N |  |  | OP | X | 4 | 1995 | Pre-2000 |  |  | N | Electric Utility | Utility | Investor Owned Utility | 1 | X | NG | Non-Renewable | 0 | 101.3 | 0 | 1 | DFO
Operable | 7140 | Georgia Power Co |  | 6124 | McIntosh | GA | Vertical | Effingham | CT3 | Natural Gas Fired Combustion Turbine | GT |  | S | X | X |  |  | 101.3 | 0.85 | 82.2 | 94.5 | 57 | N |  |  | OP | X | 6 | 1994 | Pre-2000 |  |  | N | Electric Utility | Utility | Investor Owned Utility | 1 | X | NG | Non-Renewable | 0 | 101.3 | 0 | 1 | DFO
Operable | 7140 | Georgia Power Co |  | 6124 | McIntosh | GA | Vertical | Effingham | CT4 | Natural Gas Fired Combustion Turbine | GT |  | S | X | X |  |  | 101.3 | 0.85 | 82.2 | 94.5 | 57 | N |  |  | OP | X | 5 | 1994 | Pre-2000 |  |  | N | Electric Utility | Utility | Investor Owned Utility | 1 | X | NG | Non-Renewable | 0 | 101.3 | 0 | 1 | DFO
Operable | 7140 | Georgia Power Co |  | 6124 | McIntosh | GA | Vertical | Effingham | CT5 | Natural Gas Fired Combustion Turbine | GT |  | S | X | X |  |  | 101.3 | 0.85 | 82.2 | 94.5 | 57 | N |  |  | OP | X | 4 | 1994 | Pre-2000 |  |  | N | Electric Utility | Utility | Investor Owned Utility | 1 | X | NG | Non-Renewable | 0 | 101.3 | 0 | 1 | DFO
Operable | 7140 | Georgia Power Co |  | 6124 | McIntosh | GA | Vertical | Effingham | CT6 | Natural Gas Fired Combustion Turbine | GT |  | S | X | X |  |  | 101.3 | 0.85 | 82.2 | 94.5 | 57 | N |  |  | OP | X | 5 | 1994 | Pre-2000 |  |  | N | Electric Utility | Utility | Investor Owned Utility | 1 | X | NG | Non-Renewable | 0 | 101.3 | 0 | 1 | DFO
Operable | 7140 | Georgia Power Co |  | 6124 | McIntosh | GA | Vertical | Effingham | CT7 | Natural Gas Fired Combustion Turbine | GT |  | S | X | X |  |  | 101.3 | 0.85 | 82.2 | 94.5 | 57 | N |  |  | OP | X | 4 | 1994 | Pre-2000 |  |  | N | Electric Utility | Utility | Investor Owned Utility | 1 | X | NG | Non-Renewable | 0 | 101.3 | 0 | 1 | DFO
Operable | 7140 | Georgia Power Co |  | 6124 | McIntosh | GA | Vertical | Effingham | CT8 | Natural Gas Fired Combustion Turbine | GT |  | S | X | X |  |  | 101.3 | 0.85 | 82.2 | 94.5 | 57 | N |  |  | OP | X | 2 | 1994 | Pre-2000 |  |  | N | Electric Utility | Utility | Investor Owned Utility | 1 | X | NG | Non-Renewable | 0 | 101.3 | 0 | 1 | DFO
Operable | 7140 | Georgia Power Co |  | 6257 | Scherer | GA | Vertical | Monroe | 1 | Conventional Steam Coal | ST |  | J | X | X |  |  | 891 | 0.9 | 860 | 860 | 350 | N |  |  | OP | X | 3 | 1982 | Pre-2000 |  |  | N | Electric Utility | Utility | Investor Owned Utility | 1 | X | SUB | Non-Renewable | 0 | 891 | 0 | 1
Operable | 7140 | Georgia Power Co |  | 6257 | Scherer | GA | Vertical | Monroe | 2 | Conventional Steam Coal | ST |  | J | X | X |  |  | 891 | 0.9 | 860 | 860 | 350 | N |  |  | OP | X | 2 | 1984 | Pre-2000 |  |  | N | Electric Utility | Utility | Investor Owned Utility | 1 | X | SUB | Non-Renewable | 0 | 891 | 0 | 1
Operable | 7140 | Georgia Power Co |  | 6257 | Scherer | GA | Vertical | Monroe | 3 | Conventional Steam Coal | ST |  | J | X | X |  |  | 891 | 0.9 | 860 | 860 | 350 | N |  |  | OP | X | 1 | 1987 | Pre-2000 |  |  | N | Electric Utility | Utility | Investor Owned Utility | 1 | X | SUB | Non-Renewable | 0 | 891 | 0 | 1
Operable | 7140 | Georgia Power Co |  | 6258 | Wilson | GA | Vertical | Burke | 5A | Petroleum Liquids | GT |  | S | X | X |  |  | 52.5 | 0.85 | 41 | 54 | 4 | N |  |  | OP | X | 12 | 1972 | Pre-2000 |  |  | N | Electric Utility | Utility | Investor Owned Utility | 1 | X | DFO | Non-Renewable | 0 | 52.5 | 0 | 1
Operable | 7140 | Georgia Power Co |  | 6258 | Wilson | GA | Vertical | Burke | 5B | Petroleum Liquids | GT |  | S | X | X |  |  | 52.5 | 0.85 | 56 | 67 | 4 | N |  |  | OP | X | 12 | 1972 | Pre-2000 |  |  | N | Electric Utility | Utility | Investor Owned Utility | 1 | X | DFO | Non-Renewable | 0 | 52.5 | 0 | 1
Operable | 7140 | Georgia Power Co |  | 6258 | Wilson | GA | Vertical | Burke | 5C | Petroleum Liquids | GT |  | S | X | X |  |  | 52.5 | 0.85 | 49 | 61 | 4 | N |  |  | OP | X | 12 | 1972 | Pre-2000 |  |  | N | Electric Utility | Utility | Investor Owned Utility | 1 | X | DFO | Non-Renewable | 0 | 52.5 | 0 | 1
Operable | 7140 | Georgia Power Co |  | 6258 | Wilson | GA | Vertical | Burke | 5D | Petroleum Liquids | GT |  | S | X | X |  |  | 52.5 | 0.85 | 41 | 56 | 4 | N |  |  | OP | X | 2 | 1973 | Pre-2000 |  |  | N | Electric Utility | Utility | Investor Owned Utility | 1 | X | DFO | Non-Renewable | 0 | 52.5 | 0 | 1
Operable | 7140 | Georgia Power Co |  | 6258 | Wilson | GA | Vertical | Burke | 5E | Petroleum Liquids | GT |  | S | X | X |  |  | 52.5 | 0.85 | 54 | 61 | 4 | N |  |  | OP | X | 4 | 1973 | Pre-2000 |  |  | N | Electric Utility | Utility | Investor Owned Utility | 1 | X | DFO | Non-Renewable | 0 | 52.5 | 0 | 1
Operable | 7140 | Georgia Power Co |  | 6258 | Wilson | GA | Vertical | Burke | 5F | Petroleum Liquids | GT |  | S | X | X |  |  | 52.5 | 0.85 | 54 | 65 | 4 | N |  |  | OP | X | 4 | 1973 | Pre-2000 |  |  | N | Electric Utility | Utility | Investor Owned Utility | 1 | X | DFO | Non-Renewable | 0 | 52.5 | 0 | 1
Operable | 7140 | Georgia Power Co |  | 6258 | Wilson | GA | Vertical | Burke | IC1 | Petroleum Liquids | IC |  | S | X | X |  |  | 2.6 | 0.8 | 2.5 | 2.5 | 2.5 | N |  |  | OP | X | 12 | 1972 | Pre-2000 |  |  | N | Electric Utility | Utility | Investor Owned Utility | 1 | X | DFO | Non-Renewable | 0 | 2.6 | 0 | 1
Operable | 7140 | Georgia Power Co |  | 7348 | Robins | GA | Vertical | Houston | 1 | Petroleum Liquids | GT |  | S | X | X |  |  | 91.9 | 0.85 | 80 | 93 | 55 | N |  |  | OP | X | 5 | 1995 | Pre-2000 |  |  | N | Electric Utility | Utility | Investor Owned Utility | 1 | X | DFO | Non-Renewable | 0 | 91.9 | 0 | 1 | NG
Operable | 7140 | Georgia Power Co |  | 7348 | Robins | GA | Vertical | Houston | 2 | Petroleum Liquids | GT |  | S | X | X |  |  | 91.9 | 0.85 | 80 | 93 | 55 | N |  |  | OP | X | 5 | 1995 | Pre-2000 |  |  | N | Electric Utility | Utility | Investor Owned Utility | 1 | X | DFO | Non-Renewable | 0 | 91.9 | 0 | 1 | NG
Operable | 7140 | Georgia Power Co |  | 56150 | McIntosh Combined Cycle Facility | GA | Vertical | Effingham | 10ST | Natural Gas Fired Combined Cycle | CA | G110 | S | Y | X |  |  | 281.9 | 0.9 | 295 | 295 | 130 | N |  |  | OP | X | 6 | 2005 | 2005 |  |  | N | Electric Utility | Utility | Investor Owned Utility | 1 | X | NG | Non-Renewable | 0 | 281.9 | 0 | 1
Operable | 7140 | Georgia Power Co |  | 56150 | McIntosh Combined Cycle Facility | GA | Vertical | Effingham | 11ST | Natural Gas Fired Combined Cycle | CA | G111 | S | Y | X |  |  | 281.9 | 0.9 | 295 | 295 | 130 | N |  |  | OP | X | 6 | 2005 | 2005 |  |  | N | Electric Utility | Utility | Investor Owned Utility | 1 | X | NG | Non-Renewable | 0 | 281.9 | 0 | 1
Operable | 7140 | Georgia Power Co |  | 56150 | McIntosh Combined Cycle Facility | GA | Vertical | Effingham | C10A | Natural Gas Fired Combined Cycle | CT | G110 | S | X | N |  |  | 203.2 | 0.85 | 181.8 | 192.6 | 125 | N |  |  | OP | X | 6 | 2005 | 2005 |  |  | N | Electric Utility | Utility | Investor Owned Utility | 1 | X | NG | Non-Renewable | 0 | 203.2 | 0 | 1 | DFO
Operable | 7140 | Georgia Power Co |  | 56150 | McIntosh Combined Cycle Facility | GA | Vertical | Effingham | C10B | Natural Gas Fired Combined Cycle | CT | G110 | S | X | N |  |  | 203.2 | 0.85 | 181.8 | 192.6 | 125 | N |  |  | OP | X | 6 | 2005 | 2005 |  |  | N | Electric Utility | Utility | Investor Owned Utility | 1 | X | NG | Non-Renewable | 0 | 203.2 | 0 | 1 | DFO
Operable | 7140 | Georgia Power Co |  | 56150 | McIntosh Combined Cycle Facility | GA | Vertical | Effingham | C11A | Natural Gas Fired Combined Cycle | CT | G111 | S | X | N |  |  | 203.2 | 0.85 | 181 | 192.3 | 125 | N |  |  | OP | X | 6 | 2005 | 2005 |  |  | N | Electric Utility | Utility | Investor Owned Utility | 1 | X | NG | Non-Renewable | 0 | 203.2 | 0 | 1 | DFO
Operable | 7140 | Georgia Power Co |  | 56150 | McIntosh Combined Cycle Facility | GA | Vertical | Effingham | C11B | Natural Gas Fired Combined Cycle | CT | G111 | S | X | N |  |  | 203.2 | 0.85 | 181 | 192.3 | 125 | N |  |  | OP | X | 6 | 2005 | 2005 |  |  | N | Electric Utility | Utility | Investor Owned Utility | 1 | X | NG | Non-Renewable | 0 | 203.2 | 0 | 1 | DFO
Operable | 7140 | Georgia Power Co |  | 59556 | Dalton 2 | GA | Vertical | Murray | 1 | Solar Photovoltaic | PV |  | S | X | X |  |  | 6.5 |  | 6.5 | 6.5 |  | N |  |  | OP | X | 12 | 2014 | 2014 |  |  | N | Electric Utility | Utility | Investor Owned Utility | 1 | X | SUN | Renewable | 6.5 | 0 | 1 | 0
Operable | 7140 | Georgia Power Co |  | 59862 | Fort Benning Solar Facility | GA | Vertical | Chattahoochee | 1 | Solar Photovoltaic | PV |  | S | X | X |  |  | 30 |  | 30 | 30 |  | N |  |  | OP | X | 12 | 2015 | 2015 |  |  | N | Electric Utility | Utility | Investor Owned Utility | 1 | X | SUN | Renewable | 30 | 0 | 1 | 0
Operable | 7140 | Georgia Power Co |  | 59863 | Fort Gordon Solar Facility | GA | Vertical | Richmond | 1 | Solar Photovoltaic | PV |  | S | X | X |  |  | 30 |  | 30 | 30 |  | N |  |  | OP | X | 10 | 2016 | 2016 |  |  | N | Electric Utility | Utility | Investor Owned Utility | 1 | X | SUN | Renewable | 30 | 0 | 1 | 0
Operable | 7140 | Georgia Power Co |  | 59864 | Kings Bay Solar Facility | GA | Vertical | Camden | 1 | Solar Photovoltaic | PV |  | S | X | X |  |  | 30 |  | 30.2 | 30.2 |  | N |  |  | OP | X | 12 | 2016 | 2016 |  |  | N | Electric Utility | Utility | Investor Owned Utility | 1 | X | SUN | Renewable | 30 | 0 | 1 | 0
Operable | 7140 | Georgia Power Co |  | 59865 | Fort Stewart Solar Facility | GA | Vertical | Liberty | 1 | Solar Photovoltaic | PV |  | S | X | X |  |  | 30 |  | 30 | 30 |  | N |  |  | OP | X | 10 | 2016 | 2016 |  |  | N | Electric Utility | Utility | Investor Owned Utility | 1 | X | SUN | Renewable | 30 | 0 | 1 | 0
Operable | 7140 | Georgia Power Co |  | 59876 | Marine Corps Logistics Base Solar | GA | Vertical | Dougherty | 1 | Solar Photovoltaic | PV |  | S | X | X |  |  | 31 |  | 31.2 | 31.2 |  | N |  |  | OP | X | 2 | 2018 | 2018 |  |  | N | Electric Utility | Utility | Investor Owned Utility | 1 | X | SUN | Renewable | 31 | 0 | 1 | 0
Operable | 7140 | Georgia Power Co |  | 60544 | Tri-County Solar Facility | GA | Vertical | Putnam | PV1 | Solar Photovoltaic | PV |  | S | X | X |  |  | 1 |  | 1 | 1 |  | N |  |  | OP | X | 6 | 2016 | 2016 |  |  | N | Electric Utility | Utility | Investor Owned Utility | 1 | X | SUN | Renewable | 1 | 0 | 1 | 0
Operable | 7140 | Georgia Power Co |  | 61554 | Comer Solar | GA | Vertical | Madison | 1 | Solar Photovoltaic | PV |  | S | X | X |  |  | 2 |  | 2.2 | 2.2 |  | N |  |  | OP | X | 1 | 2018 | 2018 |  |  | N | Electric Utility | Utility | Investor Owned Utility | 1 | X | SUN | Renewable | 2 | 0 | 1 | 0
Operable | 7140 | Georgia Power Co |  | 61648 | Robins Air Force Base Solar | GA | Vertical | Bibb | 1 | Solar Photovoltaic | PV |  | S | X | X |  |  | 128 |  | 128 | 128 |  | N |  |  | OP | X | 4 | 2021 | 2021 |  |  | N | Electric Utility | Utility | Investor Owned Utility | 1 | X | SUN | Renewable | 128 | 0 | 1 | 0
Operable | 7140 | Georgia Power Co |  | 62377 | Moody Air Force Base Solar | GA | Vertical | Lowndes | 1 | Solar Photovoltaic | PV |  | S | X | X |  |  | 49.5 |  | 49.5 | 49.5 |  | N |  |  | OP | X | 6 | 2020 | 2020 |  |  | N | Electric Utility | Utility | Investor Owned Utility | 1 | X | SUN | Renewable | 49.5 | 0 | 1 | 0
Operable | 7140 | Georgia Power Co |  | 62392 | Guyton Community Solar | GA | Vertical | Effingham | 1 | Solar Photovoltaic | PV |  | S | X | X |  |  | 3.6 |  | 3.6 | 3.6 |  | N |  |  | OP | X | 7 | 2019 | 2019 |  |  | N | Electric Utility | Utility | Investor Owned Utility | 1 | X | SUN | Renewable | 3.6 | 0 | 1 | 0
Operable | 7140 | Georgia Power Co |  | 62393 | Atlanta Falcons Solar | GA | Vertical | Fulton | 1 | Solar Photovoltaic | PV |  | S | X | X |  |  | 0.3 |  | 0.3 | 0.3 |  | N |  |  | OP | X | 10 | 2015 | 2015 |  |  | N | Electric Utility | Utility | Investor Owned Utility | 1 | X | SUN | Renewable | 0.3 | 0 | 1 | 0
Operable | 7140 | Georgia Power Co |  | 62393 | Atlanta Falcons Solar | GA | Vertical | Fulton | 2 | Solar Photovoltaic | PV |  | S | X | X |  |  | 0.2 |  | 0.2 | 0.2 |  | N |  |  | OP | X | 10 | 2017 | 2017 |  |  | N | Electric Utility | Utility | Investor Owned Utility | 1 | X | SUN | Renewable | 0.2 | 0 | 1 | 0
Operable | 7140 | Georgia Power Co |  | 62393 | Atlanta Falcons Solar | GA | Vertical | Fulton | 3 | Solar Photovoltaic | PV |  | S | X | X |  |  | 0.5 |  | 0.5 | 0.5 |  | N |  |  | OP | X | 9 | 2016 | 2016 |  |  | N | Electric Utility | Utility | Investor Owned Utility | 1 | X | SUN | Renewable | 0.5 | 0 | 1 | 0
Operable | 7140 | Georgia Power Co |  | 62409 | Waynesboro Community Solar | GA | Vertical | Burke | 1 | Solar Photovoltaic | PV |  | S | X | X |  |  | 2.4 |  | 2.4 | 2.4 |  | N |  |  | OP | X | 6 | 2019 | 2019 |  |  | N | Electric Utility | Utility | Investor Owned Utility | 1 | X | SUN | Renewable | 2.4 | 0 | 1 | 0
Operable | 7140 | Georgia Power Co |  | 63062 | Fort Valley State University Solar | GA | Vertical | Peach | 1 | Solar Photovoltaic | PV |  | S | X | X |  |  | 10.8 |  | 10.8 | 10.8 |  | N |  |  | OP | X | 1 | 2022 | 2022 |  |  | N | Electric Utility | Utility | Investor Owned Utility | 1 | X | SUN | Renewable | 10.8 | 0 | 1 | 0
Operable | 7140 | Georgia Power Co |  | 63775 | Tech Square Microgrid | GA | Vertical | Fulton | BESS1 | Batteries | BA |  | S | X | X |  |  | 0.2 | 1 | 0.2 | 0.2 | 0 | N |  |  | OP | X | 10 | 2020 | 2020 |  |  | N | Electric Utility | Utility | Investor Owned Utility | 1 | X | MWH | Other | 0 | 0 | 0 | 0
Operable | 7140 | Georgia Power Co |  | 63775 | Tech Square Microgrid | GA | Vertical | Fulton | DG1 | Petroleum Liquids | IC |  | S | X | X |  |  | 0.6 | 0.8 | 0.6 | 0.6 | 0.1 | N |  |  | OP | X | 10 | 2020 | 2020 |  |  | N | Electric Utility | Utility | Investor Owned Utility | 1 | X | DFO | Non-Renewable | 0 | 0.6 | 0 | 1
Operable | 7140 | Georgia Power Co |  | 63775 | Tech Square Microgrid | GA | Vertical | Fulton | FC1 | Other Natural Gas | FC |  | S | X | X |  |  | 0.2 | 0.85 | 0.2 | 0.2 | 0.1 | N |  |  | OP | X | 10 | 2020 | 2020 |  |  | N | Electric Utility | Utility | Investor Owned Utility | 1 | X | NG | Non-Renewable | 0 | 0.2 | 0 | 1
Operable | 7140 | Georgia Power Co |  | 63775 | Tech Square Microgrid | GA | Vertical | Fulton | NGE1 | Natural Gas Internal Combustion Engine | IC |  | S | X | X |  |  | 0.2 | 0.8 | 0.2 | 0.2 | 0.1 | N |  |  | OP | X | 10 | 2020 | 2020 |  |  | N | Electric Utility | Utility | Investor Owned Utility | 1 | X | NG | Non-Renewable | 0 | 0.2 | 0 | 1
Operable | 7140 | Georgia Power Co |  | 63775 | Tech Square Microgrid | GA | Vertical | Fulton | NGE2 | Natural Gas Internal Combustion Engine | IC |  | S | X | X |  |  | 0.2 | 0.8 | 0.2 | 0.2 | 0.1 | N |  |  | OP | X | 10 | 2020 | 2020 |  |  | N | Electric Utility | Utility | Investor Owned Utility | 1 | X | NG | Non-Renewable | 0 | 0.2 | 0 | 1
Operable | 55932 | Georgia-Pacific Brewton LLC |  | 54789 | Georgia-Pacific Brewton Mill | AL | Vertical | Escambia | 2TG | Natural Gas Steam Turbine | ST |  | S | X | X |  |  | 12.5 | 0.8 | 9.5 | 10 | 4.4 | N |  |  | OP | X | 4 | 1964 | Pre-2000 |  |  | Y | Industrial CHP | Customer Sited | Other | 7 | T | NG | Non-Renewable | 0 | 12.5 | 0 | 1
Operable | 55932 | Georgia-Pacific Brewton LLC |  | 54789 | Georgia-Pacific Brewton Mill | AL | Vertical | Escambia | 3TG | Natural Gas Steam Turbine | ST |  | S | X | X |  |  | 15.9 | 0.85 | 9.6 | 10.2 | 4 | N |  |  | OP | X | 1 | 1982 | Pre-2000 |  |  | Y | Industrial CHP | Customer Sited | Other | 7 | T | NG | Non-Renewable | 0 | 15.9 | 0 | 1
Operable | 55932 | Georgia-Pacific Brewton LLC |  | 54789 | Georgia-Pacific Brewton Mill | AL | Vertical | Escambia | 4TG | Wood/Wood Waste Biomass | ST |  | S | X | X |  |  | 75 | 0.85 | 54.9 | 56.5 | 12.4 | N |  |  | OP | X | 3 | 2017 | 2017 |  |  | Y | Industrial CHP | Customer Sited | Other | 7 | T | BLQ | Renewable | 75 | 0 | 1 | 0 | NG
Operable | 7172 | Georgia-Pacific Cedar Springs LLC |  | 54101 | Georgia-Pacific Cedar Springs | GA | Vertical | Early | GEN1 | Wood/Wood Waste Biomass | ST |  | S | X | X |  |  | 50 | 0.85 | 45 | 50 | 5 | N |  |  | OP | X | 10 | 1963 | Pre-2000 |  |  | Y | Industrial CHP | Customer Sited | Other | 7 | T | BLQ | Renewable | 50 | 0 | 1 | 0 | WDS | BIT | RFO | DFO
Operable | 7172 | Georgia-Pacific Cedar Springs LLC |  | 54101 | Georgia-Pacific Cedar Springs | GA | Vertical | Early | GEN2 | Wood/Wood Waste Biomass | ST |  | S | X | X |  |  | 51.2 | 0.85 | 45 | 50 | 5 | N |  |  | OP | X | 8 | 1965 | Pre-2000 |  |  | Y | Industrial CHP | Customer Sited | Other | 7 | T | BLQ | Renewable | 51.2 | 0 | 1 | 0 | WDS | BIT | RFO | DFO
Operable | 50128 | Georgia-Pacific Consr Ops LLC-Palatka |  | 10611 | Georgia-Pacific Palatka Operations | FL | Vertical | Putnam | GEN4 | Wood/Wood Waste Biomass | ST |  | S | X | X |  |  | 47.8 | 0.99 | 44.6 | 45.1 | 5 | N |  |  | OP | X | 6 | 1965 | Pre-2000 |  |  | Y | Industrial CHP | Customer Sited | Other | 7 | T | BLQ | Renewable | 47.8 | 0 | 1 | 0 | NG
Operable | 50128 | Georgia-Pacific Consr Ops LLC-Palatka |  | 10611 | Georgia-Pacific Palatka Operations | FL | Vertical | Putnam | GEN8 | Wood/Wood Waste Biomass | ST |  | S | X | X |  |  | 32 | 0.85 | 25.1 | 25.4 | 3 | N |  |  | OP | X | 5 | 1993 | Pre-2000 |  |  | Y | Industrial CHP | Customer Sited | Other | 7 | T | BLQ | Renewable | 32 | 0 | 1 | 0 | NG
Operable | 7136 | Georgia-Pacific Consr Prods LP-Naheola |  | 10699 | Georgia-Pacific Consr Prods LP-Naheola | AL | Vertical | Choctaw | GT3 | Wood/Wood Waste Biomass | ST |  | S | X | X |  |  | 47.2 | 0.85 | 37.4 | 37.7 | 3 | N |  |  | OP | X | 4 | 1993 | Pre-2000 |  |  | Y | Industrial CHP | Customer Sited | Other | 7 | T | BLQ | Renewable | 47.2 | 0 | 1 | 0 | NG | DFO | WDS
Operable | 7136 | Georgia-Pacific Consr Prods LP-Naheola |  | 10699 | Georgia-Pacific Consr Prods LP-Naheola | AL | Vertical | Choctaw | TG4 | Wood/Wood Waste Biomass | ST |  | S | X | X |  |  | 40.3 | 0.85 | 29.4 | 29.7 | 2.6 | N |  |  | OP | X | 6 | 2019 | 2019 |  |  | Y | Industrial CHP | Customer Sited | Other | 7 | T | WDS | Renewable | 40.3 | 0 | 1 | 0 | NG | BLQ | DFO
Operable | 7127 | Georgia-Pacific Consr Prods LP-Savannah |  | 10361 | Savannah River Mill | GA | Vertical | Effingham | GEN1 | Natural Gas Fired Combustion Turbine | GT |  | S | X | X |  |  | 25.2 | 0.8 | 21.4 | 24.7 | 2 | N |  |  | SB | Y | 12 | 1986 | Pre-2000 |  |  | Y | Industrial CHP | Customer Sited | Other | 7 | T | NG | Non-Renewable | 0 | 25.2 | 0 | 1 | DFO
Operable | 7127 | Georgia-Pacific Consr Prods LP-Savannah |  | 10361 | Savannah River Mill | GA | Vertical | Effingham | GEN2 | Natural Gas Fired Combustion Turbine | GT |  | S | X | X |  |  | 25.2 | 0.8 | 21.4 | 24.7 | 2 | N |  |  | OS | X | 12 | 1986 | Pre-2000 |  |  | Y | Industrial CHP | Customer Sited | Other | 7 | T | NG | Non-Renewable | 0 | 25.2 | 0 | 1 | DFO
Operable | 7127 | Georgia-Pacific Consr Prods LP-Savannah |  | 10361 | Savannah River Mill | GA | Vertical | Effingham | GEN3 | Petroleum Coke | ST |  | S | X | X |  |  | 45 | 0.8 | 41.9 | 42.3 | 2 | N |  |  | OP | X | 2 | 1988 | Pre-2000 |  |  | Y | Industrial CHP | Customer Sited | Other | 7 | T | PC | Non-Renewable | 0 | 45 | 0 | 1 | BIT | WDS
Operable | 7127 | Georgia-Pacific Consr Prods LP-Savannah |  | 10361 | Savannah River Mill | GA | Vertical | Effingham | GEN4 | Petroleum Coke | ST |  | S | X | X |  |  | 45 | 0.8 | 41.9 | 42.3 | 2 | N |  |  | OP | X | 9 | 1989 | Pre-2000 |  |  | Y | Industrial CHP | Customer Sited | Other | 7 | T | PC | Non-Renewable | 0 | 45 | 0 | 1 | BIT | WDS
Operable | 55919 | Georgia-Pacific Consumer Oper. Green Bay LLC |  | 10360 | Consumer Operations LLC | WI | Vertical | Brown | GEN6 | Natural Gas Steam Turbine | ST |  | S | X | X |  |  | 18.7 | 0.85 | 18 | 18 | 2 | N |  |  | OP | X | 1 | 1963 | Pre-2000 |  |  | Y | Industrial CHP | Customer Sited | Other | 7 | T | NG | Non-Renewable | 0 | 18.7 | 0 | 1
Operable | 55919 | Georgia-Pacific Consumer Oper. Green Bay LLC |  | 10360 | Consumer Operations LLC | WI | Vertical | Brown | GEN7 | Natural Gas Steam Turbine | ST |  | S | X | X |  |  | 28.9 | 0.85 | 23 | 23 | 3 | N |  |  | OP | X | 1 | 1969 | Pre-2000 |  |  | Y | Industrial CHP | Customer Sited | Other | 7 | T | NG | Non-Renewable | 0 | 28.9 | 0 | 1
Operable | 49842 | Georgia-Pacific Consumer Operations LLC-Wauna |  | 56192 | Georgia-Pacific Wauna Mill | OR | Vertical | Clatsop | 1 | Wood/Wood Waste Biomass | ST |  | S | X | X |  |  | 30 | 0.85 | 24 | 26 | 4 | N |  |  | OP | X | 2 | 1996 | Pre-2000 |  |  | Y | Industrial CHP | Customer Sited | Other | 7 | T | BLQ | Renewable | 30 | 0 | 1 | 0 | NG | OBS
Operable | 4580 | Georgia-Pacific Crossett LLC |  | 10606 | Georgia-Pacific Crossett LLC | AR | Vertical | Ashley | GEN4 | Natural Gas Steam Turbine | ST |  | S | X | X | EAI.EAILD | EAI.EAILD | 25 | 0.85 | 28 | 28 | 2 | N |  |  | OP | X | 5 | 1962 | Pre-2000 |  |  | Y | Industrial CHP | Customer Sited | Other | 7 | T | NG | Non-Renewable | 0 | 25 | 0 | 1
Operable | 7166 | Georgia-Pacific Monticello LLC |  | 10610 | Georgia-Pacific Monticello Paper | MS | Vertical | Lawrence | GEN1 | Wood/Wood Waste Biomass | ST |  | S | X | X | SME.SME_LOAD |  | 49.3 | 0.85 | 49.3 | 49.3 | 5 | N |  |  | OP | X | 6 | 1968 | Pre-2000 |  |  | Y | Industrial CHP | Customer Sited | Other | 7 | T | BLQ | Renewable | 49.3 | 0 | 1 | 0 | NG | WDS
Operable | 7166 | Georgia-Pacific Monticello LLC |  | 10610 | Georgia-Pacific Monticello Paper | MS | Vertical | Lawrence | GEN2 | Wood/Wood Waste Biomass | ST |  | S | X | X | SME.SME_LOAD |  | 32.2 | 0.89 | 32.2 | 32.2 | 5 | N |  |  | OP | X | 6 | 1968 | Pre-2000 |  |  | Y | Industrial CHP | Customer Sited | Other | 7 | T | BLQ | Renewable | 32.2 | 0 | 1 | 0 | NG | WDS
Operable | 6589 | Georgia-Pacific Muskogee LLC |  | 10362 | Georgia-Pacific Muskogee | OK | Vertical | Muskogee | GEN1 | Natural Gas Steam Turbine | ST |  | S | X | X |  |  | 25 | 0.8 | 11.6 | 15.2 | 3 | N |  |  | OP | X | 6 | 1979 | Pre-2000 |  |  | Y | Industrial CHP | Customer Sited | Other | 7 | T | NG | Non-Renewable | 0 | 25 | 0 | 1 | SUB | BIT
Operable | 6589 | Georgia-Pacific Muskogee LLC |  | 10362 | Georgia-Pacific Muskogee | OK | Vertical | Muskogee | GEN2 | Natural Gas Steam Turbine | ST |  | S | X | X |  |  | 44.5 | 0.8 | 21.6 | 22.4 | 5 | N |  |  | OP | X | 6 | 1980 | Pre-2000 |  |  | Y | Industrial CHP | Customer Sited | Other | 7 | T | NG | Non-Renewable | 0 | 44.5 | 0 | 1 | SUB | BIT
Operable | 6589 | Georgia-Pacific Muskogee LLC |  | 10362 | Georgia-Pacific Muskogee | OK | Vertical | Muskogee | GEN3 | Natural Gas Steam Turbine | ST |  | S | X | X |  |  | 44.5 | 0.8 | 34.3 | 33.8 | 5 | N |  |  | OP | X | 11 | 1982 | Pre-2000 |  |  | Y | Industrial CHP | Customer Sited | Other | 7 | T | NG | Non-Renewable | 0 | 44.5 | 0 | 1 | SUB | BIT
Operable | 57492 | Georgia-Pacific Toledo LLC |  | 58109 | Georgia-Pacific Toledo Mill | OR | Vertical | Lincoln | TG2 | Wood/Wood Waste Biomass | ST |  | S | X | X |  |  | 18.8 | 0.97 | 13.4 | 13.4 | 2 | N |  |  | OP | X | 2 | 2007 | 2007 |  |  | Y | Industrial CHP | Customer Sited | Other | 7 | T | BLQ | Renewable | 18.8 | 0 | 1 | 0 | NG
Operable | 61499 | Georgia-Pacific Wood Products LLC |  | 61927 | Georgia-Pacific Taylorsville Plywood | MS | Vertical | Smith | CTG1 | Natural Gas Fired Combustion Turbine | GT |  | S | X | X |  |  | 7.2 | 0.8 | 6.2 | 8.2 | 2.8 | N |  |  | OP | X | 7 | 2018 | 2018 |  |  | Y | Industrial CHP | Customer Sited | Other | 7 | T | NG | Non-Renewable | 0 | 7.2 | 0 | 1
Operable | 58527 | Gettysburg Energy and Nutrient Rec Facility LLC |  | 58565 | Gettysburg Energy & Nutrient Rec Facility | PA | Restructured | Adams | GENRF | Other Waste Biomass | ST |  | S | X | X |  |  | 3.3 | 0.9 | 2.5 | 2.7 | 0.1 | N |  |  | OS | X | 6 | 2013 | 2013 |  |  | Y | IPP CHP | IPP | IPP | 3 | B | OBS | Renewable | 3.3 | 0 | 1 | 0
Operable | 7160 | Geysers Power Co LLC |  | 286 | Geysers Unit 5-20 | CA | Vertical | Sonoma | U11 | Geothermal | ST |  | S | X | X |  |  | 110 | 1 | 68 | 68 | 22 | N |  |  | OP | X | 12 | 1975 | Pre-2000 |  |  | N | IPP Non-CHP | IPP | IPP | 2 | X | GEO | Renewable | 110 | 0 | 1 | 0
Operable | 7160 | Geysers Power Co LLC |  | 286 | Geysers Unit 5-20 | CA | Vertical | Sonoma | U12 | Geothermal | ST |  | S | X | X |  |  | 110 | 1 | 51 | 56 | 22 | N |  |  | OP | X | 8 | 1979 | Pre-2000 |  |  | N | IPP Non-CHP | IPP | IPP | 2 | X | GEO | Renewable | 110 | 0 | 1 | 0
Operable | 7160 | Geysers Power Co LLC |  | 286 | Geysers Unit 5-20 | CA | Vertical | Sonoma | U13 | Geothermal | ST |  | S | X | X |  |  | 138 | 1 | 65 | 68 | 22 | N |  |  | OP | X | 4 | 1980 | Pre-2000 |  |  | N | IPP Non-CHP | IPP | IPP | 2 | X | GEO | Renewable | 138 | 0 | 1 | 0
Operable | 7160 | Geysers Power Co LLC |  | 286 | Geysers Unit 5-20 | CA | Vertical | Sonoma | U14 | Geothermal | ST |  | S | X | X |  |  | 113 | 1 | 60 | 62 | 22 | N |  |  | OP | X | 2 | 1980 | Pre-2000 |  |  | N | IPP Non-CHP | IPP | IPP | 2 | X | GEO | Renewable | 113 | 0 | 1 | 0
Operable | 7160 | Geysers Power Co LLC |  | 286 | Geysers Unit 5-20 | CA | Vertical | Sonoma | U16 | Geothermal | ST |  | S | X | X |  |  | 118 | 1 | 60 | 60 | 22 | N |  |  | OP | X | 10 | 1985 | Pre-2000 |  |  | N | IPP Non-CHP | IPP | IPP | 2 | X | GEO | Renewable | 118 | 0 | 1 | 0
Operable | 7160 | Geysers Power Co LLC |  | 286 | Geysers Unit 5-20 | CA | Vertical | Sonoma | U17 | Geothermal | ST |  | S | X | X |  |  | 118 | 1 | 60 | 65 | 22 | N |  |  | OP | X | 11 | 1982 | Pre-2000 |  |  | N | IPP Non-CHP | IPP | IPP | 2 | X | GEO | Renewable | 118 | 0 | 1 | 0
Operable | 7160 | Geysers Power Co LLC |  | 286 | Geysers Unit 5-20 | CA | Vertical | Sonoma | U18 | Geothermal | ST |  | S | X | X |  |  | 118 | 1 | 60 | 60 | 22 | N |  |  | OP | X | 11 | 1983 | Pre-2000 |  |  | N | IPP Non-CHP | IPP | IPP | 2 | X | GEO | Renewable | 118 | 0 | 1 | 0
Operable | 7160 | Geysers Power Co LLC |  | 286 | Geysers Unit 5-20 | CA | Vertical | Sonoma | U20 | Geothermal | ST |  | S | X | X |  |  | 118 | 1 | 50 | 50 | 22 | N |  |  | OP | X | 10 | 1985 | Pre-2000 |  |  | N | IPP Non-CHP | IPP | IPP | 2 | X | GEO | Renewable | 118 | 0 | 1 | 0
Operable | 7160 | Geysers Power Co LLC |  | 286 | Geysers Unit 5-20 | CA | Vertical | Sonoma | U5 | Geothermal | ST |  | S | X | X |  |  | 55 | 1 | 45 | 50 | 20 | N |  |  | OP | X | 4 | 1971 | Pre-2000 |  |  | N | IPP Non-CHP | IPP | IPP | 2 | X | GEO | Renewable | 55 | 0 | 1 | 0
Operable | 7160 | Geysers Power Co LLC |  | 286 | Geysers Unit 5-20 | CA | Vertical | Sonoma | U6 | Geothermal | ST |  | S | X | X |  |  | 55 | 1 | 45 | 50 | 20 | N |  |  | OP | X | 4 | 1971 | Pre-2000 |  |  | N | IPP Non-CHP | IPP | IPP | 2 | X | GEO | Renewable | 55 | 0 | 1 | 0
Operable | 7160 | Geysers Power Co LLC |  | 286 | Geysers Unit 5-20 | CA | Vertical | Sonoma | U7 | Geothermal | ST |  | S | X | X |  |  | 55 | 1 | 40 | 42 | 20 | N |  |  | OP | X | 7 | 1972 | Pre-2000 |  |  | N | IPP Non-CHP | IPP | IPP | 2 | X | GEO | Renewable | 55 | 0 | 1 | 0
Operable | 7160 | Geysers Power Co LLC |  | 286 | Geysers Unit 5-20 | CA | Vertical | Sonoma | U8 | Geothermal | ST |  | S | X | X |  |  | 55 | 1 | 40 | 42 | 20 | N |  |  | OP | X | 7 | 1972 | Pre-2000 |  |  | N | IPP Non-CHP | IPP | IPP | 2 | X | GEO | Renewable | 55 | 0 | 1 | 0
Operable | 7160 | Geysers Power Co LLC |  | 510 | Sonoma California Geothermal | CA | Vertical | Lake | 1 | Geothermal | ST |  | S | X | X |  |  | 78 | 1 | 50 | 55 | 10 | N |  |  | OP | X | 12 | 1983 | Pre-2000 |  |  | N | IPP Non-CHP | IPP | IPP | 2 | X | GEO | Renewable | 78 | 0 | 1 | 0
Operable | 7160 | Geysers Power Co LLC |  | 50066 | Calistoga Power Plant | CA | Vertical | Lake | UNT1 | Geothermal | ST |  | S | X | X |  |  | 88.2 | 1 | 50 | 55 | 15 | N |  |  | OP | X | 3 | 1984 | Pre-2000 |  |  | N | IPP Non-CHP | IPP | IPP | 2 | X | GEO | Renewable | 88.2 | 0 | 1 | 0
Operable | 7160 | Geysers Power Co LLC |  | 50066 | Calistoga Power Plant | CA | Vertical | Lake | UNT2 | Geothermal | ST |  | S | X | X |  |  | 88.2 | 1 | 50 | 55 | 15 | N |  |  | OP | X | 3 | 1984 | Pre-2000 |  |  | N | IPP Non-CHP | IPP | IPP | 2 | X | GEO | Renewable | 88.2 | 0 | 1 | 0
Operable | 7160 | Geysers Power Co LLC |  | 52158 | Aidlin Geothermal Power Plant | CA | Vertical | Sonoma | GEN1 | Geothermal | ST |  | S | X | X |  |  | 12.5 | 1 | 9 | 10 | 8 | N |  |  | OP | X | 5 | 1989 | Pre-2000 |  |  | N | IPP Non-CHP | IPP | IPP | 2 | X | GEO | Renewable | 12.5 | 0 | 1 | 0
Operable | 7160 | Geysers Power Co LLC |  | 52158 | Aidlin Geothermal Power Plant | CA | Vertical | Sonoma | GEN2 | Geothermal | ST |  | S | X | X |  |  | 12.5 | 1 | 9 | 10 | 8 | N |  |  | OP | X | 5 | 1989 | Pre-2000 |  |  | N | IPP Non-CHP | IPP | IPP | 2 | X | GEO | Renewable | 12.5 | 0 | 1 | 0
Operable | 59257 | Giffen Solar Park, LLC |  | 59522 | Giffen Solar Park | CA | Vertical | Fresno | FRGSP | Solar Photovoltaic | PV |  | S | X | X | GIFFGEN_7_N002 | GIFFGEN_7_N002 | 20 |  | 20 | 18 |  | N |  |  | OP | X | 6 | 2017 | 2017 |  |  | N | IPP Non-CHP | IPP | IPP | 2 | X | SUN | Renewable | 20 | 0 | 1 | 0
Operable | 63033 | Gilbert Power, LLC |  | 2393 | Gilbert | NJ | Restructured | Hunterdon | 4 | Natural Gas Fired Combined Cycle | CT | CC1 | S | X | Y | 50703 | GILBERT 13KV UNIT 4 | 54 | 0.9 | 49 | 56 | 42 | N |  |  | OP | X | 1 | 1974 | Pre-2000 |  |  | N | IPP Non-CHP | IPP | IPP | 2 | X | NG | Non-Renewable | 0 | 54 | 0 | 1
Operable | 63033 | Gilbert Power, LLC |  | 2393 | Gilbert | NJ | Restructured | Hunterdon | 5 | Natural Gas Fired Combined Cycle | CT | CC1 | S | X | Y | 50696 | GILBERT 13KV UNIT 5 | 54 | 0.9 | 53 | 56 | 42 | N |  |  | OP | X | 4 | 1974 | Pre-2000 |  |  | N | IPP Non-CHP | IPP | IPP | 2 | X | NG | Non-Renewable | 0 | 54 | 0 | 1
Operable | 63033 | Gilbert Power, LLC |  | 2393 | Gilbert | NJ | Restructured | Hunterdon | 6 | Natural Gas Fired Combined Cycle | CT | CC1 | S | X | Y | 50697 | GILBERT 13 KV UNIT 6 | 54 | 0.9 | 55 | 56 | 42 | N |  |  | OP | X | 4 | 1974 | Pre-2000 |  |  | N | IPP Non-CHP | IPP | IPP | 2 | X | NG | Non-Renewable | 0 | 54 | 0 | 1
Operable | 63033 | Gilbert Power, LLC |  | 2393 | Gilbert | NJ | Restructured | Hunterdon | 7 | Natural Gas Fired Combined Cycle | CT | CC1 | S | X | Y | 50698 | GILBERT 13 KV UNIT 7 | 54 | 0.9 | 55.5 | 56 | 42 | N |  |  | OP | X | 5 | 1974 | Pre-2000 |  |  | N | IPP Non-CHP | IPP | IPP | 2 | X | NG | Non-Renewable | 0 | 54 | 0 | 1
Operable | 63033 | Gilbert Power, LLC |  | 2393 | Gilbert | NJ | Restructured | Hunterdon | 8 | Natural Gas Fired Combined Cycle | CA | CC1 | S | N | X | 50699 | GILBERT 13 KV UNIT 8 | 135 | 0.9 | 90 | 104 | 37 | N |  |  | OP | X | 5 | 1977 | Pre-2000 |  |  | N | IPP Non-CHP | IPP | IPP | 2 | X | NG | Non-Renewable | 0 | 135 | 0 | 1
Operable | 63033 | Gilbert Power, LLC |  | 2393 | Gilbert | NJ | Restructured | Hunterdon | 9 | Natural Gas Fired Combustion Turbine | GT |  | S | X | X | 50704 | GILBERT 13 KV UNIT 9 | 161 | 0.9 | 152.7 | 167 | 150 | N |  |  | OP | X | 7 | 1996 | Pre-2000 |  |  | N | IPP Non-CHP | IPP | IPP | 2 | X | NG | Non-Renewable | 0 | 161 | 0 | 1 | DFO
Operable | 58514 | Gilbert Solar Facility I, LLC |  | 58543 | Gilbert Solar Facility I, LLC | AZ | Vertical | Maricopa | 1 | Solar Photovoltaic | PV |  | S | X | X |  |  | 2 |  | 2.5 | 2.5 |  | N |  |  | OP | X | 10 | 2011 | 2011 |  |  | N | IPP Non-CHP | IPP | IPP | 2 | X | SUN | Renewable | 2 | 0 | 1 | 0
Operable | 7199 | Gilberton Power Co |  | 10113 | John B Rich Memorial Power Station | PA | Restructured | Schuylkill | GEN1 | Conventional Steam Coal | ST |  | S | X | X | 50600 | 50600 | 88.4 | 0.85 | 80 | 80 | 50 | N |  |  | OP | X | 2 | 1988 | Pre-2000 |  |  | Y | IPP CHP | IPP | IPP | 3 | T | WC | Non-Renewable | 0 | 88.4 | 0 | 1 | DFO
Operable | 64754 | Gilead Sciences Inc. |  | 65408 | Gilead Oceanside Solar Project | CA | Vertical | San Diego | GOSSB | Batteries | BA |  | S | X | X |  |  | 0.7 |  | 0.7 | 0.7 | 0.3 | N |  |  | OP | X | 12 | 2021 | 2021 |  |  | N | IPP Non-CHP | IPP | IPP | 2 | X | MWH | Other | 0 | 0 | 0 | 0
Operable | 64754 | Gilead Sciences Inc. |  | 65408 | Gilead Oceanside Solar Project | CA | Vertical | San Diego | GOSSP | Solar Photovoltaic | PV |  | S | X | X |  |  | 1.5 |  | 1.4 | 0.9 |  | N |  |  | OP | X | 12 | 2021 | 2021 |  |  | N | IPP Non-CHP | IPP | IPP | 2 | X | SUN | Renewable | 1.5 | 0 | 1 | 0
Operable | 64755 | Gilead Sciences Inc. Foster City |  | 65409 | Gilead Foster City Solar Project | CA | Vertical | San Mateo | GFCS1 | Solar Photovoltaic | PV |  | S | X | X |  |  | 0.9 | 1 | 0.9 | 0.1 |  | N |  |  | OP | X | 4 | 2021 | 2021 |  |  | N | IPP Non-CHP | IPP | IPP | 2 | X | SUN | Renewable | 0.9 | 0 | 1 | 0
Operable | 64755 | Gilead Sciences Inc. Foster City |  | 65409 | Gilead Foster City Solar Project | CA | Vertical | San Mateo | GFCS2 | Solar Photovoltaic | PV |  | S | X | X |  |  | 0.2 | 1 | 0.1 | 0.1 |  | N |  |  | OP | X | 4 | 2021 | 2021 |  |  | N | IPP Non-CHP | IPP | IPP | 2 | X | SUN | Renewable | 0.2 | 0 | 1 | 0
Operable | 64755 | Gilead Sciences Inc. Foster City |  | 65409 | Gilead Foster City Solar Project | CA | Vertical | San Mateo | GFCSB | Batteries | BA |  | S | X | X |  |  | 0.5 | 1 | 0.5 | 0.5 | 0.1 | N |  |  | OP | X | 4 | 2021 | 2021 |  |  | N | IPP Non-CHP | IPP | IPP | 2 | X | MWH | Other | 0 | 0 | 0 | 0
Operable | 64845 | Gilead Sciences, Inc. - La Verne |  | 65569 | Gilead Sciences La Verne Rooftop Solar | CA | Vertical | Los Angeles | GSRBA | Batteries | BA |  | S | X | X |  |  | 1.1 |  | 1.1 | 1.1 |  | N |  |  | OP | X | 7 | 2021 | 2021 |  |  | N | IPP Non-CHP | IPP | IPP | 2 | X | MWH | Other | 0 | 0 | 0 | 0
Operable | 64845 | Gilead Sciences, Inc. - La Verne |  | 65569 | Gilead Sciences La Verne Rooftop Solar | CA | Vertical | Los Angeles | GSRSP | Solar Photovoltaic | PV |  | S | X | X |  |  | 1.7 |  | 1.6 | 1.4 |  | N |  |  | OP | X | 7 | 2021 | 2021 |  |  | N | IPP Non-CHP | IPP | IPP | 2 | X | SUN | Renewable | 1.7 | 0 | 1 | 0
Operable | 2874 | Gilroy Energy Center for Riverview |  | 55963 | Riverview Energy Center | CA | Vertical | Contra Costa | CTG1 | Natural Gas Fired Combustion Turbine | GT |  | S | X | X | NP15 |  | 47 | 0.85 | 47 | 47 | 20 | N |  |  | OP | X | 5 | 2003 | 2003 |  |  | N | IPP Non-CHP | IPP | IPP | 2 | X | NG | Non-Renewable | 0 | 47 | 0 | 1
Operable | 49972 | Gilroy Energy Center LLC |  | 55626 | Lambie Energy Center | CA | Vertical | Solano | CT1 | Natural Gas Fired Combustion Turbine | GT |  | S | X | X | NP-15 |  | 47 | 0.85 | 46 | 46 | 20 | N |  |  | OP | X | 1 | 2003 | 2003 |  |  | N | IPP Non-CHP | IPP | IPP | 2 | X | NG | Non-Renewable | 0 | 47 | 0 | 1
Operable | 49972 | Gilroy Energy Center LLC |  | 55855 | Wolfskill Energy Center | CA | Vertical | Solano | CTG1 | Natural Gas Fired Combustion Turbine | GT |  | S | X | X | NP-15 |  | 47 | 0.85 | 45 | 45 | 20 | N |  |  | OP | X | 1 | 2003 | 2003 |  |  | N | IPP Non-CHP | IPP | IPP | 2 | X | NG | Non-Renewable | 0 | 47 | 0 | 1
Operable | 57127 | GL Wind LLC |  | 57813 | GL Wind | MN | Vertical | Winona | TURB1 | Onshore Wind Turbine | WT |  | J | X | X | DPC.DPC | DPC.DPC | 2.5 |  | 2.4 | 2.4 | 0.1 | N |  |  | OP | X | 12 | 2011 | 2011 |  |  | N | IPP Non-CHP | IPP | IPP | 2 | X | WND | Renewable | 2.5 | 0 | 1 | 0
Operable | 57127 | GL Wind LLC |  | 57813 | GL Wind | MN | Vertical | Winona | TURB2 | Onshore Wind Turbine | WT |  | J | X | X |  |  | 2.5 |  | 2.4 | 2.4 | 0.1 | N |  |  | OP | X | 12 | 2011 | 2011 |  |  | N | IPP Non-CHP | IPP | IPP | 2 | X | WND | Renewable | 2.5 | 0 | 1 | 0
Operable | 63995 | Glacier Sands Wind Power, LLC |  | 64381 | Glacier Sands Wind Power, LLC | IL | Restructured | Mason | GS001 | Onshore Wind Turbine | WT |  | S | X | X |  |  | 185 |  | 185 | 185 | 2 | N |  |  | OP | X | 11 | 2021 | 2021 |  |  | N | IPP Non-CHP | IPP | IPP | 2 | X | WND | Renewable | 185 | 0 | 1 | 0
Operable | 64570 | Glass House Camarillo Cultivation |  | 58432 | Glass House Camarillo Cultivation | CA | Vertical | Ventura | COG1 | Natural Gas Internal Combustion Engine | IC |  | S | X | X | SCE | SCE | 4.4 | 0.8 | 4.4 | 4.4 | 3.5 | N |  |  | OP | X | 8 | 2012 | 2012 |  |  | Y | IPP CHP | IPP | IPP | 3 | T | NG | Non-Renewable | 0 | 4.4 | 0 | 1
Operable | 64570 | Glass House Camarillo Cultivation |  | 58432 | Glass House Camarillo Cultivation | CA | Vertical | Ventura | COG2 | Natural Gas Internal Combustion Engine | IC |  | S | X | X | SCE | SCE | 4.4 | 0.8 | 4.4 | 4.4 | 3.5 | N |  |  | OP | X | 8 | 2012 | 2012 |  |  | Y | IPP CHP | IPP | IPP | 3 | T | NG | Non-Renewable | 0 | 4.4 | 0 | 1
Operable | 64570 | Glass House Camarillo Cultivation |  | 58432 | Glass House Camarillo Cultivation | CA | Vertical | Ventura | COG3 | Natural Gas Internal Combustion Engine | IC |  | S | X | X | SCE | SCE | 4.4 | 0.8 | 4.4 | 4.4 | 3.5 | N |  |  | OP | X | 9 | 2013 | 2013 |  |  | Y | IPP CHP | IPP | IPP | 3 | T | NG | Non-Renewable | 0 | 4.4 | 0 | 1
Operable | 7292 | Glencoe Light & Power Comm |  | 1975 | Glencoe | MN | Vertical | McLeod | 10 | Petroleum Liquids | IC |  | S | X | X |  |  | 7 | 0.8 | 5.6 | 5.6 | 3 | N |  |  | OP | X | 10 | 1985 | Pre-2000 |  |  | N | Electric Utility | Utility | Municipal | 1 | X | DFO | Non-Renewable | 0 | 7 | 0 | 1
Operable | 7292 | Glencoe Light & Power Comm |  | 1975 | Glencoe | MN | Vertical | McLeod | 11 | Petroleum Liquids | IC |  | S | X | X |  |  | 4.8 | 0.8 | 4.8 | 4.8 | 2 | N |  |  | OP | X | 6 | 1998 | Pre-2000 |  |  | N | Electric Utility | Utility | Municipal | 1 | X | DFO | Non-Renewable | 0 | 4.8 | 0 | 1
Operable | 7292 | Glencoe Light & Power Comm |  | 1975 | Glencoe | MN | Vertical | McLeod | 12 | Petroleum Liquids | IC |  | S | X | X |  |  | 4.8 | 0.8 | 4.8 | 4.8 | 2 | N |  |  | OP | X | 7 | 1998 | Pre-2000 |  |  | N | Electric Utility | Utility | Municipal | 1 | X | DFO | Non-Renewable | 0 | 4.8 | 0 | 1
Operable | 7292 | Glencoe Light & Power Comm |  | 1975 | Glencoe | MN | Vertical | McLeod | 14 | Petroleum Liquids | IC |  | S | X | X |  |  | 4.8 | 0.8 | 4.8 | 4.8 | 2 | N |  |  | OP | X | 9 | 2006 | 2006 |  |  | N | Electric Utility | Utility | Municipal | 1 | X | DFO | Non-Renewable | 0 | 4.8 | 0 | 1
Operable | 7292 | Glencoe Light & Power Comm |  | 1975 | Glencoe | MN | Vertical | McLeod | 5 | Petroleum Liquids | IC |  | S | X | X |  |  | 1.3 | 0.8 | 1 | 1 | 0.5 | N |  |  | OP | X | 6 | 1957 | Pre-2000 |  |  | N | Electric Utility | Utility | Municipal | 1 | X | DFO | Non-Renewable | 0 | 1.3 | 0 | 1 | NG
Operable | 7292 | Glencoe Light & Power Comm |  | 1975 | Glencoe | MN | Vertical | McLeod | 7 | Petroleum Liquids | IC |  | S | X | X |  |  | 4.1 | 0.8 | 3.2 | 3.2 | 2 | N |  |  | OP | X | 11 | 1966 | Pre-2000 |  |  | N | Electric Utility | Utility | Municipal | 1 | X | DFO | Non-Renewable | 0 | 4.1 | 0 | 1 | NG
Operable | 7292 | Glencoe Light & Power Comm |  | 1975 | Glencoe | MN | Vertical | McLeod | 8 | Petroleum Liquids | IC |  | S | X | X |  |  | 5.6 | 0.8 | 5.4 | 5.4 | 2 | N |  |  | OP | X | 7 | 1969 | Pre-2000 |  |  | N | Electric Utility | Utility | Municipal | 1 | X | DFO | Non-Renewable | 0 | 5.6 | 0 | 1 | NG
Operable | 7292 | Glencoe Light & Power Comm |  | 1975 | Glencoe | MN | Vertical | McLeod | 9 | Petroleum Liquids | IC |  | S | X | X |  |  | 7.1 | 0.8 | 6.1 | 6.1 | 3 | N |  |  | OP | X | 8 | 1973 | Pre-2000 |  |  | N | Electric Utility | Utility | Municipal | 1 | X | DFO | Non-Renewable | 0 | 7.1 | 0 | 1 | NG
Operable | 61728 | GlidePath Power Operations LLC |  | 62444 | Meyersdale Battery | PA | Restructured | Somerset | BMY | Batteries | BA |  | S | X | X | Meyersda34.5 KV Meyersbs | Meyersda34.5 KV Meyersbs | 18 |  | 18 | 18 | 0 | N |  |  | OP | X | 12 | 2015 | 2015 |  |  | N | IPP Non-CHP | IPP | IPP | 2 | X | MWH | Other | 0 | 0 | 0 | 0
Operable | 61728 | GlidePath Power Operations LLC |  | 62753 | Prospect Storage | TX | Restructured | Brazoria | BESS | Batteries | BA |  | S | X | X |  |  | 9.9 |  | 9.9 | 9.9 | 0.1 | N |  |  | OP | X | 1 | 2020 | 2020 |  |  | N | IPP Non-CHP | IPP | IPP | 2 | X | MWH | Other | 0 | 0 | 0 | 0
Operable | 60864 | Glopak Corporation |  | 61248 | Glopak Solar PV Power Plant | NJ | Restructured | Middlesex | INV1R | Solar Photovoltaic | PV |  | S | X | X |  |  | 0.5 |  | 0.5 | 0.5 |  | N |  |  | OP | X | 8 | 2011 | 2011 |  |  | N | Industrial Non-CHP | Customer Sited | Other | 6 | X | SUN | Renewable | 0.5 | 0 | 1 | 0
Operable | 60864 | Glopak Corporation |  | 61248 | Glopak Solar PV Power Plant | NJ | Restructured | Middlesex | INV2G | Solar Photovoltaic | PV |  | S | X | X |  |  | 0.5 |  | 0.5 | 0.5 |  | N |  |  | OP | X | 6 | 2012 | 2012 |  |  | N | Industrial Non-CHP | Customer Sited | Other | 6 | X | SUN | Renewable | 0.5 | 0 | 1 | 0
Operable | 61888 | Gloversville Community Solar LLC |  | 62357 | Gloversville Landfill Solar | NY | Restructured | Fulton | 8158 | Solar Photovoltaic | PV |  | S | X | X |  |  | 5 |  | 5 | 5 |  | N |  |  | OP | X | 5 | 2021 | 2021 |  |  | N | IPP Non-CHP | IPP | IPP | 2 | X | SUN | Renewable | 5 | 0 | 1 | 0
Operable | 22269 | Goal Line LP |  | 54749 | Goal Line LP | CA | Vertical | San Diego | CTG | Natural Gas Fired Combined Cycle | CT | CC1 | S | X | N | GOALLINE_6_N001 | CAISO SP-15 | 41.2 | 0.9 | 40 | 40 | 35 | N |  |  | OP | X | 8 | 1994 | Pre-2000 |  |  | Y | IPP CHP | IPP | IPP | 3 | T | NG | Non-Renewable | 0 | 41.2 | 0 | 1
Operable | 22269 | Goal Line LP |  | 54749 | Goal Line LP | CA | Vertical | San Diego | STG | Natural Gas Fired Combined Cycle | CA | CC1 | S | N | X |  |  | 10.2 | 0.85 | 9.4 | 9.4 | 6 | N |  |  | OP | X | 8 | 1994 | Pre-2000 |  |  | Y | IPP CHP | IPP | IPP | 3 | T | NG | Non-Renewable | 0 | 10.2 | 0 | 1
Operable | 64644 | Goat Wind LP |  | 56754 | Goat Wind LP | TX | Restructured | Sterling | 1 | Onshore Wind Turbine | WT |  | J | X | X | ERCOT | ERCOT | 80 |  | 80 | 80 | 1 | N |  |  | OP | X | 4 | 2008 | 2008 |  |  | N | IPP Non-CHP | IPP | IPP | 2 | X | WND | Renewable | 80 | 0 | 1 | 0
Operable | 64644 | Goat Wind LP |  | 56754 | Goat Wind LP | TX | Restructured | Sterling | 2 | Onshore Wind Turbine | WT |  | J | X | X | ERCOT | ERCOT | 69.6 |  | 69.6 | 69.6 | 1 | N |  |  | OP | X | 6 | 2009 | 2009 |  |  | N | IPP Non-CHP | IPP | IPP | 2 | X | WND | Renewable | 69.6 | 0 | 1 | 0
Operable | 63228 | Gohman Community Solar LLC |  | 63484 | Gohman Community Solar (CSG) | MN | Vertical | Sherburne | GOHMN | Solar Photovoltaic | PV |  | S | X | X |  |  | 1.1 |  | 1.1 | 1.1 |  | N |  |  | OP | X | 2 | 2020 | 2020 |  |  | N | IPP Non-CHP | IPP | IPP | 2 | X | SUN | Renewable | 1.1 | 0 | 1 | 0
Operable | 64053 | Gold Mine Solar, LLC |  | 64412 | Gold Mine | SC | Vertical | Greenwood | GMINE | Solar Photovoltaic | PV |  | S | X | X |  |  | 1.5 |  | 1.5 | 1.5 |  | N |  |  | OP | X | 12 | 2020 | 2020 |  |  | N | IPP Non-CHP | IPP | IPP | 2 | X | SUN | Renewable | 1.5 | 0 | 1 | 0
Operable | 63545 | Golden Field Solar III, LLC |  | 63859 | Golden Field Solar III, LLC | CA | Vertical | Kern | RCTR | Solar Photovoltaic | PV |  | S | X | X |  |  | 192 |  | 192 | 192 |  | N |  |  | OP | X | 12 | 2020 | 2020 |  |  | N | IPP Non-CHP | IPP | IPP | 2 | X | SUN | Renewable | 192 | 0 | 1 | 0
Operable | 60811 | Golden Hills Interconnection Wind, LLC |  | 61222 | Golden Hills North Wind Energy Center | CA | Vertical | Alameda | 1 | Onshore Wind Turbine | WT |  | S | X | X |  |  | 46 |  | 46 | 46 | 0 | N |  |  | OP | X | 11 | 2017 | 2017 |  |  | N | IPP Non-CHP | IPP | IPP | 2 | X | WND | Renewable | 46 | 0 | 1 | 0
Operable | 60917 | Golden Hills Solar, LLC |  | 61315 | Golden Hills Solar | MA | Restructured | Worcester | 2196 | Solar Photovoltaic | PV |  | S | X | X |  |  | 4.7 |  | 4.7 | 3.8 |  | N |  |  | OP | X | 9 | 2017 | 2017 |  |  | N | IPP Non-CHP | IPP | IPP | 2 | X | SUN | Renewable | 4.7 | 0 | 1 | 0
Operable | 59780 | Golden Hills Wind, LLC |  | 60049 | Golden Hills Wind | CA | Vertical | Alameda | GE | Onshore Wind Turbine | WT |  | S | X | X |  |  | 85.9 |  | 85.9 | 85.9 | 0.5 | N |  |  | OP | X | 12 | 2015 | 2015 |  |  | N | IPP Non-CHP | IPP | IPP | 2 | X | WND | Renewable | 85.9 | 0 | 1 | 0
Operable | 7349 | Golden Spread Electric Cooperative, Inc |  | 55065 | Mustang Station | TX | Restructured | Yoakum | GEN1 | Natural Gas Fired Combined Cycle | CT | CC1 | S | X | Y |  |  | 174.2 | 0.9 | 155.2 | 165 | 90 | N |  |  | OP | X | 6 | 1999 | Pre-2000 |  |  | N | Electric Utility | Utility | Cooperative | 1 | X | NG | Non-Renewable | 0 | 174.2 | 0 | 1
Operable | 7349 | Golden Spread Electric Cooperative, Inc |  | 55065 | Mustang Station | TX | Restructured | Yoakum | GEN2 | Natural Gas Fired Combined Cycle | CT | CC1 | S | X | Y |  |  | 174.2 | 0.9 | 151.7 | 159.8 | 90 | N |  |  | OP | X | 6 | 1999 | Pre-2000 |  |  | N | Electric Utility | Utility | Cooperative | 1 | X | NG | Non-Renewable | 0 | 174.2 | 0 | 1
Operable | 7349 | Golden Spread Electric Cooperative, Inc |  | 55065 | Mustang Station | TX | Restructured | Yoakum | GEN3 | Natural Gas Fired Combined Cycle | CA | CC1 | S | Y | X |  |  | 172.6 | 0.9 | 157.9 | 142.2 | 115 | N |  |  | OP | X | 4 | 2000 | 2000 |  |  | N | Electric Utility | Utility | Cooperative | 1 | X | NG | Non-Renewable | 0 | 172.6 | 0 | 1
Operable | 7349 | Golden Spread Electric Cooperative, Inc |  | 56326 | Mustang Station Unit 4 | TX | Restructured | Yoakum | GEN1 | Natural Gas Fired Combustion Turbine | GT |  | S | X | X |  |  | 153 | 0.9 | 152.4 | 163 | 90 | N |  |  | OP | X | 4 | 2006 | 2006 |  |  | N | Electric Utility | Utility | Cooperative | 1 | X | NG | Non-Renewable | 0 | 153 | 0 | 1
Operable | 7349 | Golden Spread Electric Cooperative, Inc |  | 56326 | Mustang Station Unit 4 | TX | Restructured | Yoakum | GEN2 | Natural Gas Fired Combustion Turbine | GT |  | S | X | X |  |  | 153 | 0.9 | 148.9 | 161 | 90 | N |  |  | OP | X | 6 | 2007 | 2007 |  |  | N | Electric Utility | Utility | Cooperative | 1 | X | NG | Non-Renewable | 0 | 153 | 0 | 1
Operable | 7349 | Golden Spread Electric Cooperative, Inc |  | 56326 | Mustang Station Unit 4 | TX | Restructured | Yoakum | GEN3 | Natural Gas Fired Combustion Turbine | GT |  | S | X | X |  |  | 166.1 | 0.85 | 158 | 163 | 90 | N |  |  | OP | X | 8 | 2013 | 2013 |  |  | N | Electric Utility | Utility | Cooperative | 1 | X | NG | Non-Renewable | 0 | 166.1 | 0 | 1
Operable | 7349 | Golden Spread Electric Cooperative, Inc |  | 57865 | Antelope Station | TX | Restructured | Hale | E01 | Natural Gas Internal Combustion Engine | IC |  | S | X | X |  |  | 9.3 | 0.8 | 9 | 9.3 | 3.7 | N |  |  | OP | X | 6 | 2011 | 2011 |  |  | N | Electric Utility | Utility | Cooperative | 1 | X | NG | Non-Renewable | 0 | 9.3 | 0 | 1
Operable | 7349 | Golden Spread Electric Cooperative, Inc |  | 57865 | Antelope Station | TX | Restructured | Hale | E02 | Natural Gas Internal Combustion Engine | IC |  | S | X | X |  |  | 9.3 | 0.8 | 9.1 | 9.3 | 3.7 | N |  |  | OP | X | 6 | 2011 | 2011 |  |  | N | Electric Utility | Utility | Cooperative | 1 | X | NG | Non-Renewable | 0 | 9.3 | 0 | 1
Operable | 7349 | Golden Spread Electric Cooperative, Inc |  | 57865 | Antelope Station | TX | Restructured | Hale | E03 | Natural Gas Internal Combustion Engine | IC |  | S | X | X |  |  | 9.3 | 0.8 | 9 | 9.3 | 3.7 | N |  |  | OP | X | 6 | 2011 | 2011 |  |  | N | Electric Utility | Utility | Cooperative | 1 | X | NG | Non-Renewable | 0 | 9.3 | 0 | 1
Operable | 7349 | Golden Spread Electric Cooperative, Inc |  | 57865 | Antelope Station | TX | Restructured | Hale | E04 | Natural Gas Internal Combustion Engine | IC |  | S | X | X |  |  | 9.3 | 0.8 | 9 | 9.3 | 3.7 | N |  |  | OP | X | 6 | 2011 | 2011 |  |  | N | Electric Utility | Utility | Cooperative | 1 | X | NG | Non-Renewable | 0 | 9.3 | 0 | 1
Operable | 7349 | Golden Spread Electric Cooperative, Inc |  | 57865 | Antelope Station | TX | Restructured | Hale | E05 | Natural Gas Internal Combustion Engine | IC |  | S | X | X |  |  | 9.3 | 0.8 | 9 | 9.3 | 3.7 | N |  |  | OP | X | 6 | 2011 | 2011 |  |  | N | Electric Utility | Utility | Cooperative | 1 | X | NG | Non-Renewable | 0 | 9.3 | 0 | 1
Operable | 7349 | Golden Spread Electric Cooperative, Inc |  | 57865 | Antelope Station | TX | Restructured | Hale | E06 | Natural Gas Internal Combustion Engine | IC |  | S | X | X |  |  | 9.3 | 0.8 | 9.1 | 9.3 | 3.7 | N |  |  | OP | X | 6 | 2011 | 2011 |  |  | N | Electric Utility | Utility | Cooperative | 1 | X | NG | Non-Renewable | 0 | 9.3 | 0 | 1
Operable | 7349 | Golden Spread Electric Cooperative, Inc |  | 57865 | Antelope Station | TX | Restructured | Hale | E07 | Natural Gas Internal Combustion Engine | IC |  | S | X | X |  |  | 9.3 | 0.8 | 8.7 | 9.3 | 3.7 | N |  |  | OP | X | 6 | 2011 | 2011 |  |  | N | Electric Utility | Utility | Cooperative | 1 | X | NG | Non-Renewable | 0 | 9.3 | 0 | 1
Operable | 7349 | Golden Spread Electric Cooperative, Inc |  | 57865 | Antelope Station | TX | Restructured | Hale | E08 | Natural Gas Internal Combustion Engine | IC |  | S | X | X |  |  | 9.3 | 0.8 | 9.1 | 9.3 | 3.7 | N |  |  | OP | X | 6 | 2011 | 2011 |  |  | N | Electric Utility | Utility | Cooperative | 1 | X | NG | Non-Renewable | 0 | 9.3 | 0 | 1
Operable | 7349 | Golden Spread Electric Cooperative, Inc |  | 57865 | Antelope Station | TX | Restructured | Hale | E09 | Natural Gas Internal Combustion Engine | IC |  | S | X | X |  |  | 9.3 | 0.8 | 9.2 | 9.3 | 3.7 | N |  |  | OP | X | 6 | 2011 | 2011 |  |  | N | Electric Utility | Utility | Cooperative | 1 | X | NG | Non-Renewable | 0 | 9.3 | 0 | 1
Operable | 7349 | Golden Spread Electric Cooperative, Inc |  | 57865 | Antelope Station | TX | Restructured | Hale | E10 | Natural Gas Internal Combustion Engine | IC |  | S | X | X |  |  | 9.3 | 0.8 | 9.1 | 9.3 | 3.7 | N |  |  | OP | X | 6 | 2011 | 2011 |  |  | N | Electric Utility | Utility | Cooperative | 1 | X | NG | Non-Renewable | 0 | 9.3 | 0 | 1
Operable | 7349 | Golden Spread Electric Cooperative, Inc |  | 57865 | Antelope Station | TX | Restructured | Hale | E11 | Natural Gas Internal Combustion Engine | IC |  | S | X | X |  |  | 9.3 | 0.8 | 9.1 | 9.3 | 3.7 | N |  |  | OP | X | 6 | 2011 | 2011 |  |  | N | Electric Utility | Utility | Cooperative | 1 | X | NG | Non-Renewable | 0 | 9.3 | 0 | 1
Operable | 7349 | Golden Spread Electric Cooperative, Inc |  | 57865 | Antelope Station | TX | Restructured | Hale | E12 | Natural Gas Internal Combustion Engine | IC |  | S | X | X |  |  | 9.3 | 0.8 | 8.9 | 9.3 | 3.7 | N |  |  | OP | X | 6 | 2011 | 2011 |  |  | N | Electric Utility | Utility | Cooperative | 1 | X | NG | Non-Renewable | 0 | 9.3 | 0 | 1
Operable | 7349 | Golden Spread Electric Cooperative, Inc |  | 57865 | Antelope Station | TX | Restructured | Hale | E13 | Natural Gas Internal Combustion Engine | IC |  | S | X | X |  |  | 9.3 | 0.8 | 9.1 | 9.3 | 3.7 | N |  |  | OP | X | 6 | 2011 | 2011 |  |  | N | Electric Utility | Utility | Cooperative | 1 | X | NG | Non-Renewable | 0 | 9.3 | 0 | 1
Operable | 7349 | Golden Spread Electric Cooperative, Inc |  | 57865 | Antelope Station | TX | Restructured | Hale | E14 | Natural Gas Internal Combustion Engine | IC |  | S | X | X |  |  | 9.3 | 0.8 | 9 | 9.3 | 3.7 | N |  |  | OP | X | 6 | 2011 | 2011 |  |  | N | Electric Utility | Utility | Cooperative | 1 | X | NG | Non-Renewable | 0 | 9.3 | 0 | 1
Operable | 7349 | Golden Spread Electric Cooperative, Inc |  | 57865 | Antelope Station | TX | Restructured | Hale | E15 | Natural Gas Internal Combustion Engine | IC |  | S | X | X |  |  | 9.3 | 0.8 | 9.1 | 9.3 | 3.7 | N |  |  | OP | X | 6 | 2011 | 2011 |  |  | N | Electric Utility | Utility | Cooperative | 1 | X | NG | Non-Renewable | 0 | 9.3 | 0 | 1
Operable | 7349 | Golden Spread Electric Cooperative, Inc |  | 57865 | Antelope Station | TX | Restructured | Hale | E16 | Natural Gas Internal Combustion Engine | IC |  | S | X | X |  |  | 9.3 | 0.8 | 8.4 | 9.3 | 3.7 | N |  |  | OP | X | 6 | 2011 | 2011 |  |  | N | Electric Utility | Utility | Cooperative | 1 | X | NG | Non-Renewable | 0 | 9.3 | 0 | 1
Operable | 7349 | Golden Spread Electric Cooperative, Inc |  | 57865 | Antelope Station | TX | Restructured | Hale | E17 | Natural Gas Internal Combustion Engine | IC |  | S | X | X |  |  | 9.3 | 0.8 | 9.1 | 9.3 | 3.7 | N |  |  | OP | X | 6 | 2011 | 2011 |  |  | N | Electric Utility | Utility | Cooperative | 1 | X | NG | Non-Renewable | 0 | 9.3 | 0 | 1
Operable | 7349 | Golden Spread Electric Cooperative, Inc |  | 57865 | Antelope Station | TX | Restructured | Hale | E18 | Natural Gas Internal Combustion Engine | IC |  | S | X | X |  |  | 9.3 | 0.8 | 9 | 9.3 | 3.7 | N |  |  | OP | X | 6 | 2011 | 2011 |  |  | N | Electric Utility | Utility | Cooperative | 1 | X | NG | Non-Renewable | 0 | 9.3 | 0 | 1
Operable | 7349 | Golden Spread Electric Cooperative, Inc |  | 57866 | Golden Spread Panhandle Wnd Rch | TX | Restructured | Oldham | PWR | Onshore Wind Turbine | WT |  | S | X | X |  |  | 78.2 |  | 78.2 | 78.2 | 0.1 | N |  |  | OP | X | 9 | 2011 | 2011 |  |  | N | Electric Utility | Utility | Cooperative | 1 | X | WND | Renewable | 78.2 | 0 | 1 | 0
Operable | 7349 | Golden Spread Electric Cooperative, Inc |  | 58835 | Elk Station | TX | Restructured | Hale | ELK1 | Natural Gas Fired Combustion Turbine | GT |  | S | X | X |  |  | 199.8 | 0.85 | 195.8 | 202 | 85 | N |  |  | OP | X | 6 | 2015 | 2015 |  |  | N | Electric Utility | Utility | Cooperative | 1 | X | NG | Non-Renewable | 0 | 199.8 | 0 | 1
Operable | 7349 | Golden Spread Electric Cooperative, Inc |  | 58835 | Elk Station | TX | Restructured | Hale | ELK2 | Natural Gas Fired Combustion Turbine | GT |  | S | X | X |  |  | 199.8 | 0.85 | 196.4 | 202 | 85 | N |  |  | OP | X | 5 | 2016 | 2016 |  |  | N | Electric Utility | Utility | Cooperative | 1 | X | NG | Non-Renewable | 0 | 199.8 | 0 | 1
Operable | 7349 | Golden Spread Electric Cooperative, Inc |  | 58835 | Elk Station | TX | Restructured | Hale | ELK3 | Natural Gas Fired Combustion Turbine | GT |  | S | X | X |  |  | 199.8 | 0.85 | 190.9 | 202 | 85 | N |  |  | OP | X | 5 | 2016 | 2016 |  |  | N | Electric Utility | Utility | Cooperative | 1 | X | NG | Non-Renewable | 0 | 199.8 | 0 | 1
Operable | 57104 | Golden Springs Development Company LLC |  | 57796 | Golden Springs Building C-1 | CA | Vertical | Los Angeles | 1 | Solar Photovoltaic | PV |  | S | X | X |  |  | 1.2 |  | 1.2 | 1.2 |  | N |  |  | OP | X | 2 | 2012 | 2012 |  |  | N | IPP Non-CHP | IPP | IPP | 2 | X | SUN | Renewable | 1.2 | 0 | 1 | 0
Operable | 57104 | Golden Springs Development Company LLC |  | 57797 | Golden Springs Building D | CA | Vertical | Los Angeles | 1 | Solar Photovoltaic | PV |  | S | X | X |  |  | 1.3 |  | 1.3 | 1.3 |  | N |  |  | OP | X | 3 | 2012 | 2012 |  |  | N | IPP Non-CHP | IPP | IPP | 2 | X | SUN | Renewable | 1.3 | 0 | 1 | 0
Operable | 57104 | Golden Springs Development Company LLC |  | 58912 | Santa Fe Springs Rooftop Solar BLDG M | CA | Vertical | Los Angeles | 1 | Solar Photovoltaic | PV |  | S | X | X |  |  | 1.8 |  | 1.8 | 1.8 |  | N |  |  | OP | X | 3 | 2015 | 2015 |  |  | N | IPP Non-CHP | IPP | IPP | 2 | X | SUN | Renewable | 1.8 | 0 | 1 | 0
Operable | 57104 | Golden Springs Development Company LLC |  | 58913 | Santa Fe Springs Rooftop Solar BLDG H | CA | Vertical | Los Angeles | 1 | Solar Photovoltaic | PV |  | S | X | X |  |  | 1.5 |  | 1.5 | 1.5 |  | N |  |  | OP | X | 3 | 2015 | 2015 |  |  | N | IPP Non-CHP | IPP | IPP | 2 | X | SUN | Renewable | 1.5 | 0 | 1 | 0
Operable | 57104 | Golden Springs Development Company LLC |  | 60151 | Building F | CA | Vertical | Los Angeles | BLDGF | Solar Photovoltaic | PV |  | S | X | X |  |  | 1.3 |  | 1.3 | 1.3 |  | N |  |  | OP | X | 11 | 2016 | 2016 |  |  | N | IPP Non-CHP | IPP | IPP | 2 | X | SUN | Renewable | 1.3 | 0 | 1 | 0
Operable | 57104 | Golden Springs Development Company LLC |  | 60153 | Building G | CA | Vertical | Los Angeles | BLDGG | Solar Photovoltaic | PV |  | S | X | X |  |  | 1.2 |  | 1.2 | 1.2 |  | N |  |  | OP | X | 9 | 2016 | 2016 |  |  | N | IPP Non-CHP | IPP | IPP | 2 | X | SUN | Renewable | 1.2 | 0 | 1 | 0
Operable | 57104 | Golden Springs Development Company LLC |  | 60154 | Buidling L | CA | Vertical | Los Angeles | BLDG1 | Solar Photovoltaic | PV |  | S | X | X |  |  | 1 |  | 1 | 1 |  | N |  |  | OP | X | 11 | 2016 | 2016 |  |  | N | IPP Non-CHP | IPP | IPP | 2 | X | SUN | Renewable | 1 | 0 | 1 | 0
Operable | 57104 | Golden Springs Development Company LLC |  | 60182 | Dulles | CA | Vertical | Riverside | DULLE | Solar Photovoltaic | PV |  | S | X | X |  |  | 2 |  | 2 | 2 |  | N |  |  | OP | X | 9 | 2016 | 2016 |  |  | N | IPP Non-CHP | IPP | IPP | 2 | X | SUN | Renewable | 2 | 0 | 1 | 0
Operable | 57104 | Golden Springs Development Company LLC |  | 60183 | Freeway Springs | CA | Vertical | Los Angeles | FSPRI | Solar Photovoltaic | PV |  | S | X | X |  |  | 2 |  | 2 | 2 |  | N |  |  | OP | X | 10 | 2016 | 2016 |  |  | N | IPP Non-CHP | IPP | IPP | 2 | X | SUN | Renewable | 2 | 0 | 1 | 0
Operable | 7353 | Golden Valley Elec Assn Inc |  | 6285 | North Pole | AK | Vertical | Fairbanks North Star | 1 | Petroleum Liquids | GT |  | S | X | X |  |  | 60.5 | 0.9 | 44 | 60 | 8 | N |  |  | OP | X | 12 | 1976 | Pre-2000 |  |  | N | Electric Utility | Utility | Cooperative | 1 | X | DFO | Non-Renewable | 0 | 60.5 | 0 | 1
Operable | 7353 | Golden Valley Elec Assn Inc |  | 6285 | North Pole | AK | Vertical | Fairbanks North Star | 2 | Petroleum Liquids | GT |  | S | X | X |  |  | 60.5 | 0.9 | 50 | 64 | 8 | N |  |  | OP | X | 2 | 1977 | Pre-2000 |  |  | N | Electric Utility | Utility | Cooperative | 1 | X | DFO | Non-Renewable | 0 | 60.5 | 0 | 1
Operable | 7353 | Golden Valley Elec Assn Inc |  | 6285 | North Pole | AK | Vertical | Fairbanks North Star | GT3 | Petroleum Liquids | CT | CST1 | S | X | N |  |  | 47 | 0.9 | 41 | 53 | 15 | N |  |  | OP | X | 3 | 2007 | 2007 |  |  | N | Electric Utility | Utility | Cooperative | 1 | X | WO | Non-Renewable | 0 | 47 | 0 | 1
Operable | 7353 | Golden Valley Elec Assn Inc |  | 6285 | North Pole | AK | Vertical | Fairbanks North Star | STG1 | Petroleum Liquids | CA | CST1 | S | N | X |  |  | 13 | 0.85 | 10 | 12 | 8 | N |  |  | OP | X | 3 | 2007 | 2007 |  |  | N | Electric Utility | Utility | Cooperative | 1 | X | WO | Non-Renewable | 0 | 13 | 0 | 1
Operable | 7353 | Golden Valley Elec Assn Inc |  | 6286 | Fairbanks | AK | Vertical | Fairbanks North Star | 5 | Petroleum Liquids | IC |  | S | X | X |  |  | 2.7 | 0.8 | 2.8 | 2.8 | 2.8 | N |  |  | SB | Y | 5 | 1970 | Pre-2000 |  |  | N | Electric Utility | Utility | Cooperative | 1 | X | DFO | Non-Renewable | 0 | 2.7 | 0 | 1
Operable | 7353 | Golden Valley Elec Assn Inc |  | 6286 | Fairbanks | AK | Vertical | Fairbanks North Star | 6 | Petroleum Liquids | IC |  | S | X | X |  |  | 2.7 | 0.8 | 2.8 | 2.8 | 2.8 | N |  |  | SB | Y | 9 | 1970 | Pre-2000 |  |  | N | Electric Utility | Utility | Cooperative | 1 | X | DFO | Non-Renewable | 0 | 2.7 | 0 | 1
Operable | 7353 | Golden Valley Elec Assn Inc |  | 6286 | Fairbanks | AK | Vertical | Fairbanks North Star | GT1 | Petroleum Liquids | GT |  | S | X | X |  |  | 18.4 | 0.85 | 15.5 | 17.7 | 3 | N |  |  | OP | X | 5 | 1971 | Pre-2000 |  |  | N | Electric Utility | Utility | Cooperative | 1 | X | DFO | Non-Renewable | 0 | 18.4 | 0 | 1
Operable | 7353 | Golden Valley Elec Assn Inc |  | 6286 | Fairbanks | AK | Vertical | Fairbanks North Star | GT2 | Petroleum Liquids | GT |  | S | X | X |  |  | 18.4 | 0.85 | 15 | 17.7 | 3 | N |  |  | OP | X | 11 | 1972 | Pre-2000 |  |  | N | Electric Utility | Utility | Cooperative | 1 | X | DFO | Non-Renewable | 0 | 18.4 | 0 | 1
Operable | 7353 | Golden Valley Elec Assn Inc |  | 6288 | Healy | AK | Vertical | Denali | 1 | Conventional Steam Coal | ST |  | S | X | X |  |  | 28 | 0.85 | 25 | 25 | 1.5 | N |  |  | OP | X | 11 | 1967 | Pre-2000 |  |  | N | Electric Utility | Utility | Cooperative | 1 | X | LIG | Non-Renewable | 0 | 28 | 0 | 1 | WC
Operable | 7353 | Golden Valley Elec Assn Inc |  | 6288 | Healy | AK | Vertical | Denali | 2 | Conventional Steam Coal | ST |  | S | X | X |  |  | 62 | 0.85 | 50 | 50 | 8 | N |  |  | OP | X | 1 | 1998 | Pre-2000 |  |  | N | Electric Utility | Utility | Cooperative | 1 | X | LIG | Non-Renewable | 0 | 62 | 0 | 1 | WC
Operable | 7353 | Golden Valley Elec Assn Inc |  | 6288 | Healy | AK | Vertical | Denali | IC1 | Petroleum Liquids | IC |  | S | X | X |  |  | 2.8 | 0.8 | 2.8 | 2.8 | 2.5 | N |  |  | OP | X | 9 | 1967 | Pre-2000 |  |  | N | Electric Utility | Utility | Cooperative | 1 | X | DFO | Non-Renewable | 0 | 2.8 | 0 | 1
Operable | 7353 | Golden Valley Elec Assn Inc |  | 56325 | Delta Power | AK | Vertical | Southeast Fairbanks | 6 | Petroleum Liquids | GT |  | S | X | X |  |  | 23.1 | 0.9 | 23.1 | 26 | 3 | N |  |  | SB | Y | 11 | 1976 | Pre-2000 |  |  | N | Electric Utility | Utility | Cooperative | 1 | X | DFO | Non-Renewable | 0 | 23.1 | 0 | 1
Operable | 7353 | Golden Valley Elec Assn Inc |  | 57583 | Battery Energy Storage System | AK | Vertical | Fairbanks North Star | BESS | Batteries | BA |  | S | X | X |  |  | 40 |  | 40 | 40 | 0 | N |  |  | OP | X | 12 | 2003 | 2003 |  |  | N | Electric Utility | Utility | Cooperative | 1 | X | MWH | Other | 0 | 0 | 0 | 0
Operable | 7353 | Golden Valley Elec Assn Inc |  | 57935 | Eva Creek Wind | AK | Vertical | Denali | EVW | Onshore Wind Turbine | WT |  | S | X | X |  |  | 24.6 |  | 24.6 | 24.6 | 1 | N |  |  | OP | X | 1 | 2013 | 2013 |  |  | N | Electric Utility | Utility | Cooperative | 1 | X | WND | Renewable | 24.6 | 0 | 1 | 0
Operable | 59729 | Golden West Power Partners, LLC |  | 59974 | Golden West Power Partners LLC | CO | Vertical | El Paso | GW1 | Onshore Wind Turbine | WT |  | S | X | X |  |  | 250 |  | 250 | 250 | 0 | N |  |  | OP | X | 10 | 2015 | 2015 |  |  | N | IPP Non-CHP | IPP | IPP | 2 | X | WND | Renewable | 250 | 0 | 1 | 0
Operable | 64645 | Goldfinch (Lakeland) |  | 60124 | Goldfinch | FL | Vertical | Polk | GFNCH | Solar Photovoltaic | PV |  | S | X | X |  |  | 3 |  | 3 | 3 |  | N |  |  | OP | X | 12 | 2016 | 2016 |  |  | N | IPP Non-CHP | IPP | IPP | 2 | X | SUN | Renewable | 3 | 0 | 1 | 0
Operable | 65479 | Goleta Energy Storage, LLC |  | 66394 | Goleta Energy Storage, LLC | CA | Vertical | Santa Barbara | GOLET | Batteries | BA |  | S | X | X |  |  | 60 | 0.95 | 60 | 60 |  | N |  |  | OP | X | 12 | 2023 | 2023 |  |  | N | IPP Non-CHP | IPP | IPP | 2 | X | MWH | Other | 0 | 0 | 0 | 0
Operable | 61152 | Good Samaritan Hospital |  | 61551 | Good Samaritan Hospital | NY | Restructured | Rockland | EGEN1 | Petroleum Liquids | IC |  | S | X | X |  |  | 1 | 0.8 | 1 | 1 | 0.3 | N |  |  | SB | N | 1 | 1980 | Pre-2000 |  |  | N | Commercial Non-CHP | Customer Sited | Other | 4 | X | DFO | Non-Renewable | 0 | 1 | 0 | 1
Operable | 61152 | Good Samaritan Hospital |  | 61551 | Good Samaritan Hospital | NY | Restructured | Rockland | EGEN2 | Petroleum Liquids | IC |  | S | X | X |  |  | 0.7 | 0.8 | 0.7 | 0.7 | 0.2 | N |  |  | SB | N | 1 | 2012 | 2012 |  |  | N | Commercial Non-CHP | Customer Sited | Other | 4 | X | DFO | Non-Renewable | 0 | 0.7 | 0 | 1
Operable | 61152 | Good Samaritan Hospital |  | 61551 | Good Samaritan Hospital | NY | Restructured | Rockland | EGEN3 | Natural Gas Internal Combustion Engine | IC |  | S | X | X |  |  | 0.2 | 0.8 | 0.2 | 0.2 | 0.1 | N |  |  | SB | N | 1 | 2012 | 2012 |  |  | N | Commercial Non-CHP | Customer Sited | Other | 4 | X | NG | Non-Renewable | 0 | 0.2 | 0 | 1
Operable | 7375 | Goodyear Tire & Rubber Co |  | 54321 | Goodyear Beaumont Chemical Plant | TX | Restructured | Jefferson | 2N80 | Natural Gas Fired Combustion Turbine | GT |  | S | X | X |  |  | 5 | 0.9 | 4 | 4.5 | 2 | N |  |  | OP | X | 8 | 1999 | Pre-2000 |  |  | Y | Industrial CHP | Customer Sited | Other | 7 | T | NG | Non-Renewable | 0 | 5 | 0 | 1
Operable | 7375 | Goodyear Tire & Rubber Co |  | 54321 | Goodyear Beaumont Chemical Plant | TX | Restructured | Jefferson | 3N80 | Natural Gas Steam Turbine | ST |  | S | X | X |  |  | 14.8 | 0.9 | 13 | 13.5 | 5 | N |  |  | OP | X | 3 | 1987 | Pre-2000 |  |  | Y | Industrial CHP | Customer Sited | Other | 7 | T | NG | Non-Renewable | 0 | 14.8 | 0 | 1
Operable | 7375 | Goodyear Tire & Rubber Co |  | 54321 | Goodyear Beaumont Chemical Plant | TX | Restructured | Jefferson | N802 | Natural Gas Fired Combustion Turbine | GT |  | S | X | X |  |  | 5 | 0.9 | 4.5 | 4.7 | 2 | N |  |  | OP | X | 8 | 1999 | Pre-2000 |  |  | Y | Industrial CHP | Customer Sited | Other | 7 | T | NG | Non-Renewable | 0 | 5 | 0 | 1
Operable | 7375 | Goodyear Tire & Rubber Co |  | 54321 | Goodyear Beaumont Chemical Plant | TX | Restructured | Jefferson | N803 | Natural Gas Fired Combustion Turbine | GT |  | S | X | X |  |  | 5 | 0.9 | 4.5 | 4.7 | 2 | N |  |  | OP | X | 10 | 1999 | Pre-2000 |  |  | Y | Industrial CHP | Customer Sited | Other | 7 | T | NG | Non-Renewable | 0 | 5 | 0 | 1
Operable | 7375 | Goodyear Tire & Rubber Co |  | 54321 | Goodyear Beaumont Chemical Plant | TX | Restructured | Jefferson | N804 | Natural Gas Fired Combustion Turbine | GT |  | S | X | X |  |  | 5 | 0.9 | 4.5 | 4.7 | 2 | N |  |  | OP | X | 10 | 1999 | Pre-2000 |  |  | Y | Industrial CHP | Customer Sited | Other | 7 | T | NG | Non-Renewable | 0 | 5 | 0 | 1
Operable | 64846 | Google, Inc. |  | 65568 | Google Moffett Park Solar Project | CA | Vertical | Santa Clara | GMSP1 | Solar Photovoltaic | PV |  | S | X | X |  |  | 0.9 |  | 1 | 1 |  | N |  |  | OP | X | 3 | 2021 | 2021 |  |  | N | IPP Non-CHP | IPP | IPP | 2 | X | SUN | Renewable | 0.9 | 0 | 1 | 0
Operable | 64846 | Google, Inc. |  | 65568 | Google Moffett Park Solar Project | CA | Vertical | Santa Clara | GMSP2 | Solar Photovoltaic | PV |  | S | X | X |  |  | 0.7 |  | 0.7 | 0.5 |  | N |  |  | OP | X | 3 | 2021 | 2021 |  |  | N | IPP Non-CHP | IPP | IPP | 2 | X | SUN | Renewable | 0.7 | 0 | 1 | 0
Operable | 64846 | Google, Inc. |  | 65568 | Google Moffett Park Solar Project | CA | Vertical | Santa Clara | GMSPB | Batteries | BA |  | S | X | X |  |  | 0.6 |  | 0.6 | 0.6 | 0.6 | N |  |  | OP | X | 3 | 2021 | 2021 |  |  | N | IPP Non-CHP | IPP | IPP | 2 | X | MWH | Other | 0 | 0 | 0 | 0
Operable | 49970 | Goose Haven Energy Center |  | 55627 | Goose Haven Energy Center | CA | Vertical | Solano | CT1 | Natural Gas Fired Combustion Turbine | GT |  | S | X | X | NP15 |  | 47 | 0.85 | 48 | 48 | 20 | N |  |  | OP | X | 1 | 2003 | 2003 |  |  | N | IPP Non-CHP | IPP | IPP | 2 | X | NG | Non-Renewable | 0 | 47 | 0 | 1
Operable | 62731 | Gopher Energy Storage, LLC |  | 62908 | Anoka BESS | MN | Vertical | Anoka | BA | Batteries | BA |  | S | X | X |  |  | 6 |  | 6 | 6 | 0 | N |  |  | OP | X | 12 | 2018 | 2018 |  |  | N | IPP Non-CHP | IPP | IPP | 2 | X | MWH | Other | 0 | 0 | 0 | 0
Operable | 62731 | Gopher Energy Storage, LLC |  | 62937 | Athens BESS | MN | Vertical | Isanti | BA | Batteries | BA |  | S | X | X |  |  | 6 |  | 6 | 6 | 0 | N |  |  | OP | X | 12 | 2018 | 2018 |  |  | N | IPP Non-CHP | IPP | IPP | 2 | X | MWH | Other | 0 | 0 | 0 | 0
Operable | 62731 | Gopher Energy Storage, LLC |  | 63090 | Athens - Coopers Corner BESS | MN | Vertical | Isanti | COOPR | Batteries | BA |  | S | X | X |  |  | 3 | 0.95 | 3 | 3 | 0 | N |  |  | OP | X | 12 | 2018 | 2018 |  |  | N | IPP Non-CHP | IPP | IPP | 2 | X | MWH | Other | 0 | 0 | 0 | 0
Operable | 57042 | Gordon Butte Wind LLC |  | 57748 | Gordon Butte Wind LLC | MT | Vertical | Meagher | DAW | Onshore Wind Turbine | WT |  | W | X | X |  |  | 2.7 |  | 2.7 | 2.7 | 0.1 | N |  |  | OP | X | 12 | 2018 | 2018 |  |  | N | IPP Non-CHP | IPP | IPP | 2 | X | WND | Renewable | 2.7 | 0 | 1 | 0
Operable | 57042 | Gordon Butte Wind LLC |  | 57748 | Gordon Butte Wind LLC | MT | Vertical | Meagher | GBW | Onshore Wind Turbine | WT |  | S | X | X |  |  | 9.6 |  | 9.6 | 9.6 | 0.1 | N |  |  | OP | X | 1 | 2012 | 2012 |  |  | N | IPP Non-CHP | IPP | IPP | 2 | X | WND | Renewable | 9.6 | 0 | 1 | 0
Operable | 57042 | Gordon Butte Wind LLC |  | 57748 | Gordon Butte Wind LLC | MT | Vertical | Meagher | OSR | Onshore Wind Turbine | WT |  | W | X | X |  |  | 2.7 |  | 2.7 | 2.7 | 0.1 | N |  |  | OP | X | 12 | 2018 | 2018 |  |  | N | IPP Non-CHP | IPP | IPP | 2 | X | WND | Renewable | 2.7 | 0 | 1 | 0
Operable | 57042 | Gordon Butte Wind LLC |  | 57748 | Gordon Butte Wind LLC | MT | Vertical | Meagher | SOR | Onshore Wind Turbine | WT |  | W | X | X |  |  | 2.7 |  | 2.7 | 2.7 | 0.1 | N |  |  | OP | X | 12 | 2018 | 2018 |  |  | N | IPP Non-CHP | IPP | IPP | 2 | X | WND | Renewable | 2.7 | 0 | 1 | 0
Operable | 61391 | Gore Mountain Solar II, LLC |  | 61764 | Gore Mountain Solar II | NY | Restructured | Washington | SNWH2 | Solar Photovoltaic | PV |  | S | X | X |  |  | 2 |  | 2 | 2 |  | N |  |  | OP | X | 9 | 2016 | 2016 |  |  | N | IPP Non-CHP | IPP | IPP | 2 | X | SUN | Renewable | 2 | 0 | 1 | 0
Operable | 7424 | Gowrie Municipal Utilities |  | 1141 | Gowrie | IA | Vertical | Webster | 3 | Petroleum Liquids | IC |  | S | X | X |  |  | 2.5 | 0.8 | 2.2 | 2.2 | 0.4 | N |  |  | OP | X | 1 | 2013 | 2013 |  |  | N | Electric Utility | Utility | Municipal | 1 | X | DFO | Non-Renewable | 0 | 2.5 | 0 | 1
Operable | 60993 | Goya Foods Inc. |  | 60839 | Goya Foods, Inc- Jersey City Solar | NJ | Restructured | Hudson | PV1 | Solar Photovoltaic | PV |  | S | X | X |  |  | 2.5 |  | 2.5 | 2.5 |  | N |  |  | OP | X | 7 | 2015 | 2015 |  |  | N | IPP Non-CHP | IPP | IPP | 2 | X | SUN | Renewable | 2.5 | 0 | 1 | 0
Operable | 60993 | Goya Foods Inc. |  | 60840 | Goya Foods, Inc- Secaucus Solar | NJ | Restructured | Hudson | PV1 | Solar Photovoltaic | PV |  | S | X | X |  |  | 1.6 |  | 1.6 | 1.6 |  | N |  |  | OP | X | 3 | 2016 | 2016 |  |  | N | IPP Non-CHP | IPP | IPP | 2 | X | SUN | Renewable | 1.6 | 0 | 1 | 0
Operable | 7167 | GP Big Island LLC |  | 50479 | Georgia-Pacific Big Island | VA | Vertical | Bedford | BHG1 | Conventional Hydroelectric | HY |  | S | X | X |  |  | 0.2 | 1 | 0.2 | 0.2 | 0.2 | N |  |  | OP | X | 6 | 1920 | Pre-2000 |  |  | N | Industrial CHP | Customer Sited | Other | 7 | X | WAT | Renewable | 0.2 | 0 | 1 | 0
Operable | 7167 | GP Big Island LLC |  | 50479 | Georgia-Pacific Big Island | VA | Vertical | Bedford | BHG2 | Conventional Hydroelectric | HY |  | S | X | X |  |  | 0.2 | 1 | 0.2 | 0.2 | 0.2 | N |  |  | OP | X | 6 | 1920 | Pre-2000 |  |  | N | Industrial CHP | Customer Sited | Other | 7 | X | WAT | Renewable | 0.2 | 0 | 1 | 0
Operable | 7167 | GP Big Island LLC |  | 50479 | Georgia-Pacific Big Island | VA | Vertical | Bedford | GEN1 | Wood/Wood Waste Biomass | ST |  | S | X | X |  |  | 7.5 | 1 | 7 | 7 | 3.5 | N |  |  | OP | X | 6 | 1965 | Pre-2000 |  |  | Y | Industrial CHP | Customer Sited | Other | 7 | T | WDS | Renewable | 7.5 | 0 | 1 | 0 | OBS | NG | BLQ
Operable | 60564 | GP Center Holdings LLC |  | 54906 | Georgia Pacific Center | GA | Vertical | Fulton | 1 | Petroleum Liquids | IC |  | S | X | X |  |  | 0.7 | 0.8 | 0.7 | 0.7 | 0.3 | N |  |  | SB | Y | 4 | 1982 | Pre-2000 |  |  | N | Commercial Non-CHP | Customer Sited | Other | 4 | X | DFO | Non-Renewable | 0 | 0.7 | 0 | 1
Operable | 60564 | GP Center Holdings LLC |  | 54906 | Georgia Pacific Center | GA | Vertical | Fulton | 2 | Petroleum Liquids | IC |  | S | X | X |  |  | 0.7 | 0.8 | 0.7 | 0.7 | 0.3 | N |  |  | SB | Y | 4 | 1982 | Pre-2000 |  |  | N | Commercial Non-CHP | Customer Sited | Other | 4 | X | DFO | Non-Renewable | 0 | 0.7 | 0 | 1
Operable | 59834 | GR Catalyst One, LLC |  | 54395 | Stillwater Hydro Electric Project | NY | Restructured | Saratoga | 1 | Conventional Hydroelectric | HY |  | S | X | X |  |  | 1.7 | 0.9 | 1.7 | 1.7 | 0.4 | N |  |  | OP | X | 4 | 1993 | Pre-2000 |  |  | N | IPP Non-CHP | IPP | IPP | 2 | X | WAT | Renewable | 1.7 | 0 | 1 | 0
Operable | 59834 | GR Catalyst One, LLC |  | 54395 | Stillwater Hydro Electric Project | NY | Restructured | Saratoga | 2 | Conventional Hydroelectric | HY |  | S | X | X |  |  | 1.7 | 0.9 | 1.7 | 1.7 | 0.4 | N |  |  | OP | X | 4 | 1993 | Pre-2000 |  |  | N | IPP Non-CHP | IPP | IPP | 2 | X | WAT | Renewable | 1.7 | 0 | 1 | 0
Operable | 63070 | GR Catalyst Two LLC |  | 50280 | Dahowa Hydro | NY | Restructured | Washington | GEN1 | Conventional Hydroelectric | HY |  | S | X | X |  |  | 10.5 | 1 | 1.5 | 4.4 | 1.2 | N |  |  | OP | X | 12 | 1987 | Pre-2000 |  |  | N | IPP Non-CHP | IPP | IPP | 2 | X | WAT | Renewable | 10.5 | 0 | 1 | 0
Operable | 63446 | Grabinski Solar LLC |  | 63752 | Grabinski | NY | Restructured | Orange | GRA | Solar Photovoltaic | PV |  | S | X | X |  |  | 2 |  | 2 | 2 |  | N |  |  | OP | X | 7 | 2019 | 2019 |  |  | N | IPP Non-CHP | IPP | IPP | 2 | X | SUN | Renewable | 2 | 0 | 1 | 0
Operable | 58819 | Graham Solar Center LLC |  | 58957 | Graham Solar Center LLC | NC | Vertical | Columbus | GRAH | Solar Photovoltaic | PV |  | S | X | X |  |  | 4.8 |  | 4.8 | 4.8 |  | N |  |  | OP | X | 12 | 2014 | 2014 |  |  | N | IPP Non-CHP | IPP | IPP | 2 | X | SUN | Renewable | 4.8 | 0 | 1 | 0
Operable | 56097 | Gramercy Holdings I LLC |  | 50846 | Gramercy Holdings LLC | LA | Vertical | St James | GT3 | Natural Gas Fired Combustion Turbine | GT |  | S | X | X |  |  | 16 | 0.95 | 15 | 17 | 1 | N |  |  | OP | X | 4 | 1969 | Pre-2000 |  |  | Y | Industrial CHP | Customer Sited | Other | 7 | T | NG | Non-Renewable | 0 | 16 | 0 | 1
Operable | 56097 | Gramercy Holdings I LLC |  | 50846 | Gramercy Holdings LLC | LA | Vertical | St James | GT4 | Natural Gas Fired Combustion Turbine | GT |  | S | X | X |  |  | 24.7 | 0.95 | 21 | 24 | 1 | N |  |  | OP | X | 4 | 1974 | Pre-2000 |  |  | Y | Industrial CHP | Customer Sited | Other | 7 | T | NG | Non-Renewable | 0 | 24.7 | 0 | 1
Operable | 56097 | Gramercy Holdings I LLC |  | 50846 | Gramercy Holdings LLC | LA | Vertical | St James | ST1 | Natural Gas Steam Turbine | ST |  | S | X | X |  |  | 18.7 | 0.95 | 17 | 17 | 2 | N |  |  | OP | X | 2 | 1958 | Pre-2000 |  |  | Y | Industrial CHP | Customer Sited | Other | 7 | T | NG | Non-Renewable | 0 | 18.7 | 0 | 1
Operable | 56097 | Gramercy Holdings I LLC |  | 50846 | Gramercy Holdings LLC | LA | Vertical | St James | ST2 | Natural Gas Steam Turbine | ST |  | S | X | X |  |  | 18.7 | 0.95 | 17 | 17 | 2 | N |  |  | OP | X | 2 | 1958 | Pre-2000 |  |  | Y | Industrial CHP | Customer Sited | Other | 7 | T | NG | Non-Renewable | 0 | 18.7 | 0 | 1
Operable | 56097 | Gramercy Holdings I LLC |  | 50846 | Gramercy Holdings LLC | LA | Vertical | St James | ST3 | Natural Gas Steam Turbine | ST |  | S | X | X |  |  | 7.2 | 0.95 | 6 | 6 | 3 | N |  |  | OP | X | 2 | 1969 | Pre-2000 |  |  | Y | Industrial CHP | Customer Sited | Other | 7 | T | NG | Non-Renewable | 0 | 7.2 | 0 | 1
Operable | 63108 | Granby Solar, LLC |  | 63338 | Granby Solar, LLC CSG | MA | Restructured | Hampshire | 4787 | Solar Photovoltaic | PV |  | S | X | X |  |  | 3 |  | 3 | 3 |  | N |  |  | OP | X | 7 | 2021 | 2021 |  |  | N | IPP Non-CHP | IPP | IPP | 2 | X | SUN | Renewable | 3 | 0 | 1 | 0
Operable | 63108 | Granby Solar, LLC |  | 63338 | Granby Solar, LLC CSG | MA | Restructured | Hampshire | 4788 | Batteries | BA |  | S | X | X |  |  | 2 |  | 2 | 1.8 |  | N |  |  | OP | X | 3 | 2022 | 2022 |  |  | N | IPP Non-CHP | IPP | IPP | 2 | X | MWH | Other | 0 | 0 | 0 | 0
Operable | 7490 | Grand River Dam Authority |  | 165 | GREC | OK | Vertical | Mayes | 2 | Conventional Steam Coal | ST |  | S | X | X | GRDAGRDA17UN2 | GRDAGRDA17UN2_RA | 594 | 0.9 | 492.5 | 492.5 | 150 | N |  |  | OP | X | 10 | 1985 | Pre-2000 | 4 | 2026 | N | Electric Utility | Utility | Other | 1 | X | SUB | Non-Renewable | 0 | 594 | 0 | 1
Operable | 7490 | Grand River Dam Authority |  | 165 | GREC | OK | Vertical | Mayes | 3CT | Natural Gas Fired Combined Cycle | CT | CT03 | S | X | N | GRDAGREC3UNGREC3 | GRDAGREC3UNGREC3 | 369 | 0.9 | 310.2 | 350.7 | 160 | N |  |  | OP | X | 12 | 2017 | 2017 |  |  | N | Electric Utility | Utility | Other | 1 | X | NG | Non-Renewable | 0 | 369 | 0 | 1
Operable | 7490 | Grand River Dam Authority |  | 165 | GREC | OK | Vertical | Mayes | 3ST | Natural Gas Fired Combined Cycle | CA | CT03 | S | Y | X | GRDAGREC3UNGREC3 | GRDAGREC3UNGREC3 | 231.3 | 0.9 | 170.5 | 152.2 | 100 | N |  |  | OP | X | 12 | 2017 | 2017 |  |  | N | Electric Utility | Utility | Other | 1 | X | NG | Non-Renewable | 0 | 231.3 | 0 | 1
Operable | 7490 | Grand River Dam Authority |  | 2980 | Markham | OK | Vertical | Mayes | 1 | Conventional Hydroelectric | HY |  | S | X | X | GRDAKERR_HYDUN1 | GRDAKERR_HYDUN1_RA | 32.1 | 0.93 | 31 | 32 | 18 | N |  |  | OP | X | 5 | 1964 | Pre-2000 |  |  | N | Electric Utility | Utility | Other | 1 | X | WAT | Renewable | 32.1 | 0 | 1 | 0
Operable | 7490 | Grand River Dam Authority |  | 2980 | Markham | OK | Vertical | Mayes | 2 | Conventional Hydroelectric | HY |  | S | X | X | GRDAKERR_HYDUN2 | GRDAKERR_HYDUN2_RA | 32.1 | 0.93 | 31.6 | 32 | 18 | N |  |  | OP | X | 5 | 1964 | Pre-2000 |  |  | N | Electric Utility | Utility | Other | 1 | X | WAT | Renewable | 32.1 | 0 | 1 | 0
Operable | 7490 | Grand River Dam Authority |  | 2980 | Markham | OK | Vertical | Mayes | 3 | Conventional Hydroelectric | HY |  | S | X | X | GRDAKERR_HYDUN3 | GRDAKERR_HYDUN3_RA | 32.1 | 0.93 | 31.3 | 32 | 18 | N |  |  | OP | X | 5 | 1964 | Pre-2000 |  |  | N | Electric Utility | Utility | Other | 1 | X | WAT | Renewable | 32.1 | 0 | 1 | 0
Operable | 7490 | Grand River Dam Authority |  | 2980 | Markham | OK | Vertical | Mayes | 4 | Conventional Hydroelectric | HY |  | S | X | X | GRDAKERR_HYDUN4 | GRDAKERR_HYDUN4_RA | 32.1 | 0.93 | 31 | 32 | 18 | N |  |  | OP | X | 5 | 1964 | Pre-2000 |  |  | N | Electric Utility | Utility | Other | 1 | X | WAT | Renewable | 32.1 | 0 | 1 | 0
Operable | 7490 | Grand River Dam Authority |  | 2981 | Pensacola | OK | Vertical | Mayes | 1 | Conventional Hydroelectric | HY |  | S | X | X | GRDAPENSA1UN1 | GRDAPENSA1UN1_RA | 21.6 | 0.9 | 19 | 19.9 | 5 | N |  |  | OP | X | 8 | 1940 | Pre-2000 |  |  | N | Electric Utility | Utility | Other | 1 | X | WAT | Renewable | 21.6 | 0 | 1 | 0
Operable | 7490 | Grand River Dam Authority |  | 2981 | Pensacola | OK | Vertical | Mayes | 2 | Conventional Hydroelectric | HY |  | S | X | X | GRDAPENSA1UN2 | GRDAPENSA1UN2_RA | 21.6 | 0.9 | 18.9 | 20 | 5 | N |  |  | OP | X | 8 | 1940 | Pre-2000 |  |  | N | Electric Utility | Utility | Other | 1 | X | WAT | Renewable | 21.6 | 0 | 1 | 0
Operable | 7490 | Grand River Dam Authority |  | 2981 | Pensacola | OK | Vertical | Mayes | 3 | Conventional Hydroelectric | HY |  | S | X | X | GRDAPENSA1UN3 | GRDAPENSA1UN3_RA | 21.6 | 0.9 | 19 | 19.6 | 5 | N |  |  | OP | X | 8 | 1940 | Pre-2000 |  |  | N | Electric Utility | Utility | Other | 1 | X | WAT | Renewable | 21.6 | 0 | 1 | 0
Operable | 7490 | Grand River Dam Authority |  | 2981 | Pensacola | OK | Vertical | Mayes | 4 | Conventional Hydroelectric | HY |  | S | X | X | GRDAPENSA1UN4 | GRDAPENSA1UN4_RA | 21.6 | 0.9 | 18.9 | 20.1 | 5 | N |  |  | OP | X | 8 | 1940 | Pre-2000 |  |  | N | Electric Utility | Utility | Other | 1 | X | WAT | Renewable | 21.6 | 0 | 1 | 0
Operable | 7490 | Grand River Dam Authority |  | 2981 | Pensacola | OK | Vertical | Mayes | 5 | Conventional Hydroelectric | HY |  | S | X | X | GRDAPENSA1UN5 | GRDAPENSA1UN5_RA | 21.6 | 0.9 | 18.8 | 19.9 | 5 | N |  |  | OP | X | 8 | 1946 | Pre-2000 |  |  | N | Electric Utility | Utility | Other | 1 | X | WAT | Renewable | 21.6 | 0 | 1 | 0
Operable | 7490 | Grand River Dam Authority |  | 2981 | Pensacola | OK | Vertical | Mayes | 6 | Conventional Hydroelectric | HY |  | S | X | X | GRDAPENSA1UN6 | GRDAPENSA1UN6_RA | 21.6 | 0.9 | 18.7 | 19.9 | 5 | N |  |  | OP | X | 8 | 1946 | Pre-2000 |  |  | N | Electric Utility | Utility | Other | 1 | X | WAT | Renewable | 21.6 | 0 | 1 | 0
Operable | 7490 | Grand River Dam Authority |  | 2981 | Pensacola | OK | Vertical | Mayes | A | Conventional Hydroelectric | HY |  | S | X | X |  |  | 0.5 | 0.8 | 0.5 | 0.5 | 0.5 | N |  |  | OS | X | 8 | 1940 | Pre-2000 |  |  | N | Electric Utility | Utility | Other | 1 | X | WAT | Renewable | 0.5 | 0 | 1 | 0
Operable | 7490 | Grand River Dam Authority |  | 2982 | Salina | OK | Vertical | Mayes | 1 | Hydroelectric Pumped Storage | PS |  | S | X | X | GRDASALINA1UN1 | GRDASALINA1UN1_RA | 43.2 | 0.9 | 43 | 43 | 14 | N |  |  | OP | X | 5 | 1968 | Pre-2000 |  |  | N | Electric Utility | Utility | Other | 1 | X | WAT | Renewable | 43.2 | 0 | 1 | 0
Operable | 7490 | Grand River Dam Authority |  | 2982 | Salina | OK | Vertical | Mayes | 2 | Hydroelectric Pumped Storage | PS |  | S | X | X | GRDASALINA1UN2 | GRDASALINA1UN2_RA | 43.2 | 0.9 | 43 | 43 | 14 | N |  |  | OP | X | 5 | 1968 | Pre-2000 |  |  | N | Electric Utility | Utility | Other | 1 | X | WAT | Renewable | 43.2 | 0 | 1 | 0
Operable | 7490 | Grand River Dam Authority |  | 2982 | Salina | OK | Vertical | Mayes | 3 | Hydroelectric Pumped Storage | PS |  | S | X | X | GRDASALINA1UN3 | GRDASALINA1UN3_RA | 43.2 | 0.9 | 43 | 43 | 14 | N |  |  | OP | X | 5 | 1968 | Pre-2000 |  |  | N | Electric Utility | Utility | Other | 1 | X | WAT | Renewable | 43.2 | 0 | 1 | 0
Operable | 7490 | Grand River Dam Authority |  | 2982 | Salina | OK | Vertical | Mayes | 4 | Hydroelectric Pumped Storage | PS |  | S | X | X | GRDASALINA1UN4 | GRDASALINA1UN4_RA | 43.2 | 0.9 | 43 | 43 | 14 | N |  |  | OP | X | 5 | 1971 | Pre-2000 |  |  | N | Electric Utility | Utility | Other | 1 | X | WAT | Renewable | 43.2 | 0 | 1 | 0
Operable | 7490 | Grand River Dam Authority |  | 2982 | Salina | OK | Vertical | Mayes | 5 | Hydroelectric Pumped Storage | PS |  | S | X | X | GRDASALINA1UN5 | GRDASALINA1UN5_RA | 43.2 | 0.9 | 43 | 43 | 14 | N |  |  | OP | X | 5 | 1971 | Pre-2000 |  |  | N | Electric Utility | Utility | Other | 1 | X | WAT | Renewable | 43.2 | 0 | 1 | 0
Operable | 7490 | Grand River Dam Authority |  | 2982 | Salina | OK | Vertical | Mayes | 6 | Hydroelectric Pumped Storage | PS |  | S | X | X | GRDASALINA1UN6 | GRDASALINA1UN6_RA | 43.2 | 0.9 | 43 | 43 | 14 | N |  |  | OP | X | 5 | 1971 | Pre-2000 |  |  | N | Electric Utility | Utility | Other | 1 | X | WAT | Renewable | 43.2 | 0 | 1 | 0
Operable | 59806 | Grand View PV Solar Two, LLC |  | 60068 | Grand View Solar Two | ID | Vertical | Elmore | GVS2 | Solar Photovoltaic | PV |  | S | X | X |  |  | 60 |  | 60 | 50 |  | N |  |  | OP | X | 12 | 2016 | 2016 |  |  | N | IPP Non-CHP | IPP | IPP | 2 | X | SUN | Renewable | 60 | 0 | 1 | 0
Operable | 59806 | Grand View PV Solar Two, LLC |  | 60068 | Grand View Solar Two | ID | Vertical | Elmore | GVS5 | Solar Photovoltaic | PV |  | S | X | X |  |  | 20 |  | 20 | 18 |  | N |  |  | OP | X | 12 | 2016 | 2016 |  |  | N | IPP Non-CHP | IPP | IPP | 2 | X | SUN | Renewable | 20 | 0 | 1 | 0
Operable | 88 | Granite Ridge Energy LLC |  | 55170 | Granite Ridge | NH | Restructured | Rockingham | CT11 | Natural Gas Fired Combined Cycle | CT | CC1 | S | X | N | 48120 | 48120 | 260 | 0.85 | 218 | 243 | 111 | N |  |  | OP | X | 3 | 2003 | 2003 |  |  | N | IPP Non-CHP | IPP | IPP | 2 | X | NG | Non-Renewable | 0 | 260 | 0 | 1
Operable | 88 | Granite Ridge Energy LLC |  | 55170 | Granite Ridge | NH | Restructured | Rockingham | CT12 | Natural Gas Fired Combined Cycle | CT | CC1 | S | X | N | 48121 | 48121 | 260 | 0.85 | 218 | 243 | 111 | N |  |  | OP | X | 3 | 2003 | 2003 |  |  | N | IPP Non-CHP | IPP | IPP | 2 | X | NG | Non-Renewable | 0 | 260 | 0 | 1
Operable | 88 | Granite Ridge Energy LLC |  | 55170 | Granite Ridge | NH | Restructured | Rockingham | STG | Natural Gas Fired Combined Cycle | CA | CC1 | S | N | X | 48120/48121 | 48120/48121 | 270 | 0.85 | 232 | 243 | 85 | N |  |  | OP | X | 3 | 2003 | 2003 |  |  | N | IPP Non-CHP | IPP | IPP | 2 | X | NG | Non-Renewable | 0 | 270 | 0 | 1
Operable | 62032 | Granite Shore Power |  | 2362 | Lost Nation | NH | Restructured | Coos | GT1 | Petroleum Liquids | GT |  | S | X | X | 4002 Z_NewHampshire |  | 18 | 0.85 | 14 | 18.1 | 4 | N |  |  | OP | X | 9 | 1969 | Pre-2000 |  |  | N | IPP Non-CHP | IPP | IPP | 2 | X | DFO | Non-Renewable | 0 | 18 | 0 | 1
Operable | 62032 | Granite Shore Power |  | 2364 | Merrimack | NH | Restructured | Merrimack | 1 | Conventional Steam Coal | ST |  | S | X | X | 4002 Z_NewHampshire |  | 113.6 | 0.85 | 108 | 108 | 80 | N |  |  | OP | X | 12 | 1960 | Pre-2000 |  |  | N | IPP Non-CHP | IPP | IPP | 2 | X | BIT | Non-Renewable | 0 | 113.6 | 0 | 1
Operable | 62032 | Granite Shore Power |  | 2364 | Merrimack | NH | Restructured | Merrimack | 2 | Conventional Steam Coal | ST |  | S | X | X |  |  | 345.6 | 0.9 | 330.5 | 330 | 120 | N |  |  | OP | X | 5 | 1968 | Pre-2000 |  |  | N | IPP Non-CHP | IPP | IPP | 2 | X | BIT | Non-Renewable | 0 | 345.6 | 0 | 1
Operable | 62032 | Granite Shore Power |  | 2364 | Merrimack | NH | Restructured | Merrimack | GT1 | Petroleum Liquids | GT |  | S | X | X |  |  | 18.6 | 0.85 | 16.8 | 21.7 | 4 | N |  |  | OP | X | 8 | 1968 | Pre-2000 |  |  | N | IPP Non-CHP | IPP | IPP | 2 | X | JF | Non-Renewable | 0 | 18.6 | 0 | 1
Operable | 62032 | Granite Shore Power |  | 2364 | Merrimack | NH | Restructured | Merrimack | GT2 | Petroleum Liquids | GT |  | S | X | X |  |  | 18.6 | 0.85 | 16.8 | 21.3 | 4 | N |  |  | OP | X | 8 | 1969 | Pre-2000 |  |  | N | IPP Non-CHP | IPP | IPP | 2 | X | JF | Non-Renewable | 0 | 18.6 | 0 | 1
Operable | 62032 | Granite Shore Power |  | 2367 | Schiller | NH | Restructured | Rockingham | 4 | Conventional Steam Coal | ST |  | S | X | X | 4002 Z_NewHampshire |  | 50 | 0.85 | 47.5 | 48 | 13 | N |  |  | OS | X | 10 | 1952 | Pre-2000 |  |  | N | IPP Non-CHP | IPP | IPP | 2 | X | BIT | Non-Renewable | 0 | 50 | 0 | 1 | RFO | OBS
Operable | 62032 | Granite Shore Power |  | 2367 | Schiller | NH | Restructured | Rockingham | 5 | Wood/Wood Waste Biomass | ST |  | S | X | X |  |  | 50 | 0.85 | 43.1 | 42.6 | 35 | N |  |  | OS | X | 5 | 1955 | Pre-2000 |  |  | N | IPP Non-CHP | IPP | IPP | 2 | X | WDS | Renewable | 50 | 0 | 1 | 0 | BIT
Operable | 62032 | Granite Shore Power |  | 2367 | Schiller | NH | Restructured | Rockingham | 6 | Conventional Steam Coal | ST |  | S | X | X |  |  | 50 | 0.85 | 47.9 | 48.6 | 13 | N |  |  | OS | X | 7 | 1957 | Pre-2000 |  |  | N | IPP Non-CHP | IPP | IPP | 2 | X | BIT | Non-Renewable | 0 | 50 | 0 | 1 | RFO | OBS
Operable | 62032 | Granite Shore Power |  | 2367 | Schiller | NH | Restructured | Rockingham | GT1 | Petroleum Liquids | GT |  | S | X | X |  |  | 21.2 | 0.85 | 17 | 18 | 5 | N |  |  | OP | X | 11 | 1970 | Pre-2000 |  |  | N | IPP Non-CHP | IPP | IPP | 2 | X | JF | Non-Renewable | 0 | 21.2 | 0 | 1
Operable | 62032 | Granite Shore Power |  | 2369 | White Lake | NH | Restructured | Carroll | GT1 | Petroleum Liquids | GT |  | S | X | X | 4002 Z_NewHampshire |  | 18.6 | 0.95 | 17.5 | 22.4 | 4 | N |  |  | OP | X | 7 | 1968 | Pre-2000 |  |  | N | IPP Non-CHP | IPP | IPP | 2 | X | JF | Non-Renewable | 0 | 18.6 | 0 | 1
Operable | 62032 | Granite Shore Power |  | 8002 | Newington | NH | Restructured | Rockingham | 1 | Petroleum Liquids | ST |  | S | X | X | 4002 Z_NewHampshire |  | 414 | 0.9 | 400.2 | 400.2 | 60 | N |  |  | OP | X | 6 | 1974 | Pre-2000 |  |  | N | IPP Non-CHP | IPP | IPP | 2 | X | RFO | Non-Renewable | 0 | 414 | 0 | 1 | NG
Operable | 56642 | Grant County Wind, LLC |  | 57274 | Grant County Wind LLC | MN | Vertical | Grant | 1 | Onshore Wind Turbine | WT |  | S | X | X | OTP.GrantCo | OTP.GrantCo | 21 |  | 20 | 20 | 0 | N |  |  | OP | X | 8 | 2010 | 2010 |  |  | N | IPP Non-CHP | IPP | IPP | 2 | X | WND | Renewable | 21 | 0 | 1 | 0
Operable | 16064 | Graphic Packaging International |  | 50028 | Plant 31 Paper Mill | LA | Vertical | Ouachita | GEN5 | Wood/Wood Waste Biomass | ST |  | S | X | X |  |  | 25 | 0.85 | 25 | 25 | 3 | N |  |  | OP | X | 1 | 1964 | Pre-2000 |  |  | Y | Industrial CHP | Customer Sited | Other | 7 | T | BLQ | Renewable | 25 | 0 | 1 | 0 | NG | WDS
Operable | 16064 | Graphic Packaging International |  | 50028 | Plant 31 Paper Mill | LA | Vertical | Ouachita | GEN6 | Wood/Wood Waste Biomass | ST |  | S | X | X |  |  | 20 | 0.85 | 20 | 20 | 3 | N |  |  | OP | X | 1 | 1977 | Pre-2000 |  |  | Y | Industrial CHP | Customer Sited | Other | 7 | T | BLQ | Renewable | 20 | 0 | 1 | 0 | NG | WDS
Operable | 16064 | Graphic Packaging International |  | 50028 | Plant 31 Paper Mill | LA | Vertical | Ouachita | GEN7 | Natural Gas Fired Combustion Turbine | GT |  | S | X | X |  |  | 39.2 | 0.92 | 32 | 39 | 26 | N |  |  | OP | X | 2 | 2016 | 2016 |  |  | Y | Industrial CHP | Customer Sited | Other | 7 | T | NG | Non-Renewable | 0 | 39.2 | 0 | 1
Operable | 61880 | Graphic Packaging International - Augusta |  | 54358 | Graphic Packaging International Augusta Mill | GA | Vertical | Richmond | 1 | Wood/Wood Waste Biomass | ST |  | S | X | X |  |  | 27 | 1 | 25.3 | 25.4 | 10 | N |  |  | OP | X | 8 | 1960 | Pre-2000 |  |  | Y | Industrial CHP | Customer Sited | Other | 7 | T | WDS | Renewable | 27 | 0 | 1 | 0 | NG
Operable | 61880 | Graphic Packaging International - Augusta |  | 54358 | Graphic Packaging International Augusta Mill | GA | Vertical | Richmond | 2 | Natural Gas Steam Turbine | ST |  | S | X | X |  |  | 39 | 1 | 36.5 | 36.7 | 10 | N |  |  | OP | X | 1 | 1965 | Pre-2000 |  |  | Y | Industrial CHP | Customer Sited | Other | 7 | T | NG | Non-Renewable | 0 | 39 | 0 | 1
Operable | 61880 | Graphic Packaging International - Augusta |  | 54358 | Graphic Packaging International Augusta Mill | GA | Vertical | Richmond | 3 | Wood/Wood Waste Biomass | ST |  | S | X | X |  |  | 18.7 | 1 | 17.5 | 17.6 | 5 | N |  |  | OP | X | 1 | 1965 | Pre-2000 |  |  | Y | Industrial CHP | Customer Sited | Other | 7 | T | WDS | Renewable | 18.7 | 0 | 1 | 0 | NG
Operable | 61963 | Graphic Packaging International - Texarkana |  | 54097 | International Paper Texarkana Mill | TX | Restructured | Cass | GEN1 | Wood/Wood Waste Biomass | ST |  | S | X | X |  |  | 25 | 0.85 | 25 | 25 | 5 | N |  |  | OP | X | 1 | 1972 | Pre-2000 |  |  | Y | Industrial CHP | Customer Sited | Other | 7 | T | BLQ | Renewable | 25 | 0 | 1 | 0 | NG
Operable | 61963 | Graphic Packaging International - Texarkana |  | 54097 | International Paper Texarkana Mill | TX | Restructured | Cass | GEN2 | Wood/Wood Waste Biomass | ST |  | S | X | X |  |  | 40 | 0.85 | 40 | 40 | 5 | N |  |  | OP | X | 1 | 1977 | Pre-2000 |  |  | Y | Industrial CHP | Customer Sited | Other | 7 | T | BLQ | Renewable | 40 | 0 | 1 | 0 | OBS | NG | WDS
Operable | 7531 | Gray County Wind Energy LLC |  | 55734 | Gray County Wind Energy | KS | Vertical | Gray | V47 | Onshore Wind Turbine | WT |  | S | X | X |  |  | 112.2 |  | 112.2 | 112.2 | 5.6 | N |  |  | OP | X | 11 | 2001 | 2001 |  |  | N | IPP Non-CHP | IPP | IPP | 2 | X | WND | Renewable | 112.2 | 0 | 1 | 0
Operable | 60886 | Gray Hawk Solar, LLC |  | 61272 | Gray Hawk Solar | AZ | Vertical | Mohave | GHS | Solar Photovoltaic | PV |  | S | X | X |  |  | 55 |  | 55 | 55 |  | N |  |  | OP | X | 6 | 2018 | 2018 |  |  | N | IPP Non-CHP | IPP | IPP | 2 | X | SUN | Renewable | 55 | 0 | 1 | 0
Operable | 7564 | Grays Ferry Cogen Partnership |  | 54785 | Grays Ferry Cogeneration | PA | Restructured | Philadelphia | GEN1 | Natural Gas Steam Turbine | ST | CC1 | S | X | X | GRAYFR_113 KV 1 GEN | GRAYFR_113 KV 1 GEN | 57.6 | 0.9 | 56.6 | 56.6 | 6 | N |  |  | OP | X | 10 | 1997 | Pre-2000 |  |  | Y | IPP CHP | IPP | IPP | 3 | T | NG | Non-Renewable | 0 | 57.6 | 0 | 1 | DFO | OBL
Operable | 7564 | Grays Ferry Cogen Partnership |  | 54785 | Grays Ferry Cogeneration | PA | Restructured | Philadelphia | GEN2 | Natural Gas Fired Combustion Turbine | GT | CC1 | S | X | X | GRAYFR_113 KV 1 CT | GRAYFR_113 KV 1 CT | 135 | 0.9 | 114 | 127 | 52 | N |  |  | OP | X | 10 | 1997 | Pre-2000 |  |  | Y | IPP CHP | IPP | IPP | 3 | T | NG | Non-Renewable | 0 | 135 | 0 | 1
Operable | 61912 | Grazing Yak Solar, LLC |  | 62376 | Grazing Yak Solar | CO | Vertical | El Paso | PV1 | Solar Photovoltaic | PV |  | S | X | X |  |  | 35 |  | 35 | 35 |  | N |  |  | OP | X | 11 | 2019 | 2019 |  |  | N | IPP Non-CHP | IPP | IPP | 2 | X | SUN | Renewable | 35 | 0 | 1 | 0
Operable | 49852 | Great Bay Hydro Corp |  | 3731 | Newport | VT | Vertical | Orleans | 1 | Conventional Hydroelectric | HY |  | S | X | X | node #4447 | node #4447 | 1.7 | 0.8 | 1.7 | 1.7 | 0.1 | N |  |  | OP | X | 1 | 1940 | Pre-2000 |  |  | N | IPP Non-CHP | IPP | IPP | 2 | X | WAT | Renewable | 1.7 | 0 | 1 | 0
Operable | 49852 | Great Bay Hydro Corp |  | 3731 | Newport | VT | Vertical | Orleans | 2 | Conventional Hydroelectric | HY |  | S | X | X | node #4447 | node #4447 | 1.7 | 0.8 | 1.7 | 1.7 | 0.1 | N |  |  | OP | X | 1 | 1944 | Pre-2000 |  |  | N | IPP Non-CHP | IPP | IPP | 2 | X | WAT | Renewable | 1.7 | 0 | 1 | 0
Operable | 49852 | Great Bay Hydro Corp |  | 3731 | Newport | VT | Vertical | Orleans | 3 | Conventional Hydroelectric | HY |  | S | X | X | node #4447 | node #4447 | 0.6 | 0.8 | 0.6 | 0.6 | 0.1 | N |  |  | OP | X | 1 | 1936 | Pre-2000 |  |  | N | IPP Non-CHP | IPP | IPP | 2 | X | WAT | Renewable | 0.6 | 0 | 1 | 0
Operable | 59633 | Great Bay Solar I LLC |  | 59851 | Great Bay Solar 1 | MD | Restructured | Somerset | GBS01 | Solar Photovoltaic | PV |  | S | X | X |  |  | 75 |  | 75 | 75 |  | N |  |  | OP | X | 3 | 2018 | 2018 |  |  | N | IPP Non-CHP | IPP | IPP | 2 | X | SUN | Renewable | 75 | 0 | 1 | 0
Operable | 38084 | Great Lakes Energy Coop |  | 7831 | Beaver Island | MI | Vertical | Charlevoix | 1 | Petroleum Liquids | IC |  | S | X | X |  |  | 1.2 | 0.8 | 1 | 1 | 0.4 | N |  |  | SB | Y | 9 | 2000 | 2000 |  |  | N | Electric Utility | Utility | Cooperative | 1 | X | DFO | Non-Renewable | 0 | 1.2 | 0 | 1
Operable | 38084 | Great Lakes Energy Coop |  | 7831 | Beaver Island | MI | Vertical | Charlevoix | 2 | Petroleum Liquids | IC |  | S | X | X |  |  | 1.2 | 0.8 | 1 | 1 | 0.4 | N |  |  | SB | Y | 9 | 2000 | 2000 |  |  | N | Electric Utility | Utility | Cooperative | 1 | X | DFO | Non-Renewable | 0 | 1.2 | 0 | 1
Operable | 38084 | Great Lakes Energy Coop |  | 7831 | Beaver Island | MI | Vertical | Charlevoix | 3 | Petroleum Liquids | IC |  | S | X | X |  |  | 0.9 | 0.8 | 0.8 | 0.8 | 0.3 | N |  |  | SB | Y | 1 | 2001 | 2001 |  |  | N | Electric Utility | Utility | Cooperative | 1 | X | DFO | Non-Renewable | 0 | 0.9 | 0 | 1
Operable | 7595 | Great Lakes Hydro America LLC |  | 54134 | Great Lakes Hydro America - ME | ME | Restructured | Penobscot | BES1 | Batteries | BA |  | S | X | X | 69256 | 69256 | 10 | 0.95 | 9.4 | 9.4 | 0.1 | N |  |  | OP | X | 12 | 2020 | 2020 |  |  | N | IPP Non-CHP | IPP | IPP | 2 | X | MWH | Other | 0 | 0 | 0 | 0
Operable | 7595 | Great Lakes Hydro America LLC |  | 54134 | Great Lakes Hydro America - ME | ME | Restructured | Penobscot | BES2 | Batteries | BA |  | S | X | X | 69256 | 69256 | 10 | 0.95 | 9.4 | 9.4 | 0.1 | N |  |  | OP | X | 12 | 2020 | 2020 |  |  | N | IPP Non-CHP | IPP | IPP | 2 | X | MWH | Other | 0 | 0 | 0 | 0
Operable | 7595 | Great Lakes Hydro America LLC |  | 54134 | Great Lakes Hydro America - ME | ME | Restructured | Penobscot | DOH2 | Conventional Hydroelectric | HY |  | S | X | X |  |  | 1.3 | 0.9 | 1.3 | 1.3 | 0.2 | N |  |  | OS | X | 7 | 1925 | Pre-2000 |  |  | N | IPP Non-CHP | IPP | IPP | 2 | X | WAT | Renewable | 1.3 | 0 | 1 | 0
Operable | 7595 | Great Lakes Hydro America LLC |  | 54134 | Great Lakes Hydro America - ME | ME | Restructured | Penobscot | DOH3 | Conventional Hydroelectric | HY |  | S | X | X |  |  | 1.3 | 0.9 | 1.3 | 1.3 | 0.2 | N |  |  | OS | X | 7 | 1925 | Pre-2000 |  |  | N | IPP Non-CHP | IPP | IPP | 2 | X | WAT | Renewable | 1.3 | 0 | 1 | 0
Operable | 7595 | Great Lakes Hydro America LLC |  | 54134 | Great Lakes Hydro America - ME | ME | Restructured | Penobscot | DOH4 | Conventional Hydroelectric | HY |  | S | X | X |  |  | 1.8 | 0.9 | 1.8 | 1.8 | 0.2 | N |  |  | OS | X | 7 | 1925 | Pre-2000 |  |  | N | IPP Non-CHP | IPP | IPP | 2 | X | WAT | Renewable | 1.8 | 0 | 1 | 0
Operable | 7595 | Great Lakes Hydro America LLC |  | 54134 | Great Lakes Hydro America - ME | ME | Restructured | Penobscot | DOH5 | Conventional Hydroelectric | HY |  | S | X | X |  |  | 5.3 | 0.9 | 5 | 4.9 | 0.5 | N |  |  | OP | X | 7 | 1988 | Pre-2000 |  |  | N | IPP Non-CHP | IPP | IPP | 2 | X | WAT | Renewable | 5.3 | 0 | 1 | 0
Operable | 7595 | Great Lakes Hydro America LLC |  | 54134 | Great Lakes Hydro America - ME | ME | Restructured | Penobscot | DOH6 | Conventional Hydroelectric | HY |  | S | X | X |  |  | 4.1 | 0.9 | 3.9 | 3.8 | 0.5 | N |  |  | OP | X | 7 | 1975 | Pre-2000 |  |  | N | IPP Non-CHP | IPP | IPP | 2 | X | WAT | Renewable | 4.1 | 0 | 1 | 0
Operable | 7595 | Great Lakes Hydro America LLC |  | 54134 | Great Lakes Hydro America - ME | ME | Restructured | Penobscot | DOH7 | Conventional Hydroelectric | HY |  | S | X | X |  |  | 4.1 | 0.9 | 3.9 | 3.8 | 0.5 | N |  |  | OP | X | 7 | 1975 | Pre-2000 |  |  | N | IPP Non-CHP | IPP | IPP | 2 | X | WAT | Renewable | 4.1 | 0 | 1 | 0
Operable | 7595 | Great Lakes Hydro America LLC |  | 54134 | Great Lakes Hydro America - ME | ME | Restructured | Penobscot | DOH8 | Conventional Hydroelectric | HY |  | S | X | X |  |  | 3 | 0.9 | 3.4 | 3.3 | 0.2 | N |  |  | OP | X | 7 | 1930 | Pre-2000 |  |  | N | IPP Non-CHP | IPP | IPP | 2 | X | WAT | Renewable | 3 | 0 | 1 | 0
Operable | 7595 | Great Lakes Hydro America LLC |  | 54134 | Great Lakes Hydro America - ME | ME | Restructured | Penobscot | EMH1 | Conventional Hydroelectric | HY |  | S | X | X |  |  | 1.6 | 0.9 | 1.5 | 1.5 | 0.2 | N |  |  | OP | X | 7 | 1948 | Pre-2000 |  |  | N | IPP Non-CHP | IPP | IPP | 2 | X | WAT | Renewable | 1.6 | 0 | 1 | 0
Operable | 7595 | Great Lakes Hydro America LLC |  | 54134 | Great Lakes Hydro America - ME | ME | Restructured | Penobscot | EMH2 | Conventional Hydroelectric | HY |  | S | X | X |  |  | 1.6 | 0.9 | 1.5 | 1.5 | 0.2 | N |  |  | OP | X | 7 | 1948 | Pre-2000 |  |  | N | IPP Non-CHP | IPP | IPP | 2 | X | WAT | Renewable | 1.6 | 0 | 1 | 0
Operable | 7595 | Great Lakes Hydro America LLC |  | 54134 | Great Lakes Hydro America - ME | ME | Restructured | Penobscot | EMH3 | Conventional Hydroelectric | HY |  | S | X | X |  |  | 1.6 | 0.9 | 1.5 | 1.5 | 0.2 | N |  |  | OP | X | 7 | 1948 | Pre-2000 |  |  | N | IPP Non-CHP | IPP | IPP | 2 | X | WAT | Renewable | 1.6 | 0 | 1 | 0
Operable | 7595 | Great Lakes Hydro America LLC |  | 54134 | Great Lakes Hydro America - ME | ME | Restructured | Penobscot | EMH4 | Conventional Hydroelectric | HY |  | S | X | X |  |  | 1.6 | 0.9 | 1.5 | 1.5 | 0.2 | N |  |  | OP | X | 7 | 1948 | Pre-2000 |  |  | N | IPP Non-CHP | IPP | IPP | 2 | X | WAT | Renewable | 1.6 | 0 | 1 | 0
Operable | 7595 | Great Lakes Hydro America LLC |  | 54134 | Great Lakes Hydro America - ME | ME | Restructured | Penobscot | EMH5 | Conventional Hydroelectric | HY |  | S | X | X |  |  | 1.6 | 0.9 | 1.5 | 1.5 | 0.2 | N |  |  | OP | X | 7 | 1948 | Pre-2000 |  |  | N | IPP Non-CHP | IPP | IPP | 2 | X | WAT | Renewable | 1.6 | 0 | 1 | 0
Operable | 7595 | Great Lakes Hydro America LLC |  | 54134 | Great Lakes Hydro America - ME | ME | Restructured | Penobscot | EMH6 | Conventional Hydroelectric | HY |  | S | X | X |  |  | 1.6 | 0.9 | 1.5 | 1.5 | 0.2 | N |  |  | OP | X | 7 | 1948 | Pre-2000 |  |  | N | IPP Non-CHP | IPP | IPP | 2 | X | WAT | Renewable | 1.6 | 0 | 1 | 0
Operable | 7595 | Great Lakes Hydro America LLC |  | 54134 | Great Lakes Hydro America - ME | ME | Restructured | Penobscot | MCH1 | Conventional Hydroelectric | HY |  | S | X | X |  |  | 12.2 | 0.9 | 11.6 | 11.2 | 8 | N |  |  | OP | X | 7 | 1953 | Pre-2000 |  |  | N | IPP Non-CHP | IPP | IPP | 2 | X | WAT | Renewable | 12.2 | 0 | 1 | 0
Operable | 7595 | Great Lakes Hydro America LLC |  | 54134 | Great Lakes Hydro America - ME | ME | Restructured | Penobscot | MCH2 | Conventional Hydroelectric | HY |  | S | X | X |  |  | 12.2 | 0.9 | 11.6 | 11.2 | 8 | N |  |  | OP | X | 7 | 1953 | Pre-2000 |  |  | N | IPP Non-CHP | IPP | IPP | 2 | X | WAT | Renewable | 12.2 | 0 | 1 | 0
Operable | 7595 | Great Lakes Hydro America LLC |  | 54134 | Great Lakes Hydro America - ME | ME | Restructured | Penobscot | MCH3 | Conventional Hydroelectric | HY |  | S | X | X |  |  | 13.2 | 0.9 | 12.5 | 12.1 | 9 | N |  |  | OP | X | 7 | 1967 | Pre-2000 |  |  | N | IPP Non-CHP | IPP | IPP | 2 | X | WAT | Renewable | 13.2 | 0 | 1 | 0
Operable | 7595 | Great Lakes Hydro America LLC |  | 54134 | Great Lakes Hydro America - ME | ME | Restructured | Penobscot | MIH2 | Conventional Hydroelectric | HY |  | S | X | X |  |  | 5.5 | 0.9 | 5.3 | 5.8 | 0.5 | N |  |  | OP | X | 7 | 1917 | Pre-2000 |  |  | N | IPP Non-CHP | IPP | IPP | 2 | X | WAT | Renewable | 5.5 | 0 | 1 | 0
Operable | 7595 | Great Lakes Hydro America LLC |  | 54134 | Great Lakes Hydro America - ME | ME | Restructured | Penobscot | MIH3 | Conventional Hydroelectric | HY |  | S | X | X |  |  | 5.5 | 0.9 | 5.3 | 5.8 | 0.5 | N |  |  | OP | X | 7 | 1917 | Pre-2000 |  |  | N | IPP Non-CHP | IPP | IPP | 2 | X | WAT | Renewable | 5.5 | 0 | 1 | 0
Operable | 7595 | Great Lakes Hydro America LLC |  | 54134 | Great Lakes Hydro America - ME | ME | Restructured | Penobscot | MIH4 | Conventional Hydroelectric | HY |  | S | X | X |  |  | 5.1 | 0.9 | 5.5 | 5.5 | 0.5 | N |  |  | OP | X | 7 | 1917 | Pre-2000 |  |  | N | IPP Non-CHP | IPP | IPP | 2 | X | WAT | Renewable | 5.1 | 0 | 1 | 0
Operable | 7595 | Great Lakes Hydro America LLC |  | 54134 | Great Lakes Hydro America - ME | ME | Restructured | Penobscot | MIH5 | Conventional Hydroelectric | HY |  | S | X | X |  |  | 5.1 | 0.9 | 4.9 | 4.7 | 0.5 | N |  |  | OP | X | 7 | 1921 | Pre-2000 |  |  | N | IPP Non-CHP | IPP | IPP | 2 | X | WAT | Renewable | 5.1 | 0 | 1 | 0
Operable | 7595 | Great Lakes Hydro America LLC |  | 54134 | Great Lakes Hydro America - ME | ME | Restructured | Penobscot | MIH6 | Conventional Hydroelectric | HY |  | S | X | X |  |  | 5.1 | 0.9 | 4.9 | 4.7 | 0.5 | N |  |  | OP | X | 7 | 1921 | Pre-2000 |  |  | N | IPP Non-CHP | IPP | IPP | 2 | X | WAT | Renewable | 5.1 | 0 | 1 | 0
Operable | 7595 | Great Lakes Hydro America LLC |  | 54134 | Great Lakes Hydro America - ME | ME | Restructured | Penobscot | MIH7 | Conventional Hydroelectric | HY |  | S | X | X |  |  | 4 | 0.9 | 5.5 | 5.5 | 0.5 | N |  |  | OP | X | 7 | 1921 | Pre-2000 |  |  | N | IPP Non-CHP | IPP | IPP | 2 | X | WAT | Renewable | 4 | 0 | 1 | 0
Operable | 7595 | Great Lakes Hydro America LLC |  | 54134 | Great Lakes Hydro America - ME | ME | Restructured | Penobscot | MIH8 | Conventional Hydroelectric | HY |  | S | X | X |  |  | 5.4 | 0.9 | 5.1 | 5 | 0.5 | N |  |  | OP | X | 7 | 1987 | Pre-2000 |  |  | N | IPP Non-CHP | IPP | IPP | 2 | X | WAT | Renewable | 5.4 | 0 | 1 | 0
Operable | 7595 | Great Lakes Hydro America LLC |  | 54134 | Great Lakes Hydro America - ME | ME | Restructured | Penobscot | MIHI | Conventional Hydroelectric | HY |  | S | X | X |  |  | 5.4 | 0.9 | 5.1 | 5 | 0.5 | N |  |  | OP | X | 7 | 1987 | Pre-2000 |  |  | N | IPP Non-CHP | IPP | IPP | 2 | X | WAT | Renewable | 5.4 | 0 | 1 | 0
Operable | 7595 | Great Lakes Hydro America LLC |  | 54134 | Great Lakes Hydro America - ME | ME | Restructured | Penobscot | NOH1 | Conventional Hydroelectric | HY |  | S | X | X |  |  | 3.2 | 0.9 | 3 | 2.9 | 0.5 | N |  |  | OP | X | 7 | 1986 | Pre-2000 |  |  | N | IPP Non-CHP | IPP | IPP | 2 | X | WAT | Renewable | 3.2 | 0 | 1 | 0
Operable | 7595 | Great Lakes Hydro America LLC |  | 54134 | Great Lakes Hydro America - ME | ME | Restructured | Penobscot | NOH2 | Conventional Hydroelectric | HY |  | S | X | X |  |  | 3.2 | 0.9 | 3 | 2.9 | 0.5 | N |  |  | OP | X | 7 | 1986 | Pre-2000 |  |  | N | IPP Non-CHP | IPP | IPP | 2 | X | WAT | Renewable | 3.2 | 0 | 1 | 0
Operable | 7595 | Great Lakes Hydro America LLC |  | 54134 | Great Lakes Hydro America - ME | ME | Restructured | Penobscot | NOH3 | Conventional Hydroelectric | HY |  | S | X | X |  |  | 3.2 | 0.9 | 3 | 2.9 | 0.5 | N |  |  | OP | X | 7 | 1986 | Pre-2000 |  |  | N | IPP Non-CHP | IPP | IPP | 2 | X | WAT | Renewable | 3.2 | 0 | 1 | 0
Operable | 7595 | Great Lakes Hydro America LLC |  | 54134 | Great Lakes Hydro America - ME | ME | Restructured | Penobscot | WEH1 | Conventional Hydroelectric | HY |  | S | X | X |  |  | 4.8 | 0.9 | 4.6 | 4.4 | 0.5 | N |  |  | OP | X | 7 | 1940 | Pre-2000 |  |  | N | IPP Non-CHP | IPP | IPP | 2 | X | WAT | Renewable | 4.8 | 0 | 1 | 0
Operable | 7595 | Great Lakes Hydro America LLC |  | 54134 | Great Lakes Hydro America - ME | ME | Restructured | Penobscot | WEH2 | Conventional Hydroelectric | HY |  | S | X | X |  |  | 4.8 | 0.9 | 4.6 | 4.4 | 0.5 | N |  |  | OP | X | 7 | 1940 | Pre-2000 |  |  | N | IPP Non-CHP | IPP | IPP | 2 | X | WAT | Renewable | 4.8 | 0 | 1 | 0
Operable | 7595 | Great Lakes Hydro America LLC |  | 54134 | Great Lakes Hydro America - ME | ME | Restructured | Penobscot | WEH3 | Conventional Hydroelectric | HY |  | S | X | X |  |  | 4.8 | 0.9 | 4.6 | 4.4 | 0.5 | N |  |  | OP | X | 7 | 1940 | Pre-2000 |  |  | N | IPP Non-CHP | IPP | IPP | 2 | X | WAT | Renewable | 4.8 | 0 | 1 | 0
Operable | 7595 | Great Lakes Hydro America LLC |  | 54134 | Great Lakes Hydro America - ME | ME | Restructured | Penobscot | WEH4 | Conventional Hydroelectric | HY |  | S | X | X |  |  | 4.8 | 0.9 | 4.6 | 4.4 | 0.5 | N |  |  | OP | X | 7 | 1940 | Pre-2000 |  |  | N | IPP Non-CHP | IPP | IPP | 2 | X | WAT | Renewable | 4.8 | 0 | 1 | 0
Operable | 7595 | Great Lakes Hydro America LLC |  | 54639 | Berlin Gorham | NH | Restructured | Coos | BESS1 | Batteries | BA |  | S | X | X |  |  | 14 |  | 14 | 14 | 0.1 | N |  |  | OP | X | 12 | 2023 | 2023 |  |  | N | IPP Non-CHP | IPP | IPP | 2 | X | MWH | Other | 0 | 0 | 0 | 0
Operable | 7595 | Great Lakes Hydro America LLC |  | 54639 | Berlin Gorham | NH | Restructured | Coos | CAS1 | Conventional Hydroelectric | HY |  | S | X | X |  |  | 2.4 | 0.9 | 2.4 | 2.4 | 0.1 | N |  |  | OP | X | 1 | 1914 | Pre-2000 |  |  | N | IPP Non-CHP | IPP | IPP | 2 | X | WAT | Renewable | 2.4 | 0 | 1 | 0
Operable | 7595 | Great Lakes Hydro America LLC |  | 54639 | Berlin Gorham | NH | Restructured | Coos | CAS2 | Conventional Hydroelectric | HY |  | S | X | X |  |  | 2.4 | 0.9 | 2.4 | 2.4 | 0.1 | N |  |  | OP | X | 1 | 1916 | Pre-2000 |  |  | N | IPP Non-CHP | IPP | IPP | 2 | X | WAT | Renewable | 2.4 | 0 | 1 | 0
Operable | 7595 | Great Lakes Hydro America LLC |  | 54639 | Berlin Gorham | NH | Restructured | Coos | CAS3 | Conventional Hydroelectric | HY |  | S | X | X |  |  | 3.1 | 0.9 | 3.1 | 3.1 | 0.1 | N |  |  | OP | X | 1 | 1918 | Pre-2000 |  |  | N | IPP Non-CHP | IPP | IPP | 2 | X | WAT | Renewable | 3.1 | 0 | 1 | 0
Operable | 7595 | Great Lakes Hydro America LLC |  | 54639 | Berlin Gorham | NH | Restructured | Coos | GOR1 | Conventional Hydroelectric | HY |  | S | X | X |  |  | 1.2 | 0.9 | 1.2 | 1.2 | 0.1 | N |  |  | OP | X | 1 | 1920 | Pre-2000 |  |  | N | IPP Non-CHP | IPP | IPP | 2 | X | WAT | Renewable | 1.2 | 0 | 1 | 0
Operable | 7595 | Great Lakes Hydro America LLC |  | 54639 | Berlin Gorham | NH | Restructured | Coos | GOR2 | Conventional Hydroelectric | HY |  | S | X | X |  |  | 1.2 | 0.9 | 1.2 | 1.2 | 0.1 | N |  |  | OP | X | 1 | 1920 | Pre-2000 |  |  | N | IPP Non-CHP | IPP | IPP | 2 | X | WAT | Renewable | 1.2 | 0 | 1 | 0
Operable | 7595 | Great Lakes Hydro America LLC |  | 54639 | Berlin Gorham | NH | Restructured | Coos | GOR3 | Conventional Hydroelectric | HY |  | S | X | X |  |  | 1.2 | 0.9 | 1.2 | 1.2 | 0.1 | N |  |  | OP | X | 1 | 1920 | Pre-2000 |  |  | N | IPP Non-CHP | IPP | IPP | 2 | X | WAT | Renewable | 1.2 | 0 | 1 | 0
Operable | 7595 | Great Lakes Hydro America LLC |  | 54639 | Berlin Gorham | NH | Restructured | Coos | GOR4 | Conventional Hydroelectric | HY |  | S | X | X |  |  | 1.2 | 0.9 | 1.2 | 1.2 | 0.1 | N |  |  | OP | X | 1 | 1920 | Pre-2000 |  |  | N | IPP Non-CHP | IPP | IPP | 2 | X | WAT | Renewable | 1.2 | 0 | 1 | 0
Operable | 7595 | Great Lakes Hydro America LLC |  | 54639 | Berlin Gorham | NH | Restructured | Coos | RS1 | Conventional Hydroelectric | HY |  | S | X | X |  |  | 3.8 | 0.9 | 3.8 | 3.8 | 0.1 | N |  |  | OP | X | 1 | 1920 | Pre-2000 |  |  | N | IPP Non-CHP | IPP | IPP | 2 | X | WAT | Renewable | 3.8 | 0 | 1 | 0
Operable | 7595 | Great Lakes Hydro America LLC |  | 54639 | Berlin Gorham | NH | Restructured | Coos | RS3 | Conventional Hydroelectric | HY |  | S | X | X |  |  | 4.1 | 0.9 | 4.1 | 4.1 | 0.1 | N |  |  | OP | X | 1 | 1920 | Pre-2000 |  |  | N | IPP Non-CHP | IPP | IPP | 2 | X | WAT | Renewable | 4.1 | 0 | 1 | 0
Operable | 7595 | Great Lakes Hydro America LLC |  | 54639 | Berlin Gorham | NH | Restructured | Coos | SH2 | Conventional Hydroelectric | HY |  | S | X | X |  |  | 0.9 | 0.9 | 0.9 | 0.9 | 0.1 | N |  |  | OP | X | 1 | 1916 | Pre-2000 |  |  | N | IPP Non-CHP | IPP | IPP | 2 | X | WAT | Renewable | 0.9 | 0 | 1 | 0
Operable | 7595 | Great Lakes Hydro America LLC |  | 54639 | Berlin Gorham | NH | Restructured | Coos | SHL1 | Conventional Hydroelectric | HY |  | S | X | X |  |  | 0.9 | 0.9 | 0.9 | 0.9 | 0.1 | N |  |  | OP | X | 1 | 1916 | Pre-2000 |  |  | N | IPP Non-CHP | IPP | IPP | 2 | X | WAT | Renewable | 0.9 | 0 | 1 | 0
Operable | 7595 | Great Lakes Hydro America LLC |  | 54639 | Berlin Gorham | NH | Restructured | Coos | SHL3 | Conventional Hydroelectric | HY |  | S | X | X |  |  | 1.8 | 0.9 | 1.8 | 1.8 | 0.1 | N |  |  | OP | X | 1 | 1929 | Pre-2000 |  |  | N | IPP Non-CHP | IPP | IPP | 2 | X | WAT | Renewable | 1.8 | 0 | 1 | 0
Operable | 7595 | Great Lakes Hydro America LLC |  | 54639 | Berlin Gorham | NH | Restructured | Coos | SM1 | Conventional Hydroelectric | HY |  | S | X | X |  |  | 0.8 | 0.9 | 0.8 | 0.8 | 0.1 | N |  |  | OP | X | 10 | 1980 | Pre-2000 |  |  | N | IPP Non-CHP | IPP | IPP | 2 | X | WAT | Renewable | 0.8 | 0 | 1 | 0
Operable | 7595 | Great Lakes Hydro America LLC |  | 54639 | Berlin Gorham | NH | Restructured | Coos | SM2 | Conventional Hydroelectric | HY |  | S | X | X |  |  | 0.8 | 0.9 | 0.8 | 0.8 | 0.1 | N |  |  | OP | X | 10 | 1980 | Pre-2000 |  |  | N | IPP Non-CHP | IPP | IPP | 2 | X | WAT | Renewable | 0.8 | 0 | 1 | 0
Operable | 7595 | Great Lakes Hydro America LLC |  | 54639 | Berlin Gorham | NH | Restructured | Coos | SM3 | Conventional Hydroelectric | HY |  | S | X | X |  |  | 0.7 | 0.9 | 0.8 | 0.8 | 0.1 | N |  |  | OP | X | 10 | 1980 | Pre-2000 |  |  | N | IPP Non-CHP | IPP | IPP | 2 | X | WAT | Renewable | 0.7 | 0 | 1 | 0
Operable | 7595 | Great Lakes Hydro America LLC |  | 54639 | Berlin Gorham | NH | Restructured | Coos | SM4 | Conventional Hydroelectric | HY |  | S | X | X |  |  | 0.8 | 0.9 | 0.8 | 0.8 | 0.1 | N |  |  | OP | X | 10 | 1980 | Pre-2000 |  |  | N | IPP Non-CHP | IPP | IPP | 2 | X | WAT | Renewable | 0.8 | 0 | 1 | 0
Operable | 7595 | Great Lakes Hydro America LLC |  | 54639 | Berlin Gorham | NH | Restructured | Coos | XP1 | Conventional Hydroelectric | HY |  | S | X | X |  |  | 0.6 | 0.9 | 0.6 | 0.6 | 0.1 | N |  |  | OP | X | 1 | 1921 | Pre-2000 |  |  | N | IPP Non-CHP | IPP | IPP | 2 | X | WAT | Renewable | 0.6 | 0 | 1 | 0
Operable | 7595 | Great Lakes Hydro America LLC |  | 54639 | Berlin Gorham | NH | Restructured | Coos | XP2 | Conventional Hydroelectric | HY |  | S | X | X |  |  | 0.6 | 0.9 | 0.6 | 0.6 | 0.1 | N |  |  | OP | X | 1 | 1921 | Pre-2000 |  |  | N | IPP Non-CHP | IPP | IPP | 2 | X | WAT | Renewable | 0.6 | 0 | 1 | 0
Operable | 7595 | Great Lakes Hydro America LLC |  | 54639 | Berlin Gorham | NH | Restructured | Coos | XP3 | Conventional Hydroelectric | HY |  | S | X | X |  |  | 0.6 | 0.9 | 0.6 | 0.6 | 0.1 | N |  |  | OP | X | 1 | 1921 | Pre-2000 |  |  | N | IPP Non-CHP | IPP | IPP | 2 | X | WAT | Renewable | 0.6 | 0 | 1 | 0
Operable | 7595 | Great Lakes Hydro America LLC |  | 54639 | Berlin Gorham | NH | Restructured | Coos | XP4 | Conventional Hydroelectric | HY |  | S | X | X |  |  | 0.5 | 0.9 | 0.5 | 0.5 | 0.1 | N |  |  | OP | X | 1 | 1921 | Pre-2000 |  |  | N | IPP Non-CHP | IPP | IPP | 2 | X | WAT | Renewable | 0.5 | 0 | 1 | 0
Operable | 7595 | Great Lakes Hydro America LLC |  | 54639 | Berlin Gorham | NH | Restructured | Coos | XP5 | Conventional Hydroelectric | HY |  | S | X | X |  |  | 0.7 | 0.9 | 0.7 | 0.7 | 0.1 | N |  |  | OP | X | 1 | 1924 | Pre-2000 |  |  | N | IPP Non-CHP | IPP | IPP | 2 | X | WAT | Renewable | 0.7 | 0 | 1 | 0
Operable | 7857 | Great Lakes Tissue Co |  | 50461 | Cheboygan | MI | Vertical | Cheboygan | GEN1 | Conventional Hydroelectric | HY |  | S | X | X |  |  | 1.5 | 0.8 | 0.7 | 1.1 | 0.1 | N |  |  | OP | X | 11 | 1984 | Pre-2000 |  |  | N | Industrial Non-CHP | Customer Sited | Other | 6 | X | WAT | Renewable | 1.5 | 0 | 1 | 0
Operable | 64989 | Great Pathfinder Wind |  | 65715 | Great Pathfinder Wind | IA | Vertical | Hamilton | GPFWF | Onshore Wind Turbine | WT |  | S | X | X |  |  | 224.4 | 0.95 | 224.4 | 224.4 | 0 | N |  |  | OP | X | 2 | 2023 | 2023 |  |  | N | IPP Non-CHP | IPP | IPP | 2 | X | WND | Renewable | 224.4 | 0 | 1 | 0
Operable | 61671 | Great Plains Windpark Legacy LLC |  | 56905 | Great Plains Windpark LLC | TX | Restructured | Hansford | 1 | Onshore Wind Turbine | WT |  | W | X | X | NGP1 | NGP1 | 114 |  | 114 | 114 | 0 | N |  |  | OP | X | 1 | 2009 | 2009 |  |  | N | IPP Non-CHP | IPP | IPP | 2 | X | WND | Renewable | 114 | 0 | 1 | 0
Operable | 64976 | Great Prairie Wind LLC |  | 64665 | Great Prairie Wind | TX | Restructured | Hansford | GR01 | Onshore Wind Turbine | WT |  | S | X | X |  |  | 1027 |  | 1027 | 1027 | 0 | N |  |  | OP | X | 11 | 2022 | 2022 |  |  | N | IPP Non-CHP | IPP | IPP | 2 | X | WND | Renewable | 1027 | 0 | 1 | 0
Operable | 7570 | Great River Energy |  | 2038 | Cambridge CT Hybrid | MN | Vertical | Isanti | GT1 | Petroleum Liquids | GT |  | S | X | X | GRE.CAMBRCAMB | GRE.CAMBRCAMB | 25.1 | 0.85 | 20.5 | 29.2 | 15 | N |  |  | OP | X | 5 | 1978 | Pre-2000 |  |  | N | Electric Utility | Utility | Cooperative | 1 | X | DFO | Non-Renewable | 0 | 25.1 | 0 | 1
Operable | 7570 | Great River Energy |  | 2038 | Cambridge CT Hybrid | MN | Vertical | Isanti | GT2 | Natural Gas Fired Combustion Turbine | GT |  | S | X | X | GRE.CAMBRCAMB2 | GRE.CAMBRCAMB2 | 169.2 | 0.85 | 152.9 | 190 | 40 | N |  |  | OP | X | 5 | 2007 | 2007 |  |  | N | Electric Utility | Utility | Cooperative | 1 | X | NG | Non-Renewable | 0 | 169.2 | 0 | 1
Operable | 7570 | Great River Energy |  | 2039 | Elk River | MN | Vertical | Sherburne | CT | Natural Gas Fired Combustion Turbine | GT |  | S | X | X | GRE.ELKRI4 | GRE.ELKRI4 | 191.3 | 0.85 | 188.6 | 200 | 110 | N |  |  | OP | X | 7 | 2009 | 2009 |  |  | N | Electric Utility | Utility | Cooperative | 1 | X | NG | Non-Renewable | 0 | 191.3 | 0 | 1 | DFO
Operable | 7570 | Great River Energy |  | 2042 | Maple Lake | MN | Vertical | Wright | 5A | Petroleum Liquids | GT |  | S | X | X | GRE.MAPLEMAPL | GRE.MAPLEMAPL | 25 | 0.85 | 18.6 | 29.4 | 15 | N |  |  | OP | X | 5 | 1978 | Pre-2000 |  |  | N | Electric Utility | Utility | Cooperative | 1 | X | DFO | Non-Renewable | 0 | 25 | 0 | 1
Operable | 7570 | Great River Energy |  | 6741 | Rock Lake CT | MN | Vertical | Pine | 1 | Petroleum Liquids | GT |  | S | X | X | GRE.ROCKLAKE | GRE.ROCKLAKE | 25 | 0.85 | 20.7 | 29.4 | 15 | N |  |  | OP | X | 4 | 1978 | Pre-2000 |  |  | N | Electric Utility | Utility | Cooperative | 1 | X | DFO | Non-Renewable | 0 | 25 | 0 | 1
Operable | 7570 | Great River Energy |  | 6824 | St Bonifacius | MN | Vertical | Carver | 1 | Petroleum Liquids | GT |  | S | X | X | GRE.STBONI | GRE.STBONI | 61.2 | 0.9 | 60.2 | 66 | 10 | N |  |  | OP | X | 6 | 1978 | Pre-2000 |  |  | N | Electric Utility | Utility | Cooperative | 1 | X | DFO | Non-Renewable | 0 | 61.2 | 0 | 1
Operable | 7570 | Great River Energy |  | 7843 | Pleasant Valley (MN) | MN | Vertical | Mower | 11 | Natural Gas Fired Combustion Turbine | GT |  | S | X | X | GRE.PVLYGR1 | GRE,PVLYGR1 | 167.5 | 0.85 | 151.2 | 177.6 | 40 | N |  |  | OP | X | 5 | 2001 | 2001 |  |  | N | Electric Utility | Utility | Cooperative | 1 | X | NG | Non-Renewable | 0 | 167.5 | 0 | 1 | DFO
Operable | 7570 | Great River Energy |  | 7843 | Pleasant Valley (MN) | MN | Vertical | Mower | 12 | Natural Gas Fired Combustion Turbine | GT |  | S | X | X | GRE.PVLYGR2 | GRE.PVLYGR2 | 167.5 | 0.85 | 148.4 | 178.3 | 40 | N |  |  | OP | X | 5 | 2001 | 2001 |  |  | N | Electric Utility | Utility | Cooperative | 1 | X | NG | Non-Renewable | 0 | 167.5 | 0 | 1 | DFO
Operable | 7570 | Great River Energy |  | 7843 | Pleasant Valley (MN) | MN | Vertical | Mower | 13 | Natural Gas Fired Combustion Turbine | GT |  | S | X | X | GREPVLYGR3 | GRE.PVLYGR3 | 132.8 | 0.9 | 113.3 | 128.6 | 65 | N |  |  | OP | X | 5 | 2002 | 2002 |  |  | N | Electric Utility | Utility | Cooperative | 1 | X | NG | Non-Renewable | 0 | 132.8 | 0 | 1 | DFO
Operable | 7570 | Great River Energy |  | 7925 | Lakefield Junction | MN | Vertical | Martin | 1 | Natural Gas Fired Combustion Turbine | GT |  | S | X | X | GRE.LKFLGR1 | GRE.LKFLGR1 | 89.3 | 0.85 | 76.9 | 91.7 | 45 | N |  |  | OP | X | 6 | 2001 | 2001 |  |  | N | Electric Utility | Utility | Cooperative | 1 | X | NG | Non-Renewable | 0 | 89.3 | 0 | 1 | DFO
Operable | 7570 | Great River Energy |  | 7925 | Lakefield Junction | MN | Vertical | Martin | 2 | Natural Gas Fired Combustion Turbine | GT |  | S | X | X | GRE.LKFLGR2 | GRE.LKFLGR2 | 89.3 | 0.85 | 76.7 | 91.7 | 45 | N |  |  | OP | X | 6 | 2001 | 2001 |  |  | N | Electric Utility | Utility | Cooperative | 1 | X | NG | Non-Renewable | 0 | 89.3 | 0 | 1 | DFO
Operable | 7570 | Great River Energy |  | 7925 | Lakefield Junction | MN | Vertical | Martin | 3 | Natural Gas Fired Combustion Turbine | GT |  | S | X | X | GRE.LKFLGR3 | GRE,LKFLGR3 | 89.3 | 0.85 | 76.5 | 91.7 | 45 | N |  |  | OP | X | 6 | 2001 | 2001 |  |  | N | Electric Utility | Utility | Cooperative | 1 | X | NG | Non-Renewable | 0 | 89.3 | 0 | 1 | DFO
Operable | 7570 | Great River Energy |  | 7925 | Lakefield Junction | MN | Vertical | Martin | 4 | Natural Gas Fired Combustion Turbine | GT |  | S | X | X | GRE.LKFLGR4 | GRE.LKFLGR4 | 89.3 | 0.85 | 76.8 | 91.7 | 45 | N |  |  | OP | X | 6 | 2001 | 2001 |  |  | N | Electric Utility | Utility | Cooperative | 1 | X | NG | Non-Renewable | 0 | 89.3 | 0 | 1 | DFO
Operable | 7570 | Great River Energy |  | 7925 | Lakefield Junction | MN | Vertical | Martin | 5 | Natural Gas Fired Combustion Turbine | GT |  | S | X | X | GRE.LKFLGR5 | GRE.LKFLGR5 | 89.3 | 0.85 | 77.4 | 91.7 | 45 | N |  |  | OP | X | 6 | 2001 | 2001 |  |  | N | Electric Utility | Utility | Cooperative | 1 | X | NG | Non-Renewable | 0 | 89.3 | 0 | 1 | DFO
Operable | 7570 | Great River Energy |  | 7925 | Lakefield Junction | MN | Vertical | Martin | 6 | Natural Gas Fired Combustion Turbine | GT |  | S | X | X | GRE.LKFLGR6 | GRE.LKFLGR6 | 89.3 | 0.85 | 76.5 | 91.7 | 45 | N |  |  | OP | X | 6 | 2001 | 2001 |  |  | N | Electric Utility | Utility | Cooperative | 1 | X | NG | Non-Renewable | 0 | 89.3 | 0 | 1 | DFO
Operable | 7570 | Great River Energy |  | 7925 | Lakefield Junction | MN | Vertical | Martin | 7 | Petroleum Liquids | IC |  | S | X | X |  |  | 2 | 0.8 | 2 | 2 | 2 | N |  |  | SB | N | 4 | 2002 | 2002 |  |  | N | Electric Utility | Utility | Cooperative | 1 | X | DFO | Non-Renewable | 0 | 2 | 0 | 1
Operable | 7570 | Great River Energy |  | 56786 | Spiritwood Station | ND | Vertical | Stutsman | 1 | Natural Gas Steam Turbine | ST |  | S | X | X | OTP.GRE.SPRTWD |  | 106.2 | 1 | 97.1 | 97.1 | 25 | N |  |  | OP | X | 11 | 2014 | 2014 |  |  | Y | Electric Utility | Utility | Cooperative | 1 | T | NG | Non-Renewable | 0 | 106.2 | 0 | 1 | RC | PG
Operable | 7570 | Great River Energy |  | 60652 | Dickinson Solar Array | MN | Vertical | Wright | PV1 | Solar Photovoltaic | PV |  | W | X | X |  |  | 2.3 |  | 2.3 | 2.3 |  | N |  |  | OP | X | 8 | 2016 | 2016 |  |  | N | Electric Utility | Utility | Cooperative | 1 | X | SUN | Renewable | 2.3 | 0 | 1 | 0
Operable | 61122 | Great River Hydro, LLC |  | 1620 | Deerfield 5 | MA | Restructured | Berkshire | GEN1 | Conventional Hydroelectric | HY |  | S | X | X | 393 |  | 17.5 | 0.9 | 13.9 | 13.9 | 6.5 | N |  |  | OP | X | 10 | 1974 | Pre-2000 |  |  | N | IPP Non-CHP | IPP | IPP | 2 | X | WAT | Renewable | 17.5 | 0 | 1 | 0
Operable | 61122 | Great River Hydro, LLC |  | 2349 | Comerford | NH | Restructured | Grafton | GEN1 | Conventional Hydroelectric | HY |  | S | X | X | 47366 |  | 22 | 0.8 | 22.5 | 22.5 | 12 | N |  |  | OP | X | 9 | 1930 | Pre-2000 |  |  | N | IPP Non-CHP | IPP | IPP | 2 | X | WAT | Renewable | 22 | 0 | 1 | 0
Operable | 61122 | Great River Hydro, LLC |  | 2349 | Comerford | NH | Restructured | Grafton | GEN2 | Conventional Hydroelectric | HY |  | S | X | X | 47367 |  | 48.6 | 0.9 | 47.8 | 48.5 | 12 | N |  |  | OP | X | 9 | 1930 | Pre-2000 |  |  | N | IPP Non-CHP | IPP | IPP | 2 | X | WAT | Renewable | 48.6 | 0 | 1 | 0
Operable | 61122 | Great River Hydro, LLC |  | 2349 | Comerford | NH | Restructured | Grafton | GEN3 | Conventional Hydroelectric | HY |  | S | X | X | 47368 |  | 48.6 | 0.9 | 47.8 | 48.5 | 12 | N |  |  | OP | X | 9 | 1930 | Pre-2000 |  |  | N | IPP Non-CHP | IPP | IPP | 2 | X | WAT | Renewable | 48.6 | 0 | 1 | 0
Operable | 61122 | Great River Hydro, LLC |  | 2349 | Comerford | NH | Restructured | Grafton | GEN4 | Conventional Hydroelectric | HY |  | S | X | X | 47369 |  | 48.6 | 0.9 | 47.8 | 48.5 | 12 | N |  |  | OP | X | 9 | 1930 | Pre-2000 |  |  | N | IPP Non-CHP | IPP | IPP | 2 | X | WAT | Renewable | 48.6 | 0 | 1 | 0
Operable | 61122 | Great River Hydro, LLC |  | 2351 | S C Moore | NH | Restructured | Grafton | GEN1 | Conventional Hydroelectric | HY |  | S | X | X | 47370 |  | 47.7 | 0.9 | 47.2 | 47.7 | 1 | N |  |  | OP | X | 1 | 1957 | Pre-2000 |  |  | N | IPP Non-CHP | IPP | IPP | 2 | X | WAT | Renewable | 47.7 | 0 | 1 | 0
Operable | 61122 | Great River Hydro, LLC |  | 2351 | S C Moore | NH | Restructured | Grafton | GEN2 | Conventional Hydroelectric | HY |  | S | X | X | 47371 |  | 47.7 | 0.9 | 47.2 | 47.7 | 1 | N |  |  | OP | X | 1 | 1957 | Pre-2000 |  |  | N | IPP Non-CHP | IPP | IPP | 2 | X | WAT | Renewable | 47.7 | 0 | 1 | 0
Operable | 61122 | Great River Hydro, LLC |  | 2351 | S C Moore | NH | Restructured | Grafton | GEN3 | Conventional Hydroelectric | HY |  | S | X | X | 47372 |  | 47.7 | 0.9 | 47.2 | 47.7 | 1 | N |  |  | OP | X | 1 | 1957 | Pre-2000 |  |  | N | IPP Non-CHP | IPP | IPP | 2 | X | WAT | Renewable | 47.7 | 0 | 1 | 0
Operable | 61122 | Great River Hydro, LLC |  | 2351 | S C Moore | NH | Restructured | Grafton | GEN4 | Conventional Hydroelectric | HY |  | S | X | X | 47373 |  | 47.7 | 0.9 | 47.2 | 47.7 | 1 | N |  |  | OP | X | 1 | 1957 | Pre-2000 |  |  | N | IPP Non-CHP | IPP | IPP | 2 | X | WAT | Renewable | 47.7 | 0 | 1 | 0
Operable | 61122 | Great River Hydro, LLC |  | 2351 | S C Moore | NH | Restructured | Grafton | GEN5 | Conventional Hydroelectric | HY |  | S | X | X |  |  | 4.6 | 0.98 | 4.6 | 4.6 | 3.7 | N |  |  | OP | X | 10 | 2023 | 2023 |  |  | N | IPP Non-CHP | IPP | IPP | 2 | X | WAT | Renewable | 4.6 | 0 | 1 | 0
Operable | 61122 | Great River Hydro, LLC |  | 2352 | Vernon Dam | VT | Vertical | Windham | 1 | Conventional Hydroelectric | HY |  | S | X | X | 599 |  | 2 | 0.8 | 2.4 | 2.4 | 2 | N |  |  | OP | X | 8 | 1909 | Pre-2000 |  |  | N | IPP Non-CHP | IPP | IPP | 2 | X | WAT | Renewable | 2 | 0 | 1 | 0
Operable | 61122 | Great River Hydro, LLC |  | 2352 | Vernon Dam | VT | Vertical | Windham | 10 | Conventional Hydroelectric | HY |  | S | X | X | 599 |  | 4.2 | 1 | 4 | 4 | 4 | N |  |  | OP | X | 1 | 1921 | Pre-2000 |  |  | N | IPP Non-CHP | IPP | IPP | 2 | X | WAT | Renewable | 4.2 | 0 | 1 | 0
Operable | 61122 | Great River Hydro, LLC |  | 2352 | Vernon Dam | VT | Vertical | Windham | 2 | Conventional Hydroelectric | HY |  | S | X | X | 599 |  | 2 | 0.8 | 2.4 | 2.4 | 2 | N |  |  | OP | X | 8 | 1909 | Pre-2000 |  |  | N | IPP Non-CHP | IPP | IPP | 2 | X | WAT | Renewable | 2 | 0 | 1 | 0
Operable | 61122 | Great River Hydro, LLC |  | 2352 | Vernon Dam | VT | Vertical | Windham | 3 | Conventional Hydroelectric | HY |  | S | X | X | 599 |  | 2 | 0.8 | 2.4 | 2.4 | 2 | N |  |  | OP | X | 8 | 1909 | Pre-2000 |  |  | N | IPP Non-CHP | IPP | IPP | 2 | X | WAT | Renewable | 2 | 0 | 1 | 0
Operable | 61122 | Great River Hydro, LLC |  | 2352 | Vernon Dam | VT | Vertical | Windham | 4 | Conventional Hydroelectric | HY |  | S | X | X | 599 |  | 2.5 | 0.8 | 2.4 | 2.4 | 2 | N |  |  | OP | X | 8 | 1909 | Pre-2000 |  |  | N | IPP Non-CHP | IPP | IPP | 2 | X | WAT | Renewable | 2.5 | 0 | 1 | 0
Operable | 61122 | Great River Hydro, LLC |  | 2352 | Vernon Dam | VT | Vertical | Windham | 5 | Conventional Hydroelectric | HY |  | S | X | X | 599 |  | 4.5 | 0.9 | 3.6 | 3.6 | 3 | N |  |  | OP | X | 4 | 2008 | 2008 |  |  | N | IPP Non-CHP | IPP | IPP | 2 | X | WAT | Renewable | 4.5 | 0 | 1 | 0
Operable | 61122 | Great River Hydro, LLC |  | 2352 | Vernon Dam | VT | Vertical | Windham | 6A | Conventional Hydroelectric | HY |  | S | X | X | 599 |  | 5 | 0.9 | 4.5 | 4.5 | 3 | N |  |  | OP | X | 3 | 2008 | 2008 |  |  | N | IPP Non-CHP | IPP | IPP | 2 | X | WAT | Renewable | 5 | 0 | 1 | 0
Operable | 61122 | Great River Hydro, LLC |  | 2352 | Vernon Dam | VT | Vertical | Windham | 7A | Conventional Hydroelectric | HY |  | S | X | X | 599 |  | 5 | 0.9 | 4.5 | 4.5 | 3 | N |  |  | OP | X | 3 | 2008 | 2008 |  |  | N | IPP Non-CHP | IPP | IPP | 2 | X | WAT | Renewable | 5 | 0 | 1 | 0
Operable | 61122 | Great River Hydro, LLC |  | 2352 | Vernon Dam | VT | Vertical | Windham | 8 | Conventional Hydroelectric | HY |  | S | X | X | 599 |  | 4.5 | 0.9 | 3.6 | 3.6 | 3 | N |  |  | OP | X | 3 | 2008 | 2008 |  |  | N | IPP Non-CHP | IPP | IPP | 2 | X | WAT | Renewable | 4.5 | 0 | 1 | 0
Operable | 61122 | Great River Hydro, LLC |  | 2352 | Vernon Dam | VT | Vertical | Windham | 9 | Conventional Hydroelectric | HY |  | S | X | X | 599 |  | 4.2 | 1 | 4 | 4 | 3 | N |  |  | OP | X | 1 | 1921 | Pre-2000 |  |  | N | IPP Non-CHP | IPP | IPP | 2 | X | WAT | Renewable | 4.2 | 0 | 1 | 0
Operable | 61122 | Great River Hydro, LLC |  | 2353 | Wilder | VT | Vertical | Windsor | GEN1 | Conventional Hydroelectric | HY |  | S | X | X | 620 |  | 16.2 | 0.9 | 18.1 | 19 | 3 | N |  |  | OP | X | 11 | 1950 | Pre-2000 |  |  | N | IPP Non-CHP | IPP | IPP | 2 | X | WAT | Renewable | 16.2 | 0 | 1 | 0
Operable | 61122 | Great River Hydro, LLC |  | 2353 | Wilder | VT | Vertical | Windsor | GEN2 | Conventional Hydroelectric | HY |  | S | X | X | 620 |  | 16.2 | 0.9 | 18.1 | 19 | 3 | N |  |  | OP | X | 11 | 1950 | Pre-2000 |  |  | N | IPP Non-CHP | IPP | IPP | 2 | X | WAT | Renewable | 16.2 | 0 | 1 | 0
Operable | 61122 | Great River Hydro, LLC |  | 2353 | Wilder | VT | Vertical | Windsor | GEN3 | Conventional Hydroelectric | HY |  | S | X | X | 620 |  | 3.2 | 0.95 | 2.8 | 2.8 | 2.8 | N |  |  | OP | X | 10 | 1987 | Pre-2000 |  |  | N | IPP Non-CHP | IPP | IPP | 2 | X | WAT | Renewable | 3.2 | 0 | 1 | 0
Operable | 61122 | Great River Hydro, LLC |  | 3745 | Bellows Falls | VT | Vertical | Windham | GEN1 | Conventional Hydroelectric | HY |  | S | X | X | 335 |  | 13.6 | 0.8 | 15.7 | 15.7 | 4 | N |  |  | OP | X | 3 | 1928 | Pre-2000 |  |  | N | IPP Non-CHP | IPP | IPP | 2 | X | WAT | Renewable | 13.6 | 0 | 1 | 0
Operable | 61122 | Great River Hydro, LLC |  | 3745 | Bellows Falls | VT | Vertical | Windham | GEN2 | Conventional Hydroelectric | HY |  | S | X | X | 335 |  | 13.6 | 0.8 | 15.7 | 15.7 | 4 | N |  |  | OP | X | 3 | 1928 | Pre-2000 |  |  | N | IPP Non-CHP | IPP | IPP | 2 | X | WAT | Renewable | 13.6 | 0 | 1 | 0
Operable | 61122 | Great River Hydro, LLC |  | 3745 | Bellows Falls | VT | Vertical | Windham | GEN3 | Conventional Hydroelectric | HY |  | S | X | X | 335 |  | 13.6 | 0.8 | 15.7 | 15.7 | 4 | N |  |  | OP | X | 4 | 1928 | Pre-2000 |  |  | N | IPP Non-CHP | IPP | IPP | 2 | X | WAT | Renewable | 13.6 | 0 | 1 | 0
Operable | 61122 | Great River Hydro, LLC |  | 3746 | Harriman | VT | Vertical | Windham | GEN1 | Conventional Hydroelectric | HY |  | S | X | X | 435 |  | 11.2 | 0.8 | 13.6 | 12.8 | 8 | N |  |  | OP | X | 5 | 1924 | Pre-2000 |  |  | N | IPP Non-CHP | IPP | IPP | 2 | X | WAT | Renewable | 11.2 | 0 | 1 | 0
Operable | 61122 | Great River Hydro, LLC |  | 3746 | Harriman | VT | Vertical | Windham | GEN2 | Conventional Hydroelectric | HY |  | S | X | X | 435 |  | 11.2 | 0.8 | 13.6 | 12.8 | 8 | N |  |  | OP | X | 6 | 1924 | Pre-2000 |  |  | N | IPP Non-CHP | IPP | IPP | 2 | X | WAT | Renewable | 11.2 | 0 | 1 | 0
Operable | 61122 | Great River Hydro, LLC |  | 3746 | Harriman | VT | Vertical | Windham | GEN3 | Conventional Hydroelectric | HY |  | S | X | X | 435 |  | 11.2 | 0.8 | 13.6 | 12.8 | 8 | N |  |  | OP | X | 11 | 1924 | Pre-2000 |  |  | N | IPP Non-CHP | IPP | IPP | 2 | X | WAT | Renewable | 11.2 | 0 | 1 | 0
Operable | 61122 | Great River Hydro, LLC |  | 6012 | Sherman | MA | Restructured | Franklin | GEN1 | Conventional Hydroelectric | HY |  | S | X | X | 567 |  | 7.2 | 0.8 | 6.1 | 6.2 | 3 | N |  |  | OP | X | 12 | 1926 | Pre-2000 |  |  | N | IPP Non-CHP | IPP | IPP | 2 | X | WAT | Renewable | 7.2 | 0 | 1 | 0
Operable | 61122 | Great River Hydro, LLC |  | 6047 | Deerfield 2 | MA | Restructured | Franklin | GEN1 | Conventional Hydroelectric | HY |  | S | X | X | 465 |  | 1.6 | 0.8 | 2.2 | 2.2 | 1 | N |  |  | OP | X | 8 | 1913 | Pre-2000 |  |  | N | IPP Non-CHP | IPP | IPP | 2 | X | WAT | Renewable | 1.6 | 0 | 1 | 0
Operable | 61122 | Great River Hydro, LLC |  | 6047 | Deerfield 2 | MA | Restructured | Franklin | GEN2 | Conventional Hydroelectric | HY |  | S | X | X | 465 |  | 1.6 | 0.8 | 2.2 | 2.2 | 1 | N |  |  | OP | X | 8 | 1913 | Pre-2000 |  |  | N | IPP Non-CHP | IPP | IPP | 2 | X | WAT | Renewable | 1.6 | 0 | 1 | 0
Operable | 61122 | Great River Hydro, LLC |  | 6047 | Deerfield 2 | MA | Restructured | Franklin | GEN3 | Conventional Hydroelectric | HY |  | S | X | X | 465 |  | 1.6 | 0.8 | 2.2 | 2.2 | 1 | N |  |  | OP | X | 8 | 1913 | Pre-2000 |  |  | N | IPP Non-CHP | IPP | IPP | 2 | X | WAT | Renewable | 1.6 | 0 | 1 | 0
Operable | 61122 | Great River Hydro, LLC |  | 6083 | Deerfield 3 | MA | Restructured | Franklin | GEN1 | Conventional Hydroelectric | HY |  | S | X | X | 465 |  | 1.6 | 0.8 | 2 | 2 | 1 | N |  |  | OP | X | 8 | 1912 | Pre-2000 |  |  | N | IPP Non-CHP | IPP | IPP | 2 | X | WAT | Renewable | 1.6 | 0 | 1 | 0
Operable | 61122 | Great River Hydro, LLC |  | 6083 | Deerfield 3 | MA | Restructured | Franklin | GEN2 | Conventional Hydroelectric | HY |  | S | X | X | 465 |  | 1.6 | 0.8 | 2 | 2 | 1 | N |  |  | OP | X | 8 | 1912 | Pre-2000 |  |  | N | IPP Non-CHP | IPP | IPP | 2 | X | WAT | Renewable | 1.6 | 0 | 1 | 0
Operable | 61122 | Great River Hydro, LLC |  | 6083 | Deerfield 3 | MA | Restructured | Franklin | GEN3 | Conventional Hydroelectric | HY |  | S | X | X | 465 |  | 1.6 | 0.8 | 2 | 2 | 1 | N |  |  | OP | X | 8 | 1912 | Pre-2000 |  |  | N | IPP Non-CHP | IPP | IPP | 2 | X | WAT | Renewable | 1.6 | 0 | 1 | 0
Operable | 61122 | Great River Hydro, LLC |  | 6119 | Deerfield 4 | MA | Restructured | Franklin | GEN1 | Conventional Hydroelectric | HY |  | S | X | X | 465 |  | 1.6 | 0.8 | 2 | 2 | 1 | N |  |  | OP | X | 8 | 1912 | Pre-2000 |  |  | N | IPP Non-CHP | IPP | IPP | 2 | X | WAT | Renewable | 1.6 | 0 | 1 | 0
Operable | 61122 | Great River Hydro, LLC |  | 6119 | Deerfield 4 | MA | Restructured | Franklin | GEN2 | Conventional Hydroelectric | HY |  | S | X | X | 465 |  | 1.6 | 0.8 | 2 | 2 | 1 | N |  |  | OP | X | 8 | 1912 | Pre-2000 |  |  | N | IPP Non-CHP | IPP | IPP | 2 | X | WAT | Renewable | 1.6 | 0 | 1 | 0
Operable | 61122 | Great River Hydro, LLC |  | 6119 | Deerfield 4 | MA | Restructured | Franklin | GEN3 | Conventional Hydroelectric | HY |  | S | X | X | 465 |  | 1.6 | 0.8 | 2 | 2 | 1 | N |  |  | OP | X | 8 | 1912 | Pre-2000 |  |  | N | IPP Non-CHP | IPP | IPP | 2 | X | WAT | Renewable | 1.6 | 0 | 1 | 0
Operable | 61122 | Great River Hydro, LLC |  | 6483 | Mcindoes | VT | Vertical | Caledonia | GEN1 | Conventional Hydroelectric | HY |  | S | X | X | 473 |  | 2.6 | 0.8 | 2.3 | 2.4 | 2.3 | N |  |  | OP | X | 1 | 1931 | Pre-2000 |  |  | N | IPP Non-CHP | IPP | IPP | 2 | X | WAT | Renewable | 2.6 | 0 | 1 | 0
Operable | 61122 | Great River Hydro, LLC |  | 6483 | Mcindoes | VT | Vertical | Caledonia | GEN2 | Conventional Hydroelectric | HY |  | S | X | X | 473 |  | 2.6 | 0.8 | 2.3 | 2.4 | 2.3 | N |  |  | OP | X | 1 | 1931 | Pre-2000 |  |  | N | IPP Non-CHP | IPP | IPP | 2 | X | WAT | Renewable | 2.6 | 0 | 1 | 0
Operable | 61122 | Great River Hydro, LLC |  | 6483 | Mcindoes | VT | Vertical | Caledonia | GEN3 | Conventional Hydroelectric | HY |  | S | X | X | 473 |  | 2.6 | 0.8 | 2.8 | 3 | 2.5 | N |  |  | OP | X | 1 | 1931 | Pre-2000 |  |  | N | IPP Non-CHP | IPP | IPP | 2 | X | WAT | Renewable | 2.6 | 0 | 1 | 0
Operable | 61122 | Great River Hydro, LLC |  | 6483 | Mcindoes | VT | Vertical | Caledonia | GEN4 | Conventional Hydroelectric | HY |  | S | X | X | 473 |  | 2.6 | 0.8 | 2.8 | 3 | 2.5 | N |  |  | OP | X | 1 | 1931 | Pre-2000 |  |  | N | IPP Non-CHP | IPP | IPP | 2 | X | WAT | Renewable | 2.6 | 0 | 1 | 0
Operable | 61122 | Great River Hydro, LLC |  | 6529 | Searsburg | VT | Vertical | Bennington | GEN1 | Conventional Hydroelectric | HY |  | S | X | X | 561 |  | 4 | 0.8 | 4.5 | 4.6 | 1 | N |  |  | OP | X | 3 | 1922 | Pre-2000 |  |  | N | IPP Non-CHP | IPP | IPP | 2 | X | WAT | Renewable | 4 | 0 | 1 | 0
Operable | 56720 | Greater Sandhill I LLC |  | 57377 | Greater Sandhill I | CO | Vertical | Alamosa | GS-P1 | Solar Photovoltaic | PV |  | S | X | X |  |  | 10 |  | 10 | 10 |  | N |  |  | OP | X | 9 | 2010 | 2010 |  |  | N | IPP Non-CHP | IPP | IPP | 2 | X | SUN | Renewable | 10 | 0 | 1 | 0
Operable | 56720 | Greater Sandhill I LLC |  | 57377 | Greater Sandhill I | CO | Vertical | Alamosa | GS-P2 | Solar Photovoltaic | PV |  | S | X | X |  |  | 9 |  | 9 | 9 |  | N |  |  | OP | X | 12 | 2010 | 2010 |  |  | N | IPP Non-CHP | IPP | IPP | 2 | X | SUN | Renewable | 9 | 0 | 1 | 0
Operable | 60428 | Green City Recovery, LLC |  | 60703 | Green City Recovery, LLC | KY | Vertical | Scott | 1 | Landfill Gas | IC |  | W | X | X |  |  | 1 | 0.8 | 1 | 1 | 0.5 | N |  |  | OP | X | 1 | 2016 | 2016 |  |  | N | IPP Non-CHP | IPP | IPP | 2 | X | LFG | Renewable | 1 | 0 | 1 | 0
Operable | 60428 | Green City Recovery, LLC |  | 60703 | Green City Recovery, LLC | KY | Vertical | Scott | 2 | Landfill Gas | IC |  | W | X | X |  |  | 1 | 0.8 | 1 | 1 | 0.5 | N |  |  | OP | X | 7 | 2019 | 2019 |  |  | N | IPP Non-CHP | IPP | IPP | 2 | X | LFG | Renewable | 1 | 0 | 1 | 0
Operable | 65632 | Green Correctional Coxsackie NY Solar LLC |  | 66586 | DOCCS Greene | NY | Restructured | Greene | 6945 | Solar Photovoltaic | PV |  | S | X | X |  |  | 5 |  | 5 | 5 |  | N |  |  | OP | X | 10 | 2022 | 2022 |  |  | N | IPP Non-CHP | IPP | IPP | 2 | X | SUN | Renewable | 5 | 0 | 1 | 0
Operable | 7597 | Green Country OP Services LLC |  | 55146 | Green Country Energy LLC | OK | Vertical | Tulsa | CTG1 | Natural Gas Fired Combined Cycle | CT | G841 | S | X | N |  |  | 179.3 | 0.85 | 155 | 167 | 125 | N |  |  | OP | X | 2 | 2002 | 2002 |  |  | N | IPP Non-CHP | IPP | IPP | 2 | X | NG | Non-Renewable | 0 | 179.3 | 0 | 1
Operable | 7597 | Green Country OP Services LLC |  | 55146 | Green Country Energy LLC | OK | Vertical | Tulsa | CTG2 | Natural Gas Fired Combined Cycle | CT | G842 | S | X | N |  |  | 179.3 | 0.85 | 155 | 167 | 125 | N |  |  | OP | X | 2 | 2002 | 2002 |  |  | N | IPP Non-CHP | IPP | IPP | 2 | X | NG | Non-Renewable | 0 | 179.3 | 0 | 1
Operable | 7597 | Green Country OP Services LLC |  | 55146 | Green Country Energy LLC | OK | Vertical | Tulsa | CTG3 | Natural Gas Fired Combined Cycle | CT | G843 | S | X | N |  |  | 179.3 | 0.85 | 155 | 167 | 125 | N |  |  | OP | X | 2 | 2002 | 2002 |  |  | N | IPP Non-CHP | IPP | IPP | 2 | X | NG | Non-Renewable | 0 | 179.3 | 0 | 1
Operable | 7597 | Green Country OP Services LLC |  | 55146 | Green Country Energy LLC | OK | Vertical | Tulsa | STG1 | Natural Gas Fired Combined Cycle | CA | G841 | S | Y | X |  |  | 122 | 0.85 | 106 | 106 | 72 | N |  |  | OP | X | 2 | 2002 | 2002 |  |  | N | IPP Non-CHP | IPP | IPP | 2 | X | NG | Non-Renewable | 0 | 122 | 0 | 1
Operable | 7597 | Green Country OP Services LLC |  | 55146 | Green Country Energy LLC | OK | Vertical | Tulsa | STG2 | Natural Gas Fired Combined Cycle | CA | G842 | S | Y | X |  |  | 122 | 0.85 | 106 | 106 | 72 | N |  |  | OP | X | 2 | 2002 | 2002 |  |  | N | IPP Non-CHP | IPP | IPP | 2 | X | NG | Non-Renewable | 0 | 122 | 0 | 1
Operable | 7597 | Green Country OP Services LLC |  | 55146 | Green Country Energy LLC | OK | Vertical | Tulsa | STG3 | Natural Gas Fired Combined Cycle | CA | G843 | S | Y | X |  |  | 122 | 0.85 | 106 | 106 | 72 | N |  |  | OP | X | 2 | 2002 | 2002 |  |  | N | IPP Non-CHP | IPP | IPP | 2 | X | NG | Non-Renewable | 0 | 122 | 0 | 1
Operable | 60441 | Green Cow Power LLC |  | 60721 | Green Cow Power | IN | Vertical | Elkhart | ENG1 | Other Waste Biomass | IC |  | S | X | X |  |  | 1 | 0.8 | 1 | 1 | 0.5 | N |  |  | OP | X | 4 | 2015 | 2015 |  |  | N | Industrial Non-CHP | Customer Sited | Other | 6 | X | OBG | Renewable | 1 | 0 | 1 | 0
Operable | 60441 | Green Cow Power LLC |  | 60721 | Green Cow Power | IN | Vertical | Elkhart | ENG2 | Other Waste Biomass | IC |  | S | X | X |  |  | 1 | 0.8 | 1 | 1 | 0.5 | N |  |  | OP | X | 4 | 2015 | 2015 |  |  | N | Industrial Non-CHP | Customer Sited | Other | 6 | X | OBG | Renewable | 1 | 0 | 1 | 0
Operable | 60441 | Green Cow Power LLC |  | 60721 | Green Cow Power | IN | Vertical | Elkhart | ENG3 | Other Waste Biomass | IC |  | S | X | X |  |  | 1 | 0.8 | 1 | 1 | 0.5 | N |  |  | OP | X | 4 | 2015 | 2015 |  |  | N | Industrial Non-CHP | Customer Sited | Other | 6 | X | OBG | Renewable | 1 | 0 | 1 | 0
Operable | 60441 | Green Cow Power LLC |  | 60721 | Green Cow Power | IN | Vertical | Elkhart | ENG4 | Other Waste Biomass | IC |  | S | X | X |  |  | 1.3 | 0.8 | 1.3 | 1.3 | 0.5 | N |  |  | OP | X | 1 | 2021 | 2021 |  |  | N | Industrial Non-CHP | Customer Sited | Other | 6 | X | OBG | Renewable | 1.3 | 0 | 1 | 0
Operable | 60567 | Green Energy Machine, LLC |  | 60911 | Green Energy Machine | IA | Vertical | Cass | GRN | Onshore Wind Turbine | WT |  | S | X | X |  |  | 1.7 |  | 1.7 | 1.7 | 0 | N |  |  | OP | X | 6 | 2016 | 2016 |  |  | N | IPP Non-CHP | IPP | IPP | 2 | X | WND | Renewable | 1.7 | 0 | 1 | 0
Operable | 66182 | Green Mile Solar, LLC |  | 67349 | ME-EDFR-Phase I-Woolwich | ME | Restructured | Sagadahoc | WLWCH | Solar Photovoltaic | PV |  | S | X | X |  |  | 5 |  | 5 | 5 |  | N |  |  | OP | X | 9 | 2023 | 2023 |  |  | N | IPP Non-CHP | IPP | IPP | 2 | X | SUN | Renewable | 5 | 0 | 1 | 0
Operable | 7601 | Green Mountain Power Corp |  | 788 | East Barnet | VT | Vertical | Caledonia | 1 | Conventional Hydroelectric | HY |  | S | X | X |  |  | 2.2 | 0.8 | 1.9 | 1.9 | 0.2 | N |  |  | OP | X | 9 | 1984 | Pre-2000 |  |  | N | Electric Utility | Utility | Investor Owned Utility | 1 | X | WAT | Renewable | 2.2 | 0 | 1 | 0
Operable | 7601 | Green Mountain Power Corp |  | 3708 | Ascutney | VT | Vertical | Windsor | GT4 | Petroleum Liquids | GT |  | S | X | X |  |  | 13.2 | 0.8 | 9 | 13.4 | 7 | N |  |  | OP | X | 8 | 1961 | Pre-2000 |  |  | N | Electric Utility | Utility | Investor Owned Utility | 1 | X | DFO | Non-Renewable | 0 | 13.2 | 0 | 1
Operable | 7601 | Green Mountain Power Corp |  | 3709 | Smith (VT) | VT | Vertical | Orange | 1 | Conventional Hydroelectric | HY |  | S | X | X |  |  | 1 | 0.8 | 0.7 | 0.9 | 0.2 | N |  |  | OP | X | 12 | 1982 | Pre-2000 |  |  | N | Electric Utility | Utility | Investor Owned Utility | 1 | X | WAT | Renewable | 1 | 0 | 1 | 0
Operable | 7601 | Green Mountain Power Corp |  | 3709 | Smith (VT) | VT | Vertical | Orange | HC2 | Conventional Hydroelectric | HY |  | S | X | X |  |  | 0.5 | 0.8 | 0.2 | 0.4 | 0.2 | N |  |  | OP | X | 12 | 1982 | Pre-2000 |  |  | N | Electric Utility | Utility | Investor Owned Utility | 1 | X | WAT | Renewable | 0.5 | 0 | 1 | 0
Operable | 7601 | Green Mountain Power Corp |  | 3710 | Cavendish | VT | Vertical | Windsor | 1 | Conventional Hydroelectric | HY |  | S | X | X |  |  | 0.6 | 0.8 | 0.4 | 0.5 | 0.2 | N |  |  | OP | X | 2 | 1907 | Pre-2000 |  |  | N | Electric Utility | Utility | Investor Owned Utility | 1 | X | WAT | Renewable | 0.6 | 0 | 1 | 0
Operable | 7601 | Green Mountain Power Corp |  | 3710 | Cavendish | VT | Vertical | Windsor | 2 | Conventional Hydroelectric | HY |  | S | X | X |  |  | 0.6 | 0.8 | 0.4 | 0.5 | 0.2 | N |  |  | OP | X | 2 | 1907 | Pre-2000 |  |  | N | Electric Utility | Utility | Investor Owned Utility | 1 | X | WAT | Renewable | 0.6 | 0 | 1 | 0
Operable | 7601 | Green Mountain Power Corp |  | 3710 | Cavendish | VT | Vertical | Windsor | 3 | Conventional Hydroelectric | HY |  | S | X | X |  |  | 0.5 | 0.8 | 0.3 | 0.4 | 0.2 | N |  |  | OP | X | 2 | 1907 | Pre-2000 |  |  | N | Electric Utility | Utility | Investor Owned Utility | 1 | X | WAT | Renewable | 0.5 | 0 | 1 | 0
Operable | 7601 | Green Mountain Power Corp |  | 3711 | Clark Falls | VT | Vertical | Chittenden | 1 | Conventional Hydroelectric | HY |  | S | X | X |  |  | 3 | 0.8 | 3 | 3 | 0.5 | N |  |  | OP | X | 2 | 1937 | Pre-2000 |  |  | N | Electric Utility | Utility | Investor Owned Utility | 1 | X | WAT | Renewable | 3 | 0 | 1 | 0
Operable | 7601 | Green Mountain Power Corp |  | 3712 | Fairfax Falls | VT | Vertical | Franklin | 1 | Conventional Hydroelectric | HY |  | S | X | X |  |  | 1.4 | 0.8 | 1.4 | 1.4 | 0.2 | N |  |  | OP | X | 2 | 1919 | Pre-2000 |  |  | N | Electric Utility | Utility | Investor Owned Utility | 1 | X | WAT | Renewable | 1.4 | 0 | 1 | 0
Operable | 7601 | Green Mountain Power Corp |  | 3712 | Fairfax Falls | VT | Vertical | Franklin | 2 | Conventional Hydroelectric | HY |  | S | X | X |  |  | 2.1 | 0.8 | 2 | 2 | 0.2 | N |  |  | OP | X | 2 | 1919 | Pre-2000 |  |  | N | Electric Utility | Utility | Investor Owned Utility | 1 | X | WAT | Renewable | 2.1 | 0 | 1 | 0
Operable | 7601 | Green Mountain Power Corp |  | 3714 | Glen | VT | Vertical | Rutland | 1 | Conventional Hydroelectric | HY |  | S | X | X |  |  | 1 | 0.8 | 1 | 1 | 0.2 | N |  |  | OP | X | 8 | 1920 | Pre-2000 |  |  | N | Electric Utility | Utility | Investor Owned Utility | 1 | X | WAT | Renewable | 1 | 0 | 1 | 0
Operable | 7601 | Green Mountain Power Corp |  | 3714 | Glen | VT | Vertical | Rutland | 2 | Conventional Hydroelectric | HY |  | S | X | X |  |  | 1 | 0.8 | 1 | 1 | 0.2 | N |  |  | OP | X | 8 | 1920 | Pre-2000 |  |  | N | Electric Utility | Utility | Investor Owned Utility | 1 | X | WAT | Renewable | 1 | 0 | 1 | 0
Operable | 7601 | Green Mountain Power Corp |  | 3716 | Lower Middlebury | VT | Vertical | Addison | 1 | Conventional Hydroelectric | HY |  | S | X | X |  |  | 0.8 | 0.8 | 0.6 | 0.6 | 0.2 | N |  |  | OP | X | 8 | 1917 | Pre-2000 |  |  | N | Electric Utility | Utility | Investor Owned Utility | 1 | X | WAT | Renewable | 0.8 | 0 | 1 | 0
Operable | 7601 | Green Mountain Power Corp |  | 3716 | Lower Middlebury | VT | Vertical | Addison | 2 | Conventional Hydroelectric | HY |  | S | X | X |  |  | 0.8 | 0.8 | 0.6 | 0.6 | 0.2 | N |  |  | OP | X | 8 | 1917 | Pre-2000 |  |  | N | Electric Utility | Utility | Investor Owned Utility | 1 | X | WAT | Renewable | 0.8 | 0 | 1 | 0
Operable | 7601 | Green Mountain Power Corp |  | 3716 | Lower Middlebury | VT | Vertical | Addison | 3 | Conventional Hydroelectric | HY |  | S | X | X |  |  | 0.8 | 0.8 | 0.8 | 0.8 | 0.2 | N |  |  | OP | X | 8 | 1917 | Pre-2000 |  |  | N | Electric Utility | Utility | Investor Owned Utility | 1 | X | WAT | Renewable | 0.8 | 0 | 1 | 0
Operable | 7601 | Green Mountain Power Corp |  | 3717 | Milton | VT | Vertical | Chittenden | 1 | Conventional Hydroelectric | HY |  | S | X | X |  |  | 3.7 | 0.8 | 3.5 | 3.5 | 0.5 | N |  |  | OP | X | 2 | 1929 | Pre-2000 |  |  | N | Electric Utility | Utility | Investor Owned Utility | 1 | X | WAT | Renewable | 3.7 | 0 | 1 | 0
Operable | 7601 | Green Mountain Power Corp |  | 3717 | Milton | VT | Vertical | Chittenden | 2 | Conventional Hydroelectric | HY |  | S | X | X |  |  | 3.7 | 0.8 | 3.5 | 3.5 | 0.5 | N |  |  | OP | X | 8 | 1929 | Pre-2000 |  |  | N | Electric Utility | Utility | Investor Owned Utility | 1 | X | WAT | Renewable | 3.7 | 0 | 1 | 0
Operable | 7601 | Green Mountain Power Corp |  | 3720 | Peterson | VT | Vertical | Chittenden | 1 | Conventional Hydroelectric | HY |  | S | X | X |  |  | 6.3 | 0.8 | 5.8 | 6.3 | 0.2 | N |  |  | OP | X | 2 | 1948 | Pre-2000 |  |  | N | Electric Utility | Utility | Investor Owned Utility | 1 | X | WAT | Renewable | 6.3 | 0 | 1 | 0
Operable | 7601 | Green Mountain Power Corp |  | 3722 | Pittsford | VT | Vertical | Rutland | 1 | Conventional Hydroelectric | HY |  | S | X | X |  |  | 1.3 | 0.8 | 1.3 | 1.4 | 0.2 | N |  |  | OP | X | 2 | 1914 | Pre-2000 |  |  | N | Electric Utility | Utility | Investor Owned Utility | 1 | X | WAT | Renewable | 1.3 | 0 | 1 | 0
Operable | 7601 | Green Mountain Power Corp |  | 3722 | Pittsford | VT | Vertical | Rutland | 2 | Conventional Hydroelectric | HY |  | S | X | X |  |  | 1.3 | 0.8 | 1.3 | 1.4 | 0.2 | N |  |  | OP | X | 2 | 1914 | Pre-2000 |  |  | N | Electric Utility | Utility | Investor Owned Utility | 1 | X | WAT | Renewable | 1.3 | 0 | 1 | 0
Operable | 7601 | Green Mountain Power Corp |  | 3722 | Pittsford | VT | Vertical | Rutland | 3 | Conventional Hydroelectric | HY |  | S | X | X |  |  | 1 | 0.8 | 0.6 | 0.6 | 0.2 | N |  |  | OP | X | 2 | 1914 | Pre-2000 |  |  | N | Electric Utility | Utility | Investor Owned Utility | 1 | X | WAT | Renewable | 1 | 0 | 1 | 0
Operable | 7601 | Green Mountain Power Corp |  | 3723 | Rutland | VT | Vertical | Rutland | GT5 | Petroleum Liquids | GT |  | S | X | X |  |  | 13.2 | 0.8 | 8.4 | 12.8 | 7 | N |  |  | OP | X | 12 | 1962 | Pre-2000 | 12 | 2024 | N | Electric Utility | Utility | Investor Owned Utility | 1 | X | DFO | Non-Renewable | 0 | 13.2 | 0 | 1
Operable | 7601 | Green Mountain Power Corp |  | 3724 | Salisbury | VT | Vertical | Addison | 1 | Conventional Hydroelectric | HY |  | S | X | X |  |  | 1.3 | 0.8 | 1.2 | 1.2 | 0.2 | N |  |  | OP | X | 2 | 1917 | Pre-2000 |  |  | N | Electric Utility | Utility | Investor Owned Utility | 1 | X | WAT | Renewable | 1.3 | 0 | 1 | 0
Operable | 7601 | Green Mountain Power Corp |  | 3725 | Silver Lake (VT) | VT | Vertical | Addison | 1 | Conventional Hydroelectric | HY |  | S | X | X |  |  | 2.2 | 0.8 | 2.2 | 2.2 | 0.2 | N |  |  | OP | X | 2 | 1917 | Pre-2000 |  |  | N | Electric Utility | Utility | Investor Owned Utility | 1 | X | WAT | Renewable | 2.2 | 0 | 1 | 0
Operable | 7601 | Green Mountain Power Corp |  | 3728 | Weybridge | VT | Vertical | Addison | 1 | Conventional Hydroelectric | HY |  | S | X | X |  |  | 3 | 0.8 | 3.4 | 3.4 | 0.5 | N |  |  | OP | X | 2 | 1951 | Pre-2000 |  |  | N | Electric Utility | Utility | Investor Owned Utility | 1 | X | WAT | Renewable | 3 | 0 | 1 | 0
Operable | 7601 | Green Mountain Power Corp |  | 3734 | Berlin 5 | VT | Vertical | Washington | GT1 | Petroleum Liquids | GT |  | S | X | X |  |  | 41.8 | 0.8 | 35 | 45.7 | 24 | N |  |  | OP | X | 6 | 1972 | Pre-2000 |  |  | N | Electric Utility | Utility | Investor Owned Utility | 1 | X | KER | Non-Renewable | 0 | 41.8 | 0 | 1
Operable | 7601 | Green Mountain Power Corp |  | 3735 | Colchester 16 | VT | Vertical | Chittenden | GT1 | Petroleum Liquids | GT |  | S | X | X |  |  | 18 | 0.8 | 8.7 | 13.9 | 3 | N |  |  | OP | X | 10 | 1965 | Pre-2000 |  |  | N | Electric Utility | Utility | Investor Owned Utility | 1 | X | DFO | Non-Renewable | 0 | 18 | 0 | 1
Operable | 7601 | Green Mountain Power Corp |  | 3737 | Essex Junction 19 | VT | Vertical | Chittenden | H1 | Conventional Hydroelectric | HY |  | S | X | X |  |  | 1.8 | 0.8 | 1.8 | 1.8 | 0.3 | N |  |  | OP | X | 1 | 1917 | Pre-2000 |  |  | N | Electric Utility | Utility | Investor Owned Utility | 1 | X | WAT | Renewable | 1.8 | 0 | 1 | 0
Operable | 7601 | Green Mountain Power Corp |  | 3737 | Essex Junction 19 | VT | Vertical | Chittenden | H2 | Conventional Hydroelectric | HY |  | S | X | X |  |  | 1.8 | 0.8 | 1.8 | 1.8 | 0.3 | N |  |  | OP | X | 1 | 1917 | Pre-2000 |  |  | N | Electric Utility | Utility | Investor Owned Utility | 1 | X | WAT | Renewable | 1.8 | 0 | 1 | 0
Operable | 7601 | Green Mountain Power Corp |  | 3737 | Essex Junction 19 | VT | Vertical | Chittenden | H3 | Conventional Hydroelectric | HY |  | S | X | X |  |  | 1.8 | 0.8 | 1.8 | 1.8 | 0.3 | N |  |  | OP | X | 1 | 1917 | Pre-2000 |  |  | N | Electric Utility | Utility | Investor Owned Utility | 1 | X | WAT | Renewable | 1.8 | 0 | 1 | 0
Operable | 7601 | Green Mountain Power Corp |  | 3737 | Essex Junction 19 | VT | Vertical | Chittenden | H4 | Conventional Hydroelectric | HY |  | S | X | X |  |  | 1.8 | 0.8 | 1.8 | 1.8 | 0.3 | N |  |  | OP | X | 1 | 1917 | Pre-2000 |  |  | N | Electric Utility | Utility | Investor Owned Utility | 1 | X | WAT | Renewable | 1.8 | 0 | 1 | 0
Operable | 7601 | Green Mountain Power Corp |  | 3737 | Essex Junction 19 | VT | Vertical | Chittenden | H9 | Conventional Hydroelectric | HY |  | S | X | X |  |  | 0.8 | 0.8 | 0.8 | 0.8 | 0.3 | N |  |  | OP | X | 3 | 2008 | 2008 |  |  | N | Electric Utility | Utility | Investor Owned Utility | 1 | X | WAT | Renewable | 0.8 | 0 | 1 | 0
Operable | 7601 | Green Mountain Power Corp |  | 3737 | Essex Junction 19 | VT | Vertical | Chittenden | IC-5 | Petroleum Liquids | IC |  | S | X | X |  |  | 2 | 0.8 | 1.8 | 1.8 | 1.8 | N |  |  | OP | X | 10 | 2007 | 2007 |  |  | N | Electric Utility | Utility | Investor Owned Utility | 1 | X | DFO | Non-Renewable | 0 | 2 | 0 | 1
Operable | 7601 | Green Mountain Power Corp |  | 3737 | Essex Junction 19 | VT | Vertical | Chittenden | IC-6 | Petroleum Liquids | IC |  | S | X | X |  |  | 2 | 0.8 | 1.8 | 1.8 | 1.8 | N |  |  | OP | X | 10 | 2007 | 2007 |  |  | N | Electric Utility | Utility | Investor Owned Utility | 1 | X | DFO | Non-Renewable | 0 | 2 | 0 | 1
Operable | 7601 | Green Mountain Power Corp |  | 3737 | Essex Junction 19 | VT | Vertical | Chittenden | IC-7 | Petroleum Liquids | IC |  | S | X | X |  |  | 2 | 0.8 | 1.8 | 1.8 | 1.8 | N |  |  | OP | X | 10 | 2007 | 2007 |  |  | N | Electric Utility | Utility | Investor Owned Utility | 1 | X | DFO | Non-Renewable | 0 | 2 | 0 | 1
Operable | 7601 | Green Mountain Power Corp |  | 3737 | Essex Junction 19 | VT | Vertical | Chittenden | IC-8 | Petroleum Liquids | IC |  | S | X | X |  |  | 2 | 0.8 | 1.8 | 1.8 | 1.8 | N |  |  | OP | X | 10 | 2007 | 2007 |  |  | N | Electric Utility | Utility | Investor Owned Utility | 1 | X | DFO | Non-Renewable | 0 | 2 | 0 | 1
Operable | 7601 | Green Mountain Power Corp |  | 3739 | Marshfield 6 | VT | Vertical | Washington | 1 | Conventional Hydroelectric | HY |  | S | X | X |  |  | 5 | 0.8 | 5 | 5 | 2.5 | N |  |  | OP | X | 1 | 1927 | Pre-2000 |  |  | N | Electric Utility | Utility | Investor Owned Utility | 1 | X | WAT | Renewable | 5 | 0 | 1 | 0
Operable | 7601 | Green Mountain Power Corp |  | 3740 | Middlesex 2 | VT | Vertical | Washington | 1 | Conventional Hydroelectric | HY |  | S | X | X |  |  | 1.6 | 0.8 | 1.6 | 1.6 | 0.2 | N |  |  | OP | X | 1 | 1928 | Pre-2000 |  |  | N | Electric Utility | Utility | Investor Owned Utility | 1 | X | WAT | Renewable | 1.6 | 0 | 1 | 0
Operable | 7601 | Green Mountain Power Corp |  | 3740 | Middlesex 2 | VT | Vertical | Washington | 2 | Conventional Hydroelectric | HY |  | S | X | X |  |  | 1.6 | 0.8 | 1.6 | 1.6 | 0.2 | N |  |  | OP | X | 1 | 1928 | Pre-2000 |  |  | N | Electric Utility | Utility | Investor Owned Utility | 1 | X | WAT | Renewable | 1.6 | 0 | 1 | 0
Operable | 7601 | Green Mountain Power Corp |  | 3743 | West Danville 15 | VT | Vertical | Caledonia | 1 | Conventional Hydroelectric | HY |  | S | X | X |  |  | 1 | 0.8 | 1 | 1 | 0.2 | N |  |  | OP | X | 1 | 1917 | Pre-2000 |  |  | N | Electric Utility | Utility | Investor Owned Utility | 1 | X | WAT | Renewable | 1 | 0 | 1 | 0
Operable | 7601 | Green Mountain Power Corp |  | 6450 | Proctor | VT | Vertical | Rutland | 1 | Conventional Hydroelectric | HY |  | S | X | X |  |  | 1.6 | 0.8 | 1.6 | 1.6 | 0.2 | N |  |  | OP | X | 8 | 1927 | Pre-2000 |  |  | N | Electric Utility | Utility | Investor Owned Utility | 1 | X | WAT | Renewable | 1.6 | 0 | 1 | 0
Operable | 7601 | Green Mountain Power Corp |  | 6450 | Proctor | VT | Vertical | Rutland | 2 | Conventional Hydroelectric | HY |  | S | X | X |  |  | 0.8 | 0.8 | 0.7 | 0.7 | 0.2 | N |  |  | OP | X | 8 | 1905 | Pre-2000 |  |  | N | Electric Utility | Utility | Investor Owned Utility | 1 | X | WAT | Renewable | 0.8 | 0 | 1 | 0
Operable | 7601 | Green Mountain Power Corp |  | 6450 | Proctor | VT | Vertical | Rutland | 3 | Conventional Hydroelectric | HY |  | S | X | X |  |  | 0.8 | 0.8 | 0.7 | 0.7 | 0.2 | N |  |  | OP | X | 8 | 1905 | Pre-2000 |  |  | N | Electric Utility | Utility | Investor Owned Utility | 1 | X | WAT | Renewable | 0.8 | 0 | 1 | 0
Operable | 7601 | Green Mountain Power Corp |  | 6450 | Proctor | VT | Vertical | Rutland | 4 | Conventional Hydroelectric | HY |  | S | X | X |  |  | 0.8 | 0.8 | 0.7 | 0.7 | 0.2 | N |  |  | OP | X | 8 | 1905 | Pre-2000 |  |  | N | Electric Utility | Utility | Investor Owned Utility | 1 | X | WAT | Renewable | 0.8 | 0 | 1 | 0
Operable | 7601 | Green Mountain Power Corp |  | 6450 | Proctor | VT | Vertical | Rutland | 5 | Conventional Hydroelectric | HY |  | S | X | X |  |  | 2.9 | 0.8 | 2.8 | 2.9 | 0.2 | N |  |  | OP | X | 10 | 1984 | Pre-2000 |  |  | N | Electric Utility | Utility | Investor Owned Utility | 1 | X | WAT | Renewable | 2.9 | 0 | 1 | 0
Operable | 7601 | Green Mountain Power Corp |  | 6451 | Beldens | VT | Vertical | Addison | 1 | Conventional Hydroelectric | HY |  | S | X | X |  |  | 0.8 | 0.8 | 0.6 | 0.8 | 0.2 | N |  |  | OP | X | 8 | 1913 | Pre-2000 |  |  | N | Electric Utility | Utility | Investor Owned Utility | 1 | X | WAT | Renewable | 0.8 | 0 | 1 | 0
Operable | 7601 | Green Mountain Power Corp |  | 6451 | Beldens | VT | Vertical | Addison | 2 | Conventional Hydroelectric | HY |  | S | X | X |  |  | 0.8 | 0.8 | 0.6 | 0.8 | 0.2 | N |  |  | OP | X | 8 | 1913 | Pre-2000 |  |  | N | Electric Utility | Utility | Investor Owned Utility | 1 | X | WAT | Renewable | 0.8 | 0 | 1 | 0
Operable | 7601 | Green Mountain Power Corp |  | 6451 | Beldens | VT | Vertical | Addison | HC3 | Conventional Hydroelectric | HY |  | S | X | X |  |  | 4.1 | 0.8 | 3.2 | 4.1 | 0.2 | N |  |  | OP | X | 12 | 1988 | Pre-2000 |  |  | N | Electric Utility | Utility | Investor Owned Utility | 1 | X | WAT | Renewable | 4.1 | 0 | 1 | 0
Operable | 7601 | Green Mountain Power Corp |  | 6456 | Carver Falls | NY | Restructured | Washington | 1 | Conventional Hydroelectric | HY |  | S | X | X |  |  | 1.3 | 0.8 | 1.3 | 1.3 | 0.2 | N |  |  | OP | X | 2 | 1922 | Pre-2000 |  |  | N | Electric Utility | Utility | Investor Owned Utility | 1 | X | WAT | Renewable | 1.3 | 0 | 1 | 0
Operable | 7601 | Green Mountain Power Corp |  | 6456 | Carver Falls | NY | Restructured | Washington | 2 | Conventional Hydroelectric | HY |  | S | X | X |  |  | 0.6 | 0.8 | 0.6 | 0.6 | 0.2 | N |  |  | OP | X | 2 | 1922 | Pre-2000 |  |  | N | Electric Utility | Utility | Investor Owned Utility | 1 | X | WAT | Renewable | 0.6 | 0 | 1 | 0
Operable | 7601 | Green Mountain Power Corp |  | 6475 | Gorge 18 | VT | Vertical | Chittenden | 1 | Conventional Hydroelectric | HY |  | S | X | X |  |  | 3 | 0.8 | 3 | 3 | 0.3 | N |  |  | OP | X | 1 | 1928 | Pre-2000 |  |  | N | Electric Utility | Utility | Investor Owned Utility | 1 | X | WAT | Renewable | 3 | 0 | 1 | 0
Operable | 7601 | Green Mountain Power Corp |  | 6519 | Vergennes 9 | VT | Vertical | Addison | 1 | Conventional Hydroelectric | HY |  | S | X | X |  |  | 0.7 | 0.8 | 0.7 | 0.7 | 0.2 | N |  |  | OP | X | 1 | 1912 | Pre-2000 |  |  | N | Electric Utility | Utility | Investor Owned Utility | 1 | X | WAT | Renewable | 0.7 | 0 | 1 | 0
Operable | 7601 | Green Mountain Power Corp |  | 6519 | Vergennes 9 | VT | Vertical | Addison | 2 | Conventional Hydroelectric | HY |  | S | X | X |  |  | 0.7 | 0.8 | 0.7 | 0.7 | 0.2 | N |  |  | OP | X | 1 | 1912 | Pre-2000 |  |  | N | Electric Utility | Utility | Investor Owned Utility | 1 | X | WAT | Renewable | 0.7 | 0 | 1 | 0
Operable | 7601 | Green Mountain Power Corp |  | 6519 | Vergennes 9 | VT | Vertical | Addison | 4 | Conventional Hydroelectric | HY |  | S | X | X |  |  | 1 | 0.8 | 1 | 1 | 0.2 | N |  |  | OP | X | 1 | 1943 | Pre-2000 |  |  | N | Electric Utility | Utility | Investor Owned Utility | 1 | X | WAT | Renewable | 1 | 0 | 1 | 0
Operable | 7601 | Green Mountain Power Corp |  | 6520 | Waterbury 22 | VT | Vertical | Washington | 1 | Conventional Hydroelectric | HY |  | S | X | X |  |  | 5.5 | 0.8 | 5 | 5 | 2.5 | N |  |  | OP | X | 6 | 1953 | Pre-2000 |  |  | N | Electric Utility | Utility | Investor Owned Utility | 1 | X | WAT | Renewable | 5.5 | 0 | 1 | 0
Operable | 7601 | Green Mountain Power Corp |  | 7056 | Bolton Falls | VT | Vertical | Washington | 1 | Conventional Hydroelectric | HY |  | S | X | X |  |  | 4.4 | 0.8 | 3.9 | 3.9 | 0.9 | N |  |  | OP | X | 11 | 1986 | Pre-2000 |  |  | N | Electric Utility | Utility | Investor Owned Utility | 1 | X | WAT | Renewable | 4.4 | 0 | 1 | 0
Operable | 7601 | Green Mountain Power Corp |  | 7056 | Bolton Falls | VT | Vertical | Washington | 2 | Conventional Hydroelectric | HY |  | S | X | X |  |  | 4.4 | 0.8 | 3.9 | 3.9 | 0.9 | N |  |  | OP | X | 11 | 1986 | Pre-2000 |  |  | N | Electric Utility | Utility | Investor Owned Utility | 1 | X | WAT | Renewable | 4.4 | 0 | 1 | 0
Operable | 7601 | Green Mountain Power Corp |  | 7381 | Searsburg Wind Turbine | VT | Vertical | Bennington | 1 | Onshore Wind Turbine | WT |  | S | X | X |  |  | 6 |  | 5.2 | 5 | 0.5 | N |  |  | OP | X | 6 | 1997 | Pre-2000 |  |  | N | Electric Utility | Utility | Investor Owned Utility | 1 | X | WND | Renewable | 6 | 0 | 1 | 0
Operable | 7601 | Green Mountain Power Corp |  | 10137 | Deweys Mill | VT | Vertical | Windsor | GEN1 | Conventional Hydroelectric | HY |  | S | X | X |  |  | 2.5 | 1 | 2.4 | 2.3 | 0.1 | N |  |  | OP | X | 6 | 1989 | Pre-2000 |  |  | N | Electric Utility | Utility | Investor Owned Utility | 1 | X | WAT | Renewable | 2.5 | 0 | 1 | 0
Operable | 7601 | Green Mountain Power Corp |  | 10137 | Deweys Mill | VT | Vertical | Windsor | GEN2 | Conventional Hydroelectric | HY |  | S | X | X |  |  | 0.5 | 1 | 0.5 | 0.5 | 0.1 | N |  |  | OP | X | 6 | 1989 | Pre-2000 |  |  | N | Electric Utility | Utility | Investor Owned Utility | 1 | X | WAT | Renewable | 0.5 | 0 | 1 | 0
Operable | 7601 | Green Mountain Power Corp |  | 50126 | Ottauquechee Hydro | VT | Vertical | Windsor | 1 | Conventional Hydroelectric | HY |  | S | X | X |  |  | 1.2 | 1 | 1.1 | 1.1 | 0.1 | N |  |  | OP | X | 7 | 1987 | Pre-2000 |  |  | N | Electric Utility | Utility | Investor Owned Utility | 1 | X | WAT | Renewable | 1.2 | 0 | 1 | 0
Operable | 7601 | Green Mountain Power Corp |  | 50126 | Ottauquechee Hydro | VT | Vertical | Windsor | 2 | Conventional Hydroelectric | HY |  | S | X | X |  |  | 0.6 | 1 | 0.6 | 0.6 | 0.1 | N |  |  | OP | X | 4 | 1983 | Pre-2000 |  |  | N | Electric Utility | Utility | Investor Owned Utility | 1 | X | WAT | Renewable | 0.6 | 0 | 1 | 0
Operable | 7601 | Green Mountain Power Corp |  | 50702 | Salmon Falls | ME | Restructured | York | GEN1 | Conventional Hydroelectric | HY |  | S | X | X |  |  | 0.4 | 1 | 0.4 | 0.4 | 0.1 | N |  |  | OP | X | 7 | 1986 | Pre-2000 |  |  | N | Electric Utility | Utility | Investor Owned Utility | 1 | X | WAT | Renewable | 0.4 | 0 | 1 | 0
Operable | 7601 | Green Mountain Power Corp |  | 50702 | Salmon Falls | ME | Restructured | York | GEN2 | Conventional Hydroelectric | HY |  | S | X | X |  |  | 0.4 | 1 | 0.4 | 0.4 | 0.1 | N |  |  | OP | X | 7 | 1986 | Pre-2000 |  |  | N | Electric Utility | Utility | Investor Owned Utility | 1 | X | WAT | Renewable | 0.4 | 0 | 1 | 0
Operable | 7601 | Green Mountain Power Corp |  | 50702 | Salmon Falls | ME | Restructured | York | GEN3 | Conventional Hydroelectric | HY |  | S | X | X |  |  | 0.4 | 1 | 0.4 | 0.4 | 0.1 | N |  |  | OP | X | 7 | 1986 | Pre-2000 |  |  | N | Electric Utility | Utility | Investor Owned Utility | 1 | X | WAT | Renewable | 0.4 | 0 | 1 | 0
Operable | 7601 | Green Mountain Power Corp |  | 50704 | Somersworth Lower Great Dam | NH | Restructured | Strafford | GEN1 | Conventional Hydroelectric | HY |  | S | X | X |  |  | 1.3 | 1 | 1.2 | 1.2 | 0.1 | N |  |  | OP | X | 7 | 1985 | Pre-2000 |  |  | N | Electric Utility | Utility | Investor Owned Utility | 1 | X | WAT | Renewable | 1.3 | 0 | 1 | 0
Operable | 7601 | Green Mountain Power Corp |  | 50713 | Huntington Falls | VT | Vertical | Addison | GEN1 | Conventional Hydroelectric | HY |  | S | X | X |  |  | 0.8 | 0.8 | 0.8 | 0.7 | 0.2 | N |  |  | OP | X | 10 | 1988 | Pre-2000 |  |  | N | Electric Utility | Utility | Investor Owned Utility | 1 | X | WAT | Renewable | 0.8 | 0 | 1 | 0
Operable | 7601 | Green Mountain Power Corp |  | 50713 | Huntington Falls | VT | Vertical | Addison | GEN2 | Conventional Hydroelectric | HY |  | S | X | X |  |  | 0.8 | 0.8 | 0.8 | 0.7 | 0.2 | N |  |  | OP | X | 10 | 1988 | Pre-2000 |  |  | N | Electric Utility | Utility | Investor Owned Utility | 1 | X | WAT | Renewable | 0.8 | 0 | 1 | 0
Operable | 7601 | Green Mountain Power Corp |  | 50713 | Huntington Falls | VT | Vertical | Addison | GEN3 | Conventional Hydroelectric | HY |  | S | X | X |  |  | 4.1 | 0.8 | 3.9 | 3.8 | 0.2 | N |  |  | OP | X | 10 | 1988 | Pre-2000 |  |  | N | Electric Utility | Utility | Investor Owned Utility | 1 | X | WAT | Renewable | 4.1 | 0 | 1 | 0
Operable | 7601 | Green Mountain Power Corp |  | 54384 | EHC West Hopkinton | NH | Restructured | Merrimack | GEN1 | Conventional Hydroelectric | HY |  | S | X | X |  |  | 1 | 1 | 1 | 0.9 | 0.1 | N |  |  | OP | X | 7 | 1985 | Pre-2000 |  |  | N | Electric Utility | Utility | Investor Owned Utility | 1 | X | WAT | Renewable | 1 | 0 | 1 | 0
Operable | 7601 | Green Mountain Power Corp |  | 54418 | Rollinsford | NH | Restructured | Strafford | GEN1 | Conventional Hydroelectric | HY |  | S | X | X |  |  | 0.7 | 1 | 0.7 | 0.6 | 0.1 | N |  |  | OP | X | 10 | 1986 | Pre-2000 |  |  | N | Electric Utility | Utility | Investor Owned Utility | 1 | X | WAT | Renewable | 0.7 | 0 | 1 | 0
Operable | 7601 | Green Mountain Power Corp |  | 54418 | Rollinsford | NH | Restructured | Strafford | GEN2 | Conventional Hydroelectric | HY |  | S | X | X |  |  | 0.7 | 1 | 0.7 | 0.6 | 0.1 | N |  |  | OP | X | 1 | 1995 | Pre-2000 |  |  | N | Electric Utility | Utility | Investor Owned Utility | 1 | X | WAT | Renewable | 0.7 | 0 | 1 | 0
Operable | 7601 | Green Mountain Power Corp |  | 54471 | Mascoma Hydro | NH | Restructured | Grafton | 1 | Conventional Hydroelectric | HY |  | W | X | X |  |  | 0.5 | 1 | 0.5 | 0.5 | 0.1 | N |  |  | OP | X | 12 | 1988 | Pre-2000 |  |  | N | Electric Utility | Utility | Investor Owned Utility | 1 | X | WAT | Renewable | 0.5 | 0 | 1 | 0
Operable | 7601 | Green Mountain Power Corp |  | 54471 | Mascoma Hydro | NH | Restructured | Grafton | 2 | Conventional Hydroelectric | HY |  | W | X | X |  |  | 0.5 | 1 | 0.5 | 0.5 | 0.1 | N |  |  | OP | X | 12 | 1988 | Pre-2000 |  |  | N | Electric Utility | Utility | Investor Owned Utility | 1 | X | WAT | Renewable | 0.5 | 0 | 1 | 0
Operable | 7601 | Green Mountain Power Corp |  | 54471 | Mascoma Hydro | NH | Restructured | Grafton | 3 | Conventional Hydroelectric | HY |  | W | X | X |  |  | 0.5 | 1 | 0.5 | 0.5 | 0.1 | N |  |  | OP | X | 12 | 1988 | Pre-2000 |  |  | N | Electric Utility | Utility | Investor Owned Utility | 1 | X | WAT | Renewable | 0.5 | 0 | 1 | 0
Operable | 7601 | Green Mountain Power Corp |  | 57979 | Kingdom Community Wind | VT | Vertical | Orleans | KCW | Onshore Wind Turbine | WT |  | S | X | X |  |  | 65 |  | 65 | 65 | 5 | N |  |  | OP | X | 11 | 2012 | 2012 |  |  | N | Electric Utility | Utility | Investor Owned Utility | 1 | X | WND | Renewable | 65 | 0 | 1 | 0
Operable | 7601 | Green Mountain Power Corp |  | 60518 | Stafford Hill Solar Hybrid | VT | Vertical | Rutland | BA1 | Batteries | BA |  | S | X | X |  |  | 2 |  | 2 | 2 | 0.1 | N |  |  | OP | X | 9 | 2015 | 2015 |  |  | N | Electric Utility | Utility | Investor Owned Utility | 1 | X | MWH | Other | 0 | 0 | 0 | 0
Operable | 7601 | Green Mountain Power Corp |  | 60518 | Stafford Hill Solar Hybrid | VT | Vertical | Rutland | PV1 | Solar Photovoltaic | PV |  | S | X | X |  |  | 2 |  | 2 | 2 |  | N |  |  | OP | X | 3 | 2015 | 2015 |  |  | N | Electric Utility | Utility | Investor Owned Utility | 1 | X | SUN | Renewable | 2 | 0 | 1 | 0
Operable | 7601 | Green Mountain Power Corp |  | 60547 | GMP Solar - Richmond | VT | Vertical | Chittenden | PV1 | Solar Photovoltaic | PV |  | W | X | X |  |  | 1.9 |  | 1.9 | 1.9 |  | N |  |  | OP | X | 10 | 2016 | 2016 |  |  | N | Electric Utility | Utility | Investor Owned Utility | 1 | X | SUN | Renewable | 1.9 | 0 | 1 | 0
Operable | 7601 | Green Mountain Power Corp |  | 60562 | GMP Solar - Panton Hybrid | VT | Vertical | Addison | GMPBP | Batteries | BA |  | W | X | X |  |  | 1 |  | 1 | 1 | 1 | N |  |  | OP | X | 6 | 2018 | 2018 |  |  | N | Electric Utility | Utility | Investor Owned Utility | 1 | X | MWH | Other | 0 | 0 | 0 | 0
Operable | 7601 | Green Mountain Power Corp |  | 60562 | GMP Solar - Panton Hybrid | VT | Vertical | Addison | GMPSP | Solar Photovoltaic | PV |  | W | X | X |  |  | 4.9 |  | 4.9 | 4.9 |  | N |  |  | OP | X | 12 | 2016 | 2016 |  |  | N | Electric Utility | Utility | Investor Owned Utility | 1 | X | SUN | Renewable | 4.9 | 0 | 1 | 0
Operable | 7601 | Green Mountain Power Corp |  | 60874 | GMP Solar - Hartford | VT | Vertical | Windsor | GMPSH | Solar Photovoltaic | PV |  | W | X | X |  |  | 5 |  | 5 | 5 |  | N |  |  | OP | X | 12 | 2016 | 2016 |  |  | N | Electric Utility | Utility | Investor Owned Utility | 1 | X | SUN | Renewable | 5 | 0 | 1 | 0
Operable | 7601 | Green Mountain Power Corp |  | 60875 | GMP Solar - Williston | VT | Vertical | Chittenden | GMPSW | Solar Photovoltaic | PV |  | W | X | X |  |  | 4.7 |  | 4.7 | 4.7 |  | N |  |  | OP | X | 11 | 2016 | 2016 |  |  | N | Electric Utility | Utility | Investor Owned Utility | 1 | X | SUN | Renewable | 4.7 | 0 | 1 | 0
Operable | 7601 | Green Mountain Power Corp |  | 60877 | GMP Solar - Williamstown | VT | Vertical | Orange | GMPSN | Solar Photovoltaic | PV |  | W | X | X |  |  | 5 |  | 5 | 5 |  | N |  |  | OP | X | 12 | 2016 | 2016 |  |  | N | Electric Utility | Utility | Investor Owned Utility | 1 | X | SUN | Renewable | 5 | 0 | 1 | 0
Operable | 7601 | Green Mountain Power Corp |  | 62381 | GMP Solar/Storage-Milton Hybrid | VT | Vertical | Chittenden | GMPBM | Batteries | BA |  | W | X | X |  |  | 2 |  | 2 | 2 | 2 | N |  |  | OP | X | 9 | 2019 | 2019 |  |  | N | Electric Utility | Utility | Investor Owned Utility | 1 | X | MWH | Other | 0 | 0 | 0 | 0
Operable | 7601 | Green Mountain Power Corp |  | 62381 | GMP Solar/Storage-Milton Hybrid | VT | Vertical | Chittenden | GMPSM | Solar Photovoltaic | PV |  | W | X | X |  |  | 5 |  | 5 | 5 |  | N |  |  | OP | X | 9 | 2019 | 2019 |  |  | N | Electric Utility | Utility | Investor Owned Utility | 1 | X | SUN | Renewable | 5 | 0 | 1 | 0
Operable | 7601 | Green Mountain Power Corp |  | 62382 | GMP Solar/Storage-Ferrisburgh Hybrid | VT | Vertical | Addison | GMPBF | Batteries | BA |  | W | X | X |  |  | 2 |  | 2 | 2 | 2 | N |  |  | OP | X | 9 | 2019 | 2019 |  |  | N | Electric Utility | Utility | Investor Owned Utility | 1 | X | MWH | Other | 0 | 0 | 0 | 0
Operable | 7601 | Green Mountain Power Corp |  | 62382 | GMP Solar/Storage-Ferrisburgh Hybrid | VT | Vertical | Addison | GMPSF | Solar Photovoltaic | PV |  | W | X | X |  |  | 5 |  | 5 | 5 |  | N |  |  | OP | X | 9 | 2019 | 2019 |  |  | N | Electric Utility | Utility | Investor Owned Utility | 1 | X | SUN | Renewable | 5 | 0 | 1 | 0
Operable | 7601 | Green Mountain Power Corp |  | 62383 | GMP Solar/Storage-Essex Hybrid | VT | Vertical | Chittenden | GMPBE | Batteries | BA |  | W | X | X |  |  | 2 |  | 2 | 2 | 2 | N |  |  | OP | X | 9 | 2019 | 2019 |  |  | N | Electric Utility | Utility | Investor Owned Utility | 1 | X | MWH | Other | 0 | 0 | 0 | 0
Operable | 7601 | Green Mountain Power Corp |  | 62383 | GMP Solar/Storage-Essex Hybrid | VT | Vertical | Chittenden | GMPSE | Solar Photovoltaic | PV |  | W | X | X |  |  | 4.5 |  | 4.5 | 4.5 |  | N |  |  | OP | X | 9 | 2019 | 2019 |  |  | N | Electric Utility | Utility | Investor Owned Utility | 1 | X | SUN | Renewable | 4.5 | 0 | 1 | 0
Operable | 6862 | Green Mountain Storage, LLC |  | 55370 | Green Mountain Storage, LLC | PA | Restructured | Somerset | BGM | Batteries | BA |  | S | X | X |  |  | 10.4 |  | 10.4 | 10.4 | 0 | N |  |  | OP | X | 5 | 2016 | 2016 |  |  | N | IPP Non-CHP | IPP | IPP | 2 | X | MWH | Other | 0 | 0 | 0 | 0
Operable | 59501 | Green Pastures Wind I, LLC |  | 59732 | Green Pastures Wind I | TX | Restructured | Baylor | GPI | Onshore Wind Turbine | WT |  | W | X | X |  |  | 150 |  | 150 | 150 | 1 | N |  |  | OP | X | 4 | 2015 | 2015 |  |  | N | IPP Non-CHP | IPP | IPP | 2 | X | WND | Renewable | 150 | 0 | 1 | 0
Operable | 59502 | Green Pastures Wind II, LLC |  | 59733 | Green Pastures Wind II | TX | Restructured | Knox | GPII | Onshore Wind Turbine | WT |  | W | X | X |  |  | 150 |  | 150 | 150 | 1 | N |  |  | OP | X | 10 | 2015 | 2015 |  |  | N | IPP Non-CHP | IPP | IPP | 2 | X | WND | Renewable | 150 | 0 | 1 | 0
Operable | 64795 | Green Providence Wind I, LLC |  | 65478 | Green Providence Wind I, LLC | RI | Restructured | Providence | GPWI | Onshore Wind Turbine | WT |  | S | X | X |  |  | 1.5 | 1 | 1.5 | 1.5 | 1.5 | N |  |  | OP | X | 12 | 2021 | 2021 |  |  | N | IPP Non-CHP | IPP | IPP | 2 | X | WND | Renewable | 1.5 | 0 | 1 | 0
Operable | 64796 | Green Providence Wind II, LLC |  | 65479 | Green Providence Wind II, LLC | RI | Restructured | Providence | GPWII | Onshore Wind Turbine | WT |  | S | X | X |  |  | 3 | 1 | 3 | 3 | 3 | N |  |  | OP | X | 12 | 2021 | 2021 |  |  | N | IPP Non-CHP | IPP | IPP | 2 | X | WND | Renewable | 3 | 0 | 1 | 0
Operable | 60259 | Green River Wind Farm Phase 1, LLC |  | 60471 | Green River Wind Farm | IL | Restructured | Lee | GRNRV | Onshore Wind Turbine | WT |  | S | X | X | 977GREE34.5 KV GRVRU1WF |  | 194.3 |  | 194.3 | 194.3 | 2.2 | N |  |  | OP | X | 11 | 2019 | 2019 |  |  | N | IPP Non-CHP | IPP | IPP | 2 | X | WND | Renewable | 194.3 | 0 | 1 | 0
Operable | 62719 | Green Street Power Partners |  | 62010 | Gibbon Solar | MN | Vertical | Sibley | PGRK1 | Solar Photovoltaic | PV |  | S | X | X |  |  | 3.3 |  | 3.3 | 3.3 |  | N |  |  | OP | X | 6 | 2019 | 2019 |  |  | N | IPP Non-CHP | IPP | IPP | 2 | X | SUN | Renewable | 3.3 | 0 | 1 | 0
Operable | 62719 | Green Street Power Partners |  | 62824 | GSPP Devens, LLC | MA | Restructured | Middlesex | DEVEN | Solar Photovoltaic | PV |  | S | X | X |  |  | 2.2 |  | 2.2 | 2.2 |  | N |  |  | OP | X | 1 | 2019 | 2019 |  |  | N | IPP Non-CHP | IPP | IPP | 2 | X | SUN | Renewable | 2.2 | 0 | 1 | 0
Operable | 62719 | Green Street Power Partners |  | 62825 | GSPP Terrawatt Westfield LLC CSG | MA | Restructured | Hampden | WESTF | Solar Photovoltaic | PV |  | S | X | X |  |  | 3.6 |  | 3.6 | 3.6 |  | N |  |  | OP | X | 2 | 2019 | 2019 |  |  | N | IPP Non-CHP | IPP | IPP | 2 | X | SUN | Renewable | 3.6 | 0 | 1 | 0
Operable | 62719 | Green Street Power Partners |  | 62826 | GSPP Raynham TMLP, LLC CSG | MA | Restructured | Bristol | RAYN | Solar Photovoltaic | PV |  | S | X | X |  |  | 2.3 |  | 2.3 | 2.3 |  | N |  |  | OP | X | 2 | 2019 | 2019 |  |  | N | IPP Non-CHP | IPP | IPP | 2 | X | SUN | Renewable | 2.3 | 0 | 1 | 0
Operable | 62719 | Green Street Power Partners |  | 62827 | Ajax Solar, LLC (MA) | MA | Restructured | Plymouth | AJAXS | Solar Photovoltaic | PV |  | S | X | X |  |  | 3.8 |  | 3.8 | 3.8 |  | N |  |  | OP | X | 12 | 2017 | 2017 |  |  | N | IPP Non-CHP | IPP | IPP | 2 | X | SUN | Renewable | 3.8 | 0 | 1 | 0
Operable | 62719 | Green Street Power Partners |  | 62829 | GSPP Held LLC CSG | MN | Vertical | Stearns | HELDM | Solar Photovoltaic | PV |  | S | X | X |  |  | 3 |  | 3 | 3 |  | N |  |  | OP | X | 6 | 2019 | 2019 |  |  | N | IPP Non-CHP | IPP | IPP | 2 | X | SUN | Renewable | 3 | 0 | 1 | 0
Operable | 62719 | Green Street Power Partners |  | 62830 | GSPP Imholte CSG | MN | Vertical | Stearns | IMHOL | Solar Photovoltaic | PV |  | S | X | X |  |  | 1 |  | 1 | 1 |  | N |  |  | OP | X | 5 | 2019 | 2019 |  |  | N | IPP Non-CHP | IPP | IPP | 2 | X | SUN | Renewable | 1 | 0 | 1 | 0
Operable | 62719 | Green Street Power Partners |  | 63368 | GSPP Gilman, LLC | VT | Vertical | Essex | GILMA | Solar Photovoltaic | PV |  | S | X | X |  |  | 2.1 |  | 2.1 | 2.1 |  | N |  |  | OP | X | 9 | 2018 | 2018 |  |  | N | IPP Non-CHP | IPP | IPP | 2 | X | SUN | Renewable | 2.1 | 0 | 1 | 0
Operable | 62719 | Green Street Power Partners |  | 63369 | Riley Road LLC | NY | Restructured | Orange | RILE1 | Solar Photovoltaic | PV |  | S | X | X |  |  | 2 |  | 2 | 2 |  | N |  |  | OP | X | 8 | 2019 | 2019 |  |  | N | IPP Non-CHP | IPP | IPP | 2 | X | SUN | Renewable | 2 | 0 | 1 | 0
Operable | 62719 | Green Street Power Partners |  | 63369 | Riley Road LLC | NY | Restructured | Orange | RILE2 | Solar Photovoltaic | PV |  | S | X | X |  |  | 2 |  | 2 | 2 |  | N |  |  | OP | X | 8 | 2019 | 2019 |  |  | N | IPP Non-CHP | IPP | IPP | 2 | X | SUN | Renewable | 2 | 0 | 1 | 0
Operable | 62719 | Green Street Power Partners |  | 63370 | GSSP Schneider LLC | MN | Vertical | Stearns | SCHN1 | Solar Photovoltaic | PV |  | S | X | X |  |  | 1 |  | 1 | 1 |  | N |  |  | OP | X | 10 | 2019 | 2019 |  |  | N | IPP Non-CHP | IPP | IPP | 2 | X | SUN | Renewable | 1 | 0 | 1 | 0
Operable | 62719 | Green Street Power Partners |  | 63370 | GSSP Schneider LLC | MN | Vertical | Stearns | SCHN2 | Solar Photovoltaic | PV |  | S | X | X |  |  | 1 |  | 1 | 1 |  | N |  |  | OP | X | 10 | 2019 | 2019 |  |  | N | IPP Non-CHP | IPP | IPP | 2 | X | SUN | Renewable | 1 | 0 | 1 | 0
Operable | 62719 | Green Street Power Partners |  | 63370 | GSSP Schneider LLC | MN | Vertical | Stearns | SCHN3 | Solar Photovoltaic | PV |  | S | X | X |  |  | 1 |  | 1 | 1 |  | N |  |  | OP | X | 10 | 2019 | 2019 |  |  | N | IPP Non-CHP | IPP | IPP | 2 | X | SUN | Renewable | 1 | 0 | 1 | 0
Operable | 62719 | Green Street Power Partners |  | 63370 | GSSP Schneider LLC | MN | Vertical | Stearns | SCHN4 | Solar Photovoltaic | PV |  | S | X | X |  |  | 1 |  | 1 | 1 |  | N |  |  | OP | X | 10 | 2019 | 2019 |  |  | N | IPP Non-CHP | IPP | IPP | 2 | X | SUN | Renewable | 1 | 0 | 1 | 0
Operable | 62719 | Green Street Power Partners |  | 63370 | GSSP Schneider LLC | MN | Vertical | Stearns | SCHN5 | Solar Photovoltaic | PV |  | S | X | X |  |  | 1 |  | 1 | 1 |  | N |  |  | OP | X | 10 | 2019 | 2019 |  |  | N | IPP Non-CHP | IPP | IPP | 2 | X | SUN | Renewable | 1 | 0 | 1 | 0
Operable | 62719 | Green Street Power Partners |  | 63371 | Hope Solar Farm LLC | NY | Restructured | Rensselaer | BRUNS | Solar Photovoltaic | PV |  | S | X | X |  |  | 2 |  | 2 | 2 |  | N |  |  | OP | X | 12 | 2019 | 2019 |  |  | N | IPP Non-CHP | IPP | IPP | 2 | X | SUN | Renewable | 2 | 0 | 1 | 0
Operable | 62719 | Green Street Power Partners |  | 63372 | Catlin Solar 1 LLC | NY | Restructured | Schuyler | CATLI | Solar Photovoltaic | PV |  | S | X | X |  |  | 4 |  | 4 | 4 |  | N |  |  | OP | X | 12 | 2019 | 2019 |  |  | N | IPP Non-CHP | IPP | IPP | 2 | X | SUN | Renewable | 4 | 0 | 1 | 0
Operable | 62719 | Green Street Power Partners |  | 63373 | Saratoga Solar LLC | NY | Restructured | Saratoga | SARAT | Solar Photovoltaic | PV |  | S | X | X |  |  | 5 |  | 5 | 5 |  | N |  |  | OP | X | 12 | 2019 | 2019 |  |  | N | IPP Non-CHP | IPP | IPP | 2 | X | SUN | Renewable | 5 | 0 | 1 | 0
Operable | 62719 | Green Street Power Partners |  | 63374 | CP Middletown Solar I LLC | CT | Restructured | Middlesex | CPMI1 | Solar Photovoltaic | PV |  | S | X | X |  |  | 1 |  | 1 | 1 |  | N |  |  | OP | X | 12 | 2019 | 2019 |  |  | N | IPP Non-CHP | IPP | IPP | 2 | X | SUN | Renewable | 1 | 0 | 1 | 0
Operable | 62719 | Green Street Power Partners |  | 63375 | CP Middletown Solar II LLC | CT | Restructured | Middlesex | CPMI2 | Solar Photovoltaic | PV |  | S | X | X |  |  | 1 |  | 1 | 1 |  | N |  |  | OP | X | 12 | 2019 | 2019 |  |  | N | IPP Non-CHP | IPP | IPP | 2 | X | SUN | Renewable | 1 | 0 | 1 | 0
Operable | 62719 | Green Street Power Partners |  | 64421 | Sunvestment Energy Group NY 63 LLC | NY | Restructured | Onondaga | DEWIT | Solar Photovoltaic | PV |  | S | X | X |  |  | 2 |  | 2 | 2 |  | N |  |  | OP | X | 9 | 2020 | 2020 |  |  | N | IPP Non-CHP | IPP | IPP | 2 | X | SUN | Renewable | 2 | 0 | 1 | 0
Operable | 62719 | Green Street Power Partners |  | 64422 | GSPP Onyx New Brunswick LLC | NJ | Restructured | Middlesex | NBOE1 | Solar Photovoltaic | PV |  | S | X | X |  |  | 0.3 |  | 0.3 | 0.3 |  | N |  |  | OP | X | 12 | 2019 | 2019 |  |  | N | IPP Non-CHP | IPP | IPP | 2 | X | SUN | Renewable | 0.3 | 0 | 1 | 0
Operable | 62719 | Green Street Power Partners |  | 64422 | GSPP Onyx New Brunswick LLC | NJ | Restructured | Middlesex | NBOE2 | Solar Photovoltaic | PV |  | S | X | X |  |  | 0.4 |  | 0.4 | 0.4 |  | N |  |  | OP | X | 12 | 2019 | 2019 |  |  | N | IPP Non-CHP | IPP | IPP | 2 | X | SUN | Renewable | 0.4 | 0 | 1 | 0
Operable | 62719 | Green Street Power Partners |  | 64422 | GSPP Onyx New Brunswick LLC | NJ | Restructured | Middlesex | NBOE3 | Solar Photovoltaic | PV |  | S | X | X |  |  | 0.3 |  | 0.3 | 0.3 |  | N |  |  | OP | X | 12 | 2019 | 2019 |  |  | N | IPP Non-CHP | IPP | IPP | 2 | X | SUN | Renewable | 0.3 | 0 | 1 | 0
Operable | 62719 | Green Street Power Partners |  | 64422 | GSPP Onyx New Brunswick LLC | NJ | Restructured | Middlesex | NBOE4 | Solar Photovoltaic | PV |  | S | X | X |  |  | 0.1 |  | 0.1 | 0.1 |  | N |  |  | OP | X | 12 | 2019 | 2019 |  |  | N | IPP Non-CHP | IPP | IPP | 2 | X | SUN | Renewable | 0.1 | 0 | 1 | 0
Operable | 62719 | Green Street Power Partners |  | 65487 | Washington Avenue Solar, LLC | NY | Restructured | Schenectady | WASH | Solar Photovoltaic | PV |  | S | X | X |  |  | 4.6 |  | 4.6 | 4.6 |  | N |  |  | OP | X | 12 | 2020 | 2020 |  |  | N | IPP Non-CHP | IPP | IPP | 2 | X | SUN | Renewable | 4.6 | 0 | 1 | 0
Operable | 62719 | Green Street Power Partners |  | 67465 | CBEP Solar 1, LLC | CO | Vertical | Logan | CBEP1 | Solar Photovoltaic | PV |  | S | X | X |  |  | 5 |  | 5 | 5 |  | N |  |  | OP | X | 10 | 2023 | 2023 |  |  | N | IPP Non-CHP | IPP | IPP | 2 | X | SUN | Renewable | 5 | 0 | 1 | 0
Operable | 62719 | Green Street Power Partners |  | 67466 | CBEP Solar 4, LLC | CO | Vertical | Weld | CBEP4 | Solar Photovoltaic | PV |  | S | X | X |  |  | 4 |  | 4 | 4 |  | N |  |  | OP | X | 11 | 2023 | 2023 |  |  | N | IPP Non-CHP | IPP | IPP | 2 | X | SUN | Renewable | 4 | 0 | 1 | 0
Operable | 62719 | Green Street Power Partners |  | 67467 | CBEP Solar 5, LLC | CO | Vertical | Weld | CBEP5 | Solar Photovoltaic | PV |  | S | X | X |  |  | 5 |  | 5 | 5 |  | N |  |  | OP | X | 12 | 2023 | 2023 |  |  | N | IPP Non-CHP | IPP | IPP | 2 | X | SUN | Renewable | 5 | 0 | 1 | 0
Operable | 62719 | Green Street Power Partners |  | 67468 | GSPP 7024 Fox Rd, LLC | NY | Restructured | Oneida | FOX | Solar Photovoltaic | PV |  | S | X | X |  |  | 5 |  | 5 | 5 |  | N |  |  | OP | X | 5 | 2023 | 2023 |  |  | N | IPP Non-CHP | IPP | IPP | 2 | X | SUN | Renewable | 5 | 0 | 1 | 0
Operable | 62719 | Green Street Power Partners |  | 67469 | GSPP NESV, LLC | MA | Restructured | Bristol | NESV | Solar Photovoltaic | PV |  | S | X | X |  |  | 1.1 |  | 1.1 | 1.1 |  | N |  |  | OP | X | 3 | 2023 | 2023 |  |  | N | IPP Non-CHP | IPP | IPP | 2 | X | SUN | Renewable | 1.1 | 0 | 1 | 0
Operable | 62719 | Green Street Power Partners |  | 67470 | GSPP 4643 Twelve Corners Road, LLC | NY | Restructured | Cayuga | TWEL | Solar Photovoltaic | PV |  | S | X | X |  |  | 4.7 |  | 4.7 | 4.7 |  | N |  |  | OP | X | 6 | 2023 | 2023 |  |  | N | IPP Non-CHP | IPP | IPP | 2 | X | SUN | Renewable | 4.7 | 0 | 1 | 0
Operable | 62719 | Green Street Power Partners |  | 67471 | GSPP 126 Little Bow Rd N, LLC | NY | Restructured | St. Lawrence | LBN | Solar Photovoltaic | PV |  | S | X | X |  |  | 4.8 |  | 4.8 | 4.8 |  | N |  |  | OP | X | 12 | 2023 | 2023 |  |  | N | IPP Non-CHP | IPP | IPP | 2 | X | SUN | Renewable | 4.8 | 0 | 1 | 0
Operable | 62719 | Green Street Power Partners |  | 67472 | GSPP 126 Little Bow Rd S, LLC | NY | Restructured | St. Lawrence | LBS | Solar Photovoltaic | PV |  | S | X | X |  |  | 5 |  | 5 | 5 |  | N |  |  | OP | X | 12 | 2023 | 2023 |  |  | N | IPP Non-CHP | IPP | IPP | 2 | X | SUN | Renewable | 5 | 0 | 1 | 0
Operable | 62719 | Green Street Power Partners |  | 67475 | Saratoga Solar III, LLC | NY | Restructured | Saratoga | SARA3 | Solar Photovoltaic | PV |  | S | X | X |  |  | 3.5 |  | 3.5 | 3.5 |  | N |  |  | OP | X | 12 | 2023 | 2023 |  |  | N | IPP Non-CHP | IPP | IPP | 2 | X | SUN | Renewable | 3.5 | 0 | 1 | 0
Operable | 62719 | Green Street Power Partners |  | 67476 | Saratoga Solar IV, LLC | NY | Restructured | Saratoga | SARA4 | Solar Photovoltaic | PV |  | S | X | X |  |  | 3.5 |  | 3.5 | 3.5 |  | N |  |  | OP | X | 10 | 2023 | 2023 |  |  | N | IPP Non-CHP | IPP | IPP | 2 | X | SUN | Renewable | 3.5 | 0 | 1 | 0
Operable | 62719 | Green Street Power Partners |  | 67491 | Mount Dora Solar Farm F | FL | Vertical | Lake | DORAF | Solar Photovoltaic | PV |  | S | X | X |  |  | 2.1 |  | 2.1 | 2.1 |  | N |  |  | OP | X | 3 | 2023 | 2023 |  |  | N | IPP Non-CHP | IPP | IPP | 2 | X | SUN | Renewable | 2.1 | 0 | 1 | 0
Operable | 62719 | Green Street Power Partners |  | 67492 | Mount Dora Solar Farm W | FL | Vertical | Lake | DORAW | Solar Photovoltaic | PV |  | S | X | X |  |  | 1.9 |  | 1.9 | 1.9 |  | N |  |  | OP | X | 3 | 2023 | 2023 |  |  | N | IPP Non-CHP | IPP | IPP | 2 | X | SUN | Renewable | 1.9 | 0 | 1 | 0
Operable | 65907 | Greenback Energy, LLC (Longroad) |  | 56413 | Greenback Energy | MN | Vertical | Pipestone | 1 | Onshore Wind Turbine | WT |  | J | X | X |  |  | 1.7 |  | 1.7 | 1.7 | 0 | N |  |  | OP | X | 12 | 2004 | 2004 |  |  | N | IPP Non-CHP | IPP | IPP | 2 | X | WND | Renewable | 1.7 | 0 | 1 | 0
Operable | 60025 | Greenbacker Renewable Energy Corporation |  | 56308 | Fossil Gulch | ID | Vertical | Gooding | 1 | Onshore Wind Turbine | WT |  | S | X | X |  |  | 10.5 |  | 10.5 | 10.5 | 0.1 | N |  |  | OP | X | 2 | 2005 | 2005 |  |  | N | IPP Non-CHP | IPP | IPP | 2 | X | WND | Renewable | 10.5 | 0 | 1 | 0
Operable | 60025 | Greenbacker Renewable Energy Corporation |  | 57417 | Elk Wind Farm | IA | Vertical | Delaware | NORD | Onshore Wind Turbine | WT |  | J | X | X |  |  | 40.8 |  | 40.8 | 40.8 | 1 | N |  |  | OP | X | 12 | 2011 | 2011 |  |  | N | IPP Non-CHP | IPP | IPP | 2 | X | WND | Renewable | 40.8 | 0 | 1 | 0
Operable | 60025 | Greenbacker Renewable Energy Corporation |  | 57722 | North Palm Springs 4A | CA | Vertical | Riverside | 1 | Solar Photovoltaic | PV |  | W | X | X |  |  | 4 |  | 4 | 4 | 0.1 | N |  |  | OP | X | 10 | 2012 | 2012 |  |  | N | IPP Non-CHP | IPP | IPP | 2 | X | SUN | Renewable | 4 | 0 | 1 | 0
Operable | 60025 | Greenbacker Renewable Energy Corporation |  | 57743 | North Palm Springs 1A | CA | Vertical | Riverside | 1 | Solar Photovoltaic | PV |  | W | X | X |  |  | 2.5 |  | 2.4 | 2.4 |  | N |  |  | OP | X | 4 | 2012 | 2012 |  |  | N | IPP Non-CHP | IPP | IPP | 2 | X | SUN | Renewable | 2.5 | 0 | 1 | 0
Operable | 60025 | Greenbacker Renewable Energy Corporation |  | 57830 | Rippey Wind Farm | IA | Vertical | Greene | NORD | Onshore Wind Turbine | WT |  | J | X | X |  |  | 50 |  | 50 | 50 | 1 | N |  |  | OP | X | 8 | 2012 | 2012 |  |  | N | IPP Non-CHP | IPP | IPP | 2 | X | WND | Renewable | 50 | 0 | 1 | 0
Operable | 60025 | Greenbacker Renewable Energy Corporation |  | 57832 | Hawkeye Wind Farm | IA | Vertical | Bremer | NORD | Onshore Wind Turbine | WT |  | J | X | X |  |  | 35 |  | 34 | 34 | 1 | N |  |  | OP | X | 10 | 2012 | 2012 |  |  | N | IPP Non-CHP | IPP | IPP | 2 | X | WND | Renewable | 35 | 0 | 1 | 0
Operable | 60025 | Greenbacker Renewable Energy Corporation |  | 58045 | Community Wind South | MN | Vertical | Nobles | GEN1 | Onshore Wind Turbine | WT |  | S | X | X |  |  | 30 |  | 30 | 30 | 0.3 | N |  |  | OP | X | 12 | 2012 | 2012 |  |  | N | IPP Non-CHP | IPP | IPP | 2 | X | WND | Renewable | 30 | 0 | 1 | 0
Operable | 60025 | Greenbacker Renewable Energy Corporation |  | 58233 | Wagner Wind LLC | CA | Vertical | Riverside | GEN1 | Onshore Wind Turbine | WT |  | W | X | X |  |  | 6 |  | 6 | 6 | 0.1 | N |  |  | OP | X | 12 | 2012 | 2012 |  |  | N | IPP Non-CHP | IPP | IPP | 2 | X | WND | Renewable | 6 | 0 | 1 | 0
Operable | 60025 | Greenbacker Renewable Energy Corporation |  | 58238 | Georgia Mountain Community Wind Farm | VT | Vertical | Chittenden | GMCW | Onshore Wind Turbine | WT |  | S | X | X |  |  | 10 |  | 10 | 10 | 0.2 | N |  |  | OP | X | 12 | 2012 | 2012 |  |  | N | IPP Non-CHP | IPP | IPP | 2 | X | WND | Renewable | 10 | 0 | 1 | 0
Operable | 60025 | Greenbacker Renewable Energy Corporation |  | 58305 | PCIP Solar | NC | Vertical | Person | PCIP | Solar Photovoltaic | PV |  | S | X | X |  |  | 1 |  | 1 | 1 |  | N |  |  | OP | X | 11 | 2011 | 2011 |  |  | N | IPP Non-CHP | IPP | IPP | 2 | X | SUN | Renewable | 1 | 0 | 1 | 0
Operable | 60025 | Greenbacker Renewable Energy Corporation |  | 58354 | Radiance Solar 4 | CA | Vertical | Los Angeles | 1 | Solar Photovoltaic | PV |  | S | X | X |  |  | 1.5 |  | 1.5 | 1.5 |  | N |  |  | OP | X | 7 | 2013 | 2013 |  |  | N | IPP Non-CHP | IPP | IPP | 2 | X | SUN | Renewable | 1.5 | 0 | 1 | 0
Operable | 60025 | Greenbacker Renewable Energy Corporation |  | 58355 | Radiance Solar 5 | CA | Vertical | Los Angeles | 1 | Solar Photovoltaic | PV |  | S | X | X |  |  | 1.5 |  | 1.5 | 1.5 |  | N |  |  | OP | X | 7 | 2013 | 2013 |  |  | N | IPP Non-CHP | IPP | IPP | 2 | X | SUN | Renewable | 1.5 | 0 | 1 | 0
Operable | 60025 | Greenbacker Renewable Energy Corporation |  | 58578 | Sonora 1 | CA | Vertical | Tuolumne | SON1 | Solar Photovoltaic | PV |  | S | X | X | CAISO | CAISO | 1.5 |  | 1.5 | 1.5 |  | N |  |  | OP | X | 12 | 2013 | 2013 |  |  | N | IPP Non-CHP | IPP | IPP | 2 | X | SUN | Renewable | 1.5 | 0 | 1 | 0
Operable | 60025 | Greenbacker Renewable Energy Corporation |  | 58942 | Rockville Solar I LLC | IN | Vertical | Marion | RVSI | Solar Photovoltaic | PV |  | S | X | X |  |  | 2.8 |  | 2.8 | 2.8 |  | N |  |  | OP | X | 4 | 2014 | 2014 |  |  | N | IPP Non-CHP | IPP | IPP | 2 | X | SUN | Renewable | 2.8 | 0 | 1 | 0
Operable | 60025 | Greenbacker Renewable Energy Corporation |  | 58953 | Rockville Solar II, LLC | IN | Vertical | Marion | RVSII | Solar Photovoltaic | PV |  | S | X | X |  |  | 2.7 |  | 2.7 | 2.7 |  | N |  |  | OP | X | 8 | 2014 | 2014 |  |  | N | IPP Non-CHP | IPP | IPP | 2 | X | SUN | Renewable | 2.7 | 0 | 1 | 0
Operable | 60025 | Greenbacker Renewable Energy Corporation |  | 58966 | Fairfield Wind | MT | Vertical | Teton | T 1-6 | Onshore Wind Turbine | WT |  | W | X | X |  |  | 10 |  | 10 | 10 | 0.6 | N |  |  | OP | X | 5 | 2014 | 2014 |  |  | N | IPP Non-CHP | IPP | IPP | 2 | X | WND | Renewable | 10 | 0 | 1 | 0
Operable | 60025 | Greenbacker Renewable Energy Corporation |  | 59198 | Sterling PV 3 | CO | Vertical | Logan | STER3 | Solar Photovoltaic | PV |  | S | X | X |  |  | 1.6 |  | 1.6 | 1.6 |  | N |  |  | OP | X | 12 | 2014 | 2014 |  |  | N | IPP Non-CHP | IPP | IPP | 2 | X | SUN | Renewable | 1.6 | 0 | 1 | 0
Operable | 60025 | Greenbacker Renewable Energy Corporation |  | 59199 | Mesa PV1 | CO | Vertical | Mesa | MESA1 | Solar Photovoltaic | PV |  | S | X | X |  |  | 1.6 |  | 1.6 | 1.6 |  | N |  |  | OP | X | 12 | 2014 | 2014 |  |  | N | IPP Non-CHP | IPP | IPP | 2 | X | SUN | Renewable | 1.6 | 0 | 1 | 0
Operable | 60025 | Greenbacker Renewable Energy Corporation |  | 59313 | WED Coventry 5 | RI | Restructured | Kent | COV5 | Onshore Wind Turbine | WT |  | S | X | X |  |  | 1.5 |  | 1.5 | 1.5 | 0.2 | N |  |  | OP | X | 3 | 2017 | 2017 |  |  | N | IPP Non-CHP | IPP | IPP | 2 | X | WND | Renewable | 1.5 | 0 | 1 | 0
Operable | 60025 | Greenbacker Renewable Energy Corporation |  | 59314 | WED Coventry 6 | RI | Restructured | Kent | COV6 | Onshore Wind Turbine | WT |  | S | X | X |  |  | 1.5 |  | 1.5 | 1.5 | 0.2 | N |  |  | OP | X | 8 | 2016 | 2016 |  |  | N | IPP Non-CHP | IPP | IPP | 2 | X | WND | Renewable | 1.5 | 0 | 1 | 0
Operable | 60025 | Greenbacker Renewable Energy Corporation |  | 59314 | WED Coventry 6 | RI | Restructured | Kent | COV6A | Onshore Wind Turbine | WT |  | S | X | X |  |  | 1.5 |  | 1.5 | 1.5 | 0.2 | N |  |  | OP | X | 8 | 2016 | 2016 |  |  | N | IPP Non-CHP | IPP | IPP | 2 | X | WND | Renewable | 1.5 | 0 | 1 | 0
Operable | 60025 | Greenbacker Renewable Energy Corporation |  | 59314 | WED Coventry 6 | RI | Restructured | Kent | COV6B | Onshore Wind Turbine | WT |  | S | X | X |  |  | 1.5 |  | 1.5 | 1.5 | 0.2 | N |  |  | OP | X | 8 | 2016 | 2016 |  |  | N | IPP Non-CHP | IPP | IPP | 2 | X | WND | Renewable | 1.5 | 0 | 1 | 0
Operable | 60025 | Greenbacker Renewable Energy Corporation |  | 59682 | Main Street Solar Project | VT | Vertical | Rutland | MS258 | Solar Photovoltaic | PV |  | S | X | X |  |  | 1.5 |  | 1.5 | 1.5 |  | N |  |  | OP | X | 12 | 2014 | 2014 |  |  | N | IPP Non-CHP | IPP | IPP | 2 | X | SUN | Renewable | 1.5 | 0 | 1 | 0
Operable | 60025 | Greenbacker Renewable Energy Corporation |  | 59807 | Airport 1 Solar (DIA) | CO | Vertical | Denver | GBDIA | Solar Photovoltaic | PV |  | S | X | X |  |  | 1.5 |  | 1.5 | 1.5 |  | N |  |  | OP | X | 12 | 2009 | 2009 |  |  | N | IPP Non-CHP | IPP | IPP | 2 | X | SUN | Renewable | 1.5 | 0 | 1 | 0
Operable | 60025 | Greenbacker Renewable Energy Corporation |  | 60315 | Midway Solar Farm III | CA | Vertical | Imperial | MSF3 | Solar Photovoltaic | PV |  | S | X | X |  |  | 20 |  | 20 | 20 |  | N |  |  | OP | X | 9 | 2018 | 2018 |  |  | N | IPP Non-CHP | IPP | IPP | 2 | X | SUN | Renewable | 20 | 0 | 1 | 0
Operable | 60025 | Greenbacker Renewable Energy Corporation |  | 60486 | Greenfield Wind - MT | MT | Vertical | Teton | 1 | Onshore Wind Turbine | WT |  | S | X | X |  |  | 25 |  | 25 | 25 | 1 | N |  |  | OP | X | 10 | 2016 | 2016 |  |  | N | IPP Non-CHP | IPP | IPP | 2 | X | WND | Renewable | 25 | 0 | 1 | 0
Operable | 60025 | Greenbacker Renewable Energy Corporation |  | 61002 | WED Portsmouth One, LLC | RI | Restructured | Newport | PORT1 | Onshore Wind Turbine | WT |  | S | X | X |  |  | 1.5 |  | 1.5 | 1.5 | 0.2 | N |  |  | OP | X | 8 | 2016 | 2016 |  |  | N | IPP Non-CHP | IPP | IPP | 2 | X | WND | Renewable | 1.5 | 0 | 1 | 0
Operable | 60025 | Greenbacker Renewable Energy Corporation |  | 61031 | Floyd Road Solar Farm | NC | Vertical | Northampton | PV1 | Solar Photovoltaic | PV |  | S | X | X |  |  | 5 |  | 5 | 5 |  | N |  |  | OP | X | 6 | 2017 | 2017 |  |  | N | IPP Non-CHP | IPP | IPP | 2 | X | SUN | Renewable | 5 | 0 | 1 | 0
Operable | 60025 | Greenbacker Renewable Energy Corporation |  | 61134 | Phelps 158 Solar Farm | NC | Vertical | Northampton | 15800 | Solar Photovoltaic | PV |  | S | X | X |  |  | 5 |  | 5 | 5 |  | N |  |  | OP | X | 2 | 2018 | 2018 |  |  | N | IPP Non-CHP | IPP | IPP | 2 | X | SUN | Renewable | 5 | 0 | 1 | 0
Operable | 60025 | Greenbacker Renewable Energy Corporation |  | 61287 | Sun Farm V, LLC | NC | Vertical | Perquimans | SF5PV | Solar Photovoltaic | PV |  | S | X | X |  |  | 5 |  | 4.8 | 4.8 |  | N |  |  | OP | X | 11 | 2018 | 2018 |  |  | N | IPP Non-CHP | IPP | IPP | 2 | X | SUN | Renewable | 5 | 0 | 1 | 0
Operable | 60025 | Greenbacker Renewable Energy Corporation |  | 61842 | Sun Farm VI, LLC | NC | Vertical | Perquimans | PV1 | Solar Photovoltaic | PV |  | S | X | X |  |  | 5 |  | 4.8 | 4.8 |  | N |  |  | OP | X | 11 | 2018 | 2018 |  |  | N | IPP Non-CHP | IPP | IPP | 2 | X | SUN | Renewable | 5 | 0 | 1 | 0
Operable | 60025 | Greenbacker Renewable Energy Corporation |  | 61893 | BNB Camden Solar | NJ | Restructured | Camden | BNBHQ | Solar Photovoltaic | PV |  | S | X | X |  |  | 2.2 |  | 2.1 | 1.3 |  | N |  |  | OP | X | 12 | 2017 | 2017 |  |  | N | IPP Non-CHP | IPP | IPP | 2 | X | SUN | Renewable | 2.2 | 0 | 1 | 0
Operable | 60025 | Greenbacker Renewable Energy Corporation |  | 61893 | BNB Camden Solar | NJ | Restructured | Camden | BNBSO | Solar Photovoltaic | PV |  | S | X | X |  |  | 1.5 |  | 1.4 | 0.9 |  | N |  |  | OP | X | 12 | 2017 | 2017 |  |  | N | IPP Non-CHP | IPP | IPP | 2 | X | SUN | Renewable | 1.5 | 0 | 1 | 0
Operable | 60025 | Greenbacker Renewable Energy Corporation |  | 62067 | Urtica Solar Project | WA | Vertical | Kittitas | URTIC | Solar Photovoltaic | PV |  | S | X | X |  |  | 5 |  | 5 | 5 |  | N |  |  | OP | X | 11 | 2022 | 2022 |  |  | N | IPP Non-CHP | IPP | IPP | 2 | X | SUN | Renewable | 5 | 0 | 1 | 0
Operable | 60025 | Greenbacker Renewable Energy Corporation |  | 62069 | Penstemon Solar Project | WA | Vertical | Kittitas | PENST | Solar Photovoltaic | PV |  | S | X | X |  |  | 5 |  | 5 | 5 |  | N |  |  | OP | X | 1 | 2022 | 2022 |  |  | N | IPP Non-CHP | IPP | IPP | 2 | X | SUN | Renewable | 5 | 0 | 1 | 0
Operable | 60025 | Greenbacker Renewable Energy Corporation |  | 62071 | Camas Solar Project | WA | Vertical | Kittitas | CAMAS | Solar Photovoltaic | PV |  | S | X | X |  |  | 5 |  | 5 | 5 |  | N |  |  | OP | X | 6 | 2022 | 2022 |  |  | N | IPP Non-CHP | IPP | IPP | 2 | X | SUN | Renewable | 5 | 0 | 1 | 0
Operable | 60025 | Greenbacker Renewable Energy Corporation |  | 62224 | Oak Leaf Solar XXVII LLC | CO | Vertical | Weld | 53971 | Solar Photovoltaic | PV |  | S | X | X |  |  | 1.5 |  | 1.5 | 1.5 |  | N |  |  | OP | X | 11 | 2018 | 2018 |  |  | N | IPP Non-CHP | IPP | IPP | 2 | X | SUN | Renewable | 1.5 | 0 | 1 | 0
Operable | 60025 | Greenbacker Renewable Energy Corporation |  | 62239 | Oak Leaf Solar XXX LLC (CSG) | CO | Vertical | Alamosa | 53963 | Solar Photovoltaic | PV |  | S | X | X |  |  | 1.5 |  | 1.5 | 1.5 |  | N |  |  | OP | X | 12 | 2018 | 2018 |  |  | N | IPP Non-CHP | IPP | IPP | 2 | X | SUN | Renewable | 1.5 | 0 | 1 | 0
Operable | 60025 | Greenbacker Renewable Energy Corporation |  | 62243 | Oak Leaf Solar XXI (CSG) | CO | Vertical | Arapahoe | 53964 | Solar Photovoltaic | PV |  | S | X | X |  |  | 1.5 |  | 1.5 | 1.5 |  | N |  |  | OP | X | 12 | 2018 | 2018 |  |  | N | IPP Non-CHP | IPP | IPP | 2 | X | SUN | Renewable | 1.5 | 0 | 1 | 0
Operable | 60025 | Greenbacker Renewable Energy Corporation |  | 62244 | Oak Leaf Solar XXXI LLC (CSG) | CO | Vertical | Mesa | 53977 | Solar Photovoltaic | PV |  | S | X | X |  |  | 1.5 |  | 1.5 | 1.5 |  | N |  |  | OP | X | 12 | 2018 | 2018 |  |  | N | IPP Non-CHP | IPP | IPP | 2 | X | SUN | Renewable | 1.5 | 0 | 1 | 0
Operable | 60025 | Greenbacker Renewable Energy Corporation |  | 62245 | Oak Leaf Solar XXV LLC (CSG) | CO | Vertical | Arapahoe | 53968 | Solar Photovoltaic | PV |  | S | X | X |  |  | 1.5 |  | 1.5 | 1.5 |  | N |  |  | OP | X | 12 | 2018 | 2018 |  |  | N | IPP Non-CHP | IPP | IPP | 2 | X | SUN | Renewable | 1.5 | 0 | 1 | 0
Operable | 60025 | Greenbacker Renewable Energy Corporation |  | 62251 | Oak Leaf Solar XXXII (CSG) | CO | Vertical | Garfield | 53975 | Solar Photovoltaic | PV |  | S | X | X |  |  | 1.5 |  | 1.5 | 1.5 |  | N |  |  | OP | X | 3 | 2019 | 2019 |  |  | N | IPP Non-CHP | IPP | IPP | 2 | X | SUN | Renewable | 1.5 | 0 | 1 | 0
Operable | 60025 | Greenbacker Renewable Energy Corporation |  | 62252 | Oak Leaf Solar XXII LLC (CSG) | CO | Vertical | Denver | 53965 | Solar Photovoltaic | PV |  | S | X | X |  |  | 1.5 |  | 1.5 | 1.5 |  | N |  |  | OP | X | 1 | 2019 | 2019 |  |  | N | IPP Non-CHP | IPP | IPP | 2 | X | SUN | Renewable | 1.5 | 0 | 1 | 0
Operable | 60025 | Greenbacker Renewable Energy Corporation |  | 62253 | Oak Leaf Solar XXIV LLC (CSG) | CO | Vertical | Arapahoe | 53967 | Solar Photovoltaic | PV |  | S | X | X |  |  | 1.5 |  | 1.5 | 1.5 |  | N |  |  | OP | X | 1 | 2019 | 2019 |  |  | N | IPP Non-CHP | IPP | IPP | 2 | X | SUN | Renewable | 1.5 | 0 | 1 | 0
Operable | 60025 | Greenbacker Renewable Energy Corporation |  | 62254 | Oak Leaf Solar XXVI LLC | CO | Vertical | Denver | 53970 | Solar Photovoltaic | PV |  | S | X | X |  |  | 1.5 |  | 1.5 | 1.5 |  | N |  |  | OP | X | 1 | 2019 | 2019 |  |  | N | IPP Non-CHP | IPP | IPP | 2 | X | SUN | Renewable | 1.5 | 0 | 1 | 0
Operable | 60025 | Greenbacker Renewable Energy Corporation |  | 62255 | Oak Leaf Solar XXVIII LLC (CSG) | CO | Vertical | Weld | 53973 | Solar Photovoltaic | PV |  | S | X | X |  |  | 1.5 |  | 1.5 | 1.5 |  | N |  |  | OP | X | 6 | 2019 | 2019 |  |  | N | IPP Non-CHP | IPP | IPP | 2 | X | SUN | Renewable | 1.5 | 0 | 1 | 0
Operable | 60025 | Greenbacker Renewable Energy Corporation |  | 62256 | Oak Leaf Solar XXIII LLC (CSG) | CO | Vertical | Adams | 53966 | Solar Photovoltaic | PV |  | S | X | X |  |  | 1.5 |  | 1.5 | 1.5 |  | N |  |  | OP | X | 1 | 2019 | 2019 |  |  | N | IPP Non-CHP | IPP | IPP | 2 | X | SUN | Renewable | 1.5 | 0 | 1 | 0
Operable | 60025 | Greenbacker Renewable Energy Corporation |  | 62328 | Mill Pond Solar, LLC | NC | Vertical | Martin | MLLPD | Solar Photovoltaic | PV |  | S | X | X |  |  | 5 |  | 5 | 5 |  | N |  |  | OP | X | 8 | 2019 | 2019 |  |  | N | IPP Non-CHP | IPP | IPP | 2 | X | SUN | Renewable | 5 | 0 | 1 | 0
Operable | 60025 | Greenbacker Renewable Energy Corporation |  | 62329 | Jamesville Road Solar, LLC | NC | Vertical | Martin | JMVLR | Solar Photovoltaic | PV |  | S | X | X |  |  | 5 |  | 5 | 5 |  | N |  |  | OP | X | 11 | 2019 | 2019 |  |  | N | IPP Non-CHP | IPP | IPP | 2 | X | SUN | Renewable | 5 | 0 | 1 | 0
Operable | 60025 | Greenbacker Renewable Energy Corporation |  | 62330 | Camden Dam Solar, LLC | NC | Vertical | Camden | CMDND | Solar Photovoltaic | PV |  | S | X | X |  |  | 5 |  | 5 | 5 |  | N |  |  | OP | X | 8 | 2019 | 2019 |  |  | N | IPP Non-CHP | IPP | IPP | 2 | X | SUN | Renewable | 5 | 0 | 1 | 0
Operable | 60025 | Greenbacker Renewable Energy Corporation |  | 62331 | Sol Phoenix | MD | Restructured | Prince Georges | SOLPH | Solar Photovoltaic | PV |  | S | X | X |  |  | 2.5 |  | 2.5 | 2.5 |  | N |  |  | OP | X | 1 | 2020 | 2020 |  |  | N | IPP Non-CHP | IPP | IPP | 2 | X | SUN | Renewable | 2.5 | 0 | 1 | 0
Operable | 60025 | Greenbacker Renewable Energy Corporation |  | 62332 | Blue Star | MD | Restructured | Kent | BLUES | Solar Photovoltaic | PV |  | S | X | X |  |  | 7.5 |  | 7.5 | 7.5 |  | N |  |  | OP | X | 3 | 2020 | 2020 |  |  | N | IPP Non-CHP | IPP | IPP | 2 | X | SUN | Renewable | 7.5 | 0 | 1 | 0
Operable | 60025 | Greenbacker Renewable Energy Corporation |  | 62545 | Renew Solar ABC Sacramento LLC | CA | Vertical | Sacramento | SACRA | Solar Photovoltaic | PV |  | S | X | X |  |  | 1.7 |  | 1.7 | 1.7 |  | N |  |  | OP | X | 11 | 2020 | 2020 |  |  | N | IPP Non-CHP | IPP | IPP | 2 | X | SUN | Renewable | 1.7 | 0 | 1 | 0
Operable | 60025 | Greenbacker Renewable Energy Corporation |  | 62842 | Nextsun Energy Littleton | MA | Restructured | Middlesex | 1-003 | Solar Photovoltaic | PV |  | S | X | X |  |  | 3.8 | 1 | 3.8 | 3.8 |  | N |  |  | OP | X | 10 | 2013 | 2013 |  |  | N | IPP Non-CHP | IPP | IPP | 2 | X | SUN | Renewable | 3.8 | 0 | 1 | 0
Operable | 60025 | Greenbacker Renewable Energy Corporation |  | 62897 | Holiday Hill Community Wind | MA | Restructured | Hampden | HHCW1 | Onshore Wind Turbine | WT |  | S | X | X |  |  | 5 |  | 5 | 5 | 0.1 | N |  |  | OP | X | 12 | 2019 | 2019 |  |  | N | IPP Non-CHP | IPP | IPP | 2 | X | WND | Renewable | 5 | 0 | 1 | 0
Operable | 60025 | Greenbacker Renewable Energy Corporation |  | 62912 | Solar Hagerstown | MD | Restructured | Washington | 137 | Solar Photovoltaic | PV |  | S | X | X |  |  | 10 |  | 7.5 | 10 |  | N |  |  | OP | X | 11 | 2020 | 2020 |  |  | N | IPP Non-CHP | IPP | IPP | 2 | X | SUN | Renewable | 10 | 0 | 1 | 0
Operable | 60025 | Greenbacker Renewable Energy Corporation |  | 63428 | IGS CC, LLC | DC | Restructured | District of Columbia | 254 | Solar Photovoltaic | PV |  | S | X | X |  |  | 1.5 |  | 1.5 | 1.5 |  | N |  |  | OP | X | 3 | 2020 | 2020 |  |  | N | IPP Non-CHP | IPP | IPP | 2 | X | SUN | Renewable | 1.5 | 0 | 1 | 0
Operable | 60025 | Greenbacker Renewable Energy Corporation |  | 63626 | IGS FE Trenton, LLC | NJ | Restructured | Mercer | 229 | Solar Photovoltaic | PV |  | S | X | X |  |  | 1.5 | 0.8 | 1.5 | 1.5 |  | N |  |  | OP | X | 3 | 2020 | 2020 |  |  | N | IPP Non-CHP | IPP | IPP | 2 | X | SUN | Renewable | 1.5 | 0 | 1 | 0
Operable | 60025 | Greenbacker Renewable Energy Corporation |  | 63627 | Scenic Hill Solar IV, LLC | AR | Vertical | Johnson | 252 | Solar Photovoltaic | PV |  | S | X | X |  |  | 2.2 | 0.8 | 2.2 | 2.2 |  | N |  |  | OP | X | 12 | 2019 | 2019 |  |  | N | IPP Non-CHP | IPP | IPP | 2 | X | SUN | Renewable | 2.2 | 0 | 1 | 0
Operable | 60025 | Greenbacker Renewable Energy Corporation |  | 63681 | Oak Leaf Solar XXXIII LLC (Lantz) | CO | Vertical | Chaffee | 13 | Solar Photovoltaic | PV |  | S | X | X |  |  | 1.5 |  | 1.5 | 1.5 |  | N |  |  | OP | X | 1 | 2020 | 2020 |  |  | N | IPP Non-CHP | IPP | IPP | 2 | X | SUN | Renewable | 1.5 | 0 | 1 | 0
Operable | 60025 | Greenbacker Renewable Energy Corporation |  | 63681 | Oak Leaf Solar XXXIII LLC (Lantz) | CO | Vertical | Chaffee | 14 | Solar Photovoltaic | PV |  | S | X | X |  |  | 1.5 |  | 1.5 | 1.5 |  | N |  |  | OP | X | 1 | 2020 | 2020 |  |  | N | IPP Non-CHP | IPP | IPP | 2 | X | SUN | Renewable | 1.5 | 0 | 1 | 0
Operable | 60025 | Greenbacker Renewable Energy Corporation |  | 63722 | Rawhide Prairie Solar Hybrid | CO | Vertical | Larimer | BA1 | Batteries | BA |  | S | X | X |  |  | 1 |  | 1 | 1 |  | N |  |  | OP | X | 3 | 2021 | 2021 |  |  | N | IPP Non-CHP | IPP | IPP | 2 | X | MWH | Other | 0 | 0 | 0 | 0
Operable | 60025 | Greenbacker Renewable Energy Corporation |  | 63722 | Rawhide Prairie Solar Hybrid | CO | Vertical | Larimer | PV1 | Solar Photovoltaic | PV |  | S | X | X |  |  | 22 |  | 22 | 22 |  | N |  |  | OP | X | 3 | 2021 | 2021 |  |  | N | IPP Non-CHP | IPP | IPP | 2 | X | SUN | Renewable | 22 | 0 | 1 | 0
Operable | 60025 | Greenbacker Renewable Energy Corporation |  | 63753 | Platteville Solar CSG, LLC | CO | Vertical | Weld | 218 | Solar Photovoltaic | PV |  | S | X | X |  |  | 1.3 |  | 1.3 | 1.3 |  | N |  |  | OP | X | 1 | 2020 | 2020 |  |  | N | IPP Non-CHP | IPP | IPP | 2 | X | SUN | Renewable | 1.3 | 0 | 1 | 0
Operable | 60025 | Greenbacker Renewable Energy Corporation |  | 63906 | Turquoise Nevada, LLC | NV | Vertical | Washoe | 142 | Solar Photovoltaic | PV |  | S | X | X |  |  | 60 |  | 60 | 60 |  | N |  |  | OP | X | 12 | 2020 | 2020 |  |  | N | IPP Non-CHP | IPP | IPP | 2 | X | SUN | Renewable | 60 | 0 | 1 | 0
Operable | 60025 | Greenbacker Renewable Energy Corporation |  | 63956 | Palmer Creek Solar, LLC | OR | Vertical | Yamhill | 223 | Solar Photovoltaic | PV |  | S | X | X |  |  | 2.3 |  | 2.3 | 2.3 |  | N |  |  | OP | X | 11 | 2020 | 2020 |  |  | N | IPP Non-CHP | IPP | IPP | 2 | X | SUN | Renewable | 2.3 | 0 | 1 | 0
Operable | 60025 | Greenbacker Renewable Energy Corporation |  | 63957 | Day Hill Solar, LLC | OR | Vertical | Clackamas | 221 | Solar Photovoltaic | PV |  | S | X | X |  |  | 2.3 |  | 2.3 | 2.3 |  | N |  |  | OP | X | 10 | 2020 | 2020 |  |  | N | IPP Non-CHP | IPP | IPP | 2 | X | SUN | Renewable | 2.3 | 0 | 1 | 0
Operable | 60025 | Greenbacker Renewable Energy Corporation |  | 64021 | Alden Solar CSG LLC | CO | Vertical | Weld | 225 | Solar Photovoltaic | PV |  | S | X | X |  |  | 1.6 |  | 1.6 | 1.6 |  | N |  |  | OP | X | 3 | 2020 | 2020 |  |  | N | IPP Non-CHP | IPP | IPP | 2 | X | SUN | Renewable | 1.6 | 0 | 1 | 0
Operable | 60025 | Greenbacker Renewable Energy Corporation |  | 64023 | 10 Finderne Avenue Solar, LLC | NJ | Restructured | Somerset | 246 | Solar Photovoltaic | PV |  | S | X | X |  |  | 2.3 |  | 2.3 | 2.3 |  | N |  |  | OP | X | 11 | 2017 | 2017 |  |  | N | IPP Non-CHP | IPP | IPP | 2 | X | SUN | Renewable | 2.3 | 0 | 1 | 0
Operable | 60025 | Greenbacker Renewable Energy Corporation |  | 64024 | Monte Vista Solar 2 CSG, LLC | CO | Vertical | Rio Grande | 262 | Solar Photovoltaic | PV |  | S | X | X |  |  | 1.6 |  | 1.6 | 1.6 |  | N |  |  | OP | X | 5 | 2020 | 2020 |  |  | N | IPP Non-CHP | IPP | IPP | 2 | X | SUN | Renewable | 1.6 | 0 | 1 | 0
Operable | 60025 | Greenbacker Renewable Energy Corporation |  | 64025 | 101 Carnegie Center Solar, LLC | NJ | Restructured | Mercer | 297 | Solar Photovoltaic | PV |  | S | X | X |  |  | 1.2 |  | 1.2 | 1.2 |  | N |  |  | OP | X | 11 | 2020 | 2020 |  |  | N | IPP Non-CHP | IPP | IPP | 2 | X | SUN | Renewable | 1.2 | 0 | 1 | 0
Operable | 60025 | Greenbacker Renewable Energy Corporation |  | 64031 | Fremont CO 1, LLC | CO | Vertical | Fremont | 228 | Solar Photovoltaic | PV |  | S | X | X |  |  | 1.8 |  | 1.8 | 1.8 |  | N |  |  | OP | X | 1 | 2020 | 2020 |  |  | N | IPP Non-CHP | IPP | IPP | 2 | X | SUN | Renewable | 1.8 | 0 | 1 | 0
Operable | 60025 | Greenbacker Renewable Energy Corporation |  | 64032 | MTSUN | MT | Vertical | Yellowstone | MTSUN | Solar Photovoltaic | PV |  | S | X | X |  |  | 80 | 1 | 80 | 80 |  | N |  |  | OP | X | 1 | 2023 | 2023 |  |  | N | IPP Non-CHP | IPP | IPP | 2 | X | SUN | Renewable | 80 | 0 | 1 | 0
Operable | 60025 | Greenbacker Renewable Energy Corporation |  | 64096 | Samuel Mickle School | NJ | Restructured | Gloucester | 248 | Solar Photovoltaic | PV |  | S | X | X |  |  | 1.1 |  | 1.1 | 1.1 |  | N |  |  | OP | X | 12 | 2017 | 2017 |  |  | N | IPP Non-CHP | IPP | IPP | 2 | X | SUN | Renewable | 1.1 | 0 | 1 | 0
Operable | 60025 | Greenbacker Renewable Energy Corporation |  | 64097 | Electric City Solar | MI | Vertical | St Joseph | 232 | Solar Photovoltaic | PV |  | S | X | X |  |  | 15 |  | 15 | 15 |  | N |  |  | OP | X | 12 | 2020 | 2020 |  |  | N | IPP Non-CHP | IPP | IPP | 2 | X | SUN | Renewable | 15 | 0 | 1 | 0
Operable | 60025 | Greenbacker Renewable Energy Corporation |  | 64101 | Mid-River PA, LLC (ABE4) | PA | Restructured | Northampton | 259 | Solar Photovoltaic | PV |  | S | X | X |  |  | 3 |  | 3 | 3 |  | N |  |  | OP | X | 9 | 2020 | 2020 |  |  | N | IPP Non-CHP | IPP | IPP | 2 | X | SUN | Renewable | 3 | 0 | 1 | 0
Operable | 60025 | Greenbacker Renewable Energy Corporation |  | 64186 | Graphite Solar I | UT | Vertical | Carbon | 394 | Solar Photovoltaic | PV |  | S | X | X |  |  | 80 |  | 80 | 80 |  | N |  |  | OP | X | 6 | 2022 | 2022 |  |  | N | IPP Non-CHP | IPP | IPP | 2 | X | SUN | Renewable | 80 | 0 | 1 | 0
Operable | 60025 | Greenbacker Renewable Energy Corporation |  | 64194 | 510 Carnegie Center | NJ | Restructured | Mercer | 313 | Solar Photovoltaic | PV |  | S | X | X |  |  | 1.4 |  | 1.4 | 1.4 |  | N |  |  | OP | X | 11 | 2019 | 2019 |  |  | N | IPP Non-CHP | IPP | IPP | 2 | X | SUN | Renewable | 1.4 | 0 | 1 | 0
Operable | 60025 | Greenbacker Renewable Energy Corporation |  | 64195 | 701 Carnegie Center | NJ | Restructured | Mercer | 313 | Solar Photovoltaic | PV |  | S | X | X |  |  | 1.1 |  | 1.1 | 1.1 |  | N |  |  | OP | X | 11 | 2019 | 2019 |  |  | N | IPP Non-CHP | IPP | IPP | 2 | X | SUN | Renewable | 1.1 | 0 | 1 | 0
Operable | 60025 | Greenbacker Renewable Energy Corporation |  | 64261 | Forrest City- Prison Site | AR | Vertical | St Francis | 361 | Solar Photovoltaic | PV |  | S | X | X |  |  | 1 |  | 1 | 1 |  | N |  |  | OP | X | 4 | 2021 | 2021 |  |  | N | IPP Non-CHP | IPP | IPP | 2 | X | SUN | Renewable | 1 | 0 | 1 | 0
Operable | 60025 | Greenbacker Renewable Energy Corporation |  | 64262 | Forrest City- Eldridge Road | AR | Vertical | St Francis | 453 | Solar Photovoltaic | PV |  | S | X | X |  |  | 1 |  | 1 | 1 |  | N |  |  | OP | X | 4 | 2021 | 2021 |  |  | N | IPP Non-CHP | IPP | IPP | 2 | X | SUN | Renewable | 1 | 0 | 1 | 0
Operable | 60025 | Greenbacker Renewable Energy Corporation |  | 64263 | Hot Springs 2020 | AR | Vertical | Garland | 364 | Solar Photovoltaic | PV |  | S | X | X |  |  | 1 |  | 1 | 1 |  | N |  |  | OP | X | 3 | 2021 | 2021 |  |  | N | IPP Non-CHP | IPP | IPP | 2 | X | SUN | Renewable | 1 | 0 | 1 | 0
Operable | 60025 | Greenbacker Renewable Energy Corporation |  | 64264 | Las Virgenes | CA | Vertical | Los Angeles | 298 | Solar Photovoltaic | PV |  | S | X | X |  |  | 3 |  | 3 | 3 |  | N |  |  | OP | X | 12 | 2020 | 2020 |  |  | N | IPP Non-CHP | IPP | IPP | 2 | X | SUN | Renewable | 3 | 0 | 1 | 0
Operable | 60025 | Greenbacker Renewable Energy Corporation |  | 64265 | Rock Creek 2 CSG | CO | Vertical | Alamosa | 263 | Solar Photovoltaic | PV |  | S | X | X |  |  | 1.6 |  | 1.6 | 1.6 |  | N |  |  | OP | X | 12 | 2020 | 2020 |  |  | N | IPP Non-CHP | IPP | IPP | 2 | X | SUN | Renewable | 1.6 | 0 | 1 | 0
Operable | 60025 | Greenbacker Renewable Energy Corporation |  | 64266 | Alamosa Solar South CSG | CO | Vertical | Alamosa | 264 | Solar Photovoltaic | PV |  | S | X | X |  |  | 1.6 |  | 1.6 | 1.6 |  | N |  |  | OP | X | 1 | 2021 | 2021 |  |  | N | IPP Non-CHP | IPP | IPP | 2 | X | SUN | Renewable | 1.6 | 0 | 1 | 0
Operable | 60025 | Greenbacker Renewable Energy Corporation |  | 64267 | Valencia 2 | CA | Vertical | Imperial | 265 | Solar Photovoltaic | PV |  | S | X | X |  |  | 3 |  | 3 | 3 |  | N |  |  | OP | X | 12 | 2020 | 2020 |  |  | N | IPP Non-CHP | IPP | IPP | 2 | X | SUN | Renewable | 3 | 0 | 1 | 0
Operable | 60025 | Greenbacker Renewable Energy Corporation |  | 64268 | Lawrence Brook | VT | Vertical | Lamoille | 280 | Solar Photovoltaic | PV |  | S | X | X |  |  | 2.2 |  | 2.2 | 2.2 |  | N |  |  | OP | X | 12 | 2020 | 2020 |  |  | N | IPP Non-CHP | IPP | IPP | 2 | X | SUN | Renewable | 2.2 | 0 | 1 | 0
Operable | 60025 | Greenbacker Renewable Energy Corporation |  | 64326 | Summit Winds | CA | Vertical | Alameda | DYER | Onshore Wind Turbine | WT |  | S | X | X |  |  | 47.5 | 0.95 | 46.2 | 46.2 | 1 | N |  |  | OP | X | 7 | 2021 | 2021 |  |  | N | IPP Non-CHP | IPP | IPP | 2 | X | WND | Renewable | 47.5 | 0 | 1 | 0
Operable | 60025 | Greenbacker Renewable Energy Corporation |  | 64326 | Summit Winds | CA | Vertical | Alameda | FRICK | Onshore Wind Turbine | WT |  | S | X | X |  |  | 10 | 0.95 | 10 | 10 | 10 | N |  |  | OP | X | 7 | 2021 | 2021 |  |  | N | IPP Non-CHP | IPP | IPP | 2 | X | WND | Renewable | 10 | 0 | 1 | 0
Operable | 60025 | Greenbacker Renewable Energy Corporation |  | 64379 | Ridgecrest | DC | Restructured | District of Columbia | 467 | Solar Photovoltaic | PV |  | S | X | X |  |  | 1.7 |  | 1.7 | 1.7 |  | N |  |  | OP | X | 6 | 2021 | 2021 |  |  | N | IPP Non-CHP | IPP | IPP | 2 | X | SUN | Renewable | 1.7 | 0 | 1 | 0
Operable | 60025 | Greenbacker Renewable Energy Corporation |  | 64380 | Cascades | NJ | Restructured | Middlesex | 464 | Solar Photovoltaic | PV |  | S | X | X |  |  | 2 |  | 2 | 2 |  | N |  |  | OP | X | 4 | 2021 | 2021 |  |  | N | IPP Non-CHP | IPP | IPP | 2 | X | SUN | Renewable | 2 | 0 | 1 | 0
Operable | 60025 | Greenbacker Renewable Energy Corporation |  | 64385 | Gliden (Op Zone) | NC | Vertical | Chowan | 304 | Solar Photovoltaic | PV |  | S | X | X |  |  | 5 |  | 5 | 5 |  | N |  |  | OP | X | 12 | 2020 | 2020 |  |  | N | IPP Non-CHP | IPP | IPP | 2 | X | SUN | Renewable | 5 | 0 | 1 | 0
Operable | 60025 | Greenbacker Renewable Energy Corporation |  | 64441 | Valencia 3 | CA | Vertical | Imperial | 266 | Solar Photovoltaic | PV |  | S | X | X |  |  | 3 |  | 3 | 3 |  | N |  |  | OP | X | 4 | 2021 | 2021 |  |  | N | IPP Non-CHP | IPP | IPP | 2 | X | SUN | Renewable | 3 | 0 | 1 | 0
Operable | 60025 | Greenbacker Renewable Energy Corporation |  | 64676 | Lake Herman | CA | Vertical | Solano | 359 | Solar Photovoltaic | PV |  | S | X | X |  |  | 5 |  | 5 | 5 |  | N |  |  | OP | X | 11 | 2021 | 2021 |  |  | N | IPP Non-CHP | IPP | IPP | 2 | X | SUN | Renewable | 5 | 0 | 1 | 0
Operable | 60025 | Greenbacker Renewable Energy Corporation |  | 64677 | Ryland Road Solar | NC | Vertical | Chowan | RYLND | Solar Photovoltaic | PV |  | S | X | X |  |  | 5 |  | 5 | 5 |  | N |  |  | OP | X | 9 | 2021 | 2021 |  |  | N | IPP Non-CHP | IPP | IPP | 2 | X | SUN | Renewable | 5 | 0 | 1 | 0
Operable | 60025 | Greenbacker Renewable Energy Corporation |  | 64678 | Windsor Hwy 17 Solar | NC | Vertical | Bertie | WDH17 | Solar Photovoltaic | PV |  | S | X | X |  |  | 5 |  | 5 | 5 |  | N |  |  | OP | X | 11 | 2021 | 2021 |  |  | N | IPP Non-CHP | IPP | IPP | 2 | X | SUN | Renewable | 5 | 0 | 1 | 0
Operable | 60025 | Greenbacker Renewable Energy Corporation |  | 64692 | Fredonia Solar LLC | NY | Restructured | Chautauqua | 533 | Solar Photovoltaic | PV |  | S | X | X |  |  | 1.1 |  | 1.1 | 1.1 |  | N |  |  | OP | X | 9 | 2021 | 2021 |  |  | N | IPP Non-CHP | IPP | IPP | 2 | X | SUN | Renewable | 1.1 | 0 | 1 | 0
Operable | 60025 | Greenbacker Renewable Energy Corporation |  | 64693 | Dos Palos | CA | Vertical | Merced | 299 | Solar Photovoltaic | PV |  | S | X | X |  |  | 1 |  | 1 | 1 |  | N |  |  | OP | X | 11 | 2021 | 2021 |  |  | N | IPP Non-CHP | IPP | IPP | 2 | X | SUN | Renewable | 1 | 0 | 1 | 0
Operable | 60025 | Greenbacker Renewable Energy Corporation |  | 64698 | Blue Prairie Solar, LLC | WI | Vertical | Jackson | 508 | Solar Photovoltaic | PV |  | S | X | X |  |  | 2.5 |  | 2.5 | 2.5 |  | N |  |  | OP | X | 8 | 2021 | 2021 |  |  | N | IPP Non-CHP | IPP | IPP | 2 | X | SUN | Renewable | 2.5 | 0 | 1 | 0
Operable | 60025 | Greenbacker Renewable Energy Corporation |  | 64700 | El Dorado Solar, LLC | CA | Vertical | El Dorado | 390 | Solar Photovoltaic | PV |  | S | X | X |  |  | 1.5 |  | 1.5 | 1.5 |  | N |  |  | OP | X | 4 | 2021 | 2021 |  |  | N | IPP Non-CHP | IPP | IPP | 2 | X | SUN | Renewable | 1.5 | 0 | 1 | 0
Operable | 60025 | Greenbacker Renewable Energy Corporation |  | 64751 | Amazon PSP1 | CA | Vertical | Riverside | 267 | Solar Photovoltaic | PV |  | S | X | X |  |  | 3.8 |  | 3.8 | 3.8 |  | N |  |  | OP | X | 10 | 2021 | 2021 |  |  | N | IPP Non-CHP | IPP | IPP | 2 | X | SUN | Renewable | 3.8 | 0 | 1 | 0
Operable | 60025 | Greenbacker Renewable Energy Corporation |  | 64831 | Oak Leaf Solar XVIII LLC | CO | Vertical | Denver | DIA7 | Solar Photovoltaic | PV |  | S | X | X |  |  | 9 |  | 9 | 9 |  | N |  |  | OP | X | 12 | 2021 | 2021 |  |  | N | IPP Non-CHP | IPP | IPP | 2 | X | SUN | Renewable | 9 | 0 | 1 | 0
Operable | 60025 | Greenbacker Renewable Energy Corporation |  | 64860 | Billings Road | VT | Vertical | Caledonia | 286 | Solar Photovoltaic | PV |  | S | X | X |  |  | 1.7 |  | 1.7 | 1.7 |  | N |  |  | OP | X | 11 | 2021 | 2021 |  |  | N | IPP Non-CHP | IPP | IPP | 2 | X | SUN | Renewable | 1.7 | 0 | 1 | 0
Operable | 60025 | Greenbacker Renewable Energy Corporation |  | 64861 | Deer Creek 2 | CA | Vertical | El Dorado | 392 | Solar Photovoltaic | PV |  | S | X | X |  |  | 1.3 |  | 1.3 | 1.3 |  | N |  |  | OP | X | 12 | 2021 | 2021 |  |  | N | IPP Non-CHP | IPP | IPP | 2 | X | SUN | Renewable | 1.3 | 0 | 1 | 0
Operable | 60025 | Greenbacker Renewable Energy Corporation |  | 64862 | Strobus | WI | Vertical | Jackson | 515 | Solar Photovoltaic | PV |  | S | X | X |  |  | 1.5 |  | 1.5 | 1.5 |  | N |  |  | OP | X | 9 | 2021 | 2021 |  |  | N | IPP Non-CHP | IPP | IPP | 2 | X | SUN | Renewable | 1.5 | 0 | 1 | 0
Operable | 60025 | Greenbacker Renewable Energy Corporation |  | 64863 | ER Salvage Yard | VT | Vertical | Lamoille | 284 | Solar Photovoltaic | PV |  | S | X | X |  |  | 2.1 |  | 2.1 | 2.1 |  | N |  |  | OP | X | 11 | 2021 | 2021 |  |  | N | IPP Non-CHP | IPP | IPP | 2 | X | SUN | Renewable | 2.1 | 0 | 1 | 0
Operable | 60025 | Greenbacker Renewable Energy Corporation |  | 64906 | Hazel | MN | Vertical | Fillmore | 512 | Solar Photovoltaic | PV |  | S | X | X |  |  | 3 |  | 3 | 3 |  | N |  |  | OP | X | 11 | 2021 | 2021 |  |  | N | IPP Non-CHP | IPP | IPP | 2 | X | SUN | Renewable | 3 | 0 | 1 | 0
Operable | 60025 | Greenbacker Renewable Energy Corporation |  | 64907 | Fountain | MN | Vertical | Fillmore | 511 | Solar Photovoltaic | PV |  | S | X | X |  |  | 3 |  | 3 | 3 |  | N |  |  | OP | X | 11 | 2021 | 2021 |  |  | N | IPP Non-CHP | IPP | IPP | 2 | X | SUN | Renewable | 3 | 0 | 1 | 0
Operable | 60025 | Greenbacker Renewable Energy Corporation |  | 64930 | Stockton (MN) | MN | Vertical | Winona | 514 | Solar Photovoltaic | PV |  | S | X | X |  |  | 2 |  | 2 | 2 |  | N |  |  | OP | X | 11 | 2021 | 2021 |  |  | N | IPP Non-CHP | IPP | IPP | 2 | X | SUN | Renewable | 2 | 0 | 1 | 0
Operable | 60025 | Greenbacker Renewable Energy Corporation |  | 64931 | Capital Hill Solar LLC | NY | Restructured | Albany | 531 | Solar Photovoltaic | PV |  | S | X | X |  |  | 1.5 |  | 1.5 | 1.5 |  | N |  |  | OP | X | 1 | 2022 | 2022 |  |  | N | IPP Non-CHP | IPP | IPP | 2 | X | SUN | Renewable | 1.5 | 0 | 1 | 0
Operable | 60025 | Greenbacker Renewable Energy Corporation |  | 64932 | Rushford Village | MN | Vertical | Fillmore | 513 | Solar Photovoltaic | PV |  | S | X | X |  |  | 1 |  | 1 | 1 |  | N |  |  | OP | X | 11 | 2021 | 2021 |  |  | N | IPP Non-CHP | IPP | IPP | 2 | X | SUN | Renewable | 1 | 0 | 1 | 0
Operable | 60025 | Greenbacker Renewable Energy Corporation |  | 64968 | Fall River Solar, LLC | SD | Vertical | Fall River | 452 | Solar Photovoltaic | PV |  | S | X | X |  |  | 80 |  | 80 | 80 |  | N |  |  | OP | X | 9 | 2023 | 2023 |  |  | N | IPP Non-CHP | IPP | IPP | 2 | X | SUN | Renewable | 80 | 0 | 1 | 0
Operable | 60025 | Greenbacker Renewable Energy Corporation |  | 64975 | Park St | VT | Vertical | Rutland | 628 | Solar Photovoltaic | PV |  | S | X | X |  |  | 1.8 |  | 1.8 | 1.8 |  | N |  |  | OP | X | 12 | 2014 | 2014 |  |  | N | IPP Non-CHP | IPP | IPP | 2 | X | SUN | Renewable | 1.8 | 0 | 1 | 0
Operable | 60025 | Greenbacker Renewable Energy Corporation |  | 65087 | Shamrock Solar LLC | WI | Vertical | Jackson | 554 | Solar Photovoltaic | PV |  | S | X | X |  |  | 3 |  | 3 | 3 |  | N |  |  | OP | X | 12 | 2021 | 2021 |  |  | N | IPP Non-CHP | IPP | IPP | 2 | X | SUN | Renewable | 3 | 0 | 1 | 0
Operable | 60025 | Greenbacker Renewable Energy Corporation |  | 65088 | Stromland Solar | WI | Vertical | Buffalo | 510 | Solar Photovoltaic | PV |  | S | X | X |  |  | 3 |  | 3 | 3 |  | N |  |  | OP | X | 12 | 2021 | 2021 |  |  | N | IPP Non-CHP | IPP | IPP | 2 | X | SUN | Renewable | 3 | 0 | 1 | 0
Operable | 60025 | Greenbacker Renewable Energy Corporation |  | 65091 | IGS KSBD | CA | Vertical | San Bernardino | 293 | Solar Photovoltaic | PV |  | S | X | X |  |  | 4.3 |  | 4.3 | 4.3 |  | N |  |  | OP | X | 3 | 2022 | 2022 |  |  | N | IPP Non-CHP | IPP | IPP | 2 | X | SUN | Renewable | 4.3 | 0 | 1 | 0
Operable | 60025 | Greenbacker Renewable Energy Corporation |  | 65092 | 115 G Fisher | MA | Restructured | Plymouth | 634 | Solar Photovoltaic | PV |  | S | X | X |  |  | 1 | 1 | 1 | 1 |  | N |  |  | OP | X | 10 | 2015 | 2015 |  |  | N | IPP Non-CHP | IPP | IPP | 2 | X | SUN | Renewable | 1 | 0 | 1 | 0
Operable | 60025 | Greenbacker Renewable Energy Corporation |  | 65093 | 154 D Fisher | MA | Restructured | Plymouth | 633 | Solar Photovoltaic | PV |  | S | X | X |  |  | 1 | 1 | 1 | 1 |  | N |  |  | OP | X | 12 | 2015 | 2015 |  |  | N | IPP Non-CHP | IPP | IPP | 2 | X | SUN | Renewable | 1 | 0 | 1 | 0
Operable | 60025 | Greenbacker Renewable Energy Corporation |  | 65094 | Jackson Legler Solar 1 LLC | NJ | Restructured | Ocean | 314 | Solar Photovoltaic | PV |  | S | X | X |  |  | 2.9 |  | 2.9 | 2.9 |  | N |  |  | OP | X | 12 | 2021 | 2021 |  |  | N | IPP Non-CHP | IPP | IPP | 2 | X | SUN | Renewable | 2.9 | 0 | 1 | 0
Operable | 60025 | Greenbacker Renewable Energy Corporation |  | 65095 | Mt Arlington Solar 1 LLC | NJ | Restructured | Morris | 196 | Solar Photovoltaic | PV |  | S | X | X |  |  | 1.6 |  | 1.6 | 1.6 |  | N |  |  | OP | X | 12 | 2021 | 2021 |  |  | N | IPP Non-CHP | IPP | IPP | 2 | X | SUN | Renewable | 1.6 | 0 | 1 | 0
Operable | 60025 | Greenbacker Renewable Energy Corporation |  | 65135 | ER Bone Hill Solar, LLC | VT | Vertical | Washington | 288 | Solar Photovoltaic | PV |  | S | X | X |  |  | 1.2 |  | 1.2 | 1.2 |  | N |  |  | OP | X | 9 | 2022 | 2022 |  |  | N | IPP Non-CHP | IPP | IPP | 2 | X | SUN | Renewable | 1.2 | 0 | 1 | 0
Operable | 60025 | Greenbacker Renewable Energy Corporation |  | 65166 | ER Center Road Solar, LLC | VT | Vertical | Caledonia | 287 | Solar Photovoltaic | PV |  | S | X | X |  |  | 2.1 |  | 2.1 | 2.1 |  | N |  |  | OP | X | 5 | 2022 | 2022 |  |  | N | IPP Non-CHP | IPP | IPP | 2 | X | SUN | Renewable | 2.1 | 0 | 1 | 0
Operable | 60025 | Greenbacker Renewable Energy Corporation |  | 65167 | Hudson County Solar | NJ | Restructured | Hudson | 470 | Solar Photovoltaic | PV |  | S | X | X |  |  | 1.2 |  | 1.2 | 1.2 |  | N |  |  | OP | X | 6 | 2022 | 2022 |  |  | N | IPP Non-CHP | IPP | IPP | 2 | X | SUN | Renewable | 1.2 | 0 | 1 | 0
Operable | 60025 | Greenbacker Renewable Energy Corporation |  | 65176 | WW-DC Solar 1, LLC | DC | Restructured | District of Columbia | 654 | Solar Photovoltaic | PV |  | S | X | X |  |  | 1.2 |  | 1.2 | 1.2 |  | N |  |  | OP | X | 5 | 2022 | 2022 |  |  | N | IPP Non-CHP | IPP | IPP | 2 | X | SUN | Renewable | 1.2 | 0 | 1 | 0
Operable | 60025 | Greenbacker Renewable Energy Corporation |  | 65183 | Norton LLC | MA | Restructured | Bristol | 671 | Solar Photovoltaic | PV |  | S | X | X |  |  | 3.3 |  | 3.3 | 3.3 |  | N |  |  | OP | X | 9 | 2020 | 2020 |  |  | N | IPP Non-CHP | IPP | IPP | 2 | X | SUN | Renewable | 3.3 | 0 | 1 | 0
Operable | 60025 | Greenbacker Renewable Energy Corporation |  | 65184 | Holliston LLC | MA | Restructured | Middlesex | 674 | Solar Photovoltaic | PV |  | S | X | X |  |  | 1.5 |  | 1.5 | 1.5 |  | N |  |  | OP | X | 10 | 2020 | 2020 |  |  | N | IPP Non-CHP | IPP | IPP | 2 | X | SUN | Renewable | 1.5 | 0 | 1 | 0
Operable | 60025 | Greenbacker Renewable Energy Corporation |  | 65216 | Woburn | MA | Restructured | Middlesex | 673 | Solar Photovoltaic | PV |  | S | X | X |  |  | 1.3 |  | 1.3 | 1.3 |  | N |  |  | OP | X | 12 | 2020 | 2020 |  |  | N | IPP Non-CHP | IPP | IPP | 2 | X | SUN | Renewable | 1.3 | 0 | 1 | 0
Operable | 60025 | Greenbacker Renewable Energy Corporation |  | 65227 | Ameresco Danville Solar, LLC | IL | Restructured | Vermilion | 401 | Solar Photovoltaic | PV |  | S | X | X |  |  | 2 |  | 2 | 2 |  | N |  |  | OP | X | 12 | 2021 | 2021 |  |  | N | IPP Non-CHP | IPP | IPP | 2 | X | SUN | Renewable | 2 | 0 | 1 | 0
Operable | 60025 | Greenbacker Renewable Energy Corporation |  | 65309 | Millersport GM 1 | NY | Restructured | Erie | 532 | Solar Photovoltaic | PV |  | S | X | X |  |  | 5 |  | 5 | 5 |  | N |  |  | OP | X | 3 | 2023 | 2023 |  |  | N | IPP Non-CHP | IPP | IPP | 2 | X | SUN | Renewable | 5 | 0 | 1 | 0
Operable | 60025 | Greenbacker Renewable Energy Corporation |  | 65563 | Robin NJ | NJ | Restructured | Mercer | 136 | Solar Photovoltaic | PV |  | S | X | X |  |  | 2.2 |  | 2.2 | 2.2 |  | N |  |  | OP | X | 4 | 2022 | 2022 |  |  | N | IPP Non-CHP | IPP | IPP | 2 | X | SUN | Renewable | 2.2 | 0 | 1 | 0
Operable | 60025 | Greenbacker Renewable Energy Corporation |  | 65618 | Gunnison Solar | UT | Vertical | Sanpete | 524 | Solar Photovoltaic | PV |  | S | X | X |  |  | 1.5 |  | 1.5 | 1.5 |  | N |  |  | OP | X | 9 | 2022 | 2022 |  |  | N | IPP Non-CHP | IPP | IPP | 2 | X | SUN | Renewable | 1.5 | 0 | 1 | 0
Operable | 60025 | Greenbacker Renewable Energy Corporation |  | 65619 | ER Sand Hill | VT | Vertical | Rutland | 289 | Solar Photovoltaic | PV |  | S | X | X |  |  | 2.2 |  | 2.2 | 2.2 |  | N |  |  | OP | X | 11 | 2022 | 2022 |  |  | N | IPP Non-CHP | IPP | IPP | 2 | X | SUN | Renewable | 2.2 | 0 | 1 | 0
Operable | 60025 | Greenbacker Renewable Energy Corporation |  | 65806 | DIA 8 | CO | Vertical | Denver | 528 | Solar Photovoltaic | PV |  | S | X | X |  |  | 4.5 |  | 4.5 | 4.5 |  | N |  |  | OP | X | 2 | 2023 | 2023 |  |  | N | IPP Non-CHP | IPP | IPP | 2 | X | SUN | Renewable | 4.5 | 0 | 1 | 0
Operable | 60025 | Greenbacker Renewable Energy Corporation |  | 65985 | IGS AKC1 | OH | Restructured | Summit | 461 | Solar Photovoltaic | PV |  | S | X | X |  |  | 3.8 |  | 3.8 | 3.8 |  | N |  |  | OP | X | 7 | 2023 | 2023 |  |  | N | IPP Non-CHP | IPP | IPP | 2 | X | SUN | Renewable | 3.8 | 0 | 1 | 0
Operable | 60025 | Greenbacker Renewable Energy Corporation |  | 66010 | IGS CMH4, LLC | OH | Restructured | Madison | 460 | Solar Photovoltaic | PV |  | S | X | X |  |  | 4.2 |  | 4.2 | 4.2 |  | N |  |  | OP | X | 7 | 2023 | 2023 |  |  | N | IPP Non-CHP | IPP | IPP | 2 | X | SUN | Renewable | 4.2 | 0 | 1 | 0
Operable | 60025 | Greenbacker Renewable Energy Corporation |  | 66035 | IGS SBD1 | CA | Vertical | San Bernardino | 457 | Solar Photovoltaic | PV |  | S | X | X |  |  | 2.6 |  | 2.6 | 2.6 |  | N |  |  | OP | X | 2 | 2023 | 2023 |  |  | N | IPP Non-CHP | IPP | IPP | 2 | X | SUN | Renewable | 2.6 | 0 | 1 | 0
Operable | 60025 | Greenbacker Renewable Energy Corporation |  | 66039 | IGS SBD2 | CA | Vertical | San Bernardino | 457 | Solar Photovoltaic | PV |  | S | X | X |  |  | 2.5 |  | 2.5 | 2.5 |  | N |  |  | OP | X | 2 | 2023 | 2023 |  |  | N | IPP Non-CHP | IPP | IPP | 2 | X | SUN | Renewable | 2.5 | 0 | 1 | 0
Operable | 60025 | Greenbacker Renewable Energy Corporation |  | 66068 | Maple City | IA | Vertical | Mitchell | 704 | Solar Photovoltaic | PV |  | S | X | X |  |  | 1.5 |  | 1.5 | 1.5 |  | N |  |  | OP | X | 12 | 2022 | 2022 |  |  | N | IPP Non-CHP | IPP | IPP | 2 | X | SUN | Renewable | 1.5 | 0 | 1 | 0
Operable | 60025 | Greenbacker Renewable Energy Corporation |  | 66069 | IGS PCW1 | OH | Restructured | Wood | 462 | Solar Photovoltaic | PV |  | S | X | X |  |  | 3.1 |  | 3.1 | 3.1 |  | N |  |  | OP | X | 7 | 2023 | 2023 |  |  | N | IPP Non-CHP | IPP | IPP | 2 | X | SUN | Renewable | 3.1 | 0 | 1 | 0
Operable | 60025 | Greenbacker Renewable Energy Corporation |  | 66094 | Bizer Creek | NY | Restructured | Erie | 561 | Solar Photovoltaic | PV |  | S | X | X |  |  | 1.5 |  | 1.5 | 1.5 |  | N |  |  | OP | X | 4 | 2023 | 2023 |  |  | N | IPP Non-CHP | IPP | IPP | 2 | X | SUN | Renewable | 1.5 | 0 | 1 | 0
Operable | 60025 | Greenbacker Renewable Energy Corporation |  | 66095 | Cortez Solar 1, LLC | CO | Vertical | Montezuma | 712 | Solar Photovoltaic | PV |  | S | X | X |  |  | 2.2 |  | 2.2 | 2.2 |  | N |  |  | OP | X | 12 | 2022 | 2022 |  |  | N | IPP Non-CHP | IPP | IPP | 2 | X | SUN | Renewable | 2.2 | 0 | 1 | 0
Operable | 60025 | Greenbacker Renewable Energy Corporation |  | 66097 | ER Bison Solar CSG | PA | Restructured | Union | 371 | Solar Photovoltaic | PV |  | S | X | X |  |  | 1.4 |  | 1.4 | 1.4 |  | N |  |  | OP | X | 1 | 2023 | 2023 |  |  | N | IPP Non-CHP | IPP | IPP | 2 | X | SUN | Renewable | 1.4 | 0 | 1 | 0
Operable | 60025 | Greenbacker Renewable Energy Corporation |  | 66098 | IGS VGT | NV | Vertical | Clark | 573 | Solar Photovoltaic | PV |  | S | X | X |  |  | 1 |  | 1 | 1 |  | N |  |  | OP | X | 11 | 2023 | 2023 |  |  | N | IPP Non-CHP | IPP | IPP | 2 | X | SUN | Renewable | 1 | 0 | 1 | 0
Operable | 60025 | Greenbacker Renewable Energy Corporation |  | 66099 | IGS LAS1 | NV | Vertical | Clark | 459 | Solar Photovoltaic | PV |  | S | X | X |  |  | 1 |  | 1 | 1 |  | N |  |  | OP | X | 7 | 2023 | 2023 |  |  | N | IPP Non-CHP | IPP | IPP | 2 | X | SUN | Renewable | 1 | 0 | 1 | 0
Operable | 60025 | Greenbacker Renewable Energy Corporation |  | 66141 | Cortez Solar 3, LLC | CO | Vertical | Montezuma | 711 | Solar Photovoltaic | PV |  | S | X | X |  |  | 2 |  | 2 | 2 |  | N |  |  | OP | X | 3 | 2023 | 2023 |  |  | N | IPP Non-CHP | IPP | IPP | 2 | X | SUN | Renewable | 2 | 0 | 1 | 0
Operable | 60025 | Greenbacker Renewable Energy Corporation |  | 66147 | Smithfield 3 | UT | Vertical | Beaver | 801 | Solar Photovoltaic | PV |  | S | X | X |  |  | 2 |  | 2 | 2 |  | N |  |  | OP | X | 7 | 2023 | 2023 |  |  | N | IPP Non-CHP | IPP | IPP | 2 | X | SUN | Renewable | 2 | 0 | 1 | 0
Operable | 60025 | Greenbacker Renewable Energy Corporation |  | 66160 | Friendship I | MD | Restructured | Howard | 569 | Solar Photovoltaic | PV |  | S | X | X |  |  | 2 |  | 2 | 2 |  | N |  |  | OP | X | 4 | 2023 | 2023 |  |  | N | IPP Non-CHP | IPP | IPP | 2 | X | SUN | Renewable | 2 | 0 | 1 | 0
Operable | 60025 | Greenbacker Renewable Energy Corporation |  | 66162 | Friendship II | MD | Restructured | Howard | 570 | Solar Photovoltaic | PV |  | S | X | X |  |  | 2 |  | 2 | 2 |  | N |  |  | OP | X | 4 | 2023 | 2023 |  |  | N | IPP Non-CHP | IPP | IPP | 2 | X | SUN | Renewable | 2 | 0 | 1 | 0
Operable | 60025 | Greenbacker Renewable Energy Corporation |  | 66165 | Pleasant Street | ME | Restructured | Franklin | 379 | Solar Photovoltaic | PV |  | S | X | X |  |  | 3 |  | 3 | 3 |  | N |  |  | OP | X | 12 | 2023 | 2023 |  |  | N | IPP Non-CHP | IPP | IPP | 2 | X | SUN | Renewable | 3 | 0 | 1 | 0
Operable | 60025 | Greenbacker Renewable Energy Corporation |  | 66166 | South Street - Middlebury | VT | Vertical | Addison | 291 | Solar Photovoltaic | PV |  | S | X | X |  |  | 5 |  | 5 | 5 |  | N |  |  | OP | X | 12 | 2023 | 2023 |  |  | N | IPP Non-CHP | IPP | IPP | 2 | X | SUN | Renewable | 5 | 0 | 1 | 0
Operable | 60025 | Greenbacker Renewable Energy Corporation |  | 66169 | Cortez Solar 2, LLC | CO | Vertical | Montezuma | 710 | Solar Photovoltaic | PV |  | S | X | X |  |  | 5 |  | 5 | 5 |  | N |  |  | OP | X | 7 | 2023 | 2023 |  |  | N | IPP Non-CHP | IPP | IPP | 2 | X | SUN | Renewable | 5 | 0 | 1 | 0
Operable | 60025 | Greenbacker Renewable Energy Corporation |  | 66741 | Richmond Hill | ME | Restructured | Sagadahoc | 575 | Solar Photovoltaic | PV |  | S | X | X |  |  | 1.8 |  | 1.8 | 1.8 |  | N |  |  | OP | X | 12 | 2023 | 2023 |  |  | N | IPP Non-CHP | IPP | IPP | 2 | X | SUN | Renewable | 1.8 | 0 | 1 | 0
Operable | 60025 | Greenbacker Renewable Energy Corporation |  | 66753 | Webster Creek (Oak 2) | WI | Vertical | Juneau | 714 | Solar Photovoltaic | PV |  | S | X | X |  |  | 1.5 |  | 1.5 | 1.5 |  | N |  |  | OP | X | 12 | 2023 | 2023 |  |  | N | IPP Non-CHP | IPP | IPP | 2 | X | SUN | Renewable | 1.5 | 0 | 1 | 0
Operable | 60025 | Greenbacker Renewable Energy Corporation |  | 66760 | Lemonweir (Oak 1) | WI | Vertical | Juneau | 713 | Solar Photovoltaic | PV |  | S | X | X |  |  | 3 |  | 3 | 3 |  | N |  |  | OP | X | 12 | 2023 | 2023 |  |  | N | IPP Non-CHP | IPP | IPP | 2 | X | SUN | Renewable | 3 | 0 | 1 | 0
Operable | 60025 | Greenbacker Renewable Energy Corporation |  | 66983 | MDU / NVSS-II | NV | Vertical | Nye | 822 | Solar Photovoltaic | PV |  | S | X | X |  |  | 13.5 |  | 13.5 | 13.5 |  | N |  |  | OP | X | 2 | 2017 | 2017 |  |  | N | IPP Non-CHP | IPP | IPP | 2 | X | SUN | Renewable | 13.5 | 0 | 1 | 0
Operable | 60025 | Greenbacker Renewable Energy Corporation |  | 66985 | Georgetown (Polk Burnett) | WI | Vertical | Polk | 722 | Solar Photovoltaic | PV |  | S | X | X |  |  | 2 |  | 2 | 2 |  | N |  |  | OP | X | 11 | 2023 | 2023 |  |  | N | IPP Non-CHP | IPP | IPP | 2 | X | SUN | Renewable | 2 | 0 | 1 | 0
Operable | 60025 | Greenbacker Renewable Energy Corporation |  | 66987 | Bluff Prairie (Vernon) | WI | Vertical | Vernon | 718 | Solar Photovoltaic | PV |  | S | X | X |  |  | 1.5 |  | 1.5 | 1.5 |  | N |  |  | OP | X | 11 | 2023 | 2023 |  |  | N | IPP Non-CHP | IPP | IPP | 2 | X | SUN | Renewable | 1.5 | 0 | 1 | 0
Operable | 58446 | Greenfield Wind Power, LLC |  | 58458 | Greenfield Wind | IA | Vertical | Adair | 1 | Onshore Wind Turbine | WT |  | S | X | X |  |  | 1.6 |  | 1.6 | 1.6 | 0 | N |  |  | OP | X | 8 | 2012 | 2012 |  |  | N | IPP Non-CHP | IPP | IPP | 2 | X | WND | Renewable | 1.6 | 0 | 1 | 0
Operable | 25 | Greenidge Generation Holdings LLC |  | 2527 | Greenidge Generation LLC | NY | Restructured | Yates | 4 | Natural Gas Steam Turbine | ST |  | S | X | X |  |  | 112 | 0.85 | 104.5 | 106.3 | 32 | N |  |  | OP | X | 12 | 1953 | Pre-2000 |  |  | N | IPP Non-CHP | IPP | IPP | 2 | X | NG | Non-Renewable | 0 | 112 | 0 | 1 | WDS
Operable | 59879 | Greenleaf Energy LLC |  | 10349 | Greenleaf 2 Power Plant | CA | Vertical | Sutter | GEN1 | Natural Gas Fired Combustion Turbine | GT |  | S | X | X |  |  | 49.5 | 0.89 | 49.5 | 49.5 | 40 | N |  |  | OP | X | 10 | 1989 | Pre-2000 |  |  | Y | IPP CHP | IPP | IPP | 3 | T | NG | Non-Renewable | 0 | 49.5 | 0 | 1
Operable | 56246 | Greensburg Wind Farm, LLC |  | 57118 | Greensburg | KS | Vertical | Kiowa | GEN 1 | Onshore Wind Turbine | WT |  | S | X | X | MKEC_KPP_GBURG | MKEC_KPP_GBURG | 12.5 |  | 12.5 | 12.5 | 0.1 | N |  |  | OP | X | 2 | 2010 | 2010 |  |  | N | IPP Non-CHP | IPP | IPP | 2 | X | WND | Renewable | 12.5 | 0 | 1 | 0
Operable | 65275 | Greenstone Solar, LLC |  | 66109 | Greenstone Solar, LLC | MI | Vertical | Branch | GRSS | Solar Photovoltaic | PV |  | S | X | X |  |  | 20 |  | 20 | 20 |  | N |  |  | OP | X | 10 | 2023 | 2023 |  |  | N | IPP Non-CHP | IPP | IPP | 2 | X | SUN | Renewable | 20 | 0 | 1 | 0
Operable | 7667 | Gregory Power Partners LLC |  | 55086 | Gregory Power Plant | TX | Restructured | San Patricio | GT1A | Natural Gas Fired Combined Cycle | CT | CC1 | S | X | N | LGE_LGE_GT1 | LGE_LGE_GT1 | 166 | 0.9 | 141 | 162 | 90 | N |  |  | OP | X | 7 | 2000 | 2000 |  |  | N | IPP Non-CHP | IPP | IPP | 2 | X | NG | Non-Renewable | 0 | 166 | 0 | 1
Operable | 7667 | Gregory Power Partners LLC |  | 55086 | Gregory Power Plant | TX | Restructured | San Patricio | GT1B | Natural Gas Fired Combined Cycle | CT | CC1 | S | X | N | LGE_LGE_GT2 | LGE_LGE_GT2 | 166 | 0.9 | 140 | 162 | 90 | N |  |  | OP | X | 7 | 2000 | 2000 |  |  | N | IPP Non-CHP | IPP | IPP | 2 | X | NG | Non-Renewable | 0 | 166 | 0 | 1
Operable | 7667 | Gregory Power Partners LLC |  | 55086 | Gregory Power Plant | TX | Restructured | San Patricio | STG | Natural Gas Fired Combined Cycle | CA | CC1 | S | Y | X | LGE_LGE_STG | LGE_LGE_STG | 100 | 0.9 | 85 | 87 | 5 | N |  |  | OP | X | 7 | 2000 | 2000 |  |  | N | IPP Non-CHP | IPP | IPP | 2 | X | NG | Non-Renewable | 0 | 100 | 0 | 1
Operable | 64982 | Griffin Road Solar 2, LLC |  | 65719 | Griffin Road Solar 2 | MA | Restructured | Worcester | 4809 | Solar Photovoltaic | PV |  | S | X | X |  |  | 1.4 |  | 1.4 | 1.2 |  | N |  |  | OP | X | 6 | 2020 | 2020 |  |  | N | IPP Non-CHP | IPP | IPP | 2 | X | SUN | Renewable | 1.4 | 0 | 1 | 0
Operable | 61693 | Griffin Road Solar, LLC |  | 62198 | Griffin Road Solar, LLC CSG | MA | Restructured | Worcester | 2639 | Solar Photovoltaic | PV |  | S | X | X |  |  | 2 |  | 2 | 1.6 |  | N |  |  | OP | X | 3 | 2018 | 2018 |  |  | N | IPP Non-CHP | IPP | IPP | 2 | X | SUN | Renewable | 2 | 0 | 1 | 0
Operable | 61942 | Griffin Trail Wind, LLC |  | 62411 | Griffin Trail Wind | TX | Restructured | Knox | GTWND | Onshore Wind Turbine | WT |  | S | X | X |  |  | 225.6 |  | 225.6 | 225.6 | 0.3 | N |  |  | OP | X | 7 | 2021 | 2021 |  |  | N | IPP Non-CHP | IPP | IPP | 2 | X | WND | Renewable | 225.6 | 0 | 1 | 0
Operable | 56090 | Griffith Energy LLC |  | 55124 | Griffith Energy LLC | AZ | Vertical | Mohave | CTG1 | Natural Gas Fired Combined Cycle | CT | 1111 | S | X | N |  |  | 176.6 | 0.85 | 147 | 147 | 75 | N |  |  | OP | X | 1 | 2002 | 2002 |  |  | N | IPP Non-CHP | IPP | IPP | 2 | X | NG | Non-Renewable | 0 | 176.6 | 0 | 1
Operable | 56090 | Griffith Energy LLC |  | 55124 | Griffith Energy LLC | AZ | Vertical | Mohave | CTG2 | Natural Gas Fired Combined Cycle | CT | 1111 | S | X | N |  |  | 176.6 | 0.85 | 147 | 147 | 75 | N |  |  | OP | X | 1 | 2002 | 2002 |  |  | N | IPP Non-CHP | IPP | IPP | 2 | X | NG | Non-Renewable | 0 | 176.6 | 0 | 1
Operable | 56090 | Griffith Energy LLC |  | 55124 | Griffith Energy LLC | AZ | Vertical | Mohave | STG | Natural Gas Fired Combined Cycle | CA | 1111 | S | Y | X |  |  | 301.8 | 0.85 | 276 | 276 | 50 | N |  |  | OP | X | 1 | 2002 | 2002 |  |  | N | IPP Non-CHP | IPP | IPP | 2 | X | NG | Non-Renewable | 0 | 301.8 | 0 | 1
Operable | 61303 | Grimm CSG LLC |  | 61689 | Grimm Community Solar | MN | Vertical | Renville | PV1 | Solar Photovoltaic | PV |  | S | X | X |  |  | 1 |  | 1 | 1 |  | N |  |  | OP | X | 5 | 2018 | 2018 |  |  | N | IPP Non-CHP | IPP | IPP | 2 | X | SUN | Renewable | 1 | 0 | 1 | 0
Operable | 64118 | Grissom Solar, LLC |  | 64450 | Grissom Solar, LLC | NC | Vertical | Halifax | GSF01 | Solar Photovoltaic | PV |  | S | X | X |  |  | 5 |  | 5 | 5 |  | N |  |  | OP | X | 5 | 2021 | 2021 |  |  | N | IPP Non-CHP | IPP | IPP | 2 | X | SUN | Renewable | 5 | 0 | 1 | 0
Operable | 64118 | Grissom Solar, LLC |  | 64450 | Grissom Solar, LLC | NC | Vertical | Halifax | GSF02 | Batteries | BA |  | S | X | X |  |  | 10 |  | 10 | 10 | 5 | N |  |  | OP | X | 5 | 2021 | 2021 |  |  | N | IPP Non-CHP | IPP | IPP | 2 | X | MWH | Other | 0 | 0 | 0 | 0
Operable | 54722 | Grizzly Mountain Ranch |  | 54308 | Three Forks Water Power Project | CA | Vertical | Trinity | 1 | Conventional Hydroelectric | HY |  | S | X | X |  |  | 1.3 | 0.8 | 1.2 | 1.2 | 0.1 | N |  |  | OP | X | 12 | 1984 | Pre-2000 |  |  | N | IPP Non-CHP | IPP | IPP | 2 | X | WAT | Renewable | 1.3 | 0 | 1 | 0
Operable | 65451 | Grizzly Ridge Solar LLC |  | 66410 | Grizzly Ridge Solar | TX | Restructured | Hamilton | 375 | Solar Photovoltaic | PV |  | S | X | X |  |  | 100 | 0.85 | 100 | 100 |  | N |  |  | OP | X | 10 | 2023 | 2023 |  |  | N | IPP Non-CHP | IPP | IPP | 2 | X | SUN | Renewable | 100 | 0 | 1 | 0
Operable | 62093 | Groton Fuel Cell 1 LLC |  | 60392 | Pfizer Groton Fuel Cell | CT | Restructured | New London | MM-24 | Other Natural Gas | FC |  | S | X | X |  |  | 2.8 |  | 2.8 | 2.8 | 0.6 | N |  |  | OP | X | 10 | 2016 | 2016 |  |  | Y | IPP CHP | IPP | IPP | 3 | T | NG | Non-Renewable | 0 | 2.8 | 0 | 1
Operable | 62093 | Groton Fuel Cell 1 LLC |  | 60392 | Pfizer Groton Fuel Cell | CT | Restructured | New London | MM-25 | Other Natural Gas | FC |  | S | X | X |  |  | 2.8 |  | 2.8 | 2.8 | 0.6 | N |  |  | OP | X | 10 | 2016 | 2016 |  |  | Y | IPP CHP | IPP | IPP | 3 | T | NG | Non-Renewable | 0 | 2.8 | 0 | 1
Operable | 60195 | Groton Station Fuel Cell, LLC |  | 61743 | Naval Sub Base New London Fuel Cell | CT | Restructured | New London | MMH2 | Other Natural Gas | FC |  | S | X | X | Gales Ferry 4495 |  | 3.7 | 1 | 3.7 | 3.7 | 0.4 | N |  |  | OP | X | 12 | 2022 | 2022 |  |  | N | IPP Non-CHP | IPP | IPP | 2 | X | NG | Non-Renewable | 0 | 3.7 | 0 | 1
Operable | 60195 | Groton Station Fuel Cell, LLC |  | 61743 | Naval Sub Base New London Fuel Cell | CT | Restructured | New London | MMH3 | Other Natural Gas | FC |  | S | X | X | Gales Ferry 4495 |  | 3.7 | 1 | 3.7 | 3.7 | 0.4 | N |  |  | OP | X | 12 | 2022 | 2022 |  |  | N | IPP Non-CHP | IPP | IPP | 2 | X | NG | Non-Renewable | 0 | 3.7 | 0 | 1
Operable | 60251 | GRP Franklin Renewable Energy Facility, LLC |  | 60550 | GRP Franklin Renewable Energy Facility | GA | Vertical | Franklin | GEN | Wood/Wood Waste Biomass | ST |  | S | X | X |  |  | 58 | 0.85 | 58 | 58 | 31 | N |  |  | OP | X | 12 | 2019 | 2019 |  |  | N | IPP Non-CHP | IPP | IPP | 2 | X | WDS | Renewable | 58 | 0 | 1 | 0
Operable | 60846 | GRP Madison Renewable Energy Facility, LLC |  | 61213 | GRP Madison Renewable Energy Facility | GA | Vertical | Madison | GEN | Wood/Wood Waste Biomass | ST |  | S | X | X |  |  | 58 | 0.85 | 58 | 58 | 31 | N |  |  | OP | X | 12 | 2019 | 2019 |  |  | N | IPP Non-CHP | IPP | IPP | 2 | X | WDS | Renewable | 58 | 0 | 1 | 0
Operable | 7743 | Grundy Center Mun Light & Power |  | 1145 | Grundy Center City Light Plant | IA | Vertical | Grundy | IC1 | Petroleum Liquids | IC |  | S | X | X |  |  | 2.2 | 0.8 | 2.2 | 2.2 | 2.2 | N |  |  | OP | X | 11 | 1963 | Pre-2000 |  |  | N | Electric Utility | Utility | Municipal | 1 | X | DFO | Non-Renewable | 0 | 2.2 | 0 | 1 | NG
Operable | 7743 | Grundy Center Mun Light & Power |  | 1145 | Grundy Center City Light Plant | IA | Vertical | Grundy | IC2 | Petroleum Liquids | IC |  | S | X | X |  |  | 3.5 | 0.8 | 3.5 | 3.5 | 3.5 | N |  |  | OP | X | 3 | 1972 | Pre-2000 |  |  | N | Electric Utility | Utility | Municipal | 1 | X | DFO | Non-Renewable | 0 | 3.5 | 0 | 1 | NG
Operable | 7743 | Grundy Center Mun Light & Power |  | 1145 | Grundy Center City Light Plant | IA | Vertical | Grundy | IC3 | Petroleum Liquids | IC |  | S | X | X |  |  | 3 | 0.8 | 3 | 3 | 3 | N |  |  | OP | X | 10 | 1990 | Pre-2000 |  |  | N | Electric Utility | Utility | Municipal | 1 | X | DFO | Non-Renewable | 0 | 3 | 0 | 1 | NG
Operable | 58178 | GSA Metropolitan Service Center |  | 58207 | Central Utility Plant at White Oak | MD | Restructured | Montgomery | G1 | Natural Gas Internal Combustion Engine | IC | CC1 | S | X | X |  |  | 5.7 | 0.8 | 5.6 | 5.6 | 1 | N |  |  | OP | X | 11 | 2003 | 2003 |  |  | Y | Commercial CHP | Customer Sited | Other | 5 | T | NG | Non-Renewable | 0 | 5.7 | 0 | 1 | DFO
Operable | 58178 | GSA Metropolitan Service Center |  | 58207 | Central Utility Plant at White Oak | MD | Restructured | Montgomery | G10 | Petroleum Liquids | IC |  | S | X | X |  |  | 2.3 | 0.8 | 2.3 | 2.3 | 0.5 | N |  |  | OP | X | 2 | 2014 | 2014 |  |  | N | Commercial CHP | Customer Sited | Other | 5 | X | DFO | Non-Renewable | 0 | 2.3 | 0 | 1
Operable | 58178 | GSA Metropolitan Service Center |  | 58207 | Central Utility Plant at White Oak | MD | Restructured | Montgomery | G11 | Petroleum Liquids | IC |  | S | X | X |  |  | 2.3 | 0.8 | 2.3 | 2.3 | 0.5 | N |  |  | OP | X | 2 | 2014 | 2014 |  |  | N | Commercial CHP | Customer Sited | Other | 5 | X | DFO | Non-Renewable | 0 | 2.3 | 0 | 1
Operable | 58178 | GSA Metropolitan Service Center |  | 58207 | Central Utility Plant at White Oak | MD | Restructured | Montgomery | G12 | Natural Gas Fired Combined Cycle | CA | CC1 | S | Y | X |  |  | 5 | 0.8 | 5 | 5 | 0.5 | N |  |  | OP | X | 2 | 2014 | 2014 |  |  | Y | Commercial CHP | Customer Sited | Other | 5 | T | NG | Non-Renewable | 0 | 5 | 0 | 1
Operable | 58178 | GSA Metropolitan Service Center |  | 58207 | Central Utility Plant at White Oak | MD | Restructured | Montgomery | G2 | Petroleum Liquids | IC |  | S | X | X |  |  | 2.3 | 0.8 | 2.3 | 2.3 | 0.5 | N |  |  | SB | Y | 11 | 2003 | 2003 |  |  | N | Commercial CHP | Customer Sited | Other | 5 | X | DFO | Non-Renewable | 0 | 2.3 | 0 | 1
Operable | 58178 | GSA Metropolitan Service Center |  | 58207 | Central Utility Plant at White Oak | MD | Restructured | Montgomery | G3 | Natural Gas Fired Combustion Turbine | GT |  | S | X | X |  |  | 4.3 | 0.8 | 4.3 | 4.6 | 0.5 | N |  |  | OP | X | 11 | 2003 | 2003 |  |  | Y | Commercial CHP | Customer Sited | Other | 5 | T | NG | Non-Renewable | 0 | 4.3 | 0 | 1
Operable | 58178 | GSA Metropolitan Service Center |  | 58207 | Central Utility Plant at White Oak | MD | Restructured | Montgomery | G4 | Natural Gas Fired Combustion Turbine | GT |  | S | X | X |  |  | 4.3 | 0.8 | 4.3 | 4.6 | 0.5 | N |  |  | OP | X | 4 | 2008 | 2008 |  |  | Y | Commercial CHP | Customer Sited | Other | 5 | T | NG | Non-Renewable | 0 | 4.3 | 0 | 1
Operable | 58178 | GSA Metropolitan Service Center |  | 58207 | Central Utility Plant at White Oak | MD | Restructured | Montgomery | G5 | Natural Gas Fired Combustion Turbine | GT |  | S | X | X |  |  | 4.3 | 0.8 | 4.3 | 4.6 | 0.5 | N |  |  | OP | X | 3 | 2009 | 2009 |  |  | Y | Commercial CHP | Customer Sited | Other | 5 | T | NG | Non-Renewable | 0 | 4.3 | 0 | 1
Operable | 58178 | GSA Metropolitan Service Center |  | 58207 | Central Utility Plant at White Oak | MD | Restructured | Montgomery | G6 | Natural Gas Fired Combustion Turbine | GT |  | S | X | X |  |  | 4.3 | 0.8 | 4.3 | 4.6 | 0.5 | N |  |  | OP | X | 5 | 2010 | 2010 |  |  | N | Commercial CHP | Customer Sited | Other | 5 | X | NG | Non-Renewable | 0 | 4.3 | 0 | 1
Operable | 58178 | GSA Metropolitan Service Center |  | 58207 | Central Utility Plant at White Oak | MD | Restructured | Montgomery | G7 | Natural Gas Fired Combined Cycle | CT | CC1 | S | X | N |  |  | 7.5 | 0.8 | 7.5 | 7.5 | 0.5 | N |  |  | OP | X | 2 | 2014 | 2014 |  |  | Y | Commercial CHP | Customer Sited | Other | 5 | T | NG | Non-Renewable | 0 | 7.5 | 0 | 1 | DFO
Operable | 58178 | GSA Metropolitan Service Center |  | 58207 | Central Utility Plant at White Oak | MD | Restructured | Montgomery | G8 | Natural Gas Fired Combined Cycle | CT | CC1 | S | X | N |  |  | 7.5 | 0.8 | 7.5 | 7.5 | 0.5 | N |  |  | OP | X | 2 | 2014 | 2014 |  |  | Y | Commercial CHP | Customer Sited | Other | 5 | T | NG | Non-Renewable | 0 | 7.5 | 0 | 1 | DFO
Operable | 58178 | GSA Metropolitan Service Center |  | 58207 | Central Utility Plant at White Oak | MD | Restructured | Montgomery | G9 | Natural Gas Fired Combined Cycle | CT | CC1 | S | X | Y |  |  | 4.5 | 0.8 | 4.5 | 4.5 | 0.5 | N |  |  | OP | X | 2 | 2014 | 2014 |  |  | Y | Commercial CHP | Customer Sited | Other | 5 | T | NG | Non-Renewable | 0 | 4.5 | 0 | 1
Operable | 64418 | GSEone |  | 62505 | G.S.E. One LLC | TX | Restructured | Fannin | 1 | Solar Photovoltaic | PV |  | S | X | X |  |  | 83 |  | 82.5 | 82.5 |  | N |  |  | OP | X | 9 | 2021 | 2021 |  |  | N | IPP Non-CHP | IPP | IPP | 2 | X | SUN | Renewable | 83 | 0 | 1 | 0
Operable | 62762 | GSPP Boxborough Littleton, LLC |  | 62890 | GSPP Boxborough Littleton (MA) | MA | Restructured | Middlesex | BOXBR | Solar Photovoltaic | PV |  | S | X | X |  |  | 4 |  | 4 | 4 |  | N |  |  | OP | X | 1 | 2019 | 2019 |  |  | N | IPP Non-CHP | IPP | IPP | 2 | X | SUN | Renewable | 4 | 0 | 1 | 0
Operable | 7751 | Guadalupe Blanco River Authority |  | 791 | Canyon | TX | Restructured | Comal | 1 | Conventional Hydroelectric | HY |  | S | X | X |  |  | 3 | 0.9 | 3 | 3 | 1 | N |  |  | OA | X | 1 | 1989 | Pre-2000 |  |  | N | Electric Utility | Utility | Municipal | 1 | X | WAT | Renewable | 3 | 0 | 1 | 0
Operable | 7751 | Guadalupe Blanco River Authority |  | 791 | Canyon | TX | Restructured | Comal | 2 | Conventional Hydroelectric | HY |  | S | X | X |  |  | 3 | 0.9 | 3 | 3 | 1 | N |  |  | OA | X | 1 | 1989 | Pre-2000 |  |  | N | Electric Utility | Utility | Municipal | 1 | X | WAT | Renewable | 3 | 0 | 1 | 0
Operable | 7751 | Guadalupe Blanco River Authority |  | 3581 | Abbott TP 3 | TX | Restructured | Guadalupe | 1 | Conventional Hydroelectric | HY |  | S | X | X |  |  | 1.4 | 0.8 | 1.4 | 1.4 | 1.1 |  |  |  | OS | X | 1 | 1927 | Pre-2000 |  |  | N | Electric Utility | Utility | Municipal | 1 | X | WAT | Renewable | 1.4 | 0 | 1 | 0
Operable | 7751 | Guadalupe Blanco River Authority |  | 3581 | Abbott TP 3 | TX | Restructured | Guadalupe | 2 | Conventional Hydroelectric | HY |  | S | X | X |  |  | 1.4 | 0.8 | 1.4 | 1.4 | 1.1 |  |  |  | OS | X | 1 | 1927 | Pre-2000 |  |  | N | Electric Utility | Utility | Municipal | 1 | X | WAT | Renewable | 1.4 | 0 | 1 | 0
Operable | 7751 | Guadalupe Blanco River Authority |  | 3582 | Dunlap TP 1 | TX | Restructured | Guadalupe | 1 | Conventional Hydroelectric | HY |  | S | X | X |  |  | 1.8 | 0.8 | 1.8 | 1.8 | 1.7 | N |  |  | OP | X | 1 | 1927 | Pre-2000 |  |  | N | Electric Utility | Utility | Municipal | 1 | X | WAT | Renewable | 1.8 | 0 | 1 | 0
Operable | 7751 | Guadalupe Blanco River Authority |  | 3582 | Dunlap TP 1 | TX | Restructured | Guadalupe | 2 | Conventional Hydroelectric | HY |  | S | X | X |  |  | 1.8 | 0.8 | 1.8 | 1.8 | 1.7 | N |  |  | OP | X | 1 | 1927 | Pre-2000 |  |  | N | Electric Utility | Utility | Municipal | 1 | X | WAT | Renewable | 1.8 | 0 | 1 | 0
Operable | 7751 | Guadalupe Blanco River Authority |  | 3583 | H 4 | TX | Restructured | Gonzales | 1 | Conventional Hydroelectric | HY |  | S | X | X |  |  | 2.4 | 0.8 | 2.4 | 2.4 | 0.5 |  |  |  | OS | X | 1 | 1931 | Pre-2000 |  |  | N | Electric Utility | Utility | Municipal | 1 | X | WAT | Renewable | 2.4 | 0 | 1 | 0
Operable | 7751 | Guadalupe Blanco River Authority |  | 3584 | H 5 | TX | Restructured | Gonzales | 1 | Conventional Hydroelectric | HY |  | S | X | X |  |  | 2.4 | 0.8 | 2.4 | 2.4 | 0.5 |  |  |  | OS | X | 1 | 1931 | Pre-2000 |  |  | N | Electric Utility | Utility | Municipal | 1 | X | WAT | Renewable | 2.4 | 0 | 1 | 0
Operable | 7751 | Guadalupe Blanco River Authority |  | 3585 | Nolte | TX | Restructured | Guadalupe | 1 | Conventional Hydroelectric | HY |  | S | X | X |  |  | 1.2 | 0.8 | 1.2 | 1.2 | 0.6 |  |  |  | OS | X | 1 | 1927 | Pre-2000 |  |  | N | Electric Utility | Utility | Municipal | 1 | X | WAT | Renewable | 1.2 | 0 | 1 | 0
Operable | 7751 | Guadalupe Blanco River Authority |  | 3585 | Nolte | TX | Restructured | Guadalupe | 2 | Conventional Hydroelectric | HY |  | S | X | X |  |  | 1.2 | 0.8 | 1.2 | 1.2 | 0.6 |  |  |  | OS | X | 1 | 1927 | Pre-2000 |  |  | N | Electric Utility | Utility | Municipal | 1 | X | WAT | Renewable | 1.2 | 0 | 1 | 0
Operable | 7751 | Guadalupe Blanco River Authority |  | 3586 | TP 4 | TX | Restructured | Guadalupe | 1 | Conventional Hydroelectric | HY |  | S | X | X |  |  | 2.4 | 0.8 | 2.4 | 2.4 | 0.5 | N |  |  | OS | X | 1 | 1932 | Pre-2000 |  |  | N | Electric Utility | Utility | Municipal | 1 | X | WAT | Renewable | 2.4 | 0 | 1 | 0
Operable | 57045 | Guadalupe Power Partners LP |  | 55153 | Guadalupe Generating Station | TX | Restructured | Guadalupe | CTG1 | Natural Gas Fired Combined Cycle | CT | STG1 | S | X | N | GUADGCC1 | GUADGCC1 | 171.1 | 0.85 | 153 | 161 | 100 | N |  |  | OP | X | 10 | 2000 | 2000 |  |  | N | IPP Non-CHP | IPP | IPP | 2 | X | NG | Non-Renewable | 0 | 171.1 | 0 | 1
Operable | 57045 | Guadalupe Power Partners LP |  | 55153 | Guadalupe Generating Station | TX | Restructured | Guadalupe | CTG2 | Natural Gas Fired Combined Cycle | CT | STG1 | S | X | N | GUADGCC1 | GUADGCC1 | 171.1 | 0.85 | 153 | 161 | 100 | N |  |  | OP | X | 10 | 2000 | 2000 |  |  | N | IPP Non-CHP | IPP | IPP | 2 | X | NG | Non-Renewable | 0 | 171.1 | 0 | 1
Operable | 57045 | Guadalupe Power Partners LP |  | 55153 | Guadalupe Generating Station | TX | Restructured | Guadalupe | CTG3 | Natural Gas Fired Combined Cycle | CT | STG2 | S | X | N | GUADGCC2 | GUADGCC2 | 171.1 | 0.85 | 153 | 160 | 100 | N |  |  | OP | X | 12 | 2000 | 2000 |  |  | N | IPP Non-CHP | IPP | IPP | 2 | X | NG | Non-Renewable | 0 | 171.1 | 0 | 1
Operable | 57045 | Guadalupe Power Partners LP |  | 55153 | Guadalupe Generating Station | TX | Restructured | Guadalupe | CTG4 | Natural Gas Fired Combined Cycle | CT | STG2 | S | X | N | GUADGCC2 | GUADGCC2 | 171.1 | 0.85 | 153 | 160 | 100 | N |  |  | OP | X | 12 | 2000 | 2000 |  |  | N | IPP Non-CHP | IPP | IPP | 2 | X | NG | Non-Renewable | 0 | 171.1 | 0 | 1
Operable | 57045 | Guadalupe Power Partners LP |  | 55153 | Guadalupe Generating Station | TX | Restructured | Guadalupe | STG1 | Natural Gas Fired Combined Cycle | CA | STG1 | S | Y | X | GUADGCC1 | GUADGCC1 | 201.9 | 0.85 | 196 | 200 | 138.5 | N |  |  | OP | X | 10 | 2000 | 2000 |  |  | N | IPP Non-CHP | IPP | IPP | 2 | X | NG | Non-Renewable | 0 | 201.9 | 0 | 1
Operable | 57045 | Guadalupe Power Partners LP |  | 55153 | Guadalupe Generating Station | TX | Restructured | Guadalupe | STG2 | Natural Gas Fired Combined Cycle | CA | STG2 | S | Y | X | GUADGCC2 | GUADGCC2 | 201.9 | 0.85 | 197 | 200 | 138.8 | N |  |  | OP | X | 10 | 2000 | 2000 |  |  | N | IPP Non-CHP | IPP | IPP | 2 | X | NG | Non-Renewable | 0 | 201.9 | 0 | 1
Operable | 62806 | Guernsey Power Station LLC |  | 62949 | Guernsey Power Station | OH | Restructured | Guernsey | GPS1 | Natural Gas Fired Combined Cycle | CS |  | S | Y | N |  | PJM | 685 | 0.85 | 594 | 625 | 275 | N |  |  | OP | X | 2 | 2023 | 2023 |  |  | N | IPP Non-CHP | IPP | IPP | 2 | X | NG | Non-Renewable | 0 | 685 | 0 | 1
Operable | 62806 | Guernsey Power Station LLC |  | 62949 | Guernsey Power Station | OH | Restructured | Guernsey | GPS2 | Natural Gas Fired Combined Cycle | CS |  | S | Y | N |  |  | 685 | 0.85 | 594 | 625 | 275 | N |  |  | OP | X | 2 | 2023 | 2023 |  |  | N | IPP Non-CHP | IPP | IPP | 2 | X | NG | Non-Renewable | 0 | 685 | 0 | 1
Operable | 62806 | Guernsey Power Station LLC |  | 62949 | Guernsey Power Station | OH | Restructured | Guernsey | GPS3 | Natural Gas Fired Combined Cycle | CS |  | S | Y | N |  |  | 685 | 0.85 | 594 | 625 | 275 | N |  |  | OP | X | 4 | 2023 | 2023 |  |  | N | IPP Non-CHP | IPP | IPP | 2 | X | NG | Non-Renewable | 0 | 685 | 0 | 1
Operable | 57142 | Gundersen Lutheran Biogas I LLC |  | 57824 | Onalaska Campus Landfill Biogas | WI | Vertical | La Crosse | 416LF | Landfill Gas | IC |  | S | X | X | NSP.NSP is the load node closest | NSP.NSP is the load node closest | 1.1 | 1 | 1.1 | 1.1 | 0.5 | N |  |  | OP | X | 3 | 2012 | 2012 |  |  | N | IPP Non-CHP | IPP | IPP | 2 | X | LFG | Renewable | 1.1 | 0 | 1 | 0
Operable | 63499 | Gunsight Solar, LLC |  | 63813 | Gunsight Solar, LLC | SC | Vertical | Lexington | PGR26 | Solar Photovoltaic | PV |  | S | X | X |  |  | 75 | 0.95 | 75 | 75 |  | N |  |  | OP | X | 12 | 2022 | 2022 |  |  | N | IPP Non-CHP | IPP | IPP | 2 | X | SUN | Renewable | 75 | 0 | 1 | 0
Operable | 61362 | GWCC PV Solar Farm |  | 61738 | GWCC PV Solar Farm | MD | Restructured | Prince Georges | SOLAR | Solar Photovoltaic | PV |  | S | X | X |  |  | 1.6 |  | 1.6 | 1.6 |  | N |  |  | OP | X | 1 | 2015 | 2015 |  |  | N | IPP Non-CHP | IPP | IPP | 2 | X | SUN | Renewable | 1.6 | 0 | 1 | 0
Operable | 63409 | GWE Cranberry Solar RT, LLC |  | 63697 | Cranberry Solar | MA | Restructured | Plymouth | 13440 | Solar Photovoltaic | PV |  | S | X | X |  |  | 1 |  | 1 | 1 |  | N |  |  | OP | X | 12 | 2016 | 2016 |  |  | N | IPP Non-CHP | IPP | IPP | 2 | X | SUN | Renewable | 1 | 0 | 1 | 0
Operable | 7833 | Gwitchyaa Zhee Utility Co |  | 7174 | Gwitchyaa Zhee | AK | Vertical | Yukon Koyukuk | 11 | Petroleum Liquids | IC |  | S | X | X |  |  | 0.4 | 0.98 | 0.2 | 0.3 | 0.2 | N |  |  | OP | X | 1 | 2022 | 2022 |  |  | N | Electric Utility | Utility | Investor Owned Utility | 1 | X | DFO | Non-Renewable | 0 | 0.4 | 0 | 1
Operable | 7833 | Gwitchyaa Zhee Utility Co |  | 7174 | Gwitchyaa Zhee | AK | Vertical | Yukon Koyukuk | 7 | Petroleum Liquids | IC |  | S | X | X |  |  | 1 | 0.98 | 0.4 | 0.6 | 0.2 | N |  |  | OP | X | 10 | 2015 | 2015 |  |  | Y | Electric Utility | Utility | Investor Owned Utility | 1 | T | DFO | Non-Renewable | 0 | 1 | 0 | 1
Operable | 7833 | Gwitchyaa Zhee Utility Co |  | 7174 | Gwitchyaa Zhee | AK | Vertical | Yukon Koyukuk | 8 | Petroleum Liquids | IC |  | S | X | X |  |  | 1 | 0.98 | 0.4 | 0.6 | 0.2 | N |  |  | OP | X | 8 | 2016 | 2016 |  |  | Y | Electric Utility | Utility | Investor Owned Utility | 1 | T | DFO | Non-Renewable | 0 | 1 | 0 | 1
Operable | 7833 | Gwitchyaa Zhee Utility Co |  | 7174 | Gwitchyaa Zhee | AK | Vertical | Yukon Koyukuk | 9 | Petroleum Liquids | IC |  | S | X | X |  |  | 0.4 | 0.98 | 0.2 | 0.3 | 0.2 | N |  |  | OP | X | 12 | 2016 | 2016 |  |  | Y | Electric Utility | Utility | Investor Owned Utility | 1 | T | DFO | Non-Renewable | 0 | 0.4 | 0 | 1
Operable | 60422 | H.A. Wagner LLC |  | 1554 | Herbert A Wagner | MD | Restructured | Anne Arundel | 1 | Petroleum Liquids | ST |  | S | X | X | 50689 | 50689 | 132.8 | 0.85 | 126 | 126 | 40 | N |  |  | OP | X | 2 | 1956 | Pre-2000 | 6 | 2025 | N | IPP Non-CHP | IPP | IPP | 2 | X | DFO | Non-Renewable | 0 | 132.8 | 0 | 1
Operable | 60422 | H.A. Wagner LLC |  | 1554 | Herbert A Wagner | MD | Restructured | Anne Arundel | 3 | Petroleum Liquids | ST |  | S | X | X | 50691 | 50691 | 359 | 0.9 | 305 | 305 | 105 | N |  |  | OP | X | 8 | 1966 | Pre-2000 | 6 | 2025 | N | IPP Non-CHP | IPP | IPP | 2 | X | DFO | Non-Renewable | 0 | 359 | 0 | 1
Operable | 60422 | H.A. Wagner LLC |  | 1554 | Herbert A Wagner | MD | Restructured | Anne Arundel | 4 | Petroleum Liquids | ST |  | S | X | X | 50692 | 50692 | 414.7 | 0.9 | 397 | 397 | 60 | N |  |  | OP | X | 8 | 1972 | Pre-2000 | 6 | 2025 | N | IPP Non-CHP | IPP | IPP | 2 | X | DFO | Non-Renewable | 0 | 414.7 | 0 | 1
Operable | 60422 | H.A. Wagner LLC |  | 1554 | Herbert A Wagner | MD | Restructured | Anne Arundel | GT1 | Petroleum Liquids | GT |  | S | X | X | 50688 | 50688 | 16 | 0.85 | 12.9 | 12.9 | 2 | N |  |  | OP | X | 8 | 1967 | Pre-2000 |  |  | N | IPP Non-CHP | IPP | IPP | 2 | X | DFO | Non-Renewable | 0 | 16 | 0 | 1
Operable | 56033 | Hackberry Wind LLC |  | 56823 | Hackberry Wind Farm | TX | Restructured | Shackelford | HWFG1 | Onshore Wind Turbine | WT |  | S | X | X |  |  | 165.6 |  | 162.3 | 162.3 | 0 | N |  |  | OP | X | 12 | 2008 | 2008 |  |  | N | IPP Non-CHP | IPP | IPP | 2 | X | WND | Renewable | 165.6 | 0 | 1 | 0
Operable | 61700 | Hadley 2 Solar, LLC |  | 62196 | Hadley 2 Solar, LLC CSG | MA | Restructured | Hampshire | 2368 | Solar Photovoltaic | PV |  | S | X | X |  |  | 1.9 |  | 1.9 | 1.3 |  | N |  |  | OP | X | 12 | 2016 | 2016 |  |  | N | IPP Non-CHP | IPP | IPP | 2 | X | SUN | Renewable | 1.9 | 0 | 1 | 0
Operable | 63841 | Hadley 3 Solar, LLC (North) |  | 64231 | Hadley 3 Solar (North) | MA | Restructured | Hampshire | 3093 | Solar Photovoltaic | PV |  | S | X | X |  |  | 3.9 |  | 3.9 | 3.1 |  | N |  |  | OP | X | 12 | 2019 | 2019 |  |  | N | IPP Non-CHP | IPP | IPP | 2 | X | SUN | Renewable | 3.9 | 0 | 1 | 0
Operable | 63822 | Hadley 3 Solar, LLC (South) |  | 64232 | Hadley 3 Solar (South) | MA | Restructured | Hampshire | 6554 | Solar Photovoltaic | PV |  | S | X | X |  |  | 2 |  | 2 | 1.6 |  | N |  |  | OP | X | 12 | 2019 | 2019 |  |  | N | IPP Non-CHP | IPP | IPP | 2 | X | SUN | Renewable | 2 | 0 | 1 | 0
Operable | 60222 | Haida Energy, Inc. |  | 59037 | Hiilangaay Hydro | AK | Vertical | Prince of Wales Ketchikan | GEN 1 | Conventional Hydroelectric | HY |  | J | X | X |  |  | 5 | 0.8 | 5 | 5 | 0 | N |  |  | OP | X | 1 | 2021 | 2021 |  |  | N | Electric Utility | Utility | IPP | 1 | X | WAT | Renewable | 5 | 0 | 1 | 0
Operable | 56732 | Haleon PLC |  | 57390 | Haleon York RDC Solar Facility | PA | Restructured | York | 1 | Solar Photovoltaic | PV |  | S | X | X |  |  | 2.6 |  | 1.6 | 1 |  | N |  |  | OP | X | 12 | 2010 | 2010 |  |  | N | IPP Non-CHP | IPP | IPP | 2 | X | SUN | Renewable | 2.6 | 0 | 1 | 0
Operable | 63109 | Hales Mills Solar, LLC |  | 63339 | Hales Mills Solar, LLC | NY | Restructured | Fulton | 6609 | Solar Photovoltaic | PV |  | S | X | X |  |  | 5 |  | 3.6 | 2.9 |  | N |  |  | OP | X | 10 | 2020 | 2020 |  |  | N | IPP Non-CHP | IPP | IPP | 2 | X | SUN | Renewable | 5 | 0 | 1 | 0
Operable | 61128 | Haley Solar, LLC |  | 61523 | Haley Solar | SC | Vertical | Allendale | PGRD1 | Solar Photovoltaic | PV |  | S | X | X |  |  | 8.2 |  | 8.2 | 8.2 |  | N |  |  | OP | X | 12 | 2017 | 2017 |  |  | N | IPP Non-CHP | IPP | IPP | 2 | X | SUN | Renewable | 8.2 | 0 | 1 | 0
Operable | 65239 | Hallador Power Company, LLC |  | 6213 | Merom | IN | Vertical | Sullivan | 1 | Conventional Steam Coal | ST |  | S | X | X | HE.MEROM1 | HE.MEROM1 | 540 | 0.9 | 489 | 494 | 240 | N |  |  | OP | X | 9 | 1983 | Pre-2000 |  |  | N | Electric Utility | Utility | IPP | 1 | X | BIT | Non-Renewable | 0 | 540 | 0 | 1
Operable | 65239 | Hallador Power Company, LLC |  | 6213 | Merom | IN | Vertical | Sullivan | 2 | Conventional Steam Coal | ST |  | S | X | X | HE.MEROM2 | HE.MEROM2 | 540 | 0.9 | 489 | 496 | 240 | N |  |  | OP | X | 2 | 1982 | Pre-2000 |  |  | N | Electric Utility | Utility | IPP | 1 | X | BIT | Non-Renewable | 0 | 540 | 0 | 1
Operable | 61213 | Hamakua Energy, LLC |  | 55369 | Hamakua Energy Plant | HI | Vertical | Hawaii | CT1 | Petroleum Liquids | CT | CC1 | S | X | N |  |  | 23 | 1 | 21.7 | 21.7 | 5.8 | N |  |  | OP | X | 7 | 2000 | 2000 |  |  | N | IPP Non-CHP | IPP | IPP | 2 | X | WO | Non-Renewable | 0 | 23 | 0 | 1 | OBL | DFO
Operable | 61213 | Hamakua Energy, LLC |  | 55369 | Hamakua Energy Plant | HI | Vertical | Hawaii | CT2 | Petroleum Liquids | CT | CC1 | S | X | N |  |  | 23 | 1 | 21.7 | 21.7 | 5.8 | N |  |  | OP | X | 10 | 2000 | 2000 |  |  | N | IPP Non-CHP | IPP | IPP | 2 | X | WO | Non-Renewable | 0 | 23 | 0 | 1 | OBL | DFO
Operable | 61213 | Hamakua Energy, LLC |  | 55369 | Hamakua Energy Plant | HI | Vertical | Hawaii | ST1 | Petroleum Liquids | CA | CC1 | S | N | X |  |  | 20 | 0.999 | 17.4 | 17.4 | 0 | N |  |  | OP | X | 10 | 2000 | 2000 |  |  | N | IPP Non-CHP | IPP | IPP | 2 | X | WO | Non-Renewable | 0 | 20 | 0 | 1 | OBL | DFO
Operable | 58417 | Hamilton Liberty O&M LLC |  | 58420 | Hamilton Liberty | PA | Restructured | Bradford | GEN1 | Natural Gas Fired Combined Cycle | CS |  | S | Y | N | 1218914170 | 1218914170 | 435 | 0.9 | 385 | 425 | 240 | N |  |  | OP | X | 6 | 2016 | 2016 |  |  | N | IPP Non-CHP | IPP | IPP | 2 | X | NG | Non-Renewable | 0 | 435 | 0 | 1
Operable | 58417 | Hamilton Liberty O&M LLC |  | 58420 | Hamilton Liberty | PA | Restructured | Bradford | GEN2 | Natural Gas Fired Combined Cycle | CS |  | S | Y | N | 1218914171 | 1218914171 | 435 | 0.9 | 380 | 425 | 240 | N |  |  | OP | X | 7 | 2016 | 2016 |  |  | N | IPP Non-CHP | IPP | IPP | 2 | X | NG | Non-Renewable | 0 | 435 | 0 | 1
Operable | 64025 | Hamilton Operating Services, LLC |  | 58426 | Hamilton Patriot Generation Plant | PA | Restructured | Lycoming | GEN1 | Natural Gas Fired Combined Cycle | CS |  | W | Y | N |  |  | 435 | 0.9 | 390 | 455 | 250 | N |  |  | OP | X | 7 | 2016 | 2016 |  |  | N | IPP Non-CHP | IPP | IPP | 2 | X | NG | Non-Renewable | 0 | 435 | 0 | 1
Operable | 64025 | Hamilton Operating Services, LLC |  | 58426 | Hamilton Patriot Generation Plant | PA | Restructured | Lycoming | GEN2 | Natural Gas Fired Combined Cycle | CS |  | W | Y | N |  |  | 435 | 0.9 | 375 | 425 | 250 | N |  |  | OP | X | 7 | 2016 | 2016 |  |  | N | IPP Non-CHP | IPP | IPP | 2 | X | NG | Non-Renewable | 0 | 435 | 0 | 1
Operable | 63035 | Hamilton Power, LLC |  | 3109 | Hamilton (PA) | PA | Restructured | Adams | 1 | Petroleum Liquids | GT |  | S | X | X | 50738 | HAMILTON 13 KV HAMLTN | 19.6 | 0.85 | 20.4 | 24 | 18 | N |  |  | OP | X | 6 | 1971 | Pre-2000 |  |  | N | IPP Non-CHP | IPP | IPP | 2 | X | DFO | Non-Renewable | 0 | 19.6 | 0 | 1
Operable | 58795 | Hamilton Wind Energy LLC |  | 58927 | Story City Wind Project | IA | Vertical | Story | WT01 | Onshore Wind Turbine | WT |  | S | X | X |  |  | 1.5 |  | 1.5 | 1.5 | 0.1 | N |  |  | OP | X | 10 | 2010 | 2010 |  |  | N | IPP Non-CHP | IPP | IPP | 2 | X | WND | Renewable | 1.5 | 0 | 1 | 0
Operable | 63400 | Hammer Community Solar LLC |  | 63684 | Hammer Community (CSG) | MN | Vertical | Sherburne | HAMR | Solar Photovoltaic | PV |  | S | X | X |  |  | 1 |  | 1 | 1 |  | N |  |  | OP | X | 8 | 2020 | 2020 |  |  | N | IPP Non-CHP | IPP | IPP | 2 | X | SUN | Renewable | 1 | 0 | 1 | 0
Operable | 9357 | Hampshire Paper Co Inc |  | 10116 | Hampshire Paper | NY | Restructured | St Lawrence | 5 | Conventional Hydroelectric | HY |  | S | X | X |  |  | 3.4 | 0.9 | 1.8 | 2.7 | 0.4 | N |  |  | OP | X | 5 | 1987 | Pre-2000 |  |  | N | IPP Non-CHP | IPP | IPP | 2 | X | WAT | Renewable | 3.4 | 0 | 1 | 0
Operable | 64572 | Hampstead Solar, LLC |  | 65281 | Bomber CSG | MD | Restructured | Carroll | BOMB | Solar Photovoltaic | PV |  | S | X | X |  |  | 6 |  | 6 | 6 |  | N |  |  | OP | X | 12 | 2021 | 2021 |  |  | N | IPP Non-CHP | IPP | IPP | 2 | X | SUN | Renewable | 6 | 0 | 1 | 0
Operable | 57344 | Hampton Lumber Mills - Washington Inc |  | 57969 | Darrington | WA | Vertical | Snohomish | GEN1 | Wood/Wood Waste Biomass | ST |  | S | X | X |  |  | 4.5 | 0.8 | 4.5 | 4.5 | 1 | N |  |  | OP | X | 2 | 2007 | 2007 |  |  | Y | Industrial CHP | Customer Sited | Other | 7 | T | WDS | Renewable | 4.5 | 0 | 1 | 0
Operable | 60964 | Hampton Solar I, LLC |  | 61325 | Hampton Solar I | SC | Vertical | Hampton | PGRB3 | Solar Photovoltaic | PV |  | S | X | X |  |  | 6.8 |  | 6.8 | 6.8 |  | N |  |  | OP | X | 8 | 2017 | 2017 |  |  | N | IPP Non-CHP | IPP | IPP | 2 | X | SUN | Renewable | 6.8 | 0 | 1 | 0
Operable | 61095 | Hampton Solar II, LLC |  | 61498 | Hampton Solar 2 | SC | Vertical | Hampton | HAM2 | Solar Photovoltaic | PV |  | S | X | X |  |  | 20 |  | 20 | 20 |  | N |  |  | OP | X | 12 | 2017 | 2017 |  |  | N | IPP Non-CHP | IPP | IPP | 2 | X | SUN | Renewable | 20 | 0 | 1 | 0
Operable | 8027 | Handsome Lake Energy LLC |  | 55233 | Handsome Lake Energy LLC | PA | Restructured | Venango | GT01 | Natural Gas Fired Combustion Turbine | GT |  | S | X | X | HANDSOME13 KV CT1 | HANDSOME13 KV CT1 | 58.9 | 0.85 | 53.5 | 53.5 | 22 | N |  |  | OP | X | 8 | 2001 | 2001 |  |  | N | IPP Non-CHP | IPP | IPP | 2 | X | NG | Non-Renewable | 0 | 58.9 | 0 | 1
Operable | 8027 | Handsome Lake Energy LLC |  | 55233 | Handsome Lake Energy LLC | PA | Restructured | Venango | GT02 | Natural Gas Fired Combustion Turbine | GT |  | S | X | X | HANDSOME13 KV CT2 | HANDSOME13 KV CT2 | 58.9 | 0.85 | 53.5 | 53.5 | 22 | N |  |  | OP | X | 8 | 2001 | 2001 |  |  | N | IPP Non-CHP | IPP | IPP | 2 | X | NG | Non-Renewable | 0 | 58.9 | 0 | 1
Operable | 8027 | Handsome Lake Energy LLC |  | 55233 | Handsome Lake Energy LLC | PA | Restructured | Venango | GT03 | Natural Gas Fired Combustion Turbine | GT |  | S | X | X | HANDSOME13 KV CT3 | HANDSOME13 KV CT3 | 58.9 | 0.85 | 53.5 | 53.5 | 22 | N |  |  | OP | X | 7 | 2001 | 2001 |  |  | N | IPP Non-CHP | IPP | IPP | 2 | X | NG | Non-Renewable | 0 | 58.9 | 0 | 1
Operable | 8027 | Handsome Lake Energy LLC |  | 55233 | Handsome Lake Energy LLC | PA | Restructured | Venango | GT04 | Natural Gas Fired Combustion Turbine | GT |  | S | X | X | HANDSOME13 KV CT4 | HANDSOME13 KV CT4 | 58.9 | 0.85 | 53.5 | 53.5 | 22 | N |  |  | OP | X | 7 | 2001 | 2001 |  |  | N | IPP Non-CHP | IPP | IPP | 2 | X | NG | Non-Renewable | 0 | 58.9 | 0 | 1
Operable | 8027 | Handsome Lake Energy LLC |  | 55233 | Handsome Lake Energy LLC | PA | Restructured | Venango | GT05 | Natural Gas Fired Combustion Turbine | GT |  | S | X | X | HANDSOME13 KV CT5 | HANDSOME13 KV CT5 | 58.9 | 0.85 | 53.5 | 53.5 | 22 | N |  |  | OP | X | 7 | 2001 | 2001 |  |  | N | IPP Non-CHP | IPP | IPP | 2 | X | NG | Non-Renewable | 0 | 58.9 | 0 | 1
Operable | 61952 | Hanford Renewable Energy LLC |  | 62418 | Verwey-Hanford Dairy Digester #2 | CA | Vertical | Kings | 4 | Other Waste Biomass | IC |  | S | X | X |  |  | 1 | 1 | 1 | 1 | 0.6 | N |  |  | OP | X | 7 | 2019 | 2019 |  |  | N | Industrial Non-CHP | Customer Sited | Other | 6 | X | OBG | Renewable | 1 | 0 | 1 | 0
Operable | 61952 | Hanford Renewable Energy LLC |  | 62419 | Verwey-Hanford Dairy Digester #3 | CA | Vertical | Kings | 4 | Other Waste Biomass | IC |  | S | X | X |  |  | 1 | 1 | 1 | 1 | 0.6 | N |  |  | OP | X | 7 | 2019 | 2019 |  |  | N | Industrial Non-CHP | Customer Sited | Other | 6 | X | OBG | Renewable | 1 | 0 | 1 | 0
Operable | 58949 | Hangar 160 LLC |  | 59144 | Brighton PV Solar Plant | CO | Vertical | Adams | 15755 | Solar Photovoltaic | PV |  | S | X | X |  |  | 1.8 |  | 1.8 | 1.8 |  | N |  |  | OP | X | 12 | 2012 | 2012 |  |  | N | IPP Non-CHP | IPP | IPP | 2 | X | SUN | Renewable | 1.8 | 0 | 1 | 0
Operable | 58596 | Hanwha Q CELLS USA |  | 58651 | Kalaeloa Renewable Energy Park | HI | Vertical | Honolulu | KREP | Solar Photovoltaic | PV |  | W | X | X |  |  | 5 |  | 5 | 5 |  | N |  |  | OP | X | 1 | 2014 | 2014 |  |  | N | IPP Non-CHP | IPP | IPP | 2 | X | SUN | Renewable | 5 | 0 | 1 | 0
Operable | 58596 | Hanwha Q CELLS USA |  | 58770 | Maywood Photovoltaic Project | IN | Vertical | Marion | 1 | Solar Photovoltaic | PV |  | W | X | X |  |  | 8 |  | 8 | 8 |  | N |  |  | OP | X | 3 | 2014 | 2014 |  |  | N | IPP Non-CHP | IPP | IPP | 2 | X | SUN | Renewable | 8 | 0 | 1 | 0
Operable | 62657 | Harbec Energy |  | 62736 | Harbec Energy | NY | Restructured | Wayne | 250KW | Onshore Wind Turbine | WT |  | S | X | X |  |  | 0.3 |  | 0.3 | 0.3 | 0 | N |  |  | OS | X | 12 | 2001 | 2001 |  |  | N | Industrial CHP | Customer Sited | Other | 7 | X | WND | Renewable | 0.3 | 0 | 1 | 0
Operable | 62657 | Harbec Energy |  | 62736 | Harbec Energy | NY | Restructured | Wayne | 850KW | Onshore Wind Turbine | WT |  | S | X | X |  |  | 0.9 |  | 0.9 | 0.9 | 0 | N |  |  | OP | X | 12 | 2011 | 2011 |  |  | N | Industrial CHP | Customer Sited | Other | 7 | X | WND | Renewable | 0.9 | 0 | 1 | 0
Operable | 62657 | Harbec Energy |  | 62736 | Harbec Energy | NY | Restructured | Wayne | CPH | Natural Gas Fired Combustion Turbine | GT |  | S | X | X |  |  | 0.5 | 1 | 0.5 | 0.5 | 0 | N |  |  | OP | X | 12 | 2015 | 2015 |  |  | Y | Industrial CHP | Customer Sited | Other | 7 | T | NG | Non-Renewable | 0 | 0.5 | 0 | 1
Operable | 8303 | Harbor Cogeneration Co. |  | 50541 | Harbor Cogen | CA | Vertical | Los Angeles | GEN1 | Natural Gas Fired Combined Cycle | CT | HCCC | S | X | N | HARBGN_7_UNITS | HARBGN_7_UNITS | 82.3 | 1 | 80.8 | 84.5 | 65 | N |  |  | OP | X | 12 | 1988 | Pre-2000 |  |  | N | IPP Non-CHP | IPP | IPP | 2 | X | NG | Non-Renewable | 0 | 82.3 | 0 | 1
Operable | 8303 | Harbor Cogeneration Co. |  | 50541 | Harbor Cogen | CA | Vertical | Los Angeles | ST1 | Natural Gas Fired Combined Cycle | CA | HCCC | S | N | X | HARBGN_7_UNITS | HARBGN_7_UNITS | 13.6 | 1 | 9.9 | 10.4 | 0 | N |  |  | OP | X | 6 | 2001 | 2001 |  |  | N | IPP Non-CHP | IPP | IPP | 2 | X | NG | Non-Renewable | 0 | 13.6 | 0 | 1
Operable | 8303 | Harbor Cogeneration Co. |  | 50541 | Harbor Cogen | CA | Vertical | Los Angeles | ST2 | Natural Gas Fired Combined Cycle | CA | HCCC | S | N | X | HARBGN_7_UNITS | HARBGN_7_UNITS | 11.5 | 1 | 11 | 11 | 0 | N |  |  | OP | X | 6 | 2001 | 2001 |  |  | N | IPP Non-CHP | IPP | IPP | 2 | X | NG | Non-Renewable | 0 | 11.5 | 0 | 1
Operable | 65254 | Harbor Road Solar 1, LLC |  | 66077 | Harbor Road Solar 1 | MA | Restructured | Berkshire | 27582 | Solar Photovoltaic | PV |  | S | X | X |  |  | 2 |  | 2 | 1.8 |  | N |  |  | OP | X | 12 | 2021 | 2021 |  |  | N | IPP Non-CHP | IPP | IPP | 2 | X | SUN | Renewable | 2 | 0 | 1 | 0
Operable | 8122 | Harlan Municipal Utilities - (IA) |  | 1146 | Harlan | IA | Vertical | Shelby | HMU1 | Petroleum Liquids | IC |  | S | X | X |  |  | 1.7 | 0.99 | 1.6 | 1.6 | 0.1 | N |  |  | SB | Y | 7 | 2001 | 2001 |  |  | N | Electric Utility | Utility | Municipal | 1 | X | DFO | Non-Renewable | 0 | 1.7 | 0 | 1
Operable | 8122 | Harlan Municipal Utilities - (IA) |  | 1146 | Harlan | IA | Vertical | Shelby | HMU2 | Petroleum Liquids | IC |  | S | X | X |  |  | 1.7 | 0.99 | 1.6 | 1.6 | 0.1 | N |  |  | SB | Y | 7 | 2001 | 2001 |  |  | N | Electric Utility | Utility | Municipal | 1 | X | DFO | Non-Renewable | 0 | 1.7 | 0 | 1
Operable | 63382 | Harlem Hospital Center |  | 63671 | Harlem Hospital Center | NY | Restructured | New York | CAT1 | Petroleum Liquids | IC |  | S | X | X |  |  | 1 | 0.8 | 1 | 1 | 0.1 | N |  |  | SB | N | 1 | 2008 | 2008 |  |  | N | Commercial Non-CHP | Customer Sited | Other | 4 | X | DFO | Non-Renewable | 0 | 1 | 0 | 1
Operable | 63382 | Harlem Hospital Center |  | 63671 | Harlem Hospital Center | NY | Restructured | New York | CAT2 | Petroleum Liquids | IC |  | S | X | X |  |  | 1 | 0.8 | 1 | 1 | 0.1 | N |  |  | SB | N | 1 | 2008 | 2008 |  |  | N | Commercial Non-CHP | Customer Sited | Other | 4 | X | DFO | Non-Renewable | 0 | 1 | 0 | 1
Operable | 63382 | Harlem Hospital Center |  | 63671 | Harlem Hospital Center | NY | Restructured | New York | CAT3 | Petroleum Liquids | IC |  | S | X | X |  |  | 1 | 0.8 | 1 | 1 | 0.1 | N |  |  | SB | N | 1 | 2008 | 2008 |  |  | N | Commercial Non-CHP | Customer Sited | Other | 4 | X | DFO | Non-Renewable | 0 | 1 | 0 | 1
Operable | 63382 | Harlem Hospital Center |  | 63671 | Harlem Hospital Center | NY | Restructured | New York | CAT4 | Petroleum Liquids | IC |  | S | X | X |  |  | 1 | 0.8 | 1 | 1 | 0.1 | N |  |  | SB | N | 1 | 2008 | 2008 |  |  | N | Commercial Non-CHP | Customer Sited | Other | 4 | X | DFO | Non-Renewable | 0 | 1 | 0 | 1
Operable | 63382 | Harlem Hospital Center |  | 63671 | Harlem Hospital Center | NY | Restructured | New York | CAT5 | Petroleum Liquids | IC |  | S | X | X |  |  | 0.4 | 0.8 | 0.4 | 0.4 | 0.1 | N |  |  | SB | N | 1 | 2008 | 2008 |  |  | N | Commercial Non-CHP | Customer Sited | Other | 4 | X | DFO | Non-Renewable | 0 | 0.4 | 0 | 1
Operable | 63292 | Harmony Florida Solar LLC |  | 63582 | Harmony Solar | FL | Vertical | Osceola | HFS | Solar Photovoltaic | PV |  | S | X | X |  |  | 74.5 |  | 74.5 | 74.5 |  | N |  |  | OP | X | 6 | 2020 | 2020 |  |  | N | IPP Non-CHP | IPP | IPP | 2 | X | SUN | Renewable | 74.5 | 0 | 1 | 0
Operable | 8181 | Harrisburg Authority |  | 10118 | Harrisburg Facility | PA | Restructured | Dauphin | GEN3 | Municipal Solid Waste | ST |  | W | X | X |  |  | 24.1 | 1 | 16.7 | 16.7 | 4 | N |  |  | OP | X | 4 | 2006 | 2006 |  |  | Y | IPP CHP | IPP | IPP | 3 | T | MSW | Renewable | 24.1 | 0 | 1 | 0 | NG
Operable | 63629 | Harrison Solar, LLC |  | 63975 | Harrison Solar, LLC | NC | Vertical | Sampson | HARS | Solar Photovoltaic | PV |  | S | X | X |  |  | 5 |  | 5 | 5 |  | N |  |  | OP | X | 12 | 2020 | 2020 |  |  | N | IPP Non-CHP | IPP | IPP | 2 | X | SUN | Renewable | 5 | 0 | 1 | 0
Operable | 62962 | Hartmann Community Solar LLC |  | 63174 | Hartmann Project CSG | MN | Vertical | Sherburne | TC3 | Solar Photovoltaic | PV |  | S | X | X |  |  | 1 |  | 1 | 1 |  | N |  |  | OP | X | 12 | 2019 | 2019 |  |  | N | IPP Non-CHP | IPP | IPP | 2 | X | SUN | Renewable | 1 | 0 | 1 | 0
Operable | 66103 | Hartree Partners LP |  | 58079 | Newark Energy Center | NJ | Restructured | Essex | GT-1 | Natural Gas Fired Combined Cycle | CT | CCST | S | X | N | NEWARKEC18KV | NEWARKEC18KV | 225 | 0.85 | 209.3 | 231 | 80 | N |  |  | OP | X | 9 | 2015 | 2015 |  |  | N | IPP Non-CHP | IPP | IPP | 2 | X | NG | Non-Renewable | 0 | 225 | 0 | 1
Operable | 66103 | Hartree Partners LP |  | 58079 | Newark Energy Center | NJ | Restructured | Essex | GT-2 | Natural Gas Fired Combined Cycle | CT | CCST | S | X | N | NEWARKEC18KV | NEWARKEC18KV | 225 | 0.85 | 210.4 | 231 | 80 | N |  |  | OP | X | 9 | 2015 | 2015 |  |  | N | IPP Non-CHP | IPP | IPP | 2 | X | NG | Non-Renewable | 0 | 225 | 0 | 1
Operable | 66103 | Hartree Partners LP |  | 58079 | Newark Energy Center | NJ | Restructured | Essex | STG-1 | Natural Gas Fired Combined Cycle | CA | CCST | S | Y | X | NEWARKEC18KV | NEWARKEC18KV | 285 | 0.85 | 285.3 | 287.5 | 60 | N |  |  | OP | X | 9 | 2015 | 2015 |  |  | N | IPP Non-CHP | IPP | IPP | 2 | X | NG | Non-Renewable | 0 | 285 | 0 | 1
Operable | 64775 | Harts Mills Solar, LLC |  | 64144 | Harts Mill Solar, LLC | NC | Vertical | Edgecombe | HMS01 | Solar Photovoltaic | PV |  | S | X | X |  |  | 80 |  | 80 | 80 |  | N |  |  | OP | X | 12 | 2020 | 2020 |  |  | N | IPP Non-CHP | IPP | IPP | 2 | X | SUN | Renewable | 80 | 0 | 1 | 0
Operable | 60267 | Hartz Solar Hamilton, LLC |  | 60489 | Hamilton Solar-Crosswicks | NJ | Restructured | Mercer | PV1 | Solar Photovoltaic | PV |  | S | X | X |  |  | 3.5 |  | 3.5 | 3.5 |  | N |  |  | OP | X | 12 | 2011 | 2011 |  |  | N | IPP Non-CHP | IPP | IPP | 2 | X | SUN | Renewable | 3.5 | 0 | 1 | 0
Operable | 60267 | Hartz Solar Hamilton, LLC |  | 60489 | Hamilton Solar-Crosswicks | NJ | Restructured | Mercer | PV2 | Solar Photovoltaic | PV |  | S | X | X |  |  | 4 |  | 4 | 4 |  | N |  |  | OP | X | 12 | 2011 | 2011 |  |  | N | IPP Non-CHP | IPP | IPP | 2 | X | SUN | Renewable | 4 | 0 | 1 | 0
Operable | 60268 | Hartz Solar, LLC |  | 60500 | Westside Avenue | NJ | Restructured | Hudson | 1 | Solar Photovoltaic | PV |  | S | X | X |  |  | 1 |  | 0.9 | 0.6 |  | N |  |  | OP | X | 3 | 2011 | 2011 |  |  | N | Commercial Non-CHP | Customer Sited | Other | 4 | X | SUN | Renewable | 1 | 0 | 1 | 0
Operable | 60268 | Hartz Solar, LLC |  | 60501 | Hartz Way | NJ | Restructured | Hudson | 1 | Solar Photovoltaic | PV |  | S | X | X |  |  | 1 |  | 0.9 | 0.6 |  | N |  |  | OP | X | 12 | 2010 | 2010 |  |  | N | Commercial Non-CHP | Customer Sited | Other | 4 | X | SUN | Renewable | 1 | 0 | 1 | 0
Operable | 60268 | Hartz Solar, LLC |  | 60806 | North Bergen Solar | NJ | Restructured | Hudson | PV1 | Solar Photovoltaic | PV |  | S | X | X |  |  | 1.6 |  | 1.7 | 1.1 |  | N |  |  | OP | X | 10 | 2016 | 2016 |  |  | N | IPP Non-CHP | IPP | IPP | 2 | X | SUN | Renewable | 1.6 | 0 | 1 | 0
Operable | 60268 | Hartz Solar, LLC |  | 62325 | 46 Meadowlands Parkway | NJ | Restructured | Hudson | 1 | Solar Photovoltaic | PV |  | S | X | X |  |  | 1.5 |  | 1.5 | 1.2 |  | N |  |  | OP | X | 9 | 2018 | 2018 |  |  | N | Commercial Non-CHP | Customer Sited | Other | 4 | X | SUN | Renewable | 1.5 | 0 | 1 | 0
Operable | 60268 | Hartz Solar, LLC |  | 62326 | 77 Metro Way | NJ | Restructured | Hudson | 1 | Solar Photovoltaic | PV |  | S | X | X |  |  | 1 |  | 1 | 0.7 |  | N |  |  | OP | X | 9 | 2018 | 2018 |  |  | N | Commercial Non-CHP | Customer Sited | Other | 4 | X | SUN | Renewable | 1 | 0 | 1 | 0
Operable | 60268 | Hartz Solar, LLC |  | 63366 | 435A Bergen Avenue | NJ | Restructured | Hudson | 1 | Solar Photovoltaic | PV |  | S | X | X |  |  | 1.4 | 1 | 1.4 | 1.1 |  | N |  |  | OP | X | 7 | 2019 | 2019 |  |  | N | Commercial Non-CHP | Customer Sited | Other | 4 | X | SUN | Renewable | 1.4 | 0 | 1 | 0
Operable | 60268 | Hartz Solar, LLC |  | 64502 | 7448 Candlewood Road | MD | Restructured | Anne Arundel | 1 | Solar Photovoltaic | PV |  | S | X | X |  |  | 1.5 |  | 1.5 | 1.2 |  | N |  |  | OP | X | 4 | 2020 | 2020 |  |  | N | Commercial Non-CHP | Customer Sited | Other | 4 | X | SUN | Renewable | 1.5 | 0 | 1 | 0
Operable | 60268 | Hartz Solar, LLC |  | 65280 | 601 Doremus CDG | NJ | Restructured | Essex | 1 | Solar Photovoltaic | PV |  | S | X | X |  |  | 1.5 |  | 1.5 | 1.1 |  | N |  |  | OP | X | 8 | 2021 | 2021 |  |  | N | IPP Non-CHP | IPP | IPP | 2 | X | SUN | Renewable | 1.5 | 0 | 1 | 0
Operable | 60268 | Hartz Solar, LLC |  | 65289 | 5601 Westside CDG | NJ | Restructured | Hudson | 1 | Solar Photovoltaic | PV |  | S | X | X |  |  | 1.5 |  | 1.5 | 1.1 |  | N |  |  | OP | X | 11 | 2021 | 2021 |  |  | N | IPP Non-CHP | IPP | IPP | 2 | X | SUN | Renewable | 1.5 | 0 | 1 | 0
Operable | 60268 | Hartz Solar, LLC |  | 67121 | Bay Avenue CDG | NJ | Restructured | Union | BAYCS | Solar Photovoltaic | PV |  | S | X | X |  |  | 3 |  | 3 | 2.3 |  | N |  |  | OP | X | 12 | 2023 | 2023 |  |  | N | Commercial Non-CHP | Customer Sited | Other | 4 | X | SUN | Renewable | 3 | 0 | 1 | 0
Operable | 57256 | Harvest II Windfarm, LLC |  | 57888 | Harvest 2 | MI | Vertical | Huron | 1 | Onshore Wind Turbine | WT |  | S | X | X | DECO.EXGNHW2 | DECO.EXGNHW2 | 59.4 |  | 59.4 | 59.4 | 0.4 | N |  |  | OP | X | 11 | 2012 | 2012 |  |  | N | IPP Non-CHP | IPP | IPP | 2 | X | WND | Renewable | 59.4 | 0 | 1 | 0
Operable | 28473 | Harvest Midstream Co |  | 50205 | Williams Ignacio Natural Gas Plant | CO | Vertical | La Plata | 7101 | All Other | ST |  | S | X | X |  |  | 6.1 | 0.8 | 6.1 | 6.1 | 4.5 | N |  |  | OP | X | 12 | 1984 | Pre-2000 |  |  | N | Industrial Non-CHP | Customer Sited | Other | 6 | X | WH | Other | 0 | 0 | 0 | 0
Operable | 60719 | Harvest Ridge Wind Farm |  | 61161 | Harvest Ridge Wind Farm | IL | Restructured | Douglas | GEN01 | Onshore Wind Turbine | WT |  | S | X | X |  |  | 202 |  | 202 | 202 | 1.3 | N |  |  | OP | X | 7 | 2020 | 2020 |  |  | N | IPP Non-CHP | IPP | IPP | 2 | X | WND | Renewable | 202 | 0 | 1 | 0
Operable | 56499 | Harvest Wind Project TIC |  | 57152 | Harvest Wind Project | WA | Vertical | Klickitat | HWP1 | Onshore Wind Turbine | WT |  | S | X | X |  |  | 98.9 |  | 98.9 | 98.9 | 0 | N |  |  | OP | X | 12 | 2009 | 2009 |  |  | N | IPP Non-CHP | IPP | IPP | 2 | X | WND | Renewable | 98.9 | 0 | 1 | 0
Operable | 55873 | Harvest Windfarm, LLC |  | 56635 | Harvest | MI | Vertical | Huron | 1 | Onshore Wind Turbine | WT |  | S | X | X | DECO.HVSTW | DECO.HVSTW | 52.8 |  | 51.2 | 51.2 | 0.9 | N |  |  | OP | X | 1 | 2008 | 2008 |  |  | N | IPP Non-CHP | IPP | IPP | 2 | X | WND | Renewable | 52.8 | 0 | 1 | 0
Operable | 8248 | Hastings Lock & Dam |  | 54285 | Hastings City Hydroelectric | MN | Vertical | Dakota | 1 | Conventional Hydroelectric | HY |  | S | X | X |  |  | 2.2 | 0.9 | 2 | 2 | 0.2 | N |  |  | OP | X | 1 | 1992 | Pre-2000 |  |  | N | IPP Non-CHP | IPP | IPP | 2 | X | WAT | Renewable | 2.2 | 0 | 1 | 0
Operable | 8248 | Hastings Lock & Dam |  | 54285 | Hastings City Hydroelectric | MN | Vertical | Dakota | 2 | Conventional Hydroelectric | HY |  | S | X | X |  |  | 2.2 | 0.9 | 2 | 2 | 0.2 | N |  |  | OP | X | 1 | 1992 | Pre-2000 |  |  | N | IPP Non-CHP | IPP | IPP | 2 | X | WAT | Renewable | 2.2 | 0 | 1 | 0
Operable | 56926 | Hatch Solar Energy Center I, LLC |  | 57591 | Hatch Solar Energy Center I, LLC | NM | Vertical | Dona Ana | 1 | Solar Photovoltaic | PV |  | S | X | X |  |  | 5 |  | 5 | 5 |  | N |  |  | OP | X | 6 | 2011 | 2011 |  |  | N | IPP Non-CHP | IPP | IPP | 2 | X | SUN | Renewable | 5 | 0 | 1 | 0
Operable | 60926 | Hatfield Renewables, LLC |  | 61299 | Hatfield Renewables Community Solar | MA | Restructured | Hampshire | 2599 | Solar Photovoltaic | PV |  | S | X | X |  |  | 1.9 |  | 1.9 | 1.5 |  | N |  |  | OP | X | 9 | 2017 | 2017 |  |  | N | IPP Non-CHP | IPP | IPP | 2 | X | SUN | Renewable | 1.9 | 0 | 1 | 0
Operable | 60326 | Hattiesburg Farm, LLC |  | 60552 | Hattiesburg Solar Farm | MS | Vertical | Forrest | HATTI | Solar Photovoltaic | PV |  | S | X | X |  |  | 50 |  | 50 | 50 |  | N |  |  | OP | X | 10 | 2017 | 2017 |  |  | N | IPP Non-CHP | IPP | IPP | 2 | X | SUN | Renewable | 50 | 0 | 1 | 0
Operable | 58187 | Haviland Plastic Products Co |  | 58220 | Haviland Plastic Products | OH | Restructured | Paulding | WTGA | Onshore Wind Turbine | WT |  | S | X | X |  |  | 1.5 |  | 1.5 | 1.5 | 0.1 | N |  |  | OP | X | 5 | 2013 | 2013 |  |  | N | Industrial Non-CHP | Customer Sited | Other | 6 | X | WND | Renewable | 1.5 | 0 | 1 | 0
Operable | 58187 | Haviland Plastic Products Co |  | 58220 | Haviland Plastic Products | OH | Restructured | Paulding | WTGB | Onshore Wind Turbine | WT |  | S | X | X |  |  | 1.5 |  | 1.5 | 1.5 | 0.1 | N |  |  | OP | X | 5 | 2013 | 2013 |  |  | N | Industrial Non-CHP | Customer Sited | Other | 6 | X | WND | Renewable | 1.5 | 0 | 1 | 0
Operable | 58187 | Haviland Plastic Products Co |  | 58220 | Haviland Plastic Products | OH | Restructured | Paulding | WTGC | Onshore Wind Turbine | WT |  | S | X | X |  |  | 1.5 |  | 1.5 | 1.5 | 0.1 | N |  |  | OP | X | 6 | 2013 | 2013 |  |  | N | Industrial Non-CHP | Customer Sited | Other | 6 | X | WND | Renewable | 1.5 | 0 | 1 | 0
Operable | 4980 | Haw River Hydro Co |  | 10258 | Haw River Hydro | NC | Vertical | Alamance | 1 | Conventional Hydroelectric | HY |  | S | X | X |  |  | 1 | 0.8 | 1 | 1 | 0.2 | N |  |  | OP | X | 9 | 1981 | Pre-2000 |  |  | N | IPP Non-CHP | IPP | IPP | 2 | X | WAT | Renewable | 1 | 0 | 1 | 0
Operable | 4980 | Haw River Hydro Co |  | 10258 | Haw River Hydro | NC | Vertical | Alamance | 2 | Conventional Hydroelectric | HY |  | S | X | X |  |  | 0.5 | 0.8 | 0.5 | 0.5 | 0.1 | N |  |  | OP | X | 6 | 1982 | Pre-2000 |  |  | N | IPP Non-CHP | IPP | IPP | 2 | X | WAT | Renewable | 0.5 | 0 | 1 | 0
Operable | 8287 | Hawaii Electric Light Co Inc |  | 768 | Waimea | HI | Vertical | Hawaii | 12 | Petroleum Liquids | IC |  | S | X | X |  |  | 2.5 | 0.9 | 2.5 | 2.5 | 0.5 | N |  |  | OP | X | 12 | 1970 | Pre-2000 |  |  | N | Electric Utility | Utility | Investor Owned Utility | 1 | X | DFO | Non-Renewable | 0 | 2.5 | 0 | 1
Operable | 8287 | Hawaii Electric Light Co Inc |  | 768 | Waimea | HI | Vertical | Hawaii | 13 | Petroleum Liquids | IC |  | S | X | X |  |  | 2.5 | 0.9 | 2.5 | 2.5 | 0.5 | N |  |  | OP | X | 5 | 1972 | Pre-2000 |  |  | N | Electric Utility | Utility | Investor Owned Utility | 1 | X | DFO | Non-Renewable | 0 | 2.5 | 0 | 1
Operable | 8287 | Hawaii Electric Light Co Inc |  | 768 | Waimea | HI | Vertical | Hawaii | 14 | Petroleum Liquids | IC |  | S | X | X |  |  | 2.5 | 0.9 | 2.5 | 2.5 | 0.5 | N |  |  | OP | X | 5 | 1972 | Pre-2000 |  |  | N | Electric Utility | Utility | Investor Owned Utility | 1 | X | DFO | Non-Renewable | 0 | 2.5 | 0 | 1
Operable | 8287 | Hawaii Electric Light Co Inc |  | 769 | Kanoelehua | HI | Vertical | Hawaii | 11 | Petroleum Liquids | IC |  | S | X | X |  |  | 2 | 0.9 | 2 | 2 | 2 | N |  |  | OP | X | 9 | 1962 | Pre-2000 |  |  | N | Electric Utility | Utility | Investor Owned Utility | 1 | X | DFO | Non-Renewable | 0 | 2 | 0 | 1
Operable | 8287 | Hawaii Electric Light Co Inc |  | 769 | Kanoelehua | HI | Vertical | Hawaii | 15 | Petroleum Liquids | IC |  | S | X | X |  |  | 2.5 | 0.9 | 2.5 | 2.5 | 0.5 | N |  |  | OP | X | 8 | 1972 | Pre-2000 |  |  | N | Electric Utility | Utility | Investor Owned Utility | 1 | X | DFO | Non-Renewable | 0 | 2.5 | 0 | 1
Operable | 8287 | Hawaii Electric Light Co Inc |  | 769 | Kanoelehua | HI | Vertical | Hawaii | 16 | Petroleum Liquids | IC |  | S | X | X |  |  | 2.5 | 0.9 | 2.5 | 2.5 | 0.5 | N |  |  | OP | X | 8 | 1972 | Pre-2000 |  |  | N | Electric Utility | Utility | Investor Owned Utility | 1 | X | DFO | Non-Renewable | 0 | 2.5 | 0 | 1
Operable | 8287 | Hawaii Electric Light Co Inc |  | 769 | Kanoelehua | HI | Vertical | Hawaii | 17 | Petroleum Liquids | IC |  | S | X | X |  |  | 2.5 | 0.9 | 2.5 | 2.5 | 0.5 | N |  |  | OP | X | 12 | 1973 | Pre-2000 |  |  | N | Electric Utility | Utility | Investor Owned Utility | 1 | X | DFO | Non-Renewable | 0 | 2.5 | 0 | 1
Operable | 8287 | Hawaii Electric Light Co Inc |  | 769 | Kanoelehua | HI | Vertical | Hawaii | CT1 | Petroleum Liquids | GT |  | S | X | X |  |  | 11.5 | 0.9 | 10.5 | 10.5 | 2.5 | N |  |  | OP | X | 1 | 1962 | Pre-2000 |  |  | N | Electric Utility | Utility | Investor Owned Utility | 1 | X | DFO | Non-Renewable | 0 | 11.5 | 0 | 1
Operable | 8287 | Hawaii Electric Light Co Inc |  | 771 | Puueo | HI | Vertical | Hawaii | 1 | Conventional Hydroelectric | HY |  | S | X | X |  |  | 0.7 | 0.9 | 0.7 | 0.7 | 0.1 | N |  |  | OP | X | 12 | 1918 | Pre-2000 |  |  | N | Electric Utility | Utility | Investor Owned Utility | 1 | X | WAT | Renewable | 0.7 | 0 | 1 | 0
Operable | 8287 | Hawaii Electric Light Co Inc |  | 771 | Puueo | HI | Vertical | Hawaii | 2A | Conventional Hydroelectric | HY |  | S | X | X |  |  | 2.4 | 0.9 | 2.4 | 2.4 | 0.3 | N |  |  | OP | X | 10 | 2005 | 2005 |  |  | N | Electric Utility | Utility | Investor Owned Utility | 1 | X | WAT | Renewable | 2.4 | 0 | 1 | 0
Operable | 8287 | Hawaii Electric Light Co Inc |  | 772 | W H Hill | HI | Vertical | Hawaii | 5 | Petroleum Liquids | ST |  | S | X | X |  |  | 14.1 | 0.9 | 14.1 | 14.1 | 5 | N |  |  | OP | X | 12 | 1965 | Pre-2000 |  |  | N | Electric Utility | Utility | Investor Owned Utility | 1 | X | RFO | Non-Renewable | 0 | 14.1 | 0 | 1 | DFO
Operable | 8287 | Hawaii Electric Light Co Inc |  | 772 | W H Hill | HI | Vertical | Hawaii | 6 | Petroleum Liquids | ST |  | S | X | X |  |  | 23 | 0.9 | 21.4 | 21.4 | 8 | N |  |  | OP | X | 12 | 1974 | Pre-2000 |  |  | N | Electric Utility | Utility | Investor Owned Utility | 1 | X | RFO | Non-Renewable | 0 | 23 | 0 | 1 | DFO
Operable | 8287 | Hawaii Electric Light Co Inc |  | 774 | Waiau Hydro | HI | Vertical | Hawaii | 1 | Conventional Hydroelectric | HY |  | S | X | X |  |  | 0.7 | 0.9 | 0.7 | 0.7 | 0.1 | N |  |  | OP | X | 12 | 1921 | Pre-2000 |  |  | N | Electric Utility | Utility | Investor Owned Utility | 1 | X | WAT | Renewable | 0.7 | 0 | 1 | 0
Operable | 8287 | Hawaii Electric Light Co Inc |  | 774 | Waiau Hydro | HI | Vertical | Hawaii | 2 | Conventional Hydroelectric | HY |  | S | X | X |  |  | 0.3 | 0.9 | 0.3 | 0.3 | 0.1 | N |  |  | OP | X | 12 | 1928 | Pre-2000 |  |  | N | Electric Utility | Utility | Investor Owned Utility | 1 | X | WAT | Renewable | 0.3 | 0 | 1 | 0
Operable | 8287 | Hawaii Electric Light Co Inc |  | 7130 | Puna | HI | Vertical | Hawaii | 1 | Petroleum Liquids | ST |  | S | X | X |  |  | 15.5 | 0.9 | 14 | 14 | 6 | N |  |  | OP | X | 8 | 1988 | Pre-2000 |  |  | N | Electric Utility | Utility | Investor Owned Utility | 1 | X | RFO | Non-Renewable | 0 | 15.5 | 0 | 1 | DFO
Operable | 8287 | Hawaii Electric Light Co Inc |  | 7130 | Puna | HI | Vertical | Hawaii | 3 | Petroleum Liquids | GT |  | S | X | X |  |  | 23.6 | 0.9 | 20 | 20 | 7 | N |  |  | OP | X | 8 | 1992 | Pre-2000 |  |  | N | Electric Utility | Utility | Investor Owned Utility | 1 | X | DFO | Non-Renewable | 0 | 23.6 | 0 | 1
Operable | 8287 | Hawaii Electric Light Co Inc |  | 8083 | Keahole | HI | Vertical | Hawaii | 2 | Petroleum Liquids | GT |  | S | X | X |  |  | 17.6 | 0.9 | 15.9 | 15.9 | 5 | N |  |  | OP | X | 11 | 1989 | Pre-2000 |  |  | N | Electric Utility | Utility | Investor Owned Utility | 1 | X | DFO | Non-Renewable | 0 | 17.6 | 0 | 1
Operable | 8287 | Hawaii Electric Light Co Inc |  | 8083 | Keahole | HI | Vertical | Hawaii | 21 | Petroleum Liquids | IC |  | S | X | X |  |  | 2.5 | 0.9 | 2.5 | 2.5 | 0.5 | N |  |  | OP | X | 11 | 1984 | Pre-2000 |  |  | N | Electric Utility | Utility | Investor Owned Utility | 1 | X | DFO | Non-Renewable | 0 | 2.5 | 0 | 1
Operable | 8287 | Hawaii Electric Light Co Inc |  | 8083 | Keahole | HI | Vertical | Hawaii | 22 | Petroleum Liquids | IC |  | S | X | X |  |  | 2.5 | 0.9 | 2.5 | 2.5 | 0.5 | N |  |  | OP | X | 11 | 1984 | Pre-2000 |  |  | N | Electric Utility | Utility | Investor Owned Utility | 1 | X | DFO | Non-Renewable | 0 | 2.5 | 0 | 1
Operable | 8287 | Hawaii Electric Light Co Inc |  | 8083 | Keahole | HI | Vertical | Hawaii | 23 | Petroleum Liquids | IC |  | S | X | X |  |  | 2.5 | 0.9 | 2.5 | 2.5 | 0.5 | N |  |  | OP | X | 3 | 1988 | Pre-2000 |  |  | N | Electric Utility | Utility | Investor Owned Utility | 1 | X | DFO | Non-Renewable | 0 | 2.5 | 0 | 1
Operable | 8287 | Hawaii Electric Light Co Inc |  | 8083 | Keahole | HI | Vertical | Hawaii | 7 | Petroleum Liquids | CA | CC1 | S | N | X |  |  | 18 | 0.9 | 16 | 16 | 3.5 | N |  |  | OP | X | 6 | 2009 | 2009 |  |  | N | Electric Utility | Utility | Investor Owned Utility | 1 | X | DFO | Non-Renewable | 0 | 18 | 0 | 1
Operable | 8287 | Hawaii Electric Light Co Inc |  | 8083 | Keahole | HI | Vertical | Hawaii | CT4 | Petroleum Liquids | CT | CC1 | S | X | Y |  |  | 23 | 0.9 | 19.8 | 21.6 | 7 | N |  |  | OP | X | 5 | 2004 | 2004 |  |  | N | Electric Utility | Utility | Investor Owned Utility | 1 | X | DFO | Non-Renewable | 0 | 23 | 0 | 1
Operable | 8287 | Hawaii Electric Light Co Inc |  | 8083 | Keahole | HI | Vertical | Hawaii | CT5 | Petroleum Liquids | CT | CC1 | S | X | Y |  |  | 23 | 0.9 | 19.8 | 21.6 | 7 | N |  |  | OP | X | 6 | 2004 | 2004 |  |  | N | Electric Utility | Utility | Investor Owned Utility | 1 | X | DFO | Non-Renewable | 0 | 23 | 0 | 1
Operable | 19547 | Hawaiian Electric Co Inc |  | 765 | Kahe | HI | Vertical | Honolulu | K1 | Petroleum Liquids | ST |  | S | X | X |  |  | 81.6 | 0.8 | 77.9 | 77.9 | 20 | N |  |  | OP | X | 3 | 1963 | Pre-2000 |  |  | N | Electric Utility | Utility | Investor Owned Utility | 1 | X | RFO | Non-Renewable | 0 | 81.6 | 0 | 1
Operable | 19547 | Hawaiian Electric Co Inc |  | 765 | Kahe | HI | Vertical | Honolulu | K2 | Petroleum Liquids | ST |  | S | X | X |  |  | 81.6 | 0.8 | 78.1 | 78.1 | 30 | N |  |  | OP | X | 9 | 1964 | Pre-2000 |  |  | N | Electric Utility | Utility | Investor Owned Utility | 1 | X | RFO | Non-Renewable | 0 | 81.6 | 0 | 1
Operable | 19547 | Hawaiian Electric Co Inc |  | 765 | Kahe | HI | Vertical | Honolulu | K3 | Petroleum Liquids | ST |  | S | X | X |  |  | 85.8 | 0.8 | 82.1 | 82.1 | 20 | N |  |  | OP | X | 8 | 1970 | Pre-2000 |  |  | N | Electric Utility | Utility | Investor Owned Utility | 1 | X | RFO | Non-Renewable | 0 | 85.8 | 0 | 1
Operable | 19547 | Hawaiian Electric Co Inc |  | 765 | Kahe | HI | Vertical | Honolulu | K4 | Petroleum Liquids | ST |  | S | X | X |  |  | 90.9 | 0.8 | 87.2 | 87.2 | 20 | N |  |  | OP | X | 6 | 1972 | Pre-2000 |  |  | N | Electric Utility | Utility | Investor Owned Utility | 1 | X | RFO | Non-Renewable | 0 | 90.9 | 0 | 1
Operable | 19547 | Hawaiian Electric Co Inc |  | 765 | Kahe | HI | Vertical | Honolulu | K5 | Petroleum Liquids | ST |  | S | X | X |  |  | 134.9 | 0.8 | 128.1 | 128.1 | 55 | N |  |  | OP | X | 12 | 1974 | Pre-2000 |  |  | N | Electric Utility | Utility | Investor Owned Utility | 1 | X | RFO | Non-Renewable | 0 | 134.9 | 0 | 1
Operable | 19547 | Hawaiian Electric Co Inc |  | 765 | Kahe | HI | Vertical | Honolulu | K6 | Petroleum Liquids | ST |  | S | X | X |  |  | 134.9 | 0.8 | 128.7 | 128.7 | 45 | N |  |  | OP | X | 3 | 1981 | Pre-2000 |  |  | N | Electric Utility | Utility | Investor Owned Utility | 1 | X | RFO | Non-Renewable | 0 | 134.9 | 0 | 1
Operable | 19547 | Hawaiian Electric Co Inc |  | 766 | Waiau | HI | Vertical | Honolulu | W10 | Petroleum Liquids | GT |  | S | X | X |  |  | 51.3 | 0.8 | 51.2 | 51.2 | 6 | N |  |  | OP | X | 12 | 1973 | Pre-2000 |  |  | N | Electric Utility | Utility | Investor Owned Utility | 1 | X | DFO | Non-Renewable | 0 | 51.3 | 0 | 1
Operable | 19547 | Hawaiian Electric Co Inc |  | 766 | Waiau | HI | Vertical | Honolulu | W3 | Petroleum Liquids | ST |  | S | X | X |  |  | 50 | 0.8 | 47.2 | 47.2 | 20 | N |  |  | OP | X | 12 | 1947 | Pre-2000 |  |  | N | Electric Utility | Utility | Investor Owned Utility | 1 | X | RFO | Non-Renewable | 0 | 50 | 0 | 1
Operable | 19547 | Hawaiian Electric Co Inc |  | 766 | Waiau | HI | Vertical | Honolulu | W4 | Petroleum Liquids | ST |  | S | X | X |  |  | 50 | 0.8 | 47.7 | 47.7 | 20 | N |  |  | OP | X | 10 | 1950 | Pre-2000 |  |  | N | Electric Utility | Utility | Investor Owned Utility | 1 | X | RFO | Non-Renewable | 0 | 50 | 0 | 1
Operable | 19547 | Hawaiian Electric Co Inc |  | 766 | Waiau | HI | Vertical | Honolulu | W5 | Petroleum Liquids | ST |  | S | X | X |  |  | 54.4 | 0.8 | 51.9 | 51.9 | 23 | N |  |  | OP | X | 9 | 1959 | Pre-2000 |  |  | N | Electric Utility | Utility | Investor Owned Utility | 1 | X | RFO | Non-Renewable | 0 | 54.4 | 0 | 1
Operable | 19547 | Hawaiian Electric Co Inc |  | 766 | Waiau | HI | Vertical | Honolulu | W6 | Petroleum Liquids | ST |  | S | X | X |  |  | 54.4 | 0.8 | 51.8 | 51.8 | 20 | N |  |  | OP | X | 6 | 1961 | Pre-2000 |  |  | N | Electric Utility | Utility | Investor Owned Utility | 1 | X | RFO | Non-Renewable | 0 | 54.4 | 0 | 1
Operable | 19547 | Hawaiian Electric Co Inc |  | 766 | Waiau | HI | Vertical | Honolulu | W7 | Petroleum Liquids | ST |  | S | X | X |  |  | 81.6 | 0.8 | 77.8 | 77.8 | 20 | N |  |  | OP | X | 10 | 1966 | Pre-2000 |  |  | N | Electric Utility | Utility | Investor Owned Utility | 1 | X | RFO | Non-Renewable | 0 | 81.6 | 0 | 1
Operable | 19547 | Hawaiian Electric Co Inc |  | 766 | Waiau | HI | Vertical | Honolulu | W8 | Petroleum Liquids | ST |  | S | X | X |  |  | 81.6 | 0.8 | 77.8 | 77.8 | 20 | N |  |  | OP | X | 11 | 1968 | Pre-2000 |  |  | N | Electric Utility | Utility | Investor Owned Utility | 1 | X | RFO | Non-Renewable | 0 | 81.6 | 0 | 1
Operable | 19547 | Hawaiian Electric Co Inc |  | 766 | Waiau | HI | Vertical | Honolulu | W9 | Petroleum Liquids | GT |  | S | X | X |  |  | 51.3 | 0.8 | 51.2 | 51.2 | 6 | N |  |  | OP | X | 6 | 1973 | Pre-2000 |  |  | N | Electric Utility | Utility | Investor Owned Utility | 1 | X | DFO | Non-Renewable | 0 | 51.3 | 0 | 1
Operable | 19547 | Hawaiian Electric Co Inc |  | 56329 | Campbell Industrial Park | HI | Vertical | Honolulu | CIP1 | Petroleum Liquids | GT |  | S | X | X |  |  | 113 | 0.85 | 113 | 113 | 42 | N |  |  | OP | X | 7 | 2009 | 2009 |  |  | N | Electric Utility | Utility | Investor Owned Utility | 1 | X | DFO | Non-Renewable | 0 | 113 | 0 | 1 | OBL
Operable | 19547 | Hawaiian Electric Co Inc |  | 58469 | HNL Emergency Power Facility | HI | Vertical | Honolulu | AP1 | Other Waste Biomass | IC |  | W | X | X |  |  | 2.5 | 1 | 2.5 | 2.5 | 1 | N |  |  | OP | X | 6 | 2017 | 2017 |  |  | N | Electric Utility | Utility | Investor Owned Utility | 1 | X | OBL | Renewable | 2.5 | 0 | 1 | 0 | DFO
Operable | 19547 | Hawaiian Electric Co Inc |  | 58469 | HNL Emergency Power Facility | HI | Vertical | Honolulu | AP2 | Other Waste Biomass | IC |  | W | X | X |  |  | 2.5 | 1 | 2.5 | 2.5 | 1 | N |  |  | OP | X | 6 | 2017 | 2017 |  |  | N | Electric Utility | Utility | Investor Owned Utility | 1 | X | OBL | Renewable | 2.5 | 0 | 1 | 0 | DFO
Operable | 19547 | Hawaiian Electric Co Inc |  | 58469 | HNL Emergency Power Facility | HI | Vertical | Honolulu | AP3 | Other Waste Biomass | IC |  | W | X | X |  |  | 2.5 | 1 | 2.5 | 2.5 | 1 | N |  |  | OP | X | 6 | 2017 | 2017 |  |  | N | Electric Utility | Utility | Investor Owned Utility | 1 | X | OBL | Renewable | 2.5 | 0 | 1 | 0 | DFO
Operable | 19547 | Hawaiian Electric Co Inc |  | 58469 | HNL Emergency Power Facility | HI | Vertical | Honolulu | AP4 | Other Waste Biomass | IC |  | W | X | X |  |  | 2.5 | 1 | 2.5 | 2.5 | 1 | N |  |  | OP | X | 6 | 2017 | 2017 |  |  | N | Electric Utility | Utility | Investor Owned Utility | 1 | X | OBL | Renewable | 2.5 | 0 | 1 | 0 | DFO
Operable | 19547 | Hawaiian Electric Co Inc |  | 60328 | Schofield Generating Station | HI | Vertical | Honolulu | S1 | Other Waste Biomass | IC |  | S | X | X |  |  | 8.4 | 0.8 | 8.4 | 8.4 | 2.5 | N |  |  | OP | X | 6 | 2018 | 2018 |  |  | N | Electric Utility | Utility | Investor Owned Utility | 1 | X | OBL | Renewable | 8.4 | 0 | 1 | 0 | DFO
Operable | 19547 | Hawaiian Electric Co Inc |  | 60328 | Schofield Generating Station | HI | Vertical | Honolulu | S2 | Other Waste Biomass | IC |  | S | X | X |  |  | 8.4 | 0.8 | 8.4 | 8.4 | 2.5 | N |  |  | OP | X | 6 | 2018 | 2018 |  |  | N | Electric Utility | Utility | Investor Owned Utility | 1 | X | OBL | Renewable | 8.4 | 0 | 1 | 0 | DFO
Operable | 19547 | Hawaiian Electric Co Inc |  | 60328 | Schofield Generating Station | HI | Vertical | Honolulu | S3 | Other Waste Biomass | IC |  | S | X | X |  |  | 8.4 | 0.8 | 8.4 | 8.4 | 2.5 | N |  |  | OP | X | 6 | 2018 | 2018 |  |  | N | Electric Utility | Utility | Investor Owned Utility | 1 | X | OBL | Renewable | 8.4 | 0 | 1 | 0 | DFO
Operable | 19547 | Hawaiian Electric Co Inc |  | 60328 | Schofield Generating Station | HI | Vertical | Honolulu | S4 | Other Waste Biomass | IC |  | S | X | X |  |  | 8.4 | 0.8 | 8.4 | 8.4 | 2.5 | N |  |  | OP | X | 6 | 2018 | 2018 |  |  | N | Electric Utility | Utility | Investor Owned Utility | 1 | X | OBL | Renewable | 8.4 | 0 | 1 | 0 | DFO
Operable | 19547 | Hawaiian Electric Co Inc |  | 60328 | Schofield Generating Station | HI | Vertical | Honolulu | S5 | Other Waste Biomass | IC |  | S | X | X |  |  | 8.4 | 0.8 | 8.4 | 8.4 | 2.5 | N |  |  | OP | X | 6 | 2018 | 2018 |  |  | N | Electric Utility | Utility | Investor Owned Utility | 1 | X | OBL | Renewable | 8.4 | 0 | 1 | 0 | DFO
Operable | 19547 | Hawaiian Electric Co Inc |  | 60328 | Schofield Generating Station | HI | Vertical | Honolulu | S6 | Other Waste Biomass | IC |  | S | X | X |  |  | 8.4 | 0.8 | 8.4 | 8.4 | 2.5 | N |  |  | OP | X | 6 | 2018 | 2018 |  |  | N | Electric Utility | Utility | Investor Owned Utility | 1 | X | OBL | Renewable | 8.4 | 0 | 1 | 0 | DFO
Operable | 19547 | Hawaiian Electric Co Inc |  | 61987 | West Loch Solar One | HI | Vertical | Honolulu | WLS1 | Solar Photovoltaic | PV |  | S | X | X |  |  | 20 |  | 20 | 20 |  | N |  |  | OP | X | 11 | 2019 | 2019 |  |  | N | Electric Utility | Utility | Investor Owned Utility | 1 | X | SUN | Renewable | 20 | 0 | 1 | 0
Operable | 7308 | Hawkeye Energy Greenport LLC |  | 55969 | Hawkeye Energy Greenport LLC | NY | Restructured | SUFFOLK | U-01 | Petroleum Liquids | GT |  | S | X | X |  |  | 54 | 0.9 | 53.4 | 54.1 | 20 | N |  |  | OP | X | 7 | 2003 | 2003 |  |  | N | IPP Non-CHP | IPP | IPP | 2 | X | KER | Non-Renewable | 0 | 54 | 0 | 1
Operable | 8294 | Hawkeye Power Partners LLC |  | 55816 | Hawkeye Power Partners LLC | IA | Vertical | Cerro Gordo | 48M | Onshore Wind Turbine | WT |  | W | X | X |  |  | 42 |  | 42 | 42 | 2.1 | N |  |  | OP | X | 4 | 1999 | Pre-2000 |  |  | N | IPP Non-CHP | IPP | IPP | 2 | X | WND | Renewable | 42 | 0 | 1 | 0
Operable | 55698 | Hawks Nest Hydro LLC |  | 50010 | Glen Ferris Hydro | WV | Vertical | Fayette | GEN1 | Conventional Hydroelectric | HY |  | S | X | X |  |  | 0.4 | 0.9 | 0.4 | 0.4 | 0.2 | N |  |  | OP | X | 1 | 1912 | Pre-2000 |  |  | N | Industrial Non-CHP | Customer Sited | Other | 6 | X | WAT | Renewable | 0.4 | 0 | 1 | 0
Operable | 55698 | Hawks Nest Hydro LLC |  | 50010 | Glen Ferris Hydro | WV | Vertical | Fayette | GEN2 | Conventional Hydroelectric | HY |  | S | X | X |  |  | 0.4 | 0.9 | 0.4 | 0.4 | 0.2 | N |  |  | OP | X | 1 | 1912 | Pre-2000 |  |  | N | Industrial Non-CHP | Customer Sited | Other | 6 | X | WAT | Renewable | 0.4 | 0 | 1 | 0
Operable | 55698 | Hawks Nest Hydro LLC |  | 50010 | Glen Ferris Hydro | WV | Vertical | Fayette | GEN3 | Conventional Hydroelectric | HY |  | S | X | X |  |  | 0.4 | 0.9 | 0.4 | 0.4 | 0.2 | N |  |  | OP | X | 1 | 1912 | Pre-2000 |  |  | N | Industrial Non-CHP | Customer Sited | Other | 6 | X | WAT | Renewable | 0.4 | 0 | 1 | 0
Operable | 55698 | Hawks Nest Hydro LLC |  | 50010 | Glen Ferris Hydro | WV | Vertical | Fayette | GEN4 | Conventional Hydroelectric | HY |  | S | X | X |  |  | 0.4 | 0.9 | 0.4 | 0.4 | 0.2 | N |  |  | OP | X | 1 | 1912 | Pre-2000 |  |  | N | Industrial Non-CHP | Customer Sited | Other | 6 | X | WAT | Renewable | 0.4 | 0 | 1 | 0
Operable | 55698 | Hawks Nest Hydro LLC |  | 50010 | Glen Ferris Hydro | WV | Vertical | Fayette | GEN5 | Conventional Hydroelectric | HY |  | S | X | X |  |  | 0.4 | 0.9 | 0.4 | 0.4 | 0.2 | N |  |  | OP | X | 1 | 1912 | Pre-2000 |  |  | N | Industrial Non-CHP | Customer Sited | Other | 6 | X | WAT | Renewable | 0.4 | 0 | 1 | 0
Operable | 55698 | Hawks Nest Hydro LLC |  | 50010 | Glen Ferris Hydro | WV | Vertical | Fayette | GEN6 | Conventional Hydroelectric | HY |  | S | X | X |  |  | 0.4 | 0.9 | 0.4 | 0.4 | 0.2 | N |  |  | OP | X | 1 | 1912 | Pre-2000 |  |  | N | Industrial Non-CHP | Customer Sited | Other | 6 | X | WAT | Renewable | 0.4 | 0 | 1 | 0
Operable | 55698 | Hawks Nest Hydro LLC |  | 50010 | Glen Ferris Hydro | WV | Vertical | Fayette | GEN7 | Conventional Hydroelectric | HY |  | S | X | X |  |  | 1.9 | 0.9 | 1.9 | 1.9 | 0.7 | N |  |  | OP | X | 1 | 1917 | Pre-2000 |  |  | N | Industrial Non-CHP | Customer Sited | Other | 6 | X | WAT | Renewable | 1.9 | 0 | 1 | 0
Operable | 55698 | Hawks Nest Hydro LLC |  | 50010 | Glen Ferris Hydro | WV | Vertical | Fayette | GEN8 | Conventional Hydroelectric | HY |  | S | X | X |  |  | 1.9 | 0.9 | 1.9 | 1.9 | 0.7 | N |  |  | OP | X | 1 | 1917 | Pre-2000 |  |  | N | Industrial Non-CHP | Customer Sited | Other | 6 | X | WAT | Renewable | 1.9 | 0 | 1 | 0
Operable | 55698 | Hawks Nest Hydro LLC |  | 50011 | Hawks Nest Hydro | WV | Vertical | Fayette | GEN1 | Conventional Hydroelectric | HY |  | W | X | X |  |  | 25.5 | 0.9 | 24.2 | 23.5 | 2 | N |  |  | OP | X | 6 | 1936 | Pre-2000 |  |  | N | Industrial Non-CHP | Customer Sited | Other | 6 | X | WAT | Renewable | 25.5 | 0 | 1 | 0
Operable | 55698 | Hawks Nest Hydro LLC |  | 50011 | Hawks Nest Hydro | WV | Vertical | Fayette | GEN2 | Conventional Hydroelectric | HY |  | W | X | X |  |  | 25.5 | 0.9 | 24.2 | 23.5 | 2 | N |  |  | OP | X | 6 | 1936 | Pre-2000 |  |  | N | Industrial Non-CHP | Customer Sited | Other | 6 | X | WAT | Renewable | 25.5 | 0 | 1 | 0
Operable | 55698 | Hawks Nest Hydro LLC |  | 50011 | Hawks Nest Hydro | WV | Vertical | Fayette | GEN3 | Conventional Hydroelectric | HY |  | W | X | X |  |  | 25.5 | 0.9 | 24.2 | 23.5 | 2 | N |  |  | OP | X | 6 | 1936 | Pre-2000 |  |  | N | Industrial Non-CHP | Customer Sited | Other | 6 | X | WAT | Renewable | 25.5 | 0 | 1 | 0
Operable | 55698 | Hawks Nest Hydro LLC |  | 50011 | Hawks Nest Hydro | WV | Vertical | Fayette | GEN4 | Conventional Hydroelectric | HY |  | W | X | X |  |  | 25.5 | 0.9 | 24.2 | 23.5 | 2 | N |  |  | OP | X | 6 | 1936 | Pre-2000 |  |  | N | Industrial Non-CHP | Customer Sited | Other | 6 | X | WAT | Renewable | 25.5 | 0 | 1 | 0
Operable | 62807 | Hawtree Creek Farm Solar, LLC |  | 62951 | Hawtree Solar | NC | Vertical | Warren | HAWT1 | Solar Photovoltaic | PV |  | S | X | X |  |  | 65 |  | 65 | 50 |  | N |  |  | OP | X | 10 | 2021 | 2021 |  |  | N | IPP Non-CHP | IPP | IPP | 2 | X | SUN | Renewable | 65 | 0 | 1 | 0
Operable | 63628 | Hayes Solar, LLC |  | 63974 | Hayes Solar, LLC | NC | Vertical | Surry | HAYES | Solar Photovoltaic | PV |  | S | X | X |  |  | 3 |  | 3 | 3 |  | N |  |  | OP | X | 12 | 2020 | 2020 |  |  | N | IPP Non-CHP | IPP | IPP | 2 | X | SUN | Renewable | 3 | 0 | 1 | 0
Operable | 65491 | Hayhurst New Mexico Solar |  | 66412 | Hayhurst New Mexico Solar | NM | Vertical | Eddy | HHNM | Solar Photovoltaic | PV |  | J | X | X |  |  | 20 |  | 20 | 20 |  | N |  |  | OP | X | 8 | 2023 | 2023 |  |  | N | IPP Non-CHP | IPP | IPP | 2 | X | SUN | Renewable | 20 | 0 | 1 | 0
Operable | 1074 | Hays Energy, LLC |  | 55144 | Hays Energy Project | TX | Restructured | Hays | U1 | Natural Gas Fired Combined Cycle | CS |  | S | N | N | HAYSEN_HAYSENG1 |  | 241.7 | 0.85 | 228 | 257 | 150 | Y | 4 | 2023 | OP | X | 5 | 2002 | 2002 |  |  | N | IPP Non-CHP | IPP | IPP | 2 | X | NG | Non-Renewable | 0 | 241.7 | 0 | 1
Operable | 1074 | Hays Energy, LLC |  | 55144 | Hays Energy Project | TX | Restructured | Hays | U2 | Natural Gas Fired Combined Cycle | CS |  | S | N | N | HAYSEN_HAYSENG2 |  | 241.7 | 0.85 | 229 | 258 | 150 | N |  |  | OP | X | 4 | 2002 | 2002 |  |  | N | IPP Non-CHP | IPP | IPP | 2 | X | NG | Non-Renewable | 0 | 241.7 | 0 | 1
Operable | 1074 | Hays Energy, LLC |  | 55144 | Hays Energy Project | TX | Restructured | Hays | U3 | Natural Gas Fired Combined Cycle | CS |  | S | N | N | HAYSEN_HAYSENG3 |  | 252.8 | 0.85 | 228 | 260 | 120 | N |  |  | OP | X | 8 | 2002 | 2002 |  |  | N | IPP Non-CHP | IPP | IPP | 2 | X | NG | Non-Renewable | 0 | 252.8 | 0 | 1
Operable | 1074 | Hays Energy, LLC |  | 55144 | Hays Energy Project | TX | Restructured | Hays | U4 | Natural Gas Fired Combined Cycle | CS |  | S | N | N | HAYSEN_HAYSENG4 |  | 252.8 | 0.85 | 231 | 261 | 120 | Y | 5 | 2023 | OP | X | 8 | 2002 | 2002 |  |  | N | IPP Non-CHP | IPP | IPP | 2 | X | NG | Non-Renewable | 0 | 252.8 | 0 | 1
Operable | 63764 | Haystack Wind Project, LLC |  | 64139 | Haystack Wind Project, LLC | NE | Vertical | Wayne | 4444 | Onshore Wind Turbine | WT |  | S | X | X |  |  | 298 | 0.9 | 298 | 298 | 0 | N |  |  | OP | X | 3 | 2022 | 2022 |  |  | N | IPP Non-CHP | IPP | IPP | 2 | X | WND | Renewable | 298 | 0 | 1 | 0
Operable | 61357 | Haywood Solar, SMLLC |  | 61733 | Haywood Solar | TN | Vertical | Haywood | HWOOD | Solar Photovoltaic | PV |  | S | X | X |  |  | 3 |  | 3 | 3 |  | N |  |  | OP | X | 12 | 2017 | 2017 |  |  | N | Industrial Non-CHP | Customer Sited | Other | 6 | X | SUN | Renewable | 3 | 0 | 1 | 0
Operable | 64142 | Hazel Solar, LLC |  | 64497 | Hazel Solar, LLC | MI | Vertical | Montcalm | FACHA | Solar Photovoltaic | PV |  | S | X | X | Cons.Cetr |  | 2 |  | 2 | 2 |  | N |  |  | OP | X | 2 | 2021 | 2021 |  |  | N | IPP Non-CHP | IPP | IPP | 2 | X | SUN | Renewable | 2 | 0 | 1 | 0
Operable | 8365 | Hazelton/Wilson Joint Venture |  | 54306 | Wilson Lake Hydroelectric Project | ID | Vertical | Jerome | 1 | Conventional Hydroelectric | HY |  | S | X | X |  |  | 4.2 | 0.9 | 4.2 | 4.2 | 1.6 | N |  |  | OP | X | 5 | 1993 | Pre-2000 |  |  | N | IPP Non-CHP | IPP | IPP | 2 | X | WAT | Renewable | 4.2 | 0 | 1 | 0
Operable | 8365 | Hazelton/Wilson Joint Venture |  | 54306 | Wilson Lake Hydroelectric Project | ID | Vertical | Jerome | 2 | Conventional Hydroelectric | HY |  | S | X | X |  |  | 4.2 | 0.9 | 4.2 | 4.2 | 1.6 | N |  |  | OP | X | 5 | 1993 | Pre-2000 |  |  | N | IPP Non-CHP | IPP | IPP | 2 | X | WAT | Renewable | 4.2 | 0 | 1 | 0
Operable | 8365 | Hazelton/Wilson Joint Venture |  | 54558 | Hazelton B Hydro | ID | Vertical | Jerome | U1 | Conventional Hydroelectric | HY |  | S | X | X |  |  | 3.8 | 0.9 | 3.8 | 3.8 | 1.4 | N |  |  | OP | X | 4 | 1993 | Pre-2000 |  |  | N | IPP Non-CHP | IPP | IPP | 2 | X | WAT | Renewable | 3.8 | 0 | 1 | 0
Operable | 8365 | Hazelton/Wilson Joint Venture |  | 54558 | Hazelton B Hydro | ID | Vertical | Jerome | U2 | Conventional Hydroelectric | HY |  | S | X | X |  |  | 3.8 | 0.9 | 3.8 | 3.8 | 1.4 | N |  |  | OP | X | 4 | 1993 | Pre-2000 |  |  | N | IPP Non-CHP | IPP | IPP | 2 | X | WAT | Renewable | 3.8 | 0 | 1 | 0
Operable | 56214 | Hazleton Generation LLC |  | 10870 | Hazelton | PA | Restructured | Luzerne | GEN1 | Natural Gas Fired Combustion Turbine | GT |  | S | X | X | PL | PL | 72.5 | 0.8 | 58.9 | 58.9 | 12 | N |  |  | SB | Y | 1 | 1989 | Pre-2000 |  |  | N | IPP Non-CHP | IPP | IPP | 2 | X | NG | Non-Renewable | 0 | 72.5 | 0 | 1 | DFO
Operable | 56214 | Hazleton Generation LLC |  | 10870 | Hazelton | PA | Restructured | Luzerne | GEN2 | Natural Gas Fired Combustion Turbine | GT |  | S | X | X | PL | PL | 33 | 0.8 | 28.3 | 29.8 | 12 | N |  |  | SB | Y | 6 | 2002 | 2002 |  |  | N | IPP Non-CHP | IPP | IPP | 2 | X | NG | Non-Renewable | 0 | 33 | 0 | 1 | DFO
Operable | 56214 | Hazleton Generation LLC |  | 10870 | Hazelton | PA | Restructured | Luzerne | GEN3 | Natural Gas Fired Combustion Turbine | GT |  | S | X | X | PL | PL | 33 | 0.8 | 29.3 | 31 | 12 | N |  |  | SB | Y | 6 | 2002 | 2002 |  |  | N | IPP Non-CHP | IPP | IPP | 2 | X | NG | Non-Renewable | 0 | 33 | 0 | 1 | DFO
Operable | 56214 | Hazleton Generation LLC |  | 10870 | Hazelton | PA | Restructured | Luzerne | GEN4 | Natural Gas Fired Combustion Turbine | GT |  | S | X | X | PL | PL | 33 | 0.8 | 29.1 | 31.2 | 12 | N |  |  | SB | Y | 6 | 2002 | 2002 |  |  | N | IPP Non-CHP | IPP | IPP | 2 | X | NG | Non-Renewable | 0 | 33 | 0 | 1 | DFO
Operable | 59894 | HCE Johnston I, LLC |  | 60121 | HCE Johnston I, LLC | NC | Vertical | Johnston | HCEJI | Solar Photovoltaic | PV |  | S | X | X |  |  | 1.9 |  | 1.9 | 1.9 |  | N |  |  | OP | X | 12 | 2015 | 2015 |  |  | N | IPP Non-CHP | IPP | IPP | 2 | X | SUN | Renewable | 1.9 | 0 | 1 | 0
Operable | 62041 | HCE Moore I, LLC |  | 62539 | HCE Moore I | NC | Vertical | Moore | PGR02 | Solar Photovoltaic | PV |  | S | X | X |  |  | 2 |  | 2 | 2 |  | N |  |  | OP | X | 12 | 2018 | 2018 |  |  | N | IPP Non-CHP | IPP | IPP | 2 | X | SUN | Renewable | 2 | 0 | 1 | 0
Operable | 58412 | Headwaters Wind Farm LLC |  | 58416 | Headwaters Wind Farm LLC | IN | Vertical | Randolph | 1 | Onshore Wind Turbine | WT |  | S | X | X |  |  | 200 |  | 200 | 200 | 0 | N |  |  | OP | X | 12 | 2014 | 2014 |  |  | N | IPP Non-CHP | IPP | IPP | 2 | X | WND | Renewable | 200 | 0 | 1 | 0
Operable | 59543 | Heartland Community College |  | 59776 | Heartland Community College | IL | Restructured | McLean | T01 | Onshore Wind Turbine | WT |  | S | X | X |  |  | 1.7 |  | 1.7 | 1.7 | 0 | N |  |  | OP | X | 6 | 2012 | 2012 |  |  | N | Commercial Non-CHP | Customer Sited | Other | 4 | X | WND | Renewable | 1.7 | 0 | 1 | 0
Operable | 64259 | Heartland Divide II |  | 64661 | Heartland Divide II | IA | Vertical | Audubon | HDII | Onshore Wind Turbine | WT |  | S | X | X |  |  | 200 |  | 200 | 200 | 0 | N |  |  | OP | X | 3 | 2022 | 2022 |  |  | N | IPP Non-CHP | IPP | IPP | 2 | X | WND | Renewable | 200 | 0 | 1 | 0
Operable | 61214 | Heartland Divide Wind Project, LLC |  | 61609 | Heartland Divide Wind Project, LLC | IA | Vertical | Audubon | 1 | Onshore Wind Turbine | WT |  | S | X | X |  |  | 103.5 |  | 103.5 | 103.5 | 50 | N |  |  | OP | X | 12 | 2018 | 2018 |  |  | N | IPP Non-CHP | IPP | IPP | 2 | X | WND | Renewable | 103.5 | 0 | 1 | 0
Operable | 8366 | Heber Light & Power Company |  | 159 | Lake Creek Dam | UT | Vertical | Wasatch | 1 | Conventional Hydroelectric | HY |  | S | X | X |  |  | 1.5 | 1 | 1 | 1 | 0.2 | N |  |  | OP | X | 5 | 1981 | Pre-2000 |  |  | N | Electric Utility | Utility | Municipal | 1 | X | WAT | Renewable | 1.5 | 0 | 1 | 0
Operable | 8366 | Heber Light & Power Company |  | 3658 | Snake Creek | UT | Vertical | Wasatch | 1 | Conventional Hydroelectric | HY |  | S | X | X |  |  | 0.6 | 1 | 0.5 | 0.5 | 0.1 | N |  |  | OP | X | 7 | 1910 | Pre-2000 |  |  | N | Electric Utility | Utility | Municipal | 1 | X | WAT | Renewable | 0.6 | 0 | 1 | 0
Operable | 8366 | Heber Light & Power Company |  | 3658 | Snake Creek | UT | Vertical | Wasatch | 2 | Conventional Hydroelectric | HY |  | S | X | X |  |  | 0.6 | 1 | 0.5 | 0.5 | 0.1 | N |  |  | OP | X | 7 | 1910 | Pre-2000 |  |  | N | Electric Utility | Utility | Municipal | 1 | X | WAT | Renewable | 0.6 | 0 | 1 | 0
Operable | 8366 | Heber Light & Power Company |  | 7111 | Heber City | UT | Vertical | Wasatch | 1 | Natural Gas Internal Combustion Engine | IC |  | S | X | X |  |  | 1.4 | 1 | 1.4 | 1.4 | 1.4 | N |  |  | OP | X | 3 | 2004 | 2004 |  |  | N | Electric Utility | Utility | Municipal | 1 | X | NG | Non-Renewable | 0 | 1.4 | 0 | 1
Operable | 8366 | Heber Light & Power Company |  | 7111 | Heber City | UT | Vertical | Wasatch | 11 | Natural Gas Internal Combustion Engine | IC |  | S | X | X |  |  | 1.9 | 1 | 1.9 | 1.9 | 1.9 | N |  |  | OP | X | 3 | 2015 | 2015 |  |  | N | Electric Utility | Utility | Municipal | 1 | X | NG | Non-Renewable | 0 | 1.9 | 0 | 1
Operable | 8366 | Heber Light & Power Company |  | 7111 | Heber City | UT | Vertical | Wasatch | 12 | Natural Gas Internal Combustion Engine | IC |  | S | X | X |  |  | 2.3 | 1 | 2.3 | 2.3 | 2.3 | N |  |  | OP | X | 3 | 2015 | 2015 |  |  | N | Electric Utility | Utility | Municipal | 1 | X | NG | Non-Renewable | 0 | 2.3 | 0 | 1
Operable | 8366 | Heber Light & Power Company |  | 7111 | Heber City | UT | Vertical | Wasatch | 13 | Natural Gas Internal Combustion Engine | IC |  | S | X | X |  |  | 2.5 | 1 | 2.5 | 2.5 | 2.2 | N |  |  | OP | X | 6 | 2022 | 2022 |  |  | N | Electric Utility | Utility | Municipal | 1 | X | NG | Non-Renewable | 0 | 2.5 | 0 | 1
Operable | 8366 | Heber Light & Power Company |  | 7111 | Heber City | UT | Vertical | Wasatch | 15 | Natural Gas Internal Combustion Engine | IC |  | S | X | X |  |  | 1.5 | 1 | 1.5 | 1.5 |  | N |  |  | OP | X | 1 | 2023 | 2023 |  |  | N | Electric Utility | Utility | Municipal | 1 | X | NG | Non-Renewable | 0 | 1.5 | 0 | 1
Operable | 8366 | Heber Light & Power Company |  | 7111 | Heber City | UT | Vertical | Wasatch | 2 | Natural Gas Internal Combustion Engine | IC |  | S | X | X |  |  | 1.4 | 1 | 1.4 | 1.4 | 1.4 | N |  |  | OP | X | 3 | 2004 | 2004 |  |  | N | Electric Utility | Utility | Municipal | 1 | X | NG | Non-Renewable | 0 | 1.4 | 0 | 1
Operable | 8366 | Heber Light & Power Company |  | 7111 | Heber City | UT | Vertical | Wasatch | 4 | Natural Gas Internal Combustion Engine | IC |  | S | X | X |  |  | 1.9 | 1 | 1.9 | 1.9 | 1.9 | N |  |  | OP | X | 7 | 2003 | 2003 |  |  | N | Electric Utility | Utility | Municipal | 1 | X | NG | Non-Renewable | 0 | 1.9 | 0 | 1
Operable | 8366 | Heber Light & Power Company |  | 7111 | Heber City | UT | Vertical | Wasatch | NA10 | Natural Gas Internal Combustion Engine | IC |  | S | X | X |  |  | 1.9 | 1 | 1.9 | 1.9 | 1.9 | N |  |  | OP | X | 7 | 2002 | 2002 |  |  | N | Electric Utility | Utility | Municipal | 1 | X | NG | Non-Renewable | 0 | 1.9 | 0 | 1
Operable | 8366 | Heber Light & Power Company |  | 7111 | Heber City | UT | Vertical | Wasatch | NA9 | Natural Gas Internal Combustion Engine | IC |  | S | X | X |  |  | 1.9 | 1 | 1.9 | 1.9 | 1.9 | N |  |  | OP | X | 5 | 2003 | 2003 |  |  | N | Electric Utility | Utility | Municipal | 1 | X | NG | Non-Renewable | 0 | 1.9 | 0 | 1
Operable | 62690 | Hecate Energy Blair Road LLC |  | 62778 | Hecate Energy Blair Road LLC | FL | Vertical | Duval | HEJEA | Solar Photovoltaic | PV |  | S | X | X |  |  | 4 |  | 4.2 | 4.2 |  | N |  |  | OP | X | 1 | 2018 | 2018 |  |  | N | IPP Non-CHP | IPP | IPP | 2 | X | SUN | Renewable | 4 | 0 | 1 | 0
Operable | 62763 | Hecate Energy Johanna Facility LLC |  | 62889 | Hecate Energy Johanna Facility | CA | Vertical | Orange | HEGJF | Batteries | BA |  | S | X | X |  |  | 10 |  | 10 | 10 | 10 | N |  |  | OP | X | 10 | 2021 | 2021 |  |  | N | IPP Non-CHP | IPP | IPP | 2 | X | MWH | Other | 0 | 0 | 0 | 0
Operable | 62763 | Hecate Energy Johanna Facility LLC |  | 62889 | Hecate Energy Johanna Facility | CA | Vertical | Orange | HJFII | Batteries | BA |  | S | X | X |  |  | 10 |  | 10 | 10 | 10 | N |  |  | OP | X | 10 | 2021 | 2021 |  |  | N | IPP Non-CHP | IPP | IPP | 2 | X | MWH | Other | 0 | 0 | 0 | 0
Operable | 64409 | Hecate Energy Ramsey, LLC |  | 64927 | Aktina Solar | TX | Restructured | Wharton | AKS01 | Solar Photovoltaic | PV |  | S | X | X |  |  | 500 |  | 500 | 500 |  | N |  |  | OP | X | 12 | 2023 | 2023 |  |  | N | IPP Non-CHP | IPP | IPP | 2 | X | SUN | Renewable | 500 | 0 | 1 | 0
Operable | 65117 | Hecate Energy Upshur Rural LLC |  | 65946 | Hecate Energy Upshur Rural LLC | TX | Restructured | Upshur | SOLAR | Solar Photovoltaic | PV |  | S | X | X |  |  | 3 |  | 3 | 3 |  | N |  |  | OP | X | 7 | 2022 | 2022 |  |  | N | IPP Non-CHP | IPP | IPP | 2 | X | SUN | Renewable | 3 | 0 | 1 | 0
Operable | 63694 | Hecate Energy West Newberry, LLC |  | 64061 | Hecate Energy West Newberry, LLC | SC | Vertical | Newberry | HEWNB | Solar Photovoltaic | PV |  | S | X | X | spp | spp | 3.3 | 1 | 3.5 | 3.5 |  | N |  |  | OP | X | 8 | 2021 | 2021 |  |  | N | IPP Non-CHP | IPP | IPP | 2 | X | SUN | Renewable | 3.3 | 0 | 1 | 0
Operable | 59462 | Heelstone Energy Holdings, LLC |  | 58829 | Sonne Two | NC | Vertical | Catawba | PV1 | Solar Photovoltaic | PV |  | S | X | X |  |  | 5 |  | 5 | 5 |  | N |  |  | OP | X | 12 | 2016 | 2016 |  |  | N | IPP Non-CHP | IPP | IPP | 2 | X | SUN | Renewable | 5 | 0 | 1 | 0
Operable | 59462 | Heelstone Energy Holdings, LLC |  | 59162 | Mariposa Solar Center LLC | NC | Vertical | Gaston | MSC 1 | Solar Photovoltaic | PV |  | S | X | X |  |  | 5 |  | 5 | 5 |  | N |  |  | OP | X | 9 | 2016 | 2016 |  |  | N | IPP Non-CHP | IPP | IPP | 2 | X | SUN | Renewable | 5 | 0 | 1 | 0
Operable | 59462 | Heelstone Energy Holdings, LLC |  | 59217 | Tiburon Holdings | NC | Vertical | Davie | PV1 | Solar Photovoltaic | PV |  | S | X | X |  |  | 5 |  | 5 | 5 |  | N |  |  | OP | X | 12 | 2016 | 2016 |  |  | N | IPP Non-CHP | IPP | IPP | 2 | X | SUN | Renewable | 5 | 0 | 1 | 0
Operable | 59462 | Heelstone Energy Holdings, LLC |  | 59578 | Monroe Moore Farm | NC | Vertical | Union | PV1 | Solar Photovoltaic | PV |  | S | X | X |  |  | 5 |  | 5 | 5 |  | N |  |  | OP | X | 12 | 2016 | 2016 |  |  | N | IPP Non-CHP | IPP | IPP | 2 | X | SUN | Renewable | 5 | 0 | 1 | 0
Operable | 59462 | Heelstone Energy Holdings, LLC |  | 59591 | Schell Solar Farm | NC | Vertical | Northampton | PV1 | Solar Photovoltaic | PV |  | S | X | X |  |  | 5 |  | 5 | 5 |  | N |  |  | OP | X | 12 | 2016 | 2016 |  |  | N | IPP Non-CHP | IPP | IPP | 2 | X | SUN | Renewable | 5 | 0 | 1 | 0
Operable | 59462 | Heelstone Energy Holdings, LLC |  | 59592 | Sedberry Farm | NC | Vertical | Moore | PV1 | Solar Photovoltaic | PV |  | S | X | X |  |  | 5 |  | 5 | 5 |  | N |  |  | OP | X | 12 | 2016 | 2016 |  |  | N | IPP Non-CHP | IPP | IPP | 2 | X | SUN | Renewable | 5 | 0 | 1 | 0
Operable | 59462 | Heelstone Energy Holdings, LLC |  | 59912 | Freemont Solar Center LLC | NC | Vertical | Lincoln | FREE | Solar Photovoltaic | PV |  | S | X | X |  |  | 5 |  | 5 | 5 |  | N |  |  | OP | X | 12 | 2016 | 2016 |  |  | N | IPP Non-CHP | IPP | IPP | 2 | X | SUN | Renewable | 5 | 0 | 1 | 0
Operable | 59462 | Heelstone Energy Holdings, LLC |  | 60199 | County Home Solar Center, LLC | NC | Vertical | Cleveland | CHSC1 | Solar Photovoltaic | PV |  | S | X | X |  |  | 2 |  | 2 | 2 |  | N |  |  | OP | X | 9 | 2016 | 2016 |  |  | N | IPP Non-CHP | IPP | IPP | 2 | X | SUN | Renewable | 2 | 0 | 1 | 0
Operable | 59462 | Heelstone Energy Holdings, LLC |  | 60509 | Valley Center | CA | Vertical | San Diego | PV1 | Solar Photovoltaic | PV |  | S | X | X |  |  | 2.3 |  | 2.3 | 2.3 |  | N |  |  | OP | X | 12 | 2016 | 2016 |  |  | N | IPP Non-CHP | IPP | IPP | 2 | X | SUN | Renewable | 2.3 | 0 | 1 | 0
Operable | 59462 | Heelstone Energy Holdings, LLC |  | 60516 | NLP Granger | CA | Vertical | San Diego | PV1 | Solar Photovoltaic | PV |  | S | X | X |  |  | 3 |  | 3 | 3 |  | N |  |  | OP | X | 9 | 2016 | 2016 |  |  | N | IPP Non-CHP | IPP | IPP | 2 | X | SUN | Renewable | 3 | 0 | 1 | 0
Operable | 59462 | Heelstone Energy Holdings, LLC |  | 60784 | Jersey Holdings | NC | Vertical | Robeson | PV1 | Solar Photovoltaic | PV |  | S | X | X |  |  | 5 |  | 5 | 5 |  | N |  |  | OP | X | 12 | 2017 | 2017 |  |  | N | IPP Non-CHP | IPP | IPP | 2 | X | SUN | Renewable | 5 | 0 | 1 | 0
Operable | 59462 | Heelstone Energy Holdings, LLC |  | 60882 | Carl Friedrich Gauss Solar | NC | Vertical | Halifax | GAUSS | Solar Photovoltaic | PV |  | S | X | X |  |  | 5 |  | 5 | 5 |  | N |  |  | OP | X | 10 | 2018 | 2018 |  |  | N | IPP Non-CHP | IPP | IPP | 2 | X | SUN | Renewable | 5 | 0 | 1 | 0
Operable | 59462 | Heelstone Energy Holdings, LLC |  | 60929 | Red Oak Solar Farm, LLC | NC | Vertical | Nash | RDOAK | Solar Photovoltaic | PV |  | S | X | X |  |  | 5 |  | 4.9 | 4.9 |  | N |  |  | OP | X | 12 | 2016 | 2016 |  |  | N | IPP Non-CHP | IPP | IPP | 2 | X | SUN | Renewable | 5 | 0 | 1 | 0
Operable | 59462 | Heelstone Energy Holdings, LLC |  | 60965 | Cotten Farm, LLC | NC | Vertical | Lee | COT | Solar Photovoltaic | PV |  | S | X | X |  |  | 5 |  | 4.9 | 4.9 |  | N |  |  | OP | X | 11 | 2016 | 2016 |  |  | N | IPP Non-CHP | IPP | IPP | 2 | X | SUN | Renewable | 5 | 0 | 1 | 0
Operable | 59462 | Heelstone Energy Holdings, LLC |  | 61019 | Siler 421 Farm, LLC | NC | Vertical | Chatham | SILER | Solar Photovoltaic | PV |  | S | X | X |  |  | 5 |  | 4.9 | 4.9 |  | N |  |  | OP | X | 12 | 2016 | 2016 |  |  | N | IPP Non-CHP | IPP | IPP | 2 | X | SUN | Renewable | 5 | 0 | 1 | 0
Operable | 59462 | Heelstone Energy Holdings, LLC |  | 61201 | OR Solar 3, LLC | OR | Vertical | Klamath | ORSR3 | Solar Photovoltaic | PV |  | S | X | X |  |  | 10 |  | 10 | 10 |  | N |  |  | OP | X | 12 | 2017 | 2017 |  |  | N | IPP Non-CHP | IPP | IPP | 2 | X | SUN | Renewable | 10 | 0 | 1 | 0
Operable | 59462 | Heelstone Energy Holdings, LLC |  | 61423 | OR Solar 5, LLC | OR | Vertical | Klamath | PV1 | Solar Photovoltaic | PV |  | S | X | X |  |  | 8 |  | 8 | 8 |  | N |  |  | OP | X | 1 | 2018 | 2018 |  |  | N | IPP Non-CHP | IPP | IPP | 2 | X | SUN | Renewable | 8 | 0 | 1 | 0
Operable | 59462 | Heelstone Energy Holdings, LLC |  | 61424 | OR Solar 8, LLC | OR | Vertical | Klamath | PV1 | Solar Photovoltaic | PV |  | S | X | X |  |  | 10 |  | 10 | 10 |  | N |  |  | OP | X | 3 | 2018 | 2018 |  |  | N | IPP Non-CHP | IPP | IPP | 2 | X | SUN | Renewable | 10 | 0 | 1 | 0
Operable | 59462 | Heelstone Energy Holdings, LLC |  | 61430 | OR Solar 6, LLC | OR | Vertical | Lake | PV6 | Solar Photovoltaic | PV |  | S | X | X |  |  | 10 |  | 10 | 10 |  | N |  |  | OP | X | 12 | 2017 | 2017 |  |  | N | IPP Non-CHP | IPP | IPP | 2 | X | SUN | Renewable | 10 | 0 | 1 | 0
Operable | 59462 | Heelstone Energy Holdings, LLC |  | 61580 | Tumbleweed Solar, LLC | OR | Vertical | Deschutes | TUMBL | Solar Photovoltaic | PV |  | S | X | X |  |  | 9.9 |  | 9.9 | 9.9 |  | N |  |  | OP | X | 12 | 2017 | 2017 |  |  | N | IPP Non-CHP | IPP | IPP | 2 | X | SUN | Renewable | 9.9 | 0 | 1 | 0
Operable | 59462 | Heelstone Energy Holdings, LLC |  | 61581 | Davis Lane Solar, LLC | NC | Vertical | Perquimans | DAVIS | Solar Photovoltaic | PV |  | S | X | X |  |  | 5 |  | 5 | 5 |  | N |  |  | OP | X | 12 | 2017 | 2017 |  |  | N | IPP Non-CHP | IPP | IPP | 2 | X | SUN | Renewable | 5 | 0 | 1 | 0
Operable | 59462 | Heelstone Energy Holdings, LLC |  | 61631 | Chiloquin Solar, LLC | OR | Vertical | Klamath | CHILO | Solar Photovoltaic | PV |  | S | X | X |  |  | 9.9 |  | 9.9 | 9.9 |  | N |  |  | OP | X | 1 | 2018 | 2018 |  |  | N | IPP Non-CHP | IPP | IPP | 2 | X | SUN | Renewable | 9.9 | 0 | 1 | 0
Operable | 63437 | Helena Wind, LLC |  | 63738 | Helena Wind | TX | Restructured | Bee | HEL | Onshore Wind Turbine | WT |  | S | X | X |  |  | 268.2 | 0.95 | 268.2 | 268.2 | 0 | N |  |  | OP | X | 6 | 2022 | 2022 |  |  | N | IPP Non-CHP | IPP | IPP | 2 | X | WND | Renewable | 268.2 | 0 | 1 | 0
Operable | 57154 | Heliocentric LLC |  | 57831 | Heliocentric | CA | Vertical | Los Angeles | 1 | Solar Photovoltaic | PV |  | S | X | X |  |  | 1.5 |  | 1.3 | 1.5 |  | N |  |  | OP | X | 3 | 2012 | 2012 |  |  | N | IPP Non-CHP | IPP | IPP | 2 | X | SUN | Renewable | 1.5 | 0 | 1 | 0
Operable | 65758 | Helios Energy New York 15 LLC |  | 66777 | Geneseo Solar | NY | Restructured | Livingston | GEN1 | Solar Photovoltaic | PV |  | S | X | X |  |  | 5 |  | 5 | 5 |  | N |  |  | OP | X | 12 | 2021 | 2021 |  |  | N | IPP Non-CHP | IPP | IPP | 2 | X | SUN | Renewable | 5 | 0 | 1 | 0
Operable | 66097 | Helios Energy New York 2 LLC |  | 67213 | Hamlin 1 | NY | Restructured | Monroe | HAM1 | Solar Photovoltaic | PV |  | S | X | X |  |  | 4.5 |  | 4.5 | 4.5 |  | N |  |  | OP | X | 12 | 2021 | 2021 |  |  | N | IPP Non-CHP | IPP | IPP | 2 | X | SUN | Renewable | 4.5 | 0 | 1 | 0
Operable | 66096 | Helios Energy New York 3 LLC |  | 67212 | Sweden 1 | NY | Restructured | Monroe | SWED1 | Solar Photovoltaic | PV |  | S | X | X |  |  | 5 |  | 5 | 5 |  | N |  |  | OP | X | 9 | 2021 | 2021 |  |  | N | IPP Non-CHP | IPP | IPP | 2 | X | SUN | Renewable | 5 | 0 | 1 | 0
Operable | 62688 | Helios NY I, LLC |  | 62784 | Franklin Solar Site | NY | Restructured | Franklin | FRANK | Solar Photovoltaic | PV |  | S | X | X |  |  | 1.6 |  | 1.6 | 1.6 |  | N |  |  | OP | X | 12 | 2018 | 2018 |  |  | N | IPP Non-CHP | IPP | IPP | 2 | X | SUN | Renewable | 1.6 | 0 | 1 | 0
Operable | 62688 | Helios NY I, LLC |  | 62785 | Malone Solar Site | NY | Restructured | Franklin | MALON | Solar Photovoltaic | PV |  | S | X | X |  |  | 1.1 |  | 1.1 | 1.1 |  | N |  |  | OP | X | 12 | 2018 | 2018 |  |  | N | IPP Non-CHP | IPP | IPP | 2 | X | SUN | Renewable | 1.1 | 0 | 1 | 0
Operable | 59286 | Heliovaas LLC |  | 58839 | Sudbury Landfill | MA | Restructured | Middlesex | INV1 | Solar Photovoltaic | PV |  | W | X | X |  |  | 0.5 |  | 0.5 | 0.5 |  | N |  |  | OP | X | 12 | 2013 | 2013 |  |  | N | IPP Non-CHP | IPP | IPP | 2 | X | SUN | Renewable | 0.5 | 0 | 1 | 0
Operable | 59286 | Heliovaas LLC |  | 58839 | Sudbury Landfill | MA | Restructured | Middlesex | INV2 | Solar Photovoltaic | PV |  | W | X | X |  |  | 0.3 |  | 0.3 | 0.3 |  | N |  |  | OP | X | 12 | 2013 | 2013 |  |  | N | IPP Non-CHP | IPP | IPP | 2 | X | SUN | Renewable | 0.3 | 0 | 1 | 0
Operable | 59286 | Heliovaas LLC |  | 58839 | Sudbury Landfill | MA | Restructured | Middlesex | INV3 | Solar Photovoltaic | PV |  | W | X | X |  |  | 0.5 |  | 0.5 | 0.5 |  | N |  |  | OP | X | 12 | 2013 | 2013 |  |  | N | IPP Non-CHP | IPP | IPP | 2 | X | SUN | Renewable | 0.5 | 0 | 1 | 0
Operable | 59286 | Heliovaas LLC |  | 59543 | Acton Solar Landfill | MA | Restructured | Middlesex | ACTON | Solar Photovoltaic | PV |  | W | X | X |  |  | 1.5 |  | 1.5 | 1.5 |  | N |  |  | OP | X | 12 | 2013 | 2013 |  |  | N | Commercial Non-CHP | Customer Sited | Other | 4 | X | SUN | Renewable | 1.5 | 0 | 1 | 0
Operable | 59286 | Heliovaas LLC |  | 59873 | Lowell Solar Landfill | MA | Restructured | Middlesex | PV | Solar Photovoltaic | PV |  | W | X | X |  |  | 1.3 |  | 1.3 | 1.3 |  | N |  |  | OP | X | 12 | 2013 | 2013 |  |  | N | IPP Non-CHP | IPP | IPP | 2 | X | SUN | Renewable | 1.3 | 0 | 1 | 0
Operable | 61121 | Helix Ironwood LLC |  | 55337 | Ironwood LLC | PA | Restructured | Lebanon | CT1 | Natural Gas Fired Combined Cycle | CT | CC02 | S | X | N | 659773 | 659773 | 259.2 | 0.9 | 261.6 | 261.6 | 116.8 | Y | 6 | 2023 | OP | X | 12 | 2001 | 2001 |  |  | N | IPP Non-CHP | IPP | IPP | 2 | X | NG | Non-Renewable | 0 | 259.2 | 0 | 1
Operable | 61121 | Helix Ironwood LLC |  | 55337 | Ironwood LLC | PA | Restructured | Lebanon | CT2 | Natural Gas Fired Combined Cycle | CT | CC02 | S | X | N | 659774 | 659774 | 259.2 | 0.9 | 261.6 | 261.6 | 116.8 | Y | 6 | 2023 | OP | X | 12 | 2001 | 2001 |  |  | N | IPP Non-CHP | IPP | IPP | 2 | X | NG | Non-Renewable | 0 | 259.2 | 0 | 1
Operable | 61121 | Helix Ironwood LLC |  | 55337 | Ironwood LLC | PA | Restructured | Lebanon | ST4 | Natural Gas Fired Combined Cycle | CA | CC02 | S | N | X | 659772 | 659772 | 259.2 | 0.9 | 236.8 | 236.8 | 75 | N |  |  | OP | X | 12 | 2001 | 2001 |  |  | N | IPP Non-CHP | IPP | IPP | 2 | X | NG | Non-Renewable | 0 | 259.2 | 0 | 1
Operable | 61191 | Helix Maine Wind Development, LLC |  | 56829 | Kibby Wind Facility | ME | Restructured | Franklin | 1 | Onshore Wind Turbine | WT |  | S | X | X |  |  | 66 |  | 66 | 66 | 0 | N |  |  | OP | X | 10 | 2009 | 2009 |  |  | N | IPP Non-CHP | IPP | IPP | 2 | X | WND | Renewable | 66 | 0 | 1 | 0
Operable | 61191 | Helix Maine Wind Development, LLC |  | 56829 | Kibby Wind Facility | ME | Restructured | Franklin | 2 | Onshore Wind Turbine | WT |  | S | X | X |  |  | 66 |  | 66 | 66 | 0 | N |  |  | OP | X | 10 | 2010 | 2010 |  |  | N | IPP Non-CHP | IPP | IPP | 2 | X | WND | Renewable | 66 | 0 | 1 | 0
Operable | 65891 | Hemings Solar Partners LLC |  | 66996 | Hemings Solar | VA | Vertical | Richmond | METER | Solar Photovoltaic | PV |  | S | X | X |  |  | 5 |  | 4.9 | 3.6 |  | N |  |  | OP | X | 9 | 2023 | 2023 |  |  | N | IPP Non-CHP | IPP | IPP | 2 | X | SUN | Renewable | 5 | 0 | 1 | 0
Operable | 59977 | Hemlock Solar LLC |  | 60207 | Hemlock Solar | NC | Vertical | Northampton | HEMLK | Solar Photovoltaic | PV |  | S | X | X |  |  | 5 |  | 5 | 5 |  | N |  |  | OP | X | 3 | 2017 | 2017 |  |  | N | IPP Non-CHP | IPP | IPP | 2 | X | SUN | Renewable | 5 | 0 | 1 | 0
Operable | 65076 | HEN Infrastructure, L.L.C. |  | 65809 | Caterina | TX | Restructured | Dimmit | CATER | Batteries | BA |  | J | X | X |  |  | 9.9 |  | 9.9 | 9.9 | 0 | N |  |  | OP | X | 8 | 2022 | 2022 |  |  | N | IPP Non-CHP | IPP | IPP | 2 | X | MWH | Other | 0 | 0 | 0 | 0
Operable | 65076 | HEN Infrastructure, L.L.C. |  | 65810 | Cedarville (TX) | TX | Restructured | Reeves | CDRVL | Batteries | BA |  | J | X | X |  |  | 9.9 |  | 9.9 | 9.9 |  | N |  |  | OP | X | 6 | 2022 | 2022 |  |  | N | IPP Non-CHP | IPP | IPP | 2 | X | MWH | Other | 0 | 0 | 0 | 0
Operable | 65076 | HEN Infrastructure, L.L.C. |  | 65811 | Coyote Springs (TX) | TX | Restructured | Reeves | CYTSP | Batteries | BA |  | J | X | X |  |  | 9.9 |  | 9.9 | 9.9 |  | N |  |  | OP | X | 6 | 2022 | 2022 |  |  | N | IPP Non-CHP | IPP | IPP | 2 | X | MWH | Other | 0 | 0 | 0 | 0
Operable | 65076 | HEN Infrastructure, L.L.C. |  | 65813 | Faulkner | TX | Restructured | Reeves | FAULK | Batteries | BA |  | J | X | X |  |  | 9.9 |  | 9.9 | 9.9 |  | N |  |  | OP | X | 4 | 2022 | 2022 |  |  | N | IPP Non-CHP | IPP | IPP | 2 | X | MWH | Other | 0 | 0 | 0 | 0
Operable | 65076 | HEN Infrastructure, L.L.C. |  | 65814 | Gomez | TX | Restructured | Pecos | GOMEZ | Batteries | BA |  | J | X | X |  |  | 9.9 |  | 9.9 | 9.9 |  | N |  |  | OP | X | 5 | 2023 | 2023 |  |  | N | IPP Non-CHP | IPP | IPP | 2 | X | MWH | Other | 0 | 0 | 0 | 0
Operable | 65076 | HEN Infrastructure, L.L.C. |  | 65829 | Holcomb (TX) | TX | Restructured | La Salle | HOLCO | Batteries | BA |  | J | X | X |  |  | 9.9 |  | 9.9 | 9.9 |  | N |  |  | OP | X | 1 | 2023 | 2023 |  |  | N | IPP Non-CHP | IPP | IPP | 2 | X | MWH | Other | 0 | 0 | 0 | 0
Operable | 65076 | HEN Infrastructure, L.L.C. |  | 65830 | Junction (TX) | TX | Restructured | Kimble | JUNCT | Batteries | BA |  | J | X | X |  |  | 9.9 |  | 9.9 | 9.9 |  | N |  |  | OP | X | 10 | 2023 | 2023 |  |  | N | IPP Non-CHP | IPP | IPP | 2 | X | MWH | Other | 0 | 0 | 0 | 0
Operable | 65076 | HEN Infrastructure, L.L.C. |  | 65831 | Lonestar | TX | Restructured | Ward | LNSTR | Batteries | BA |  | J | X | X |  |  | 9.9 |  | 9.9 | 9.9 |  | N |  |  | OP | X | 8 | 2022 | 2022 |  |  | N | IPP Non-CHP | IPP | IPP | 2 | X | MWH | Other | 0 | 0 | 0 | 0
Operable | 65076 | HEN Infrastructure, L.L.C. |  | 65832 | Olney | TX | Restructured | Young | OLNEY | Batteries | BA |  | J | X | X |  |  | 9.9 |  | 9.9 | 9.9 |  | N |  |  | OP | X | 5 | 2023 | 2023 |  |  | N | IPP Non-CHP | IPP | IPP | 2 | X | MWH | Other | 0 | 0 | 0 | 0
Operable | 65076 | HEN Infrastructure, L.L.C. |  | 65833 | Rattlesnake (TX) | TX | Restructured | Ward | RTLSK | Batteries | BA |  | J | X | X |  |  | 9.9 |  | 9.9 | 9.9 |  | N |  |  | OP | X | 6 | 2022 | 2022 |  |  | N | IPP Non-CHP | IPP | IPP | 2 | X | MWH | Other | 0 | 0 | 0 | 0
Operable | 65076 | HEN Infrastructure, L.L.C. |  | 65834 | Saddleback | TX | Restructured | Reeves | SDLBK | Batteries | BA |  | J | X | X |  |  | 9.9 |  | 9.9 | 9.9 |  | N |  |  | OP | X | 4 | 2022 | 2022 |  |  | N | IPP Non-CHP | IPP | IPP | 2 | X | MWH | Other | 0 | 0 | 0 | 0
Operable | 65076 | HEN Infrastructure, L.L.C. |  | 65835 | Screwbean | TX | Restructured | Culberson | SCRWB | Batteries | BA |  | J | X | X |  |  | 9.9 |  | 9.9 | 9.9 |  | N |  |  | OP | X | 1 | 2023 | 2023 |  |  | N | IPP Non-CHP | IPP | IPP | 2 | X | MWH | Other | 0 | 0 | 0 | 0
Operable | 65076 | HEN Infrastructure, L.L.C. |  | 65836 | Toyah Power Station | TX | Restructured | Reeves | TOYAH | Batteries | BA |  | J | X | X |  |  | 10.4 |  | 9.9 | 9.9 |  | N |  |  | OP | X | 10 | 2021 | 2021 |  |  | N | IPP Non-CHP | IPP | IPP | 2 | X | MWH | Other | 0 | 0 | 0 | 0
Operable | 65076 | HEN Infrastructure, L.L.C. |  | 65838 | Hoef's Road Storage | TX | Restructured | Reeves | HOEFS | Batteries | BA |  | W | X | X |  |  | 2 |  | 2 | 2 |  | N |  |  | OP | X | 5 | 2021 | 2021 |  |  | N | IPP Non-CHP | IPP | IPP | 2 | X | MWH | Other | 0 | 0 | 0 | 0
Operable | 64143 | Hendershot Solar, LLC |  | 64496 | Hendershot Solar, LLC | MI | Vertical | Lenawee | FACHE | Solar Photovoltaic | PV |  | S | X | X | Cons.Cetr |  | 2 |  | 2 | 2 |  | N |  |  | OP | X | 1 | 2021 | 2021 |  |  | N | IPP Non-CHP | IPP | IPP | 2 | X | SUN | Renewable | 2 | 0 | 1 | 0
Operable | 8453 | Hendricks Regional Health |  | 54731 | Hendricks Regional Health | IN | Vertical | Hendricks | GE06 | Petroleum Liquids | IC |  | S | X | X |  |  | 1 | 0.8 | 1 | 1 | 0 | N |  |  | SB | Y | 5 | 2010 | 2010 |  |  | N | Commercial Non-CHP | Customer Sited | Other | 4 | X | DFO | Non-Renewable | 0 | 1 | 0 | 1
Operable | 8453 | Hendricks Regional Health |  | 54731 | Hendricks Regional Health | IN | Vertical | Hendricks | GEO1 | Petroleum Liquids | IC |  | S | X | X |  |  | 0.5 | 0.8 | 0.5 | 0.5 | 0 | N |  |  | SB | Y | 9 | 1992 | Pre-2000 | 12 | 2024 | N | Commercial Non-CHP | Customer Sited | Other | 4 | X | DFO | Non-Renewable | 0 | 0.5 | 0 | 1
Operable | 8453 | Hendricks Regional Health |  | 54731 | Hendricks Regional Health | IN | Vertical | Hendricks | GEO2 | Petroleum Liquids | IC |  | S | X | X |  |  | 0.5 | 0.8 | 0.5 | 0.5 | 0 | N |  |  | SB | Y | 9 | 1992 | Pre-2000 | 12 | 2024 | N | Commercial Non-CHP | Customer Sited | Other | 4 | X | DFO | Non-Renewable | 0 | 0.5 | 0 | 1
Operable | 8453 | Hendricks Regional Health |  | 54731 | Hendricks Regional Health | IN | Vertical | Hendricks | GEO3 | Petroleum Liquids | IC |  | S | X | X |  |  | 0.3 | 0.8 | 0.3 | 0.3 | 0 | N |  |  | SB | Y | 9 | 1992 | Pre-2000 | 12 | 2024 | N | Commercial Non-CHP | Customer Sited | Other | 4 | X | DFO | Non-Renewable | 0 | 0.3 | 0 | 1
Operable | 8453 | Hendricks Regional Health |  | 54731 | Hendricks Regional Health | IN | Vertical | Hendricks | GEO4 | Petroleum Liquids | IC |  | S | X | X |  |  | 1 | 0.8 | 1 | 1 | 0 | N |  |  | SB | Y | 3 | 2004 | 2004 |  |  | N | Commercial Non-CHP | Customer Sited | Other | 4 | X | DFO | Non-Renewable | 0 | 1 | 0 | 1
Operable | 8453 | Hendricks Regional Health |  | 54731 | Hendricks Regional Health | IN | Vertical | Hendricks | GEO5 | Petroleum Liquids | IC |  | S | X | X |  |  | 1 | 0.8 | 1 | 1 | 0 | N |  |  | SB | Y | 3 | 2004 | 2004 |  |  | N | Commercial Non-CHP | Customer Sited | Other | 4 | X | DFO | Non-Renewable | 0 | 1 | 0 | 1
Operable | 56977 | Henkel U.S. Operations Corporation |  | 57648 | Henkel U.S. Operations Corporation | NY | Restructured | Ontario | WT1 | Onshore Wind Turbine | WT |  | S | X | X |  |  | 1.7 |  | 1.7 | 1.7 | 0.5 | N |  |  | OP | X | 1 | 2012 | 2012 |  |  | N | Industrial Non-CHP | Customer Sited | Other | 6 | X | WND | Renewable | 1.7 | 0 | 1 | 0
Operable | 56977 | Henkel U.S. Operations Corporation |  | 57648 | Henkel U.S. Operations Corporation | NY | Restructured | Ontario | WT2 | Onshore Wind Turbine | WT |  | S | X | X |  |  | 1.7 |  | 1.7 | 1.7 | 0.5 | N |  |  | OP | X | 1 | 2012 | 2012 |  |  | N | Industrial Non-CHP | Customer Sited | Other | 6 | X | WND | Renewable | 1.7 | 0 | 1 | 0
Operable | 65537 | Henry Miller Reclamation District |  | 66492 | Henry Miller RD | CA | Vertical | Merced | HMRD1 | Solar Photovoltaic | PV |  | S | X | X |  |  | 1.5 |  | 1.5 | 1 |  | N |  |  | OP | X | 10 | 2018 | 2018 |  |  | N | Commercial Non-CHP | Customer Sited | Other | 4 | X | SUN | Renewable | 1.5 | 0 | 1 | 0
Operable | 16233 | Heorot Power Management |  | 55749 | Hardin Generator Project | MT | Vertical | Big Horn | UNT1 | Conventional Steam Coal | ST |  | S | X | X |  |  | 115.7 | 0.85 | 107 | 107 | 50 | N |  |  | OP | X | 3 | 2006 | 2006 |  |  | N | IPP Non-CHP | IPP | IPP | 2 | X | SUB | Non-Renewable | 0 | 115.7 | 0 | 1
Operable | 62870 | Heritage Sustainable Energy. LLC |  | 63019 | Green Lake Solar | MI | Vertical | Grand Traverse | GRN1 | Solar Photovoltaic | PV |  | S | X | X |  |  | 1 |  | 1 | 1 |  | N |  |  | OP | X | 10 | 2018 | 2018 |  |  | N | IPP Non-CHP | IPP | IPP | 2 | X | SUN | Renewable | 1 | 0 | 1 | 0
Operable | 62870 | Heritage Sustainable Energy. LLC |  | 63020 | TCLP Solar Phase 1 | MI | Vertical | Leelanau | TCLP1 | Solar Photovoltaic | PV |  | S | X | X |  |  | 1 |  | 1 | 1 |  | N |  |  | OP | X | 10 | 2017 | 2017 |  |  | N | IPP Non-CHP | IPP | IPP | 2 | X | SUN | Renewable | 1 | 0 | 1 | 0
Operable | 62870 | Heritage Sustainable Energy. LLC |  | 63660 | M72 West Solar | MI | Vertical | Leelanau | M72W | Solar Photovoltaic | PV |  | S | X | X |  |  | 1.8 |  | 1.8 | 1.8 |  | N |  |  | OP | X | 12 | 2019 | 2019 |  |  | N | IPP Non-CHP | IPP | IPP | 2 | X | SUN | Renewable | 1.8 | 0 | 1 | 0
Operable | 62870 | Heritage Sustainable Energy. LLC |  | 64251 | Pickford Solar | MI | Vertical | Chippewa | PICK1 | Solar Photovoltaic | PV |  | S | X | X |  |  | 6.9 |  | 6.9 | 6.9 |  | N |  |  | OP | X | 2 | 2021 | 2021 |  |  | N | IPP Non-CHP | IPP | IPP | 2 | X | SUN | Renewable | 6.9 | 0 | 1 | 0
Operable | 8503 | Hermiston Generating Co LP |  | 54761 | Hermiston Generating Plant | OR | Vertical | Umatilla | GEN1 | Natural Gas Fired Combined Cycle | CA | CC1 | J | N | X |  |  | 106.1 | 0.98 | 80 | 83 | 65 | N |  |  | OP | X | 6 | 1996 | Pre-2000 |  |  | Y | IPP CHP | IPP | IPP | 3 | T | NG | Non-Renewable | 0 | 106.1 | 0 | 1
Operable | 8503 | Hermiston Generating Co LP |  | 54761 | Hermiston Generating Plant | OR | Vertical | Umatilla | GEN2 | Natural Gas Fired Combined Cycle | CT | CC1 | J | X | N |  |  | 204.5 | 0.98 | 152 | 160 | 99 | N |  |  | OP | X | 6 | 1996 | Pre-2000 |  |  | Y | IPP CHP | IPP | IPP | 3 | T | NG | Non-Renewable | 0 | 204.5 | 0 | 1
Operable | 8503 | Hermiston Generating Co LP |  | 54761 | Hermiston Generating Plant | OR | Vertical | Umatilla | GEN3 | Natural Gas Fired Combined Cycle | CA | CC2 | J | N | X |  |  | 106.1 | 0.98 | 80 | 83 | 65 | N |  |  | OP | X | 6 | 1996 | Pre-2000 |  |  | Y | IPP CHP | IPP | IPP | 3 | T | NG | Non-Renewable | 0 | 106.1 | 0 | 1
Operable | 8503 | Hermiston Generating Co LP |  | 54761 | Hermiston Generating Plant | OR | Vertical | Umatilla | GEN4 | Natural Gas Fired Combined Cycle | CT | CC2 | J | X | N |  |  | 204.5 | 0.98 | 152 | 160 | 99 | N |  |  | OP | X | 6 | 1996 | Pre-2000 |  |  | Y | IPP CHP | IPP | IPP | 3 | T | NG | Non-Renewable | 0 | 204.5 | 0 | 1
Operable | 7869 | Hermiston Power Partnership |  | 55328 | Hermiston Power Partnership | OR | Vertical | Umatilla | CTG1 | Natural Gas Fired Combined Cycle | CT | CC1 | S | X | N |  |  | 212.5 | 0.85 | 197 | 206 | 80 | N |  |  | OP | X | 8 | 2002 | 2002 |  |  | N | IPP Non-CHP | IPP | IPP | 2 | X | NG | Non-Renewable | 0 | 212.5 | 0 | 1
Operable | 7869 | Hermiston Power Partnership |  | 55328 | Hermiston Power Partnership | OR | Vertical | Umatilla | CTG2 | Natural Gas Fired Combined Cycle | CT | CC1 | S | X | N |  |  | 212.5 | 0.85 | 197 | 206 | 80 | N |  |  | OP | X | 8 | 2002 | 2002 |  |  | N | IPP Non-CHP | IPP | IPP | 2 | X | NG | Non-Renewable | 0 | 212.5 | 0 | 1
Operable | 7869 | Hermiston Power Partnership |  | 55328 | Hermiston Power Partnership | OR | Vertical | Umatilla | STG1 | Natural Gas Fired Combined Cycle | CA | CC1 | S | Y | X |  |  | 264.4 | 0.85 | 235 | 246 | 90 | N |  |  | OP | X | 8 | 2002 | 2002 |  |  | N | IPP Non-CHP | IPP | IPP | 2 | X | NG | Non-Renewable | 0 | 264.4 | 0 | 1
Operable | 61402 | Hernando Energy |  | 61779 | Hernando | FL | Vertical | Hernando | ENG1 | Landfill Gas | IC |  | S | X | X |  |  | 1.6 | 0.8 | 1.6 | 1.6 | 0.8 | N |  |  | OP | X | 2 | 2010 | 2010 |  |  | N | IPP Non-CHP | IPP | IPP | 2 | X | LFG | Renewable | 1.6 | 0 | 1 | 0
Operable | 64807 | Herrema Dairy, LLC |  | 65494 | Herrema Dairy | IN | Vertical | Jasper | HER2 | Natural Gas Internal Combustion Engine | IC |  | S | X | X |  |  | 1.5 | 0.8 | 0.8 | 0.8 | 0.3 | N |  |  | OP | X | 12 | 2023 | 2023 |  |  | N | Industrial Non-CHP | Customer Sited | Other | 6 | X | NG | Non-Renewable | 0 | 1.5 | 0 | 1
Operable | 65748 | Herrington Solar, LLC |  | 66749 | Herrington Solar | NY | Restructured | Rensselaer | HERR1 | Solar Photovoltaic | PV |  | S | X | X |  |  | 5 |  | 5 | 5 |  | N |  |  | OP | X | 9 | 2021 | 2021 |  |  | N | IPP Non-CHP | IPP | IPP | 2 | X | SUN | Renewable | 5 | 0 | 1 | 0
Operable | 63399 | Hertzberg Community Solar |  | 63680 | Hertzberg Community (CSG) | MN | Vertical | Stearns | HERTZ | Solar Photovoltaic | PV |  | S | X | X |  |  | 1 |  | 1 | 1 |  | N |  |  | OP | X | 4 | 2020 | 2020 |  |  | N | IPP Non-CHP | IPP | IPP | 2 | X | SUN | Renewable | 1 | 0 | 1 | 0
Operable | 61409 | Heyer CSG LLC |  | 61793 | Heyer CSG | MN | Vertical | Rice | HEYER | Solar Photovoltaic | PV |  | S | X | X |  |  | 1 |  | 1 | 1 |  | N |  |  | OP | X | 6 | 2018 | 2018 |  |  | N | IPP Non-CHP | IPP | IPP | 2 | X | SUN | Renewable | 1 | 0 | 1 | 0
Operable | 64469 | HF Sinclair Corporation |  | 54268 | HF Sinclair Puget Sound Refining | WA | Vertical | Skagit | GTG1 | Natural Gas Fired Combustion Turbine | GT | CC1 | S | X | X |  |  | 46.6 | 0.9 | 40 | 46 | 35 | N |  |  | OP | X | 9 | 1991 | Pre-2000 |  |  | Y | Industrial CHP | Customer Sited | Other | 7 | T | NG | Non-Renewable | 0 | 46.6 | 0 | 1 | OG
Operable | 64469 | HF Sinclair Corporation |  | 54268 | HF Sinclair Puget Sound Refining | WA | Vertical | Skagit | GTG2 | Natural Gas Fired Combustion Turbine | GT | CC1 | S | X | X |  |  | 46.6 | 0.9 | 40 | 46 | 35 | N |  |  | OP | X | 10 | 1991 | Pre-2000 |  |  | Y | Industrial CHP | Customer Sited | Other | 7 | T | NG | Non-Renewable | 0 | 46.6 | 0 | 1 | OG
Operable | 64469 | HF Sinclair Corporation |  | 54268 | HF Sinclair Puget Sound Refining | WA | Vertical | Skagit | GTG3 | Natural Gas Fired Combustion Turbine | GT | CC1 | S | X | X |  |  | 46.6 | 0.9 | 40 | 46 | 35 | N |  |  | OP | X | 1 | 1993 | Pre-2000 |  |  | Y | Industrial CHP | Customer Sited | Other | 7 | T | NG | Non-Renewable | 0 | 46.6 | 0 | 1 | OG
Operable | 24205 | HF Sinclair Parco Refining LLC |  | 54374 | Sinclair Oil Refinery | WY | Vertical | Carbon | NO2 | Other Gases | ST |  | S | X | X |  |  | 0.4 | 0.8 | 0.4 | 0.4 | 0.1 | N |  |  | OP | X | 1 | 1925 | Pre-2000 |  |  | Y | Industrial CHP | Customer Sited | Other | 7 | T | OG | Non-Renewable | 0 | 0.4 | 0 | 1 | NG
Operable | 24205 | HF Sinclair Parco Refining LLC |  | 54374 | Sinclair Oil Refinery | WY | Vertical | Carbon | NO3 | Other Gases | ST |  | S | X | X |  |  | 1.3 | 0.8 | 1.3 | 1.3 | 0.1 | N |  |  | OS | X | 1 | 1954 | Pre-2000 |  |  | Y | Industrial CHP | Customer Sited | Other | 7 | T | OG | Non-Renewable | 0 | 1.3 | 0 | 1 | NG
Operable | 24205 | HF Sinclair Parco Refining LLC |  | 54374 | Sinclair Oil Refinery | WY | Vertical | Carbon | NO5 | Petroleum Liquids | IC |  | S | X | X |  |  | 1.1 | 0.8 | 1.1 | 1.1 | 0.6 | N |  |  | SB | Y | 1 | 1955 | Pre-2000 |  |  | N | Industrial CHP | Customer Sited | Other | 7 | X | DFO | Non-Renewable | 0 | 1.1 | 0 | 1
Operable | 62950 | HG Solar Development, LLC |  | 63214 | Middleton Solar Park | MA | Restructured | Essex | MDB02 | Batteries | BA |  | S | X | X |  |  | 3 |  | 3 | 3 | 0.3 | N |  |  | OP | X | 12 | 2019 | 2019 |  |  | N | IPP Non-CHP | IPP | IPP | 2 | X | MWH | Other | 0 | 0 | 0 | 0
Operable | 62950 | HG Solar Development, LLC |  | 63214 | Middleton Solar Park | MA | Restructured | Essex | MDL01 | Solar Photovoltaic | PV |  | S | X | X |  |  | 5 |  | 5 | 3.8 |  | N |  |  | OP | X | 6 | 2018 | 2018 |  |  | N | IPP Non-CHP | IPP | IPP | 2 | X | SUN | Renewable | 5 | 0 | 1 | 0
Operable | 61387 | HGS solar I, LLC |  | 61765 | HGS Solar I | NY | Restructured | Washington | SNWH1 | Solar Photovoltaic | PV |  | S | X | X |  |  | 2 |  | 2 | 2 |  | N |  |  | OP | X | 9 | 2016 | 2016 |  |  | N | IPP Non-CHP | IPP | IPP | 2 | X | SUN | Renewable | 2 | 0 | 1 | 0
Operable | 8543 | Hibbing Public Utilities Comm |  | 1979 | Hibbing | MN | Vertical | St Louis | 3 | Natural Gas Steam Turbine | ST |  | S | X | X | MISO | MISO | 10 | 0.8 | 11.6 | 11.6 | 4 | N |  |  | OP | X | 4 | 1965 | Pre-2000 |  |  | Y | Electric Utility | Utility | Municipal | 1 | T | NG | Non-Renewable | 0 | 10 | 0 | 1 | WDS | BIT | LIG
Operable | 8543 | Hibbing Public Utilities Comm |  | 1979 | Hibbing | MN | Vertical | St Louis | 5 | Natural Gas Steam Turbine | ST |  | S | X | X | MISO | MISO | 19.5 | 0.85 | 19.5 | 19.5 | 5 | N |  |  | OP | X | 8 | 1985 | Pre-2000 |  |  | Y | Electric Utility | Utility | Municipal | 1 | T | NG | Non-Renewable | 0 | 19.5 | 0 | 1 | WDS | BIT | LIG
Operable | 8543 | Hibbing Public Utilities Comm |  | 1979 | Hibbing | MN | Vertical | St Louis | 6 | Natural Gas Steam Turbine | ST |  | S | X | X | MISO | MISO | 6.4 | 0.85 | 1 | 6.4 | 1 | N |  |  | OP | X | 2 | 1996 | Pre-2000 |  |  | Y | Electric Utility | Utility | Municipal | 1 | T | NG | Non-Renewable | 0 | 6.4 | 0 | 1 | WDS | BIT | LIG
Operable | 60659 | Hickory Run Energy, LLC |  | 61028 | Hickory Run Energy Station | PA | Restructured | Lawrence | CTG1 | Natural Gas Fired Combined Cycle | CT | HRES | S | X | N | HICRUNEC20 KV 1A CTG | HICRUNEC22 KV 1S STG | 295 | 0.85 | 277 | 320.4 | 146 | N |  |  | OP | X | 5 | 2020 | 2020 |  |  | N | IPP Non-CHP | IPP | IPP | 2 | X | NG | Non-Renewable | 0 | 295 | 0 | 1
Operable | 60659 | Hickory Run Energy, LLC |  | 61028 | Hickory Run Energy Station | PA | Restructured | Lawrence | CTG2 | Natural Gas Fired Combined Cycle | CT | HRES | S | X | N | HICRUNEC20 KV 1B CTG |  | 295 | 0.85 | 277 | 320.2 | 146 | N |  |  | OP | X | 5 | 2020 | 2020 |  |  | N | IPP Non-CHP | IPP | IPP | 2 | X | NG | Non-Renewable | 0 | 295 | 0 | 1
Operable | 60659 | Hickory Run Energy, LLC |  | 61028 | Hickory Run Energy Station | PA | Restructured | Lawrence | STG1 | Natural Gas Fired Combined Cycle | CA | HRES | S | Y | X | HICRUNEC22 KV 1S STG |  | 443.7 | 0.85 | 425.3 | 436.3 | 195 | N |  |  | OP | X | 5 | 2020 | 2020 |  |  | N | IPP Non-CHP | IPP | IPP | 2 | X | NG | Non-Renewable | 0 | 443.7 | 0 | 1
Operable | 65040 | Hickson Solar, LLC |  | 65779 | Hickson Solar, LLC | SC | Vertical | Marlboro | HICK | Solar Photovoltaic | PV |  | S | X | X |  |  | 2.8 |  | 2 | 2 |  | N |  |  | OP | X | 12 | 2022 | 2022 |  |  | N | IPP Non-CHP | IPP | IPP | 2 | X | SUN | Renewable | 2.8 | 0 | 1 | 0
Operable | 62106 | Hidalgo Wind Farm II LLC |  | 62618 | Hidalgo Wind Farm II | TX | Restructured | Hidalgo | WT | Onshore Wind Turbine | WT |  | S | X | X |  |  | 50.4 |  | 50.4 | 50.4 | 1 | N |  |  | OP | X | 2 | 2020 | 2020 |  |  | N | IPP Non-CHP | IPP | IPP | 2 | X | WND | Renewable | 50.4 | 0 | 1 | 0
Operable | 56946 | Hidalgo Wind Farm LLC |  | 57617 | Hidalgo Wind Farm LLC | TX | Restructured | Hidalgo | GEN1 | Onshore Wind Turbine | WT |  | S | X | X |  |  | 250 |  | 250 | 250 | 1 | N |  |  | OP | X | 12 | 2016 | 2016 |  |  | N | IPP Non-CHP | IPP | IPP | 2 | X | WND | Renewable | 250 | 0 | 1 | 0
Operable | 57189 | Hidden Hollow Energy LLC |  | 57861 | Hidden Hollow Energy | ID | Vertical | Ada | UNT1 | Landfill Gas | IC |  | S | X | X |  |  | 1.6 | 0.98 | 1.5 | 1.5 | 1.2 | N |  |  | OP | X | 1 | 2007 | 2007 |  |  | N | IPP Non-CHP | IPP | IPP | 2 | X | LFG | Renewable | 1.6 | 0 | 1 | 0
Operable | 57189 | Hidden Hollow Energy LLC |  | 57861 | Hidden Hollow Energy | ID | Vertical | Ada | UNT2 | Landfill Gas | IC |  | S | X | X |  |  | 1.6 | 0.98 | 1.5 | 1.5 | 1.2 | N |  |  | OP | X | 1 | 2007 | 2007 |  |  | N | IPP Non-CHP | IPP | IPP | 2 | X | LFG | Renewable | 1.6 | 0 | 1 | 0
Operable | 59093 | Hidden View Dairy, LLC |  | 59260 | Hidden View Dairy, LLC | IN | Vertical | Jasper | HV3 | Natural Gas Internal Combustion Engine | IC |  | S | X | X | NIPS.WVPA | NIPS.WVPA | 1 | 0.98 | 0.9 | 0.9 | 0.3 | N |  |  | OP | X | 10 | 2022 | 2022 |  |  | N | Industrial Non-CHP | Customer Sited | Other | 6 | X | NG | Non-Renewable | 0 | 1 | 0 | 1
Operable | 65295 | High Banks Wind, LLC |  | 66156 | High Banks Wind, LLC | KS | Vertical | Republic | WT | Onshore Wind Turbine | WT |  | S | X | X |  |  | 643.4 |  | 604 | 604 |  | N |  |  | OP | X | 12 | 2023 | 2023 |  |  | N | IPP Non-CHP | IPP | IPP | 2 | X | WND | Renewable | 643.4 | 0 | 1 | 0
Operable | 64648 | High Lonesome Mesa, LLC |  | 56945 | High Lonesome Mesa LLC | NM | Vertical | Torrance | 1 | Onshore Wind Turbine | WT |  | S | X | X | WECC | WECC | 100 |  | 100 | 100 | 1 | N |  |  | OP | X | 7 | 2009 | 2009 |  |  | N | IPP Non-CHP | IPP | IPP | 2 | X | WND | Renewable | 100 | 0 | 1 | 0
Operable | 62046 | High Lonesome Wind Power, LLC |  | 62562 | High Lonesome Wind Power, LLC Hybrid | TX | Restructured | Upton | BA | Batteries | BA |  | S | X | X |  |  | 51.1 |  | 51.1 | 51.1 |  | N |  |  | OP | X | 6 | 2023 | 2023 |  |  | N | IPP Non-CHP | IPP | IPP | 2 | X | MWH | Other | 0 | 0 | 0 | 0
Operable | 62046 | High Lonesome Wind Power, LLC |  | 62562 | High Lonesome Wind Power, LLC Hybrid | TX | Restructured | Upton | HILO | Onshore Wind Turbine | WT |  | S | X | X |  |  | 449.5 |  | 449.5 | 449.5 | 0 | N |  |  | OP | X | 7 | 2023 | 2023 |  |  | N | IPP Non-CHP | IPP | IPP | 2 | X | WND | Renewable | 449.5 | 0 | 1 | 0
Operable | 62046 | High Lonesome Wind Power, LLC |  | 62562 | High Lonesome Wind Power, LLC Hybrid | TX | Restructured | Upton | HILO2 | Onshore Wind Turbine | WT |  | S | X | X |  |  | 50 |  | 50 | 50 | 0 | N |  |  | OP | X | 7 | 2023 | 2023 |  |  | N | IPP Non-CHP | IPP | IPP | 2 | X | WND | Renewable | 50 | 0 | 1 | 0
Operable | 57396 | High Mesa Energy, LLC |  | 58019 | High Mesa | ID | Vertical | Twin Falls | 1 | Onshore Wind Turbine | WT |  | S | X | X |  |  | 40 |  | 39.9 | 39.9 | 1.2 | N |  |  | OP | X | 12 | 2012 | 2012 |  |  | N | IPP Non-CHP | IPP | IPP | 2 | X | WND | Renewable | 40 | 0 | 1 | 0
Operable | 54904 | High Prairie Wind Farm II LLC |  | 56494 | Prairie Star Wind Farm | MN | Vertical | Mower | HP2 | Onshore Wind Turbine | WT |  | S | X | X |  |  | 100.7 |  | 100.7 | 100.7 | 0.8 | N |  |  | OP | X | 12 | 2007 | 2007 |  |  | N | IPP Non-CHP | IPP | IPP | 2 | X | WND | Renewable | 100.7 | 0 | 1 | 0
Operable | 8596 | High Shoals Hydro |  | 10121 | High Shoals Hydro (GA) | GA | Vertical | Morgan | GEN1 | Conventional Hydroelectric | HY |  | S | X | X |  |  | 1.4 | 1 | 1.4 | 1.4 | 0.1 | N |  |  | OP | X | 11 | 1988 | Pre-2000 |  |  | N | IPP Non-CHP | IPP | IPP | 2 | X | WAT | Renewable | 1.4 | 0 | 1 | 0
Operable | 54709 | High Trail Wind Farm LLC |  | 56338 | High Trail Wind Farm LLC | IL | Restructured | McLean | 1 | Onshore Wind Turbine | WT |  | S | X | X |  |  | 210.9 |  | 210.9 | 210.9 | 1.5 | N |  |  | OP | X | 3 | 2007 | 2007 |  |  | N | IPP Non-CHP | IPP | IPP | 2 | X | WND | Renewable | 210.9 | 0 | 1 | 0
Operable | 63497 | Highest Power Solar, LLC |  | 63812 | Highest Power Solar, LLC | NC | Vertical | Franklin | PGR31 | Solar Photovoltaic | PV |  | S | X | X |  |  | 48.7 | 0.95 | 48.7 | 48.7 |  | N |  |  | OP | X | 2 | 2022 | 2022 |  |  | N | IPP Non-CHP | IPP | IPP | 2 | X | SUN | Renewable | 48.7 | 0 | 1 | 0
Operable | 62902 | Highline Services, LLC |  | 63092 | Riverview Solar | CO | Vertical | Logan | RIVER | Solar Photovoltaic | PV |  | W | X | X |  |  | 1.5 |  | 1.5 | 1.5 | 0.1 | N |  |  | OP | X | 11 | 2019 | 2019 |  |  | N | Electric Utility | Utility | IPP | 1 | X | SUN | Renewable | 1.5 | 0 | 1 | 0
Operable | 56107 | Highwoods Properties |  | 54816 | Riverwood 100 Building | GA | Vertical | Cobb | 11KT | Petroleum Liquids | IC |  | W | X | X |  |  | 1.1 | 0.9 | 1.1 | 1.1 | 0.2 | N |  |  | OS | X | 1 | 1989 | Pre-2000 |  |  | N | Commercial Non-CHP | Customer Sited | Other | 4 | X | DFO | Non-Renewable | 0 | 1.1 | 0 | 1
Operable | 62064 | Hill Top Energy Center, LLC |  | 62565 | Hill Top Energy Center, LLC | PA | Restructured | Greene | GEN1 | Natural Gas Fired Combined Cycle | CS |  | S | Y | N | Greene County CC | Greene County CC | 664.7 | 0.85 | 622.5 | 622.8 | 210 | N |  |  | OP | X | 7 | 2021 | 2021 |  |  | N | IPP Non-CHP | IPP | IPP | 2 | X | NG | Non-Renewable | 0 | 664.7 | 0 | 1
Operable | 61697 | Hillcrest Solar I, LLC |  | 62200 | Hillcrest Solar | OH | Restructured | Brown | HILLC | Solar Photovoltaic | PV |  | S | X | X |  |  | 200 |  | 200 | 200 |  | N |  |  | OP | X | 7 | 2021 | 2021 |  |  | N | IPP Non-CHP | IPP | IPP | 2 | X | SUN | Renewable | 200 | 0 | 1 | 0
Operable | 8633 | Hillsborough County |  | 50858 | Hillsborough County Resource Recovery | FL | Vertical | Hillsborough | GEN1 | Municipal Solid Waste | ST |  | S | X | X |  |  | 29 | 1 | 26 | 26 | 5 | N |  |  | OP | X | 4 | 1987 | Pre-2000 |  |  | N | Commercial Non-CHP | Customer Sited | Other | 4 | X | MSW | Renewable | 29 | 0 | 1 | 0
Operable | 8633 | Hillsborough County |  | 50858 | Hillsborough County Resource Recovery | FL | Vertical | Hillsborough | GEN2 | Municipal Solid Waste | ST |  | S | X | X |  |  | 18 | 1 | 16 | 16 | 3 | N |  |  | OP | X | 6 | 2009 | 2009 |  |  | N | Commercial Non-CHP | Customer Sited | Other | 4 | X | MSW | Renewable | 18 | 0 | 1 | 0
Operable | 8631 | Hillsdale Board of Public Wks |  | 1829 | Hillsdale | MI | Vertical | Hillsdale | 5 | Natural Gas Internal Combustion Engine | IC |  | S | X | X |  |  | 5.6 | 0.8 | 5.6 | 5.6 | 4.5 | N |  |  | OP | X | 9 | 1973 | Pre-2000 |  |  | N | Electric Utility | Utility | Municipal | 1 | X | NG | Non-Renewable | 0 | 5.6 | 0 | 1 | DFO
Operable | 8631 | Hillsdale Board of Public Wks |  | 1829 | Hillsdale | MI | Vertical | Hillsdale | 6 | Natural Gas Internal Combustion Engine | IC |  | S | X | X |  |  | 6 | 0.8 | 6 | 6 | 4.8 | N |  |  | OP | X | 4 | 1976 | Pre-2000 |  |  | N | Electric Utility | Utility | Municipal | 1 | X | NG | Non-Renewable | 0 | 6 | 0 | 1 | DFO
Operable | 61415 | Hilltop Power, LLC |  | 61788 | Hilltop Power | MN | Vertical | Pipestone | WT | Onshore Wind Turbine | WT |  | S | X | X |  |  | 2 |  | 2 | 2 | 0.1 | N |  |  | OP | X | 12 | 2008 | 2008 |  |  | N | IPP Non-CHP | IPP | IPP | 2 | X | WND | Renewable | 2 | 0 | 1 | 0
Operable | 61365 | Hilltopper Wind Project, LLC |  | 61735 | Hilltopper Wind Project | IL | Restructured | Logan | WT1 | Onshore Wind Turbine | WT |  | S | X | X |  |  | 185 |  | 185 | 185 | 0 | N |  |  | OP | X | 12 | 2018 | 2018 |  |  | N | IPP Non-CHP | IPP | IPP | 2 | X | WND | Renewable | 185 | 0 | 1 | 0
Operable | 61253 | Hitchcock Hydro, LLC |  | 61640 | Texon Hydroelectric Project | MA | Restructured | Hampden | 1 | Conventional Hydroelectric | HY |  | S | X | X |  |  | 1.5 | 0.9 | 1.5 | 1.5 | 0.2 | N |  |  | OP | X | 1 | 1982 | Pre-2000 |  |  | N | IPP Non-CHP | IPP | IPP | 2 | X | WAT | Renewable | 1.5 | 0 | 1 | 0
Operable | 56866 | HL Power Company |  | 10777 | HL Power | CA | Vertical | Lassen | GEN1 | Wood/Wood Waste Biomass | ST |  | W | X | X |  |  | 36.2 | 0.9 | 30 | 30 | 16 | N |  |  | OP | X | 7 | 1989 | Pre-2000 |  |  | N | IPP Non-CHP | IPP | IPP | 2 | X | WDS | Renewable | 36.2 | 0 | 1 | 0 | NG
Operable | 62131 | HL Solar LLC |  | 62655 | HL Solar | CA | Vertical | Lassen | HLS | Solar Photovoltaic | PV |  | S | X | X |  |  | 7.6 |  | 7.6 | 7.6 |  | N |  |  | OP | X | 6 | 2019 | 2019 |  |  | N | IPP Non-CHP | IPP | IPP | 2 | X | SUN | Renewable | 7.6 | 0 | 1 | 0
Operable | 58195 | Hoag Memorial Presbyterian Hospital |  | 58223 | Hoag Hospital Cogen Plant | CA | Vertical | Orange | 1 | Natural Gas Internal Combustion Engine | IC |  | S | X | X |  |  | 1.5 | 0.8 | 1.2 | 1.2 | 1 | N |  |  | OP | X | 7 | 2006 | 2006 |  |  | Y | Commercial CHP | Customer Sited | Other | 5 | T | NG | Non-Renewable | 0 | 1.5 | 0 | 1
Operable | 58195 | Hoag Memorial Presbyterian Hospital |  | 58223 | Hoag Hospital Cogen Plant | CA | Vertical | Orange | 2 | Natural Gas Internal Combustion Engine | IC |  | S | X | X |  |  | 1.5 | 0.8 | 1.2 | 1.2 | 1 | N |  |  | OP | X | 7 | 2006 | 2006 |  |  | Y | Commercial CHP | Customer Sited | Other | 5 | T | NG | Non-Renewable | 0 | 1.5 | 0 | 1
Operable | 58195 | Hoag Memorial Presbyterian Hospital |  | 58223 | Hoag Hospital Cogen Plant | CA | Vertical | Orange | 3 | Natural Gas Internal Combustion Engine | IC |  | S | X | X |  |  | 1.5 | 0.8 | 1.2 | 1.2 | 1 | N |  |  | OP | X | 7 | 2006 | 2006 |  |  | Y | Commercial CHP | Customer Sited | Other | 5 | T | NG | Non-Renewable | 0 | 1.5 | 0 | 1
Operable | 65212 | Hobnail Solar, LLC |  | 66026 | Hobnail Solar | GA | Vertical | Burke | GA-03 | Solar Photovoltaic | PV |  | S | X | X |  |  | 70 |  | 70 | 70 |  | N |  |  | OP | X | 12 | 2023 | 2023 |  |  | N | IPP Non-CHP | IPP | IPP | 2 | X | SUN | Renewable | 70 | 0 | 1 | 0
Operable | 8705 | Hoffer Plastics |  | 54523 | Hoffer Plastics | IL | Restructured | Kane | GEN1 | Natural Gas Internal Combustion Engine | IC |  | S | X | X |  |  | 0.8 | 0.8 | 0.8 | 0.8 | 0.4 | N |  |  | OP | X | 4 | 1992 | Pre-2000 |  |  | N | Industrial Non-CHP | Customer Sited | Other | 6 | X | NG | Non-Renewable | 0 | 0.8 | 0 | 1
Operable | 8705 | Hoffer Plastics |  | 54523 | Hoffer Plastics | IL | Restructured | Kane | GEN2 | Natural Gas Internal Combustion Engine | IC |  | S | X | X |  |  | 0.8 | 0.8 | 0.8 | 0.8 | 0.4 | N |  |  | OP | X | 4 | 1992 | Pre-2000 |  |  | N | Industrial Non-CHP | Customer Sited | Other | 6 | X | NG | Non-Renewable | 0 | 0.8 | 0 | 1
Operable | 8705 | Hoffer Plastics |  | 54523 | Hoffer Plastics | IL | Restructured | Kane | GEN3 | Natural Gas Internal Combustion Engine | IC |  | S | X | X |  |  | 0.8 | 0.8 | 0.8 | 0.8 | 0.4 | N |  |  | OP | X | 4 | 1992 | Pre-2000 |  |  | N | Industrial Non-CHP | Customer Sited | Other | 6 | X | NG | Non-Renewable | 0 | 0.8 | 0 | 1
Operable | 8705 | Hoffer Plastics |  | 54523 | Hoffer Plastics | IL | Restructured | Kane | GEN4 | Natural Gas Internal Combustion Engine | IC |  | S | X | X |  |  | 0.8 | 0.8 | 0.8 | 0.8 | 0.4 | N |  |  | OP | X | 4 | 1992 | Pre-2000 |  |  | N | Industrial Non-CHP | Customer Sited | Other | 6 | X | NG | Non-Renewable | 0 | 0.8 | 0 | 1
Operable | 8705 | Hoffer Plastics |  | 54523 | Hoffer Plastics | IL | Restructured | Kane | GEN5 | Natural Gas Internal Combustion Engine | IC |  | S | X | X |  |  | 0.8 | 0.8 | 0.8 | 0.8 | 0.4 | N |  |  | OP | X | 4 | 1992 | Pre-2000 |  |  | N | Industrial Non-CHP | Customer Sited | Other | 6 | X | NG | Non-Renewable | 0 | 0.8 | 0 | 1
Operable | 8705 | Hoffer Plastics |  | 54523 | Hoffer Plastics | IL | Restructured | Kane | GEN6 | Natural Gas Internal Combustion Engine | IC |  | S | X | X |  |  | 0.8 | 0.8 | 0.8 | 0.8 | 0.4 | N |  |  | OP | X | 4 | 1992 | Pre-2000 |  |  | N | Industrial Non-CHP | Customer Sited | Other | 6 | X | NG | Non-Renewable | 0 | 0.8 | 0 | 1
Operable | 8705 | Hoffer Plastics |  | 54523 | Hoffer Plastics | IL | Restructured | Kane | GEN7 | Natural Gas Internal Combustion Engine | IC |  | S | X | X |  |  | 0.8 | 0.8 | 0.8 | 0.8 | 0.4 | N |  |  | OP | X | 4 | 1992 | Pre-2000 |  |  | N | Industrial Non-CHP | Customer Sited | Other | 6 | X | NG | Non-Renewable | 0 | 0.8 | 0 | 1
Operable | 8705 | Hoffer Plastics |  | 54523 | Hoffer Plastics | IL | Restructured | Kane | GEN8 | Natural Gas Internal Combustion Engine | IC |  | S | X | X |  |  | 0.8 | 0.8 | 0.8 | 0.8 | 0.4 | N |  |  | OP | X | 4 | 1992 | Pre-2000 |  |  | N | Industrial Non-CHP | Customer Sited | Other | 6 | X | NG | Non-Renewable | 0 | 0.8 | 0 | 1
Operable | 8705 | Hoffer Plastics |  | 54523 | Hoffer Plastics | IL | Restructured | Kane | GEN9 | Natural Gas Internal Combustion Engine | IC |  | S | X | X |  |  | 0.8 | 0.8 | 0.8 | 0.8 | 0.4 | N |  |  | OP | X | 4 | 1995 | Pre-2000 |  |  | N | Industrial Non-CHP | Customer Sited | Other | 6 | X | NG | Non-Renewable | 0 | 0.8 | 0 | 1
Operable | 60969 | Hog Creek Wind Project LLC |  | 61330 | Hog Creek Wind Project | OH | Restructured | Hardin | WT1 | Onshore Wind Turbine | WT |  | S | X | X |  |  | 66 |  | 66 | 66 | 0.4 | N |  |  | OP | X | 12 | 2017 | 2017 |  |  | N | IPP Non-CHP | IPP | IPP | 2 | X | WND | Renewable | 66 | 0 | 1 | 0
Operable | 50134 | Holcomb Rock Company |  | 56313 | Coleman Falls | VA | Vertical | Bedford | CGH2 | Conventional Hydroelectric | HY |  | S | X | X |  |  | 0.5 | 0.8 | 0.5 | 0.5 | 0.1 | N |  |  | OS | X | 6 | 1983 | Pre-2000 |  |  | N | Industrial Non-CHP | Customer Sited | Other | 6 | X | WAT | Renewable | 0.5 | 0 | 1 | 0
Operable | 50134 | Holcomb Rock Company |  | 56313 | Coleman Falls | VA | Vertical | Bedford | CGH3 | Conventional Hydroelectric | HY |  | S | X | X |  |  | 0.5 | 0.8 | 0.5 | 0.5 | 0.1 | N |  |  | OS | X | 6 | 1983 | Pre-2000 |  |  | N | Industrial Non-CHP | Customer Sited | Other | 6 | X | WAT | Renewable | 0.5 | 0 | 1 | 0
Operable | 50134 | Holcomb Rock Company |  | 56313 | Coleman Falls | VA | Vertical | Bedford | CHG1 | Conventional Hydroelectric | HY |  | S | X | X |  |  | 0.5 | 0.8 | 0.5 | 0.5 | 0.1 | N |  |  | OS | X | 6 | 1983 | Pre-2000 |  |  | N | Industrial Non-CHP | Customer Sited | Other | 6 | X | WAT | Renewable | 0.5 | 0 | 1 | 0
Operable | 50134 | Holcomb Rock Company |  | 56314 | Holcomb Rock | VA | Vertical | Lynchburg City | HG1 | Conventional Hydroelectric | HY |  | S | X | X |  |  | 0.6 | 0.8 | 0.2 | 0.2 | 0.1 | N |  |  | OS | X | 6 | 1920 | Pre-2000 |  |  | N | Industrial Non-CHP | Customer Sited | Other | 6 | X | WAT | Renewable | 0.6 | 0 | 1 | 0
Operable | 50134 | Holcomb Rock Company |  | 56314 | Holcomb Rock | VA | Vertical | Lynchburg City | HG2 | Conventional Hydroelectric | HY |  | S | X | X |  |  | 0.6 | 0.8 | 0.2 | 0.2 | 0.1 | N |  |  | OS | X | 6 | 1920 | Pre-2000 |  |  | N | Industrial Non-CHP | Customer Sited | Other | 6 | X | WAT | Renewable | 0.6 | 0 | 1 | 0
Operable | 50134 | Holcomb Rock Company |  | 56314 | Holcomb Rock | VA | Vertical | Lynchburg City | HG3 | Conventional Hydroelectric | HY |  | S | X | X |  |  | 0.6 | 0.8 | 0.2 | 0.2 | 0.1 | N |  |  | OS | X | 6 | 1920 | Pre-2000 |  |  | N | Industrial Non-CHP | Customer Sited | Other | 6 | X | WAT | Renewable | 0.6 | 0 | 1 | 0
Operable | 60058 | Hollingsworth & Vose Co West Groton |  | 60276 | West Groton CHP | MA | Restructured | Middlesex | G1 | Natural Gas Fired Combustion Turbine | GT |  | S | X | X |  |  | 4.1 | 0.8 | 3.3 | 3.8 | 1.9 | N |  |  | OP | X | 12 | 2015 | 2015 |  |  | Y | Industrial CHP | Customer Sited | Other | 7 | T | NG | Non-Renewable | 0 | 4.1 | 0 | 1
Operable | 8736 | Hollingworth & Vose Co Center Falls |  | 10853 | Center Falls | NY | Restructured | Washington | 1 | Conventional Hydroelectric | HY |  | S | X | X |  |  | 0.4 | 0.8 | 0.3 | 0.4 | 0.1 | N |  |  | OP | X | 1 | 1984 | Pre-2000 |  |  | N | Industrial Non-CHP | Customer Sited | Other | 6 | X | WAT | Renewable | 0.4 | 0 | 1 | 0
Operable | 8736 | Hollingworth & Vose Co Center Falls |  | 10853 | Center Falls | NY | Restructured | Washington | 2 | Conventional Hydroelectric | HY |  | S | X | X |  |  | 0.4 | 0.8 | 0.3 | 0.4 | 0.1 | N |  |  | OP | X | 1 | 1984 | Pre-2000 |  |  | N | Industrial Non-CHP | Customer Sited | Other | 6 | X | WAT | Renewable | 0.4 | 0 | 1 | 0
Operable | 8736 | Hollingworth & Vose Co Center Falls |  | 10853 | Center Falls | NY | Restructured | Washington | 3 | Conventional Hydroelectric | HY |  | S | X | X |  |  | 0.3 | 0.8 | 0.2 | 0.3 | 0.1 | N |  |  | OS | X | 1 | 1984 | Pre-2000 |  |  | N | Industrial Non-CHP | Customer Sited | Other | 6 | X | WAT | Renewable | 0.3 | 0 | 1 | 0
Operable | 8773 | Holy Cross Electric Assn, Inc |  | 59742 | Sunnyside Ranch Community Solar Array | CO | Vertical | Garfield | HCE | Solar Photovoltaic | PV |  | S | X | X |  |  | 1.5 |  | 1.5 | 1.5 |  | N |  |  | OP | X | 4 | 2015 | 2015 |  |  | N | Electric Utility | Utility | Cooperative | 1 | X | SUN | Renewable | 1.5 | 0 | 1 | 0
Operable | 57309 | Holyoke Solar LLC |  | 57931 | Holyoke Solar Cooperative at Mueller | MA | Restructured | Hampden | PV1 | Solar Photovoltaic | PV |  | S | X | X |  |  | 2.7 |  | 2.7 | 2.7 |  | N |  |  | OP | X | 12 | 2011 | 2011 |  |  | N | IPP Non-CHP | IPP | IPP | 2 | X | SUN | Renewable | 2.7 | 0 | 1 | 0
Operable | 19558 | Homer Electric Assn Inc |  | 6283 | Seldovia | AK | Vertical | Kenai Peninsula | 5 | Petroleum Liquids | IC |  | S | X | X |  |  | 1.2 | 0.8 | 1.2 | 1.2 | 0.1 | N |  |  | OP | X | 12 | 2004 | 2004 |  |  | N | Electric Utility | Utility | Cooperative | 1 | X | DFO | Non-Renewable | 0 | 1.2 | 0 | 1
Operable | 19558 | Homer Electric Assn Inc |  | 6283 | Seldovia | AK | Vertical | Kenai Peninsula | 7 | Petroleum Liquids | IC |  | S | X | X |  |  | 1 | 0.8 | 1 | 1 | 0.1 | N |  |  | OP | X | 10 | 2017 | 2017 |  |  | N | Electric Utility | Utility | Cooperative | 1 | X | DFO | Non-Renewable | 0 | 1 | 0 | 1
Operable | 19558 | Homer Electric Assn Inc |  | 6292 | Bernice Lake | AK | Vertical | Kenai Peninsula | 2 | Natural Gas Fired Combustion Turbine | GT |  | S | X | X |  |  | 20.7 | 0.85 | 17 | 19 | 2 | N |  |  | OP | X | 11 | 1971 | Pre-2000 |  |  | N | Electric Utility | Utility | Cooperative | 1 | X | NG | Non-Renewable | 0 | 20.7 | 0 | 1
Operable | 19558 | Homer Electric Assn Inc |  | 6292 | Bernice Lake | AK | Vertical | Kenai Peninsula | 3 | Natural Gas Fired Combustion Turbine | GT |  | S | X | X |  |  | 28.8 | 0.9 | 22.9 | 26 | 5 | N |  |  | OP | X | 12 | 1978 | Pre-2000 |  |  | N | Electric Utility | Utility | Cooperative | 1 | X | NG | Non-Renewable | 0 | 28.8 | 0 | 1
Operable | 19558 | Homer Electric Assn Inc |  | 6292 | Bernice Lake | AK | Vertical | Kenai Peninsula | 4 | Natural Gas Fired Combustion Turbine | GT |  | S | X | X |  |  | 27.2 | 0.85 | 22.5 | 26 | 5 | N |  |  | OP | X | 11 | 1981 | Pre-2000 |  |  | N | Electric Utility | Utility | Cooperative | 1 | X | NG | Non-Renewable | 0 | 27.2 | 0 | 1
Operable | 19558 | Homer Electric Assn Inc |  | 7367 | Bradley Lake | AK | Vertical | Kenai Peninsula | 1 | Conventional Hydroelectric | HY |  | W | X | X |  |  | 63 | 0.95 | 63 | 63 | 63 | N |  |  | OP | X | 6 | 1991 | Pre-2000 |  |  | N | Electric Utility | Utility | Cooperative | 1 | X | WAT | Renewable | 63 | 0 | 1 | 0
Operable | 19558 | Homer Electric Assn Inc |  | 7367 | Bradley Lake | AK | Vertical | Kenai Peninsula | 2 | Conventional Hydroelectric | HY |  | W | X | X |  |  | 63 | 0.95 | 63 | 63 | 63 | N |  |  | OP | X | 6 | 1991 | Pre-2000 |  |  | N | Electric Utility | Utility | Cooperative | 1 | X | WAT | Renewable | 63 | 0 | 1 | 0
Operable | 19558 | Homer Electric Assn Inc |  | 55966 | Nikiski Combined Cycle | AK | Vertical | Kenai Peninsula | GT1 | Natural Gas Fired Combined Cycle | CT | CC1 | S | X | Y |  |  | 40.8 | 0.9 | 37.9 | 42 | 5 | N |  |  | OP | X | 9 | 1986 | Pre-2000 |  |  | N | Electric Utility | Utility | Cooperative | 1 | X | NG | Non-Renewable | 0 | 40.8 | 0 | 1
Operable | 19558 | Homer Electric Assn Inc |  | 55966 | Nikiski Combined Cycle | AK | Vertical | Kenai Peninsula | ST1 | Natural Gas Fired Combined Cycle | CA | CC1 | S | Y | X |  |  | 40 | 0.85 | 38 | 40 | 13 | N |  |  | OP | X | 7 | 2013 | 2013 |  |  | N | Electric Utility | Utility | Cooperative | 1 | X | NG | Non-Renewable | 0 | 40 | 0 | 1
Operable | 19558 | Homer Electric Assn Inc |  | 57206 | Soldotna | AK | Vertical | Kenai Peninsula | 1 | Natural Gas Fired Combustion Turbine | GT |  | S | X | X |  |  | 50 | 0.85 | 44 | 49 | 5 | N |  |  | OP | X | 4 | 2014 | 2014 |  |  | N | Electric Utility | Utility | Cooperative | 1 | X | NG | Non-Renewable | 0 | 50 | 0 | 1
Operable | 19558 | Homer Electric Assn Inc |  | 57206 | Soldotna | AK | Vertical | Kenai Peninsula | 3 | Batteries | BA |  | S | X | X |  |  | 46.5 |  | 46.5 | 46.5 | 0 | N |  |  | OP | X | 1 | 2022 | 2022 |  |  | N | Electric Utility | Utility | Cooperative | 1 | X | MWH | Other | 0 | 0 | 0 | 0
Operable | 58526 | Hometown Bio Energy LLC |  | 58563 | Hometown Bio Energy LLC | MN | Vertical | Le Sueur | HTBE | Other Waste Biomass | IC |  | S | X | X |  |  | 8 | 0.8 | 7.6 | 7.6 | 1.5 | N |  |  | OP | X | 12 | 2013 | 2013 |  |  | Y | IPP CHP | IPP | IPP | 3 | T | OBG | Renewable | 8 | 0 | 1 | 0
Operable | 59867 | Hood Container of Louisiana, LLC |  | 10697 | St Francisville Mill | LA | Vertical | West Feliciana | GEN2 | Wood/Wood Waste Biomass | ST |  | S | X | X |  |  | 12.5 | 0.9 | 16 | 16.5 | 3 | N |  |  | OP | X | 3 | 1966 | Pre-2000 |  |  | Y | Industrial CHP | Customer Sited | Other | 7 | T | BLQ | Renewable | 12.5 | 0 | 1 | 0 | NG
Operable | 58865 | Hoopeston Wind LLC |  | 59021 | Hoopeston Wind LLC | IL | Restructured | Vermilion | HOO1 | Onshore Wind Turbine | WT |  | S | X | X |  |  | 98 |  | 98 | 98 | 49 | N |  |  | OP | X | 3 | 2015 | 2015 |  |  | N | IPP Non-CHP | IPP | IPP | 2 | X | WND | Renewable | 98 | 0 | 1 | 0
Operable | 9267 | Hoosier Energy R E C, Inc |  | 7948 | Lawrence County Station | IN | Vertical | Lawrence | 1 | Natural Gas Fired Combustion Turbine | GT |  | S | X | X | HE.07LCPGEN1 | HE.07LCPGEN1 | 67 | 0.85 | 44.8 | 48.3 | 20 | N |  |  | OP | X | 5 | 2005 | 2005 |  |  | N | Electric Utility | Utility | Cooperative | 1 | X | NG | Non-Renewable | 0 | 67 | 0 | 1
Operable | 9267 | Hoosier Energy R E C, Inc |  | 7948 | Lawrence County Station | IN | Vertical | Lawrence | 2 | Natural Gas Fired Combustion Turbine | GT |  | S | X | X | HE.07LCPGEN2 | HE.07LCPGEN2 | 67 | 0.85 | 44.8 | 48.3 | 20 | N |  |  | OP | X | 5 | 2005 | 2005 |  |  | N | Electric Utility | Utility | Cooperative | 1 | X | NG | Non-Renewable | 0 | 67 | 0 | 1
Operable | 9267 | Hoosier Energy R E C, Inc |  | 7948 | Lawrence County Station | IN | Vertical | Lawrence | 3 | Natural Gas Fired Combustion Turbine | GT |  | S | X | X | HE.07LCPGEN3 | HE.07LCPGEN3 | 67 | 0.85 | 42 | 46.5 | 20 | N |  |  | OP | X | 5 | 2005 | 2005 |  |  | N | Electric Utility | Utility | Cooperative | 1 | X | NG | Non-Renewable | 0 | 67 | 0 | 1
Operable | 9267 | Hoosier Energy R E C, Inc |  | 7948 | Lawrence County Station | IN | Vertical | Lawrence | 4 | Natural Gas Fired Combustion Turbine | GT |  | S | X | X | HE.07LCPGEN4 | HE.07LCPGEN4 | 67 | 0.85 | 44.8 | 48.3 | 20 | N |  |  | OP | X | 5 | 2005 | 2005 |  |  | N | Electric Utility | Utility | Cooperative | 1 | X | NG | Non-Renewable | 0 | 67 | 0 | 1
Operable | 9267 | Hoosier Energy R E C, Inc |  | 7948 | Lawrence County Station | IN | Vertical | Lawrence | 5 | Natural Gas Fired Combustion Turbine | GT |  | W | X | X | HE.07LCPGEN5 | HE.07LCPGEN5 | 67 | 0.85 | 44.3 | 47.8 | 20 | N |  |  | OP | X | 5 | 2005 | 2005 |  |  | N | Electric Utility | Utility | Cooperative | 1 | X | NG | Non-Renewable | 0 | 67 | 0 | 1
Operable | 9267 | Hoosier Energy R E C, Inc |  | 7948 | Lawrence County Station | IN | Vertical | Lawrence | 6 | Natural Gas Fired Combustion Turbine | GT |  | W | X | X | HE.07LCPGEN6 | HE.07LCPGEN6 | 67 | 0.85 | 43.4 | 46.9 | 20 | N |  |  | OP | X | 5 | 2005 | 2005 |  |  | N | Electric Utility | Utility | Cooperative | 1 | X | NG | Non-Renewable | 0 | 67 | 0 | 1
Operable | 9267 | Hoosier Energy R E C, Inc |  | 55054 | Livingston Generating Facility | IL | Restructured | Livingston | 1 | Landfill Gas | GT |  | S | X | X |  |  | 5 | 0.8 | 3.4 | 3.4 | 1.5 | N |  |  | OP | X | 12 | 1999 | Pre-2000 |  |  | N | Electric Utility | Utility | Cooperative | 1 | X | LFG | Renewable | 5 | 0 | 1 | 0
Operable | 9267 | Hoosier Energy R E C, Inc |  | 55054 | Livingston Generating Facility | IL | Restructured | Livingston | 3 | Landfill Gas | GT |  | S | X | X |  |  | 5 | 0.8 | 3.4 | 3.4 | 1.5 | N |  |  | OP | X | 12 | 1999 | Pre-2000 |  |  | N | Electric Utility | Utility | Cooperative | 1 | X | LFG | Renewable | 5 | 0 | 1 | 0
Operable | 9267 | Hoosier Energy R E C, Inc |  | 55054 | Livingston Generating Facility | IL | Restructured | Livingston | GEN2 | Landfill Gas | GT |  | S | X | X |  |  | 5 | 0.8 | 3.4 | 3.4 | 1.5 | N |  |  | OP | X | 1 | 2000 | 2000 |  |  | N | Electric Utility | Utility | Cooperative | 1 | X | LFG | Renewable | 5 | 0 | 1 | 0
Operable | 9267 | Hoosier Energy R E C, Inc |  | 55148 | Worthington Generation LLC | IN | Vertical | Greene | 1 | Natural Gas Fired Combustion Turbine | GT |  | S | X | X | HE.WORTH1 | HE.WORTH1 | 60.5 | 0.85 | 40.8 | 46.8 | 20 | N |  |  | OP | X | 6 | 2000 | 2000 |  |  | N | Electric Utility | Utility | Cooperative | 1 | X | NG | Non-Renewable | 0 | 60.5 | 0 | 1
Operable | 9267 | Hoosier Energy R E C, Inc |  | 55148 | Worthington Generation LLC | IN | Vertical | Greene | 2 | Natural Gas Fired Combustion Turbine | GT |  | S | X | X | HE.WORTH2 | HE.WORTH2 | 60.5 | 0.85 | 41.1 | 47.1 | 20 | N |  |  | OP | X | 6 | 2000 | 2000 |  |  | N | Electric Utility | Utility | Cooperative | 1 | X | NG | Non-Renewable | 0 | 60.5 | 0 | 1