Operable | 9267 | Hoosier Energy R E C, Inc |  | 55148 | Worthington Generation LLC | IN | Vertical | Greene | 3 | Natural Gas Fired Combustion Turbine | GT |  | S | X | X | HE.WORTH3 | HE.WORTH3 | 60.5 | 0.85 | 41.6 | 47.6 | 20 | N |  |  | OP | X | 6 | 2000 | 2000 |  |  | N | Electric Utility | Utility | Cooperative | 1 | X | NG | Non-Renewable | 0 | 60.5 | 0 | 1
Operable | 9267 | Hoosier Energy R E C, Inc |  | 55148 | Worthington Generation LLC | IN | Vertical | Greene | 4 | Natural Gas Fired Combustion Turbine | GT |  | S | X | X | HE.WORTH4 | HE.WORTH4 | 60.5 | 0.85 | 41.3 | 47.3 | 20 | N |  |  | OP | X | 6 | 2000 | 2000 |  |  | N | Electric Utility | Utility | Cooperative | 1 | X | NG | Non-Renewable | 0 | 60.5 | 0 | 1
Operable | 9267 | Hoosier Energy R E C, Inc |  | 59255 | Osprey Point RES | IN | Vertical | Sullivan | 1 | Other Gases | IC |  | S | X | X |  |  | 3.3 | 0.8 | 3 | 3 | 2.3 | N |  |  | OS | X | 6 | 2013 | 2013 |  |  | N | Electric Utility | Utility | Cooperative | 1 | X | OG | Non-Renewable | 0 | 3.3 | 0 | 1
Operable | 9267 | Hoosier Energy R E C, Inc |  | 59255 | Osprey Point RES | IN | Vertical | Sullivan | 2 | Other Gases | IC |  | S | X | X |  |  | 3.3 | 0.8 | 3 | 3 | 2.3 | N |  |  | OS | X | 6 | 2013 | 2013 |  |  | N | Electric Utility | Utility | Cooperative | 1 | X | OG | Non-Renewable | 0 | 3.3 | 0 | 1
Operable | 9267 | Hoosier Energy R E C, Inc |  | 59255 | Osprey Point RES | IN | Vertical | Sullivan | 3 | Other Gases | IC |  | S | X | X |  |  | 3.3 | 0.8 | 3 | 3 | 2.3 | N |  |  | OS | X | 6 | 2013 | 2013 |  |  | N | Electric Utility | Utility | Cooperative | 1 | X | OG | Non-Renewable | 0 | 3.3 | 0 | 1
Operable | 9267 | Hoosier Energy R E C, Inc |  | 59255 | Osprey Point RES | IN | Vertical | Sullivan | 4 | Other Gases | IC |  | S | X | X |  |  | 3.3 | 0.8 | 3 | 3 | 2.3 | N |  |  | OS | X | 6 | 2013 | 2013 |  |  | N | Electric Utility | Utility | Cooperative | 1 | X | OG | Non-Renewable | 0 | 3.3 | 0 | 1
Operable | 9267 | Hoosier Energy R E C, Inc |  | 59981 | New Castle Solar RES | IN | Vertical | Henry | PV1 | Solar Photovoltaic | PV |  | S | X | X |  |  | 1.1 |  | 1.1 | 1.1 |  | N |  |  | OP | X | 1 | 2016 | 2016 |  |  | N | Electric Utility | Utility | Cooperative | 1 | X | SUN | Renewable | 1.1 | 0 | 1 | 0
Operable | 9267 | Hoosier Energy R E C, Inc |  | 59982 | Scotland Solar RES | IN | Vertical | Greene | PV1 | Solar Photovoltaic | PV |  | S | X | X |  |  | 1.1 |  | 1.1 | 1.1 |  | N |  |  | OP | X | 11 | 2015 | 2015 |  |  | N | Electric Utility | Utility | Cooperative | 1 | X | SUN | Renewable | 1.1 | 0 | 1 | 0
Operable | 9267 | Hoosier Energy R E C, Inc |  | 59983 | New Haven Solar RES | IN | Vertical | Spencer | PV1 | Solar Photovoltaic | PV |  | S | X | X |  |  | 1.1 |  | 1.1 | 1.1 |  | N |  |  | OP | X | 9 | 2016 | 2016 |  |  | N | Electric Utility | Utility | Cooperative | 1 | X | SUN | Renewable | 1.1 | 0 | 1 | 0
Operable | 9267 | Hoosier Energy R E C, Inc |  | 59984 | Lanesville Solar RES | IN | Vertical | Harrison | PV1 | Solar Photovoltaic | PV |  | S | X | X |  |  | 1.1 |  | 1.1 | 1.1 |  | N |  |  | OP | X | 12 | 2015 | 2015 |  |  | N | Electric Utility | Utility | Cooperative | 1 | X | SUN | Renewable | 1.1 | 0 | 1 | 0
Operable | 9267 | Hoosier Energy R E C, Inc |  | 59985 | Ellettsville Solar RES | IN | Vertical | Monroe | PV1 | Solar Photovoltaic | PV |  | S | X | X |  |  | 1.1 |  | 1.1 | 1.1 |  | N |  |  | OP | X | 10 | 2016 | 2016 |  |  | N | Electric Utility | Utility | Cooperative | 1 | X | SUN | Renewable | 1.1 | 0 | 1 | 0
Operable | 9267 | Hoosier Energy R E C, Inc |  | 59986 | Henryville Solar RES | IN | Vertical | Clark | PV1 | Solar Photovoltaic | PV |  | S | X | X |  |  | 1.1 |  | 1.1 | 1.1 |  | N |  |  | OP | X | 9 | 2016 | 2016 |  |  | N | Electric Utility | Utility | Cooperative | 1 | X | SUN | Renewable | 1.1 | 0 | 1 | 0
Operable | 9267 | Hoosier Energy R E C, Inc |  | 59987 | Spring Mill Solar RES | IN | Vertical | Lawrence | PV1 | Solar Photovoltaic | PV |  | S | X | X |  |  | 1.1 |  | 1.1 | 1.1 |  | N |  |  | OP | X | 9 | 2017 | 2017 |  |  | N | Electric Utility | Utility | Cooperative | 1 | X | SUN | Renewable | 1.1 | 0 | 1 | 0
Operable | 9267 | Hoosier Energy R E C, Inc |  | 59988 | Decatur Co. Solar RES (IN) | IN | Vertical | Decatur | PV1 | Solar Photovoltaic | PV |  | S | X | X |  |  | 1.1 |  | 1.1 | 1.1 |  | N |  |  | OP | X | 9 | 2017 | 2017 |  |  | N | Electric Utility | Utility | Cooperative | 1 | X | SUN | Renewable | 1.1 | 0 | 1 | 0
Operable | 9267 | Hoosier Energy R E C, Inc |  | 59989 | Jackson Co. Solar RES | IN | Vertical | Jackson | PV1 | Solar Photovoltaic | PV |  | S | X | X |  |  | 1.1 |  | 1.1 | 1.1 |  | N |  |  | OP | X | 9 | 2017 | 2017 |  |  | N | Electric Utility | Utility | Cooperative | 1 | X | SUN | Renewable | 1.1 | 0 | 1 | 0
Operable | 9267 | Hoosier Energy R E C, Inc |  | 59990 | Johnson Co. Solar RES | IN | Vertical | Johnson | PV1 | Solar Photovoltaic | PV |  | S | X | X |  |  | 1.1 |  | 1.1 | 1.1 |  | N |  |  | OP | X | 10 | 2016 | 2016 |  |  | N | Electric Utility | Utility | Cooperative | 1 | X | SUN | Renewable | 1.1 | 0 | 1 | 0
Operable | 63953 | Hopewell Campus Owners LLC |  | 60933 | Hopewell Cogeneration NJ | NJ | Restructured | Mercer | GEN1 | Natural Gas Internal Combustion Engine | IC |  | S | X | X |  |  | 2 | 0.8 | 2 | 2 | 1.5 | N |  |  | OP | X | 8 | 2015 | 2015 |  |  | Y | Commercial CHP | Customer Sited | Other | 5 | T | NG | Non-Renewable | 0 | 2 | 0 | 1
Operable | 63953 | Hopewell Campus Owners LLC |  | 60933 | Hopewell Cogeneration NJ | NJ | Restructured | Mercer | GEN2 | Natural Gas Internal Combustion Engine | IC |  | S | X | X |  |  | 2 | 0.8 | 2 | 2 | 1.5 | N |  |  | OP | X | 8 | 2015 | 2015 |  |  | Y | Commercial CHP | Customer Sited | Other | 5 | T | NG | Non-Renewable | 0 | 2 | 0 | 1
Operable | 61091 | Hopewell Valley High School |  | 61473 | Hopewell Valley High School Hybrid | NJ | Restructured | Mercer | BA1 | Batteries | BA |  | S | X | X | 2155501823 | 2155501823 | 1 |  | 1 | 1 | 1 | N |  |  | OP | X | 12 | 2015 | 2015 |  |  | N | Electric Utility | Utility | Municipal | 1 | X | MWH | Other | 0 | 0 | 0 | 0
Operable | 61091 | Hopewell Valley High School |  | 61473 | Hopewell Valley High School Hybrid | NJ | Restructured | Mercer | HWVHS | Solar Photovoltaic | PV |  | S | X | X | 2155501822 | 2155501822 | 0.9 |  | 0.9 | 0.9 |  | N |  |  | OP | X | 12 | 2015 | 2015 |  |  | N | Electric Utility | Utility | Municipal | 1 | X | SUN | Renewable | 0.9 | 0 | 1 | 0
Operable | 60129 | Horse Creek Wind, LLC |  | 60339 | Horse Creek Wind Farm | TX | Restructured | Haskell | HCWF | Onshore Wind Turbine | WT |  | S | X | X | HORSECRK_RN | HORSECRK_RN | 230 |  | 230 | 230 | 1 | N |  |  | OP | X | 10 | 2016 | 2016 |  |  | N | IPP Non-CHP | IPP | IPP | 2 | X | WND | Renewable | 230 | 0 | 1 | 0
Operable | 8862 | Horseshoe Bend Hydroelectric Co |  | 54524 | Horseshoe Bend Hydroelectric Co | ID | Vertical | Boise | GEN1 | Conventional Hydroelectric | HY |  | S | X | X |  |  | 4.7 | 0.95 | 4.7 | 4.7 | 0.5 | N |  |  | OP | X | 4 | 1995 | Pre-2000 |  |  | N | IPP Non-CHP | IPP | IPP | 2 | X | WAT | Renewable | 4.7 | 0 | 1 | 0
Operable | 8862 | Horseshoe Bend Hydroelectric Co |  | 54524 | Horseshoe Bend Hydroelectric Co | ID | Vertical | Boise | GEN2 | Conventional Hydroelectric | HY |  | S | X | X |  |  | 4.7 | 0.95 | 4.7 | 4.7 | 0.5 | N |  |  | OP | X | 4 | 1995 | Pre-2000 |  |  | N | IPP Non-CHP | IPP | IPP | 2 | X | WAT | Renewable | 4.7 | 0 | 1 | 0
Operable | 55891 | Hot Springs Windfarm, LLC |  | 56636 | Mountain Home | ID | Vertical | Elmore | 1 | Onshore Wind Turbine | WT |  | S | X | X |  |  | 21 |  | 21 | 21 | 0.1 | N |  |  | OP | X | 5 | 2008 | 2008 |  |  | N | IPP Non-CHP | IPP | IPP | 2 | X | WND | Renewable | 21 | 0 | 1 | 0
Operable | 65181 | House Mountain |  | 66006 | House Mountain | TX | Restructured | Brewster | BA | Batteries | BA |  | S | X | X |  |  | 73.2 | 1 | 60 | 60 |  | N |  |  | OP | X | 12 | 2023 | 2023 |  |  | N | IPP Non-CHP | IPP | IPP | 2 | X | MWH | Other | 0 | 0 | 0 | 0
Operable | 58229 | Howard County - Maryland |  | 58252 | Alpha Ridge LFG | MD | Restructured | Howard | JEN1 | Landfill Gas | IC |  | S | X | X | 135389787 | 135389787 | 1 | 0.8 | 1 | 1 | 0.7 | N |  |  | OP | X | 7 | 2012 | 2012 |  |  | N | IPP Non-CHP | IPP | IPP | 2 | X | LFG | Renewable | 1 | 0 | 1 | 0
Operable | 65910 | Howard Wind LLC (Longroad) |  | 57867 | Howard Wind Farm | NY | Restructured | Steuben | 1 | Onshore Wind Turbine | WT |  | W | X | X |  |  | 51.3 |  | 51.3 | 51.3 | 0 | N |  |  | OP | X | 12 | 2011 | 2011 |  |  | N | IPP Non-CHP | IPP | IPP | 2 | X | WND | Renewable | 51.3 | 0 | 1 | 0
Operable | 65910 | Howard Wind LLC (Longroad) |  | 57867 | Howard Wind Farm | NY | Restructured | Steuben | 2 | Onshore Wind Turbine | WT |  | W | X | X |  |  | 4.1 |  | 4.1 | 4.1 | 0 | N |  |  | OP | X | 12 | 2012 | 2012 |  |  | N | IPP Non-CHP | IPP | IPP | 2 | X | WND | Renewable | 4.1 | 0 | 1 | 0
Operable | 59636 | HP Hood LLC |  | 59860 | HP Hood CT | VA | Vertical | Frederick | HHOOD | Natural Gas Fired Combustion Turbine | GT |  | S | X | X | BARTONVI 34.5 KV HPHOODCT | BARTONVI 34.5 KV HPHOODCT | 15 | 0.95 | 15 | 15 | 7 | N |  |  | OP | X | 6 | 2015 | 2015 |  |  | Y | Industrial CHP | Customer Sited | Other | 7 | T | NG | Non-Renewable | 0 | 15 | 0 | 1
Operable | 60338 | HQC Rock River Solar Power Generation Station LLC |  | 60573 | HQC Rock River Solar Power Gen Station | WI | Vertical | Rock | PV1 | Solar Photovoltaic | PV |  | J | X | X |  |  | 2.1 |  | 2.1 | 2.1 |  | N |  |  | OP | X | 7 | 2016 | 2016 |  |  | N | IPP Non-CHP | IPP | IPP | 2 | X | SUN | Renewable | 2.1 | 0 | 1 | 0
Operable | 61299 | HQC Tatanka Wi Solar Power Generation LLC |  | 61680 | Tatanka Wi | MN | Vertical | Wright | MMPA | Solar Photovoltaic | PV |  | J | X | X |  |  | 7.1 |  | 7.1 | 7.1 |  | N |  |  | OP | X | 12 | 2017 | 2017 |  |  | N | IPP Non-CHP | IPP | IPP | 2 | X | SUN | Renewable | 7.1 | 0 | 1 | 0
Operable | 64468 | Hubbard Wind LLC |  | 65048 | Hubbard Wind | TX | Restructured | Limestone | HW001 | Onshore Wind Turbine | WT |  | S | X | X |  |  | 300 |  | 300 | 300 | 30 | N |  |  | OP | X | 11 | 2021 | 2021 |  |  | N | IPP Non-CHP | IPP | IPP | 2 | X | WND | Renewable | 300 | 0 | 1 | 0
Operable | 65894 | Hubble Solar, LLC |  | 66989 | Hubble Solar, LLC | NC | Vertical | Columbus | 28472 | Solar Photovoltaic | PV |  | W | X | X |  |  | 2 |  | 2 | 2 |  | N |  |  | OP | X | 4 | 2023 | 2023 |  |  | N | IPP Non-CHP | IPP | IPP | 2 | X | SUN | Renewable | 2 | 0 | 1 | 0
Operable | 56791 | Hudson Ranch Power I LLC |  | 57475 | John L. Featherstone Plant | CA | Vertical | Imperial | HRP1 | Geothermal | ST |  | S | X | X |  |  | 55 | 0.85 | 49.9 | 49.9 | 15 | N |  |  | OP | X | 3 | 2012 | 2012 |  |  | N | IPP Non-CHP | IPP | IPP | 2 | X | GEO | Renewable | 55 | 0 | 1 | 0
Operable | 58154 | Hudson Valley Community College |  | 58186 | HVCC Cogen Plant | NY | Restructured | Rensselaer | CG01 | Natural Gas Internal Combustion Engine | IC |  | S | X | X |  |  | 0.9 | 0.8 | 0.8 | 0.9 | 0.7 | N |  |  | OP | X | 4 | 2004 | 2004 |  |  | Y | Commercial CHP | Customer Sited | Other | 5 | T | NG | Non-Renewable | 0 | 0.9 | 0 | 1
Operable | 58154 | Hudson Valley Community College |  | 58186 | HVCC Cogen Plant | NY | Restructured | Rensselaer | CG02 | Natural Gas Internal Combustion Engine | IC |  | S | X | X |  |  | 0.9 | 0.8 | 0.8 | 0.9 | 0.7 | N |  |  | OP | X | 4 | 2004 | 2004 |  |  | Y | Commercial CHP | Customer Sited | Other | 5 | T | NG | Non-Renewable | 0 | 0.9 | 0 | 1
Operable | 58154 | Hudson Valley Community College |  | 58186 | HVCC Cogen Plant | NY | Restructured | Rensselaer | CG03 | Natural Gas Internal Combustion Engine | IC |  | S | X | X |  |  | 1.4 | 0.8 | 1.3 | 1.4 | 1.1 | N |  |  | OP | X | 4 | 2004 | 2004 |  |  | Y | Commercial CHP | Customer Sited | Other | 5 | T | NG | Non-Renewable | 0 | 1.4 | 0 | 1
Operable | 58154 | Hudson Valley Community College |  | 58186 | HVCC Cogen Plant | NY | Restructured | Rensselaer | CG04 | Natural Gas Internal Combustion Engine | IC |  | S | X | X |  |  | 1.4 | 0.8 | 1.2 | 1.4 | 1.1 | N |  |  | OP | X | 4 | 2004 | 2004 |  |  | N | Commercial CHP | Customer Sited | Other | 5 | X | NG | Non-Renewable | 0 | 1.4 | 0 | 1
Operable | 58154 | Hudson Valley Community College |  | 58186 | HVCC Cogen Plant | NY | Restructured | Rensselaer | CG05 | Petroleum Liquids | IC |  | S | X | X |  |  | 2.1 | 0.85 | 2 | 2.1 | 1.1 | N |  |  | SB | N | 4 | 2004 | 2004 |  |  | N | Commercial CHP | Customer Sited | Other | 5 | X | DFO | Non-Renewable | 0 | 2.1 | 0 | 1
Operable | 58154 | Hudson Valley Community College |  | 58186 | HVCC Cogen Plant | NY | Restructured | Rensselaer | CG06 | Natural Gas Internal Combustion Engine | IC |  | S | X | X |  |  | 1.4 | 0.8 | 1.3 | 1.4 | 1 | N |  |  | OP | X | 8 | 2005 | 2005 |  |  | Y | Commercial CHP | Customer Sited | Other | 5 | T | NG | Non-Renewable | 0 | 1.4 | 0 | 1
Operable | 58520 | Huerfano River Wind, LLC |  | 58548 | Huerfano River Wind | CO | Vertical | Huerfano | WTG1 | Onshore Wind Turbine | WT |  | S | X | X |  |  | 2 |  | 2 | 2 | 1 | N |  |  | OP | X | 10 | 2013 | 2013 |  |  | N | IPP Non-CHP | IPP | IPP | 2 | X | WND | Renewable | 2 | 0 | 1 | 0
Operable | 58520 | Huerfano River Wind, LLC |  | 58548 | Huerfano River Wind | CO | Vertical | Huerfano | WTG2 | Onshore Wind Turbine | WT |  | S | X | X |  |  | 2 |  | 2 | 2 | 1 | N |  |  | OP | X | 10 | 2013 | 2013 |  |  | N | IPP Non-CHP | IPP | IPP | 2 | X | WND | Renewable | 2 | 0 | 1 | 0
Operable | 58520 | Huerfano River Wind, LLC |  | 58548 | Huerfano River Wind | CO | Vertical | Huerfano | WTG3 | Onshore Wind Turbine | WT |  | S | X | X |  |  | 2 |  | 2 | 2 | 1 | N |  |  | OP | X | 10 | 2013 | 2013 |  |  | N | IPP Non-CHP | IPP | IPP | 2 | X | WND | Renewable | 2 | 0 | 1 | 0
Operable | 58520 | Huerfano River Wind, LLC |  | 58548 | Huerfano River Wind | CO | Vertical | Huerfano | WTG4 | Onshore Wind Turbine | WT |  | S | X | X |  |  | 2 |  | 2 | 2 | 1 | N |  |  | OP | X | 10 | 2013 | 2013 |  |  | N | IPP Non-CHP | IPP | IPP | 2 | X | WND | Renewable | 2 | 0 | 1 | 0
Operable | 8797 | Hull Municipal Light Plant |  | 56800 | Hull Wind II | MA | Restructured | Plymouth | HW2 | Onshore Wind Turbine | WT |  | S | X | X |  |  | 1.8 |  | 1.8 | 1.8 | 1 | N |  |  | OP | X | 5 | 2006 | 2006 |  |  | N | Electric Utility | Utility | Municipal | 1 | X | WND | Renewable | 1.8 | 0 | 1 | 0
Operable | 8787 | Humboldt Bay Mun Water Dist |  | 10128 | Gosselin Hydro Plant | CA | Vertical | Trinity | GEN1 | Conventional Hydroelectric | HY |  | S | X | X |  |  | 1 | 0.85 | 0.2 | 0.3 | 0.1 | N |  |  | OP | X | 6 | 1983 | Pre-2000 |  |  | N | Commercial Non-CHP | Customer Sited | Other | 4 | X | WAT | Renewable | 1 | 0 | 1 | 0
Operable | 8787 | Humboldt Bay Mun Water Dist |  | 10128 | Gosselin Hydro Plant | CA | Vertical | Trinity | GEN2 | Conventional Hydroelectric | HY |  | S | X | X |  |  | 1 | 0.85 | 0.2 | 0.3 | 0.1 | N |  |  | OP | X | 6 | 1983 | Pre-2000 |  |  | N | Commercial Non-CHP | Customer Sited | Other | 4 | X | WAT | Renewable | 1 | 0 | 1 | 0
Operable | 60162 | Hummel Station, LLC |  | 60368 | Hummel Station LLC | PA | Restructured | Snyder | CTG1 | Natural Gas Fired Combined Cycle | CT | HUM1 | S | X | N | Sunbury 500KV | Sunbury 500KV | 244.8 | 0.85 | 230.2 | 239.7 | 105 | N |  |  | OP | X | 6 | 2018 | 2018 |  |  | N | IPP Non-CHP | IPP | IPP | 2 | X | NG | Non-Renewable | 0 | 244.8 | 0 | 1
Operable | 60162 | Hummel Station, LLC |  | 60368 | Hummel Station LLC | PA | Restructured | Snyder | CTG2 | Natural Gas Fired Combined Cycle | CT | HUM1 | S | X | N | Sunbury 500KV | Sunbury 500KV | 244.8 | 0.85 | 218.6 | 229.6 | 105 | N |  |  | OP | X | 6 | 2018 | 2018 |  |  | N | IPP Non-CHP | IPP | IPP | 2 | X | NG | Non-Renewable | 0 | 244.8 | 0 | 1
Operable | 60162 | Hummel Station, LLC |  | 60368 | Hummel Station LLC | PA | Restructured | Snyder | CTG3 | Natural Gas Fired Combined Cycle | CT | HUM1 | S | X | N | Sunbury 500KV | Sunbury 500KV | 244.8 | 0.85 | 225.3 | 230 | 105 | N |  |  | OP | X | 6 | 2018 | 2018 |  |  | N | IPP Non-CHP | IPP | IPP | 2 | X | NG | Non-Renewable | 0 | 244.8 | 0 | 1
Operable | 60162 | Hummel Station, LLC |  | 60368 | Hummel Station LLC | PA | Restructured | Snyder | STG | Natural Gas Fired Combined Cycle | CA | HUM1 | S | Y | X | Sunbury 500KV | Sunbury 500KV | 460 | 0.85 | 410.2 | 397.7 | 105 | N |  |  | OP | X | 6 | 2018 | 2018 |  |  | N | IPP Non-CHP | IPP | IPP | 2 | X | NG | Non-Renewable | 0 | 460 | 0 | 1
Operable | 61109 | Huneke I CSG LLC |  | 61505 | Huneke I CSG | MN | Vertical | Goodhue | HUNE1 | Solar Photovoltaic | PV |  | S | X | X |  |  | 1 |  | 1 | 1 |  | N |  |  | OP | X | 5 | 2018 | 2018 |  |  | N | IPP Non-CHP | IPP | IPP | 2 | X | SUN | Renewable | 1 | 0 | 1 | 0
Operable | 61319 | Hunlock Energy, LLC |  | 56397 | Hunlock Unit 4 | PA | Restructured | Luzerne | 4 | Natural Gas Fired Combustion Turbine | GT |  | S | X | X |  |  | 44 | 0.9 | 44.8 | 50.5 | 4 | N |  |  | OP | X | 12 | 2000 | 2000 |  |  | N | IPP Non-CHP | IPP | IPP | 2 | X | NG | Non-Renewable | 0 | 44 | 0 | 1
Operable | 62134 | Hunter Solar LLC |  | 62656 | Hunter Solar LLC (UT) | UT | Vertical | Emery | HUSOL | Solar Photovoltaic | PV |  | S | X | X |  |  | 100 |  | 100 | 100 |  | N |  |  | OP | X | 3 | 2021 | 2021 |  |  | N | IPP Non-CHP | IPP | IPP | 2 | X | SUN | Renewable | 100 | 0 | 1 | 0
Operable | 64559 | Hunter Solar, LLC |  | 65231 | Hunter Solar, LLC (CO) | CO | Vertical | Arapahoe | HCO | Solar Photovoltaic | PV |  | S | X | X |  |  | 75 |  | 75 | 75 |  | N |  |  | OP | X | 12 | 2023 | 2023 |  |  | N | IPP Non-CHP | IPP | IPP | 2 | X | SUN | Renewable | 75 | 0 | 1 | 0
Operable | 63036 | Hunterstown Power, LLC |  | 3110 | Hunterstown | PA | Restructured | Adams | 1 | Natural Gas Fired Combustion Turbine | GT |  | S | X | X | 50739 | HUNTERST 13 KV HUNTR1 | 20 | 0.85 | 21 | 20 | 18 | N |  |  | OP | X | 5 | 1971 | Pre-2000 |  |  | N | IPP Non-CHP | IPP | IPP | 2 | X | NG | Non-Renewable | 0 | 20 | 0 | 1 | DFO
Operable | 63036 | Hunterstown Power, LLC |  | 3110 | Hunterstown | PA | Restructured | Adams | 2 | Natural Gas Fired Combustion Turbine | GT |  | S | X | X | 50740 | HUNTERST 13 KV HUNTR2 | 20 | 0.85 | 21.5 | 20 | 17 | N |  |  | OP | X | 5 | 1971 | Pre-2000 |  |  | N | IPP Non-CHP | IPP | IPP | 2 | X | NG | Non-Renewable | 0 | 20 | 0 | 1 | DFO
Operable | 63036 | Hunterstown Power, LLC |  | 3110 | Hunterstown | PA | Restructured | Adams | 3 | Natural Gas Fired Combustion Turbine | GT |  | S | X | X | 50741 | HUNTERST 13 KV HUNTR3 | 20 | 0.85 | 21.5 | 20 | 18 | N |  |  | OP | X | 5 | 1971 | Pre-2000 |  |  | N | IPP Non-CHP | IPP | IPP | 2 | X | NG | Non-Renewable | 0 | 20 | 0 | 1 | DFO
Operable | 9097 | Huntington Resource Recovery |  | 50656 | Huntington Resource Recovery Facility | NY | Restructured | Suffolk | GEN1 | Municipal Solid Waste | ST |  | S | X | X |  |  | 28 | 1 | 24.5 | 24.5 | 8 | N |  |  | OP | X | 12 | 1991 | Pre-2000 |  |  | N | Commercial Non-CHP | Customer Sited | Other | 4 | X | MSW | Renewable | 28 | 0 | 1 | 0
Operable | 9128 | Hurricane City Power |  | 57899 | Hurricane City Power | UT | Vertical | Washington | 1 | Petroleum Liquids | IC |  | S | X | X | Mona | Mona | 1.7 | 1 | 1.6 | 1.6 | 0.1 | N |  |  | SB | Y | 11 | 2001 | 2001 |  |  | N | Electric Utility | Utility | Municipal | 1 | X | DFO | Non-Renewable | 0 | 1.7 | 0 | 1
Operable | 9128 | Hurricane City Power |  | 57899 | Hurricane City Power | UT | Vertical | Washington | 2 | Petroleum Liquids | IC |  | S | X | X | Mona | Mona | 1.7 | 1 | 1.6 | 1.6 | 0.1 | N |  |  | SB | Y | 12 | 1999 | Pre-2000 |  |  | N | Electric Utility | Utility | Municipal | 1 | X | DFO | Non-Renewable | 0 | 1.7 | 0 | 1
Operable | 9128 | Hurricane City Power |  | 57899 | Hurricane City Power | UT | Vertical | Washington | 3 | Petroleum Liquids | IC |  | S | X | X | Mona | Mona | 1.7 | 1 | 1.6 | 1.6 | 0.1 | N |  |  | SB | Y | 12 | 1999 | Pre-2000 |  |  | N | Electric Utility | Utility | Municipal | 1 | X | DFO | Non-Renewable | 0 | 1.7 | 0 | 1
Operable | 9128 | Hurricane City Power |  | 57899 | Hurricane City Power | UT | Vertical | Washington | 4 | Natural Gas Internal Combustion Engine | IC |  | S | X | X | Mona | Mona | 2 | 1 | 1.9 | 1.9 | 1.9 | N |  |  | OP | X | 7 | 2004 | 2004 |  |  | N | Electric Utility | Utility | Municipal | 1 | X | NG | Non-Renewable | 0 | 2 | 0 | 1
Operable | 9128 | Hurricane City Power |  | 57899 | Hurricane City Power | UT | Vertical | Washington | 5 | Natural Gas Internal Combustion Engine | IC |  | S | X | X | Mona | Mona | 2 | 1 | 1.9 | 1.9 | 1.9 | N |  |  | OP | X | 7 | 2004 | 2004 |  |  | N | Electric Utility | Utility | Municipal | 1 | X | NG | Non-Renewable | 0 | 2 | 0 | 1
Operable | 9128 | Hurricane City Power |  | 57899 | Hurricane City Power | UT | Vertical | Washington | 6 | Natural Gas Internal Combustion Engine | IC |  | S | X | X | Mona | Mona | 2 | 1 | 1.9 | 1.9 | 1.9 | N |  |  | OP | X | 6 | 2006 | 2006 |  |  | N | Electric Utility | Utility | Municipal | 1 | X | NG | Non-Renewable | 0 | 2 | 0 | 1
Operable | 9128 | Hurricane City Power |  | 57899 | Hurricane City Power | UT | Vertical | Washington | 7 | Natural Gas Internal Combustion Engine | IC |  | S | X | X | Mona | Mona | 2 | 1 | 1.9 | 1.9 | 1.9 | N |  |  | OP | X | 5 | 2007 | 2007 |  |  | N | Electric Utility | Utility | Municipal | 1 | X | NG | Non-Renewable | 0 | 2 | 0 | 1
Operable | 9128 | Hurricane City Power |  | 57899 | Hurricane City Power | UT | Vertical | Washington | 8 | Natural Gas Internal Combustion Engine | IC |  | S | X | X | Mona | Mona | 2 | 1 | 1.9 | 1.9 | 1.9 | N |  |  | OP | X | 5 | 2007 | 2007 |  |  | N | Electric Utility | Utility | Municipal | 1 | X | NG | Non-Renewable | 0 | 2 | 0 | 1
Operable | 9130 | Hutchinson Utilities Comm |  | 1980 | Hutchinson Plant #1 | MN | Vertical | McLeod | 10 | Natural Gas Internal Combustion Engine | IC |  | S | X | X | GRE.HUC | GRE.HUC | 8.8 | 0.8 | 9.3 | 9.3 | 1 | N |  |  | OP | X | 2 | 2013 | 2013 |  |  | N | Electric Utility | Utility | Municipal | 1 | X | NG | Non-Renewable | 0 | 8.8 | 0 | 1
Operable | 9130 | Hutchinson Utilities Comm |  | 1980 | Hutchinson Plant #1 | MN | Vertical | McLeod | 11 | Natural Gas Internal Combustion Engine | IC |  | S | X | X | GRE.HUC | GRE.HUC | 9.8 | 0.8 | 9.8 | 9.8 | 1 | N |  |  | OP | X | 11 | 2019 | 2019 |  |  | N | Electric Utility | Utility | Municipal | 1 | X | NG | Non-Renewable | 0 | 9.8 | 0 | 1
Operable | 9130 | Hutchinson Utilities Comm |  | 1980 | Hutchinson Plant #1 | MN | Vertical | McLeod | 12 | Natural Gas Internal Combustion Engine | IC |  | S | X | X | GRE.HUC | GRE.HUC | 9.8 | 0.8 | 9.8 | 9.8 | 1 | N |  |  | OP | X | 11 | 2019 | 2019 |  |  | N | Electric Utility | Utility | Municipal | 1 | X | NG | Non-Renewable | 0 | 9.8 | 0 | 1
Operable | 9130 | Hutchinson Utilities Comm |  | 6358 | Hutchinson Plant #2 | MN | Vertical | McLeod | 2 | Natural Gas Fired Combined Cycle | CT | CC1 | S | X | N | GRE.HUC | GRE.HUC | 54 | 0.8 | 41 | 41 | 10 | N |  |  | OP | X | 11 | 1994 | Pre-2000 |  |  | N | Electric Utility | Utility | Municipal | 1 | X | NG | Non-Renewable | 0 | 54 | 0 | 1
Operable | 9130 | Hutchinson Utilities Comm |  | 6358 | Hutchinson Plant #2 | MN | Vertical | McLeod | 3 | Natural Gas Fired Combined Cycle | CA | CC1 | S | N | X | GRE.HUC | GRE.HUC | 11.5 | 0.8 | 10 | 10 | 2.5 | N |  |  | OP | X | 11 | 1994 | Pre-2000 |  |  | N | Electric Utility | Utility | Municipal | 1 | X | NG | Non-Renewable | 0 | 11.5 | 0 | 1
Operable | 9130 | Hutchinson Utilities Comm |  | 6358 | Hutchinson Plant #2 | MN | Vertical | McLeod | 9 | Natural Gas Fired Combustion Turbine | GT |  | S | X | X | GRE.HUC | GRE.HUC | 25 | 0.8 | 22 | 24.3 | 5 | N |  |  | OP | X | 5 | 2001 | 2001 |  |  | N | Electric Utility | Utility | Municipal | 1 | X | NG | Non-Renewable | 0 | 25 | 0 | 1
Operable | 65321 | Huxley Solar, LLC |  | 66180 | Huxley Solar | MA | Restructured | Hampden | HUXBA | Batteries | BA |  | S | X | X |  |  | 5 |  | 5 | 5 | 0 | N |  |  | OP | X | 12 | 2022 | 2022 |  |  | N | IPP Non-CHP | IPP | IPP | 2 | X | MWH | Other | 0 | 0 | 0 | 0
Operable | 65321 | Huxley Solar, LLC |  | 66180 | Huxley Solar | MA | Restructured | Hampden | HUXPV | Solar Photovoltaic | PV |  | S | X | X |  |  | 5 |  | 5 | 5 |  | N |  |  | OP | X | 12 | 2022 | 2022 |  |  | N | IPP Non-CHP | IPP | IPP | 2 | X | SUN | Renewable | 5 | 0 | 1 | 0
Operable | 60488 | Hwy 14 Holdco, LLC |  | 60834 | Hwy 14 Holdco Solar CSG | MN | Vertical | Olmsted | HWY14 | Solar Photovoltaic | PV |  | S | X | X |  |  | 5 |  | 5 | 5 |  | N |  |  | OP | X | 7 | 2017 | 2017 |  |  | N | IPP Non-CHP | IPP | IPP | 2 | X | SUN | Renewable | 5 | 0 | 1 | 0
Operable | 59978 | HXNAir Solar One LLC |  | 60209 | HXNAir Solar One | NC | Vertical | Halifax | HXNAI | Solar Photovoltaic | PV |  | S | X | X |  |  | 5 |  | 5 | 5 |  | N |  |  | OP | X | 12 | 2017 | 2017 |  |  | N | IPP Non-CHP | IPP | IPP | 2 | X | SUN | Renewable | 5 | 0 | 1 | 0
Operable | 63785 | Hybrid-Electric Building Technologies West Los Angeles 1, LLC |  | 63609 | Allergan | CA | Vertical | Orange | ALRGN | Batteries | BA |  | J | X | X |  |  | 1.5 |  | 1.5 | 1.5 | 0 | N |  |  | OP | X | 7 | 2019 | 2019 |  |  | N | Commercial Non-CHP | Customer Sited | Other | 4 | X | MWH | Other | 0 | 0 | 0 | 0
Operable | 63785 | Hybrid-Electric Building Technologies West Los Angeles 1, LLC |  | 63610 | Baker | CA | Vertical | Orange | BAKER | Batteries | BA |  | J | X | X |  |  | 1.2 |  | 1.2 | 1.2 | 0 | N |  |  | OP | X | 4 | 2019 | 2019 |  |  | N | Commercial Non-CHP | Customer Sited | Other | 4 | X | MWH | Other | 0 | 0 | 0 | 0
Operable | 63785 | Hybrid-Electric Building Technologies West Los Angeles 1, LLC |  | 63611 | CSU Long Beach | CA | Vertical | Los Angeles | CSULB | Batteries | BA |  | J | X | X |  |  | 2.5 |  | 2.5 | 2.5 | 0 | N |  |  | OP | X | 3 | 2017 | 2017 |  |  | N | Commercial Non-CHP | Customer Sited | Other | 4 | X | MWH | Other | 0 | 0 | 0 | 0
Operable | 63785 | Hybrid-Electric Building Technologies West Los Angeles 1, LLC |  | 63612 | DATS | CA | Vertical | Orange | DATS0 | Batteries | BA |  | J | X | X |  |  | 1 |  | 1 | 1 | 0 | N |  |  | OP | X | 4 | 2017 | 2017 |  |  | N | Commercial Non-CHP | Customer Sited | Other | 4 | X | MWH | Other | 0 | 0 | 0 | 0
Operable | 63785 | Hybrid-Electric Building Technologies West Los Angeles 1, LLC |  | 63613 | Downey | CA | Vertical | Los Angeles | DOWNY | Batteries | BA |  | J | X | X |  |  | 2 |  | 2 | 2 | 0 | N |  |  | OP | X | 12 | 2019 | 2019 |  |  | N | Commercial Non-CHP | Customer Sited | Other | 4 | X | MWH | Other | 0 | 0 | 0 | 0
Operable | 63785 | Hybrid-Electric Building Technologies West Los Angeles 1, LLC |  | 63614 | LAWRP | CA | Vertical | Orange | LAWRP | Batteries | BA |  | J | X | X |  |  | 1 |  | 1 | 1 | 0 | N |  |  | OP | X | 4 | 2019 | 2019 |  |  | N | Commercial Non-CHP | Customer Sited | Other | 4 | X | MWH | Other | 0 | 0 | 0 | 0
Operable | 63785 | Hybrid-Electric Building Technologies West Los Angeles 1, LLC |  | 63615 | Long Beach Convention Center | CA | Vertical | Los Angeles | LBCON | Batteries | BA |  | J | X | X |  |  | 1.5 |  | 1.5 | 1.5 | 0 | N |  |  | OP | X | 4 | 2019 | 2019 |  |  | N | Commercial Non-CHP | Customer Sited | Other | 4 | X | MWH | Other | 0 | 0 | 0 | 0
Operable | 63785 | Hybrid-Electric Building Technologies West Los Angeles 1, LLC |  | 63616 | OCSD | CA | Vertical | Orange | OCSD1 | Batteries | BA |  | J | X | X |  |  | 4.9 |  | 4.9 | 4.9 | 0 | N |  |  | OP | X | 8 | 2019 | 2019 |  |  | N | Commercial Non-CHP | Customer Sited | Other | 4 | X | MWH | Other | 0 | 0 | 0 | 0
Operable | 63785 | Hybrid-Electric Building Technologies West Los Angeles 1, LLC |  | 63617 | SOCCD | CA | Vertical | Orange | SOCCD | Batteries | BA |  | J | X | X |  |  | 1.3 |  | 1.3 | 1.3 | 0 | N |  |  | OP | X | 6 | 2019 | 2019 |  |  | N | Commercial Non-CHP | Customer Sited | Other | 4 | X | MWH | Other | 0 | 0 | 0 | 0
Operable | 56597 | Hydro Kennebec LLC |  | 54148 | Hydro Kennebec Project | ME | Restructured | Kennebec | GEN1 | Conventional Hydroelectric | HY |  | S | X | X |  |  | 7.7 | 0.9 | 7.7 | 7.7 | 0.5 | N |  |  | OP | X | 1 | 1989 | Pre-2000 |  |  | N | IPP Non-CHP | IPP | IPP | 2 | X | WAT | Renewable | 7.7 | 0 | 1 | 0
Operable | 56597 | Hydro Kennebec LLC |  | 54148 | Hydro Kennebec Project | ME | Restructured | Kennebec | GEN2 | Conventional Hydroelectric | HY |  | S | X | X |  |  | 7.7 | 0.9 | 7.7 | 7.7 | 0.5 | N |  |  | OP | X | 1 | 1989 | Pre-2000 |  |  | N | IPP Non-CHP | IPP | IPP | 2 | X | WAT | Renewable | 7.7 | 0 | 1 | 0
Operable | 61958 | Hydro Sierra Energy, LLC |  | 7507 | Deadwood Creek | CA | Vertical | Yuba | 1 | Conventional Hydroelectric | HY |  | S | X | X |  |  | 2 | 0.9 | 1.9 | 2 | 0.1 | N |  |  | OP | X | 12 | 1993 | Pre-2000 |  |  | N | IPP Non-CHP | IPP | IPP | 2 | X | WAT | Renewable | 2 | 0 | 1 | 0
Operable | 9143 | Hydro Technology Systems Inc |  | 3868 | Meyers Falls | WA | Vertical | Stevens | UN1 | Conventional Hydroelectric | HY |  | S | X | X |  |  | 0.9 | 1 | 0.9 | 0.9 | 0.2 | N |  |  | OP | X | 6 | 1915 | Pre-2000 |  |  | N | IPP Non-CHP | IPP | IPP | 2 | X | WAT | Renewable | 0.9 | 0 | 1 | 0
Operable | 9143 | Hydro Technology Systems Inc |  | 3868 | Meyers Falls | WA | Vertical | Stevens | UN2 | Conventional Hydroelectric | HY |  | S | X | X |  |  | 0.3 | 1 | 0.3 | 0.3 | 0.1 | N |  |  | OP | X | 6 | 1915 | Pre-2000 |  |  | N | IPP Non-CHP | IPP | IPP | 2 | X | WAT | Renewable | 0.3 | 0 | 1 | 0
Operable | 9143 | Hydro Technology Systems Inc |  | 3868 | Meyers Falls | WA | Vertical | Stevens | UNA | Conventional Hydroelectric | HY |  | S | X | X |  |  | 0.2 | 0.8 | 0.2 | 0.2 | 0.1 | N |  |  | OP | X | 1 | 2006 | 2006 |  |  | N | IPP Non-CHP | IPP | IPP | 2 | X | WAT | Renewable | 0.2 | 0 | 1 | 0
Operable | 9143 | Hydro Technology Systems Inc |  | 3868 | Meyers Falls | WA | Vertical | Stevens | UNB | Conventional Hydroelectric | HY |  | S | X | X |  |  | 0.2 | 0.8 | 0.2 | 0.2 | 0.1 | N |  |  | OP | X | 1 | 2006 | 2006 |  |  | N | IPP Non-CHP | IPP | IPP | 2 | X | WAT | Renewable | 0.2 | 0 | 1 | 0
Operable | 9370 | Hydrodynamics Inc |  | 10138 | South Dry Creek Hydro | MT | Vertical | Carbon | 1 | Conventional Hydroelectric | HY |  | S | X | X |  |  | 2 | 0.95 | 2 |  | 0.2 | N |  |  | OP | X | 9 | 1985 | Pre-2000 |  |  | N | IPP Non-CHP | IPP | IPP | 2 | X | WAT | Renewable | 2 | 0 | 1 | 0
Operable | 9370 | Hydrodynamics Inc |  | 58392 | Flint Creek Hydroelectric LLC | MT | Vertical | Granite | GEN1 | Conventional Hydroelectric | HY |  | S | X | X |  |  | 2 | 0.95 | 2 | 2 | 0.1 | N |  |  | OP | X | 3 | 2013 | 2013 |  |  | N | IPP Non-CHP | IPP | IPP | 2 | X | WAT | Renewable | 2 | 0 | 1 | 0
Operable | 63985 | Hydroland Omega LLC |  | 10173 | Cherokee Falls | SC | Vertical | Cherokee | T-1 | Conventional Hydroelectric | HY |  | W | X | X |  |  | 4.3 | 1 | 1 | 2 | 0.1 | N |  |  | OP | X | 12 | 1985 | Pre-2000 |  |  | N | IPP Non-CHP | IPP | IPP | 2 | X | WAT | Renewable | 4.3 | 0 | 1 | 0
Operable | 63985 | Hydroland Omega LLC |  | 10809 | Rock Creek II | ID | Vertical | Twin Falls | GEN1 | Conventional Hydroelectric | HY |  | S | X | X |  |  | 1.9 | 1 | 1.8 | 1.8 | 0.1 | N |  |  | OP | X | 8 | 1990 | Pre-2000 |  |  | N | IPP Non-CHP | IPP | IPP | 2 | X | WAT | Renewable | 1.9 | 0 | 1 | 0
Operable | 63985 | Hydroland Omega LLC |  | 10848 | Walden | NY | Restructured | Orange | GEN1 | Conventional Hydroelectric | HY |  | W | X | X |  |  | 1.2 | 1 | 1.1 | 1.1 | 0.1 | N |  |  | OP | X | 4 | 1986 | Pre-2000 |  |  | N | IPP Non-CHP | IPP | IPP | 2 | X | WAT | Renewable | 1.2 | 0 | 1 | 0
Operable | 63985 | Hydroland Omega LLC |  | 10848 | Walden | NY | Restructured | Orange | GEN2 | Conventional Hydroelectric | HY |  | W | X | X |  |  | 0.8 | 1 | 0.8 | 0.7 | 0.1 | N |  |  | OP | X | 4 | 1986 | Pre-2000 |  |  | N | IPP Non-CHP | IPP | IPP | 2 | X | WAT | Renewable | 0.8 | 0 | 1 | 0
Operable | 63985 | Hydroland Omega LLC |  | 10848 | Walden | NY | Restructured | Orange | GEN3 | Conventional Hydroelectric | HY |  | W | X | X |  |  | 0.4 | 1 | 0.4 | 0.4 | 0.1 | N |  |  | OP | X | 4 | 1986 | Pre-2000 |  |  | N | IPP Non-CHP | IPP | IPP | 2 | X | WAT | Renewable | 0.4 | 0 | 1 | 0
Operable | 63985 | Hydroland Omega LLC |  | 50079 | Goodyear Lake Plant | NY | Restructured | Otsego | GEN1 | Conventional Hydroelectric | HY |  | S | X | X |  |  | 0.8 | 1 | 0.8 | 0.7 | 0.1 | N |  |  | OP | X | 8 | 1980 | Pre-2000 |  |  | N | IPP Non-CHP | IPP | IPP | 2 | X | WAT | Renewable | 0.8 | 0 | 1 | 0
Operable | 63985 | Hydroland Omega LLC |  | 50079 | Goodyear Lake Plant | NY | Restructured | Otsego | GEN2 | Conventional Hydroelectric | HY |  | S | X | X |  |  | 0.6 | 1 | 0.6 | 0.6 | 0.1 | N |  |  | OP | X | 8 | 1980 | Pre-2000 |  |  | N | IPP Non-CHP | IPP | IPP | 2 | X | WAT | Renewable | 0.6 | 0 | 1 | 0
Operable | 63985 | Hydroland Omega LLC |  | 50093 | Chateaugay High Falls Hydro | NY | Restructured | Franklin | WT | Conventional Hydroelectric | HY |  | S | X | X |  |  | 1.7 | 1 | 1.6 | 1.6 | 0.1 | N |  |  | OP | X | 12 | 1988 | Pre-2000 |  |  | N | IPP Non-CHP | IPP | IPP | 2 | X | WAT | Renewable | 1.7 | 0 | 1 | 0
Operable | 63985 | Hydroland Omega LLC |  | 50891 | El Dorado Hydro Elk Creek | ID | Vertical | Idaho | GEN1 | Conventional Hydroelectric | HY |  | S | X | X |  |  | 2.6 | 1 | 2.3 | 2.3 | 0.1 | N |  |  | OP | X | 4 | 1986 | Pre-2000 |  |  | N | IPP Non-CHP | IPP | IPP | 2 | X | WAT | Renewable | 2.6 | 0 | 1 | 0
Operable | 63985 | Hydroland Omega LLC |  | 50892 | Rock Creek LP | CA | Vertical | El Dorado | GEN1 | Conventional Hydroelectric | HY |  | S | X | X |  |  | 1.5 | 1 | 1.5 | 1.5 | 0.1 | N |  |  | OP | X | 4 | 1986 | Pre-2000 |  |  | N | IPP Non-CHP | IPP | IPP | 2 | X | WAT | Renewable | 1.5 | 0 | 1 | 0
Operable | 63985 | Hydroland Omega LLC |  | 50892 | Rock Creek LP | CA | Vertical | El Dorado | GEN2 | Conventional Hydroelectric | HY |  | S | X | X |  |  | 1.5 | 1 | 1.5 | 1.5 | 0.1 | N |  |  | OP | X | 4 | 1986 | Pre-2000 |  |  | N | IPP Non-CHP | IPP | IPP | 2 | X | WAT | Renewable | 1.5 | 0 | 1 | 0
Operable | 63985 | Hydroland Omega LLC |  | 54385 | Kinneytown New Old | CT | Restructured | New Haven | GEN1 | Conventional Hydroelectric | HY |  | W | X | X |  |  | 0.8 | 1 | 0.8 | 0.7 | 0.1 | N |  |  | OP | X | 11 | 1986 | Pre-2000 |  |  | N | IPP Non-CHP | IPP | IPP | 2 | X | WAT | Renewable | 0.8 | 0 | 1 | 0
Operable | 63985 | Hydroland Omega LLC |  | 54385 | Kinneytown New Old | CT | Restructured | New Haven | GEN2 | Conventional Hydroelectric | HY |  | W | X | X |  |  | 1.5 | 1 | 1.4 | 1.4 | 0.1 | N |  |  | OP | X | 1 | 1995 | Pre-2000 |  |  | N | IPP Non-CHP | IPP | IPP | 2 | X | WAT | Renewable | 1.5 | 0 | 1 | 0
Operable | 8530 | HYPOWER INC |  | 50350 | Forks of Butte Hydro Project | CA | Vertical | Butte | GEN1 | Conventional Hydroelectric | HY |  | S | X | X |  |  | 14.5 | 0.9 | 14.5 | 14.5 | 0.7 | N |  |  | OP | X | 3 | 1992 | Pre-2000 |  |  | N | IPP Non-CHP | IPP | IPP | 2 | X | WAT | Renewable | 14.5 | 0 | 1 | 0
Operable | 9188 | I-N-N Electric Coop, Inc |  | 7183 | Newhalen | AK | Vertical | Lake and Peninsula | 5 | Petroleum Liquids | IC |  | S | X | X |  |  | 0.3 | 0.8 | 0.3 | 0.3 | 0 | N |  |  | OP | X | 9 | 2012 | 2012 |  |  | N | Electric Utility | Utility | Cooperative | 1 | X | DFO | Non-Renewable | 0 | 0.3 | 0 | 1
Operable | 9188 | I-N-N Electric Coop, Inc |  | 7183 | Newhalen | AK | Vertical | Lake and Peninsula | 6 | Petroleum Liquids | IC |  | S | X | X |  |  | 0.3 | 0.8 | 0.3 | 0.3 | 0 | N |  |  | OP | X | 9 | 2012 | 2012 |  |  | N | Electric Utility | Utility | Cooperative | 1 | X | DFO | Non-Renewable | 0 | 0.3 | 0 | 1
Operable | 9188 | I-N-N Electric Coop, Inc |  | 7183 | Newhalen | AK | Vertical | Lake and Peninsula | 7 | Petroleum Liquids | IC |  | S | X | X |  |  | 0.3 | 0.8 | 0.3 | 0.3 | 0 | N |  |  | OP | X | 9 | 2012 | 2012 |  |  | N | Electric Utility | Utility | Cooperative | 1 | X | DFO | Non-Renewable | 0 | 0.3 | 0 | 1
Operable | 9188 | I-N-N Electric Coop, Inc |  | 7183 | Newhalen | AK | Vertical | Lake and Peninsula | H-1 | Conventional Hydroelectric | HY |  | S | X | X |  |  | 0.4 | 0.8 | 0.4 | 0.4 | 0 | N |  |  | OP | X | 9 | 1998 | Pre-2000 |  |  | N | Electric Utility | Utility | Cooperative | 1 | X | WAT | Renewable | 0.4 | 0 | 1 | 0
Operable | 9188 | I-N-N Electric Coop, Inc |  | 7183 | Newhalen | AK | Vertical | Lake and Peninsula | H-2 | Conventional Hydroelectric | HY |  | S | X | X |  |  | 0.4 | 0.8 | 0.4 | 0.4 | 0 | N |  |  | OP | X | 9 | 1998 | Pre-2000 |  |  | N | Electric Utility | Utility | Cooperative | 1 | X | WAT | Renewable | 0.4 | 0 | 1 | 0
Operable | 64641 | ICFTS MD Solar, LLC |  | 65324 | Hollins Ferry CSG | MD | Restructured | Baltimore City | HOLL | Solar Photovoltaic | PV |  | S | X | X |  |  | 1.5 |  | 1.5 | 1.5 |  | N |  |  | OP | X | 12 | 2021 | 2021 |  |  | N | IPP Non-CHP | IPP | IPP | 2 | X | SUN | Renewable | 1.5 | 0 | 1 | 0
Operable | 9191 | Idaho Power Co |  | 809 | American Falls | ID | Vertical | Power | 1 | Conventional Hydroelectric | HY |  | S | X | X | AFPR_1_TOT_GEN-APND | AFPR_1_TOT_GEN | 30.8 | 0.9 | 33.5 | 22.1 | 0 | N |  |  | OA | X | 7 | 1978 | Pre-2000 |  |  | N | Electric Utility | Utility | Investor Owned Utility | 1 | X | WAT | Renewable | 30.8 | 0 | 1 | 0
Operable | 9191 | Idaho Power Co |  | 809 | American Falls | ID | Vertical | Power | 2 | Conventional Hydroelectric | HY |  | S | X | X | AFPR_1_TOT_GEN-APND | AFPR_1_TOT_GEN | 30.8 | 0.9 | 33.5 | 21.8 | 0 | N |  |  | OA | X | 6 | 1978 | Pre-2000 |  |  | N | Electric Utility | Utility | Investor Owned Utility | 1 | X | WAT | Renewable | 30.8 | 0 | 1 | 0
Operable | 9191 | Idaho Power Co |  | 809 | American Falls | ID | Vertical | Power | 3 | Conventional Hydroelectric | HY |  | S | X | X | AFPR_1_TOT_GEN-APND | AFPR_1_TOT_GEN | 30.8 | 0.9 | 33.5 | 22.1 | 0 | N |  |  | OA | X | 3 | 1978 | Pre-2000 |  |  | N | Electric Utility | Utility | Investor Owned Utility | 1 | X | WAT | Renewable | 30.8 | 0 | 1 | 0
Operable | 9191 | Idaho Power Co |  | 810 | Bliss | ID | Vertical | Gooding | 1 | Conventional Hydroelectric | HY |  | S | X | X | BSPO_1_TOT_GEN-APNDBSPO_1_TOT_GEN-APND | BSPO_1_TOT_GEN | 25 | 0.87 | 25.6 | 22 | 0 | N |  |  | OP | X | 11 | 1949 | Pre-2000 |  |  | N | Electric Utility | Utility | Investor Owned Utility | 1 | X | WAT | Renewable | 25 | 0 | 1 | 0
Operable | 9191 | Idaho Power Co |  | 810 | Bliss | ID | Vertical | Gooding | 2 | Conventional Hydroelectric | HY |  | S | X | X | BSPO_1_TOT_GEN-APND | BSPO_1_TOT_GEN | 25 | 0.87 | 26.1 | 22.8 | 0 | N |  |  | OP | X | 1 | 1950 | Pre-2000 |  |  | N | Electric Utility | Utility | Investor Owned Utility | 1 | X | WAT | Renewable | 25 | 0 | 1 | 0
Operable | 9191 | Idaho Power Co |  | 810 | Bliss | ID | Vertical | Gooding | 3 | Conventional Hydroelectric | HY |  | S | X | X | BSPO_1_TOT_GEN-APND | BSPO_1_TOT_GEN | 25 | 0.87 | 25.9 | 12.6 | 0 | N |  |  | OP | X | 3 | 1950 | Pre-2000 |  |  | N | Electric Utility | Utility | Investor Owned Utility | 1 | X | WAT | Renewable | 25 | 0 | 1 | 0
Operable | 9191 | Idaho Power Co |  | 811 | Brownlee | ID | Vertical | Washington | 1 | Conventional Hydroelectric | HY |  | S | X | X | BLPR_GNODE011 | BLPR_2_G011 | 112.5 | 0.9 | 119.9 | 120.4 | 0 | N |  |  | OP | X | 1 | 1959 | Pre-2000 |  |  | N | Electric Utility | Utility | Investor Owned Utility | 1 | X | WAT | Renewable | 112.5 | 0 | 1 | 0
Operable | 9191 | Idaho Power Co |  | 811 | Brownlee | ID | Vertical | Washington | 2 | Conventional Hydroelectric | HY |  | S | X | X | BLPR_GNODE012 | BLPR_2_G012 | 112.5 | 0.9 | 120.3 | 121.3 | 0 | N |  |  | OP | X | 12 | 1958 | Pre-2000 |  |  | N | Electric Utility | Utility | Investor Owned Utility | 1 | X | WAT | Renewable | 112.5 | 0 | 1 | 0
Operable | 9191 | Idaho Power Co |  | 811 | Brownlee | ID | Vertical | Washington | 3 | Conventional Hydroelectric | HY |  | S | X | X | BLPR_GNODE013 | BLPR_2_G013 | 112.5 | 0.9 | 120.2 | 121.5 | 0 | N |  |  | OP | X | 10 | 1958 | Pre-2000 |  |  | N | Electric Utility | Utility | Investor Owned Utility | 1 | X | WAT | Renewable | 112.5 | 0 | 1 | 0
Operable | 9191 | Idaho Power Co |  | 811 | Brownlee | ID | Vertical | Washington | 4 | Conventional Hydroelectric | HY |  | S | X | X | BLPR_GNODE014 | BLPR_2_G014 | 112.5 | 0.9 | 120.8 | 122.4 | 0 | N |  |  | OP | X | 8 | 1958 | Pre-2000 |  |  | N | Electric Utility | Utility | Investor Owned Utility | 1 | X | WAT | Renewable | 112.5 | 0 | 1 | 0
Operable | 9191 | Idaho Power Co |  | 811 | Brownlee | ID | Vertical | Washington | 5 | Conventional Hydroelectric | HY |  | S | X | X | BLPR_GNODE015 | BLPR_2_G015 | 225 | 0.9 | 199.6 | 225 | 0 | N |  |  | OP | X | 3 | 1980 | Pre-2000 |  |  | N | Electric Utility | Utility | Investor Owned Utility | 1 | X | WAT | Renewable | 225 | 0 | 1 | 0
Operable | 9191 | Idaho Power Co |  | 812 | C J Strike | ID | Vertical | Owyhee | 1 | Conventional Hydroelectric | HY |  | S | X | X | SKPR_GNODE011 | SKPR_1_G011 | 27.6 | 0.92 | 30.6 | 30.1 | 0 | N |  |  | OP | X | 3 | 1952 | Pre-2000 |  |  | N | Electric Utility | Utility | Investor Owned Utility | 1 | X | WAT | Renewable | 27.6 | 0 | 1 | 0
Operable | 9191 | Idaho Power Co |  | 812 | C J Strike | ID | Vertical | Owyhee | 2 | Conventional Hydroelectric | HY |  | S | X | X | SKPR_GNODE012 | SKPR_1_G012 | 27.6 | 0.92 | 30.3 | 29.9 | 0 | N |  |  | OP | X | 3 | 1952 | Pre-2000 |  |  | N | Electric Utility | Utility | Investor Owned Utility | 1 | X | WAT | Renewable | 27.6 | 0 | 1 | 0
Operable | 9191 | Idaho Power Co |  | 812 | C J Strike | ID | Vertical | Owyhee | 3 | Conventional Hydroelectric | HY |  | S | X | X | SKPR_GNODE013 | SKPR_1_G013 | 27.6 | 0.92 | 30.4 | 30.9 | 0 | N |  |  | OP | X | 3 | 1952 | Pre-2000 |  |  | N | Electric Utility | Utility | Investor Owned Utility | 1 | X | WAT | Renewable | 27.6 | 0 | 1 | 0
Operable | 9191 | Idaho Power Co |  | 813 | Cascade Dam | ID | Vertical | Valley | 1 | Conventional Hydroelectric | HY |  | S | X | X | CDPO_6_TOT_GEN-APND | CDPO_6_TOT_GEN | 6.2 | 0.9 | 6.7 | 0.7 | 0 | N |  |  | OP | X | 5 | 1984 | Pre-2000 |  |  | N | Electric Utility | Utility | Investor Owned Utility | 1 | X | WAT | Renewable | 6.2 | 0 | 1 | 0
Operable | 9191 | Idaho Power Co |  | 813 | Cascade Dam | ID | Vertical | Valley | 2 | Conventional Hydroelectric | HY |  | S | X | X | CDPO_6_TOT_GEN-APND | CDPO_6_TOT_GEN | 6.2 | 0.9 | 6.3 | 0.9 | 0 | N |  |  | OP | X | 12 | 1983 | Pre-2000 |  |  | N | Electric Utility | Utility | Investor Owned Utility | 1 | X | WAT | Renewable | 6.2 | 0 | 1 | 0
Operable | 9191 | Idaho Power Co |  | 814 | Clear Lake | ID | Vertical | Gooding | 1 | Conventional Hydroelectric | HY |  | S | X | X | CLPR_GNODE001 | CLPR_7_G001 | 2.5 | 0.8 | 2.2 | 2.2 | 0 | N |  |  | OP | X | 12 | 1937 | Pre-2000 |  |  | N | Electric Utility | Utility | Investor Owned Utility | 1 | X | WAT | Renewable | 2.5 | 0 | 1 | 0
Operable | 9191 | Idaho Power Co |  | 815 | Lower Malad | ID | Vertical | Gooding | 1 | Conventional Hydroelectric | HY |  | S | X | X | LMPR_GNODE001 | LMPR_1_G001 | 13.5 | 0.871 | 15.5 | 14 | 0 | N |  |  | OP | X | 10 | 1948 | Pre-2000 |  |  | N | Electric Utility | Utility | Investor Owned Utility | 1 | X | WAT | Renewable | 13.5 | 0 | 1 | 0
Operable | 9191 | Idaho Power Co |  | 816 | Lower Salmon | ID | Vertical | Gooding | 1 | Conventional Hydroelectric | HY |  | S | X | X | LSPR_1_TOT_GEN-APND | LSPR_1_TOT_GEN | 15 | 0.86 | 17.2 | 10 | 0 | N |  |  | OP | X | 7 | 1949 | Pre-2000 |  |  | N | Electric Utility | Utility | Investor Owned Utility | 1 | X | WAT | Renewable | 15 | 0 | 1 | 0
Operable | 9191 | Idaho Power Co |  | 816 | Lower Salmon | ID | Vertical | Gooding | 2 | Conventional Hydroelectric | HY |  | S | X | X | LSPR_1_TOT_GEN-APND | LSPR_1_TOT_GEN | 15 | 0.86 | 13.8 | 5.7 | 0 | N |  |  | OP | X | 9 | 1949 | Pre-2000 |  |  | N | Electric Utility | Utility | Investor Owned Utility | 1 | X | WAT | Renewable | 15 | 0 | 1 | 0
Operable | 9191 | Idaho Power Co |  | 816 | Lower Salmon | ID | Vertical | Gooding | 3 | Conventional Hydroelectric | HY |  | S | X | X | LSPR_1_TOT_GEN-APND | LSPR_1_TOT_GEN | 15 | 0.86 |  | 18.5 | 0 | N |  |  | OP | X | 2 | 1949 | Pre-2000 |  |  | N | Electric Utility | Utility | Investor Owned Utility | 1 | X | WAT | Renewable | 15 | 0 | 1 | 0
Operable | 9191 | Idaho Power Co |  | 816 | Lower Salmon | ID | Vertical | Gooding | 4 | Conventional Hydroelectric | HY |  | S | X | X | LSPR_1_TOT_GEN-APND | LSPR_1_TOT_GEN | 15 | 0.86 | 16.1 | 19.2 | 0 | N |  |  | OP | X | 3 | 1949 | Pre-2000 |  |  | N | Electric Utility | Utility | Investor Owned Utility | 1 | X | WAT | Renewable | 15 | 0 | 1 | 0
Operable | 9191 | Idaho Power Co |  | 817 | Salmon Diesel | ID | Vertical | Lemhi | 1 | Petroleum Liquids | IC |  | S | X | X |  |  | 2.5 | 0.8 | 2.7 | 2.7 | 0 | N |  |  | SB | Y | 12 | 1967 | Pre-2000 |  |  | N | Electric Utility | Utility | Investor Owned Utility | 1 | X | DFO | Non-Renewable | 0 | 2.5 | 0 | 1
Operable | 9191 | Idaho Power Co |  | 817 | Salmon Diesel | ID | Vertical | Lemhi | 2 | Petroleum Liquids | IC |  | S | X | X |  |  | 2.5 | 0.8 | 2.7 | 2.7 | 0 | N |  |  | SB | Y | 12 | 1967 | Pre-2000 |  |  | N | Electric Utility | Utility | Investor Owned Utility | 1 | X | DFO | Non-Renewable | 0 | 2.5 | 0 | 1
Operable | 9191 | Idaho Power Co |  | 818 | Shoshone Falls | ID | Vertical | Jerome | 3 | Conventional Hydroelectric | HY |  | S | X | X | SFPR_GNODE003 | SFPR_7_G003 | 11.5 | 0.833 | 12.6 | 8.7 | 0 | N |  |  | OP | X | 8 | 1921 | Pre-2000 |  |  | N | Electric Utility | Utility | Investor Owned Utility | 1 | X | WAT | Renewable | 11.5 | 0 | 1 | 0
Operable | 9191 | Idaho Power Co |  | 818 | Shoshone Falls | ID | Vertical | Jerome | 4 | Conventional Hydroelectric | HY |  | S | X | X |  |  | 3.2 | 0.9 | 3 | 3 | 0 | N |  |  | OP | X | 9 | 2020 | 2020 |  |  | N | Electric Utility | Utility | Investor Owned Utility | 1 | X | WAT | Renewable | 3.2 | 0 | 1 | 0
Operable | 9191 | Idaho Power Co |  | 819 | Swan Falls | ID | Vertical | Ada | 1 | Conventional Hydroelectric | HY |  | S | X | X | SWPO_1_TOT_GEN-APND | SWPO_1_TOT_GEN | 13.6 | 0.95 | 15 | 15.1 | 0 | N |  |  | OP | X | 3 | 1994 | Pre-2000 |  |  | N | Electric Utility | Utility | Investor Owned Utility | 1 | X | WAT | Renewable | 13.6 | 0 | 1 | 0
Operable | 9191 | Idaho Power Co |  | 819 | Swan Falls | ID | Vertical | Ada | 2 | Conventional Hydroelectric | HY |  | S | X | X |  |  | 13.6 | 0.95 | 14.4 | 14.3 | 0 | N |  |  | OP | X | 5 | 1994 | Pre-2000 |  |  | N | Electric Utility | Utility | Investor Owned Utility | 1 | X | WAT | Renewable | 13.6 | 0 | 1 | 0
Operable | 9191 | Idaho Power Co |  | 820 | Thousand Springs | ID | Vertical | Gooding | 3 | Conventional Hydroelectric | HY |  | S | X | X |  |  | 6.8 | 0.8 | 6.6 | 6.6 | 0 | N |  |  | OP | X | 5 | 1920 | Pre-2000 |  |  | N | Electric Utility | Utility | Investor Owned Utility | 1 | X | WAT | Renewable | 6.8 | 0 | 1 | 0
Operable | 9191 | Idaho Power Co |  | 821 | Twin Falls (ID) | ID | Vertical | Twin Falls | 1 | Conventional Hydroelectric | HY |  | S | X | X | TFPR_1_TOT_GEN-APND | TFPR_1_TOT_GEN | 8.4 | 0.9 | 9.9 | 5.6 | 0 | N |  |  | OP | X | 3 | 1935 | Pre-2000 |  |  | N | Electric Utility | Utility | Investor Owned Utility | 1 | X | WAT | Renewable | 8.4 | 0 | 1 | 0
Operable | 9191 | Idaho Power Co |  | 821 | Twin Falls (ID) | ID | Vertical | Twin Falls | 2 | Conventional Hydroelectric | HY |  | S | X | X |  |  | 44.3 | 0.95 | 34.5 |  | 0 | N |  |  | OP | X | 7 | 1995 | Pre-2000 |  |  | N | Electric Utility | Utility | Investor Owned Utility | 1 | X | WAT | Renewable | 44.3 | 0 | 1 | 0
Operable | 9191 | Idaho Power Co |  | 822 | Upper Salmon A | ID | Vertical | Twin Falls | 1 | Conventional Hydroelectric | HY |  | S | X | X | US12_1_TOT_A_GEN-APND | US12_1_TOT_A_GEN | 9 | 1 | 9.3 | 9.5 | 0 | N |  |  | OP | X | 9 | 1937 | Pre-2000 |  |  | N | Electric Utility | Utility | Investor Owned Utility | 1 | X | WAT | Renewable | 9 | 0 | 1 | 0
Operable | 9191 | Idaho Power Co |  | 822 | Upper Salmon A | ID | Vertical | Twin Falls | 2 | Conventional Hydroelectric | HY |  | S | X | X | S12_1_TOT_A_GEN-APND | US12_1_TOT_A_GEN | 9 | 1 | 8.2 | 8.2 | 0 | N |  |  | OP | X | 9 | 1937 | Pre-2000 |  |  | N | Electric Utility | Utility | Investor Owned Utility | 1 | X | WAT | Renewable | 9 | 0 | 1 | 0
Operable | 9191 | Idaho Power Co |  | 823 | Upper Malad | ID | Vertical | Gooding | 1 | Conventional Hydroelectric | HY |  | S | X | X | UMPR_GNODE001 | UMPR_7_G001 | 8.3 | 0.857 | 8 | 7.6 | 0 | N |  |  | OP | X | 6 | 1948 | Pre-2000 |  |  | N | Electric Utility | Utility | Investor Owned Utility | 1 | X | WAT | Renewable | 8.3 | 0 | 1 | 0
Operable | 9191 | Idaho Power Co |  | 3013 | Hells Canyon | OR | Vertical | Wallowa | 1 | Conventional Hydroelectric | HY |  | S | X | X | HCPR_2_TOT_GEN-APND | HCPR_2_TOT_GEN | 130.5 | 0.9 | 147.2 | 144.8 | 0 | N |  |  | OA | X | 12 | 1967 | Pre-2000 |  |  | N | Electric Utility | Utility | Investor Owned Utility | 1 | X | WAT | Renewable | 130.5 | 0 | 1 | 0
Operable | 9191 | Idaho Power Co |  | 3013 | Hells Canyon | OR | Vertical | Wallowa | 2 | Conventional Hydroelectric | HY |  | S | X | X |  |  | 130.5 | 0.9 | 149.2 |  | 0 | N |  |  | OP | X | 12 | 1967 | Pre-2000 |  |  | N | Electric Utility | Utility | Investor Owned Utility | 1 | X | WAT | Renewable | 130.5 | 0 | 1 | 0
Operable | 9191 | Idaho Power Co |  | 3013 | Hells Canyon | OR | Vertical | Wallowa | 3 | Conventional Hydroelectric | HY |  | S | X | X |  |  | 150.1 | 0.9 | 144.9 | 144.3 | 0 | N |  |  | OP | X | 10 | 1967 | Pre-2000 |  |  | N | Electric Utility | Utility | Investor Owned Utility | 1 | X | WAT | Renewable | 150.1 | 0 | 1 | 0
Operable | 9191 | Idaho Power Co |  | 3014 | Oxbow (OR) | OR | Vertical | Baker | 1 | Conventional Hydroelectric | HY |  | S | X | X | OBPR_GNODE011 | OBPR_2_G011 | 47.5 | 0.9 | 52.4 | 53.2 | 0 | N |  |  | OP | X | 7 | 1961 | Pre-2000 |  |  | N | Electric Utility | Utility | Investor Owned Utility | 1 | X | WAT | Renewable | 47.5 | 0 | 1 | 0
Operable | 9191 | Idaho Power Co |  | 3014 | Oxbow (OR) | OR | Vertical | Baker | 2 | Conventional Hydroelectric | HY |  | S | X | X | OBPR_GNODE012 | OBPR_2_G012 | 47.5 | 0.9 | 52.3 | 54.5 | 0 | N |  |  | OP | X | 7 | 1961 | Pre-2000 |  |  | N | Electric Utility | Utility | Investor Owned Utility | 1 | X | WAT | Renewable | 47.5 | 0 | 1 | 0
Operable | 9191 | Idaho Power Co |  | 3014 | Oxbow (OR) | OR | Vertical | Baker | 3 | Conventional Hydroelectric | HY |  | S | X | X | OBPR_GNODE013 | OBPR_2_G013 | 47.5 | 0.9 | 52.2 | 53.9 | 0 | N |  |  | OP | X | 9 | 1961 | Pre-2000 |  |  | N | Electric Utility | Utility | Investor Owned Utility | 1 | X | WAT | Renewable | 47.5 | 0 | 1 | 0
Operable | 9191 | Idaho Power Co |  | 3014 | Oxbow (OR) | OR | Vertical | Baker | 4 | Conventional Hydroelectric | HY |  | S | X | X | OBPR_GNODE014 | OBPR_2_G014 | 47.5 | 0.9 | 51.7 | 53.7 | 0 | N |  |  | OP | X | 11 | 1961 | Pre-2000 |  |  | N | Electric Utility | Utility | Investor Owned Utility | 1 | X | WAT | Renewable | 47.5 | 0 | 1 | 0
Operable | 9191 | Idaho Power Co |  | 7079 | Upper Salmon B | ID | Vertical | Twin Falls | 1 | Conventional Hydroelectric | HY |  | S | X | X | US34_1_TOT_B_GEN-APND | US34_1_TOT_B_GEN | 8.2 | 0.92 | 9.1 | 9.3 | 0 | N |  |  | OP | X | 9 | 1947 | Pre-2000 |  |  | N | Electric Utility | Utility | Investor Owned Utility | 1 | X | WAT | Renewable | 8.2 | 0 | 1 | 0
Operable | 9191 | Idaho Power Co |  | 7079 | Upper Salmon B | ID | Vertical | Twin Falls | 2 | Conventional Hydroelectric | HY |  | S | X | X | US34_1_TOT_B_GEN-APND | US34_1_TOT_B_GEN | 8.3 | 0.92 | 9.2 | 9.3 | 0 | N |  |  | OP | X | 9 | 1947 | Pre-2000 |  |  | N | Electric Utility | Utility | Investor Owned Utility | 1 | X | WAT | Renewable | 8.3 | 0 | 1 | 0
Operable | 9191 | Idaho Power Co |  | 7190 | Milner Hydro | ID | Vertical | Cassia | 1 | Conventional Hydroelectric | HY |  | S | X | X | MLPR_1_TOT_GEN-APND | MLPR_1_TOT_GEN | 46.6 | 0.95 | 34.8 |  | 0 | N |  |  | OP | X | 12 | 1992 | Pre-2000 |  |  | N | Electric Utility | Utility | Investor Owned Utility | 1 | X | WAT | Renewable | 46.6 | 0 | 1 | 0
Operable | 9191 | Idaho Power Co |  | 7190 | Milner Hydro | ID | Vertical | Cassia | 2 | Conventional Hydroelectric | HY |  | S | X | X |  |  | 12.1 | 0.95 |  |  | 0 | N |  |  | OP | X | 9 | 1992 | Pre-2000 |  |  | N | Electric Utility | Utility | Investor Owned Utility | 1 | X | WAT | Renewable | 12.1 | 0 | 1 | 0
Operable | 9191 | Idaho Power Co |  | 7190 | Milner Hydro | ID | Vertical | Cassia | 3 | Conventional Hydroelectric | HY |  | S | X | X |  |  | 0.8 | 1 | 0.3 | 0.8 | 0 | N |  |  | OP | X | 9 | 1992 | Pre-2000 |  |  | N | Electric Utility | Utility | Investor Owned Utility | 1 | X | WAT | Renewable | 0.8 | 0 | 1 | 0
Operable | 9191 | Idaho Power Co |  | 7953 | Evander Andrews Power Complex | ID | Vertical | Elmore | 1 | Natural Gas Fired Combustion Turbine | GT |  | S | X | X | DNPR_GNODE011 | DNPR_2_G011 | 179.1 | 0.9 | 202.5 | 225 | 125.3 | N |  |  | OP | X | 2 | 2008 | 2008 |  |  | N | Electric Utility | Utility | Investor Owned Utility | 1 | X | NG | Non-Renewable | 0 | 179.1 | 0 | 1
Operable | 9191 | Idaho Power Co |  | 7953 | Evander Andrews Power Complex | ID | Vertical | Elmore | 2 | Natural Gas Fired Combustion Turbine | GT |  | S | X | X | DNPR_GNODE012 | DNPR_2_G012 | 45.9 | 0.9 | 42.1 | 48.8 | 31 | N |  |  | OP | X | 9 | 2001 | 2001 |  |  | N | Electric Utility | Utility | Investor Owned Utility | 1 | X | NG | Non-Renewable | 0 | 45.9 | 0 | 1
Operable | 9191 | Idaho Power Co |  | 7953 | Evander Andrews Power Complex | ID | Vertical | Elmore | 3 | Natural Gas Fired Combustion Turbine | GT |  | S | X | X | DNPR_GNODE013 | DNPR_2_G013 | 45.9 | 0.9 | 42.9 | 49.2 | 29.3 | N |  |  | OP | X | 9 | 2001 | 2001 |  |  | N | Electric Utility | Utility | Investor Owned Utility | 1 | X | NG | Non-Renewable | 0 | 45.9 | 0 | 1
Operable | 9191 | Idaho Power Co |  | 55733 | Bennett Mountain | ID | Vertical | Elmore | 1 | Natural Gas Fired Combustion Turbine | GT |  | S | X | X | BMPR_GNODE011 | BMPR_2_G011 | 172.8 | 0.9 | 195.1 | 215.2 | 120.9 | N |  |  | OP | X | 4 | 2005 | 2005 |  |  | N | Electric Utility | Utility | Investor Owned Utility | 1 | X | NG | Non-Renewable | 0 | 172.8 | 0 | 1
Operable | 9191 | Idaho Power Co |  | 57028 | Langley Gulch Power Plant | ID | Vertical | Payette | GTG | Natural Gas Fired Combined Cycle | CT | LG1 | S | X | N | LGPR_2_G011_G012-APND | LGPR_2_G011_G012 | 187 | 0.85 | 226 | 252 | 120 | Y | 5 | 2023 | OP | X | 6 | 2012 | 2012 |  |  | N | Electric Utility | Utility | Investor Owned Utility | 1 | X | NG | Non-Renewable | 0 | 187 | 0 | 1
Operable | 9191 | Idaho Power Co |  | 57028 | Langley Gulch Power Plant | ID | Vertical | Payette | STG | Natural Gas Fired Combined Cycle | CA | LG1 | S | Y | X | LGPR_2_G011_G012-APND | LGPR_2_G011_G012 | 131.5 | 0.85 | 127 | 122 | 23.7 | Y | 5 | 2023 | OP | X | 6 | 2012 | 2012 |  |  | N | Electric Utility | Utility | Investor Owned Utility | 1 | X | NG | Non-Renewable | 0 | 131.5 | 0 | 1
Operable | 56592 | Idaho Wind Partners 1 LLC |  | 56434 | Burley Butte Windpark | ID | Vertical | Cassia | BBWP | Onshore Wind Turbine | WT |  | S | X | X |  |  | 21.3 |  | 21.3 | 21.3 | 0 | N |  |  | OP | X | 2 | 2011 | 2011 |  |  | N | IPP Non-CHP | IPP | IPP | 2 | X | WND | Renewable | 21.3 | 0 | 1 | 0
Operable | 56592 | Idaho Wind Partners 1 LLC |  | 56435 | Golden Valley Wind Park LLC | ID | Vertical | Cassia | GVWP | Onshore Wind Turbine | WT |  | S | X | X |  |  | 12 |  | 12 | 12 | 0 | N |  |  | OP | X | 1 | 2011 | 2011 |  |  | N | IPP Non-CHP | IPP | IPP | 2 | X | WND | Renewable | 12 | 0 | 1 | 0
Operable | 56592 | Idaho Wind Partners 1 LLC |  | 56437 | Milner Dam Wind Park LLC | ID | Vertical | Cassia | MDWP | Onshore Wind Turbine | WT |  | S | X | X |  |  | 19.5 |  | 19.5 | 19.5 | 14 | N |  |  | OP | X | 2 | 2011 | 2011 |  |  | N | IPP Non-CHP | IPP | IPP | 2 | X | WND | Renewable | 19.5 | 0 | 1 | 0
Operable | 56592 | Idaho Wind Partners 1 LLC |  | 56439 | Oregon Trail Wind Park | ID | Vertical | Twin Falls | OTWP | Onshore Wind Turbine | WT |  | S | X | X |  |  | 13.5 |  | 13.5 | 13.5 | 0 | N |  |  | OP | X | 1 | 2011 | 2011 |  |  | N | IPP Non-CHP | IPP | IPP | 2 | X | WND | Renewable | 13.5 | 0 | 1 | 0
Operable | 56592 | Idaho Wind Partners 1 LLC |  | 56440 | Pilgrim Stage Wind Park | ID | Vertical | Twin Falls | PSWP | Onshore Wind Turbine | WT |  | S | X | X |  |  | 10.5 |  | 10.5 | 10.5 | 0 | N |  |  | OP | X | 1 | 2011 | 2011 |  |  | N | IPP Non-CHP | IPP | IPP | 2 | X | WND | Renewable | 10.5 | 0 | 1 | 0
Operable | 56592 | Idaho Wind Partners 1 LLC |  | 56441 | Salmon Falls Wind Park | ID | Vertical | Twin Falls | SFWP | Onshore Wind Turbine | WT |  | S | X | X |  |  | 21 |  | 21 | 21 | 0 | N |  |  | OP | X | 4 | 2011 | 2011 |  |  | N | IPP Non-CHP | IPP | IPP | 2 | X | WND | Renewable | 21 | 0 | 1 | 0
Operable | 56592 | Idaho Wind Partners 1 LLC |  | 56442 | Thousand Springs Wind Park | ID | Vertical | Twin Falls | TSWP | Onshore Wind Turbine | WT |  | S | X | X |  |  | 12 |  | 12 | 12 | 0 | N |  |  | OP | X | 1 | 2011 | 2011 |  |  | N | IPP Non-CHP | IPP | IPP | 2 | X | WND | Renewable | 12 | 0 | 1 | 0
Operable | 56592 | Idaho Wind Partners 1 LLC |  | 56443 | Tuana Gulch Wind Park | ID | Vertical | Twin Falls | TGWP | Onshore Wind Turbine | WT |  | S | X | X |  |  | 10.5 |  | 10.5 | 10.5 | 0 | N |  |  | OP | X | 1 | 2011 | 2011 |  |  | N | IPP Non-CHP | IPP | IPP | 2 | X | WND | Renewable | 10.5 | 0 | 1 | 0
Operable | 56592 | Idaho Wind Partners 1 LLC |  | 57124 | Payne's Ferry | ID | Vertical | Twin Falls | PFWP | Onshore Wind Turbine | WT |  | S | X | X |  |  | 21 |  | 21 | 21 | 0 | N |  |  | OP | X | 12 | 2010 | 2010 |  |  | N | IPP Non-CHP | IPP | IPP | 2 | X | WND | Renewable | 21 | 0 | 1 | 0
Operable | 56592 | Idaho Wind Partners 1 LLC |  | 57125 | Camp Reed | ID | Vertical | Elmore | CRWP | Onshore Wind Turbine | WT |  | S | X | X |  |  | 22.5 |  | 22.5 | 22.5 | 0 | N |  |  | OP | X | 12 | 2010 | 2010 |  |  | N | IPP Non-CHP | IPP | IPP | 2 | X | WND | Renewable | 22.5 | 0 | 1 | 0
Operable | 56592 | Idaho Wind Partners 1 LLC |  | 57126 | Yahoo Creek | ID | Vertical | Twin Falls | YCWP | Onshore Wind Turbine | WT |  | S | X | X |  |  | 21 |  | 21 | 21 | 0 | N |  |  | OP | X | 12 | 2010 | 2010 |  |  | N | IPP Non-CHP | IPP | IPP | 2 | X | WND | Renewable | 21 | 0 | 1 | 0
Operable | 57041 | Idaho Winds LLC |  | 57749 | Sawtooth Wind Project | ID | Vertical | Elmore | ST | Onshore Wind Turbine | WT |  | S | X | X |  |  | 22.4 |  | 22.4 | 22.4 | 0 | N |  |  | OP | X | 10 | 2011 | 2011 |  |  | N | IPP Non-CHP | IPP | IPP | 2 | X | WND | Renewable | 22.4 | 0 | 1 | 0
Operable | 63723 | Ignacio Grid, LLC |  | 64089 | Ignacio Grid Energy Storage System | TX | Restructured | Hidalgo | IGN01 | Batteries | BA |  | S | X | X | MADERO_RN | MADERO_RN | 100 | 0.95 | 100 | 100 |  | N |  |  | OP | X | 3 | 2023 | 2023 | 6 | 2042 | N | IPP Non-CHP | IPP | IPP | 2 | X | MWH | Other | 0 | 0 | 0 | 0
Operable | 58696 | Ignite Solar Holdings LLC |  | 58814 | Shasta Solar Farm | CA | Vertical | Shasta | GENA | Solar Photovoltaic | PV |  | W | X | X |  |  | 1.5 |  | 1.5 | 1.5 |  | N |  |  | OP | X | 3 | 2014 | 2014 |  |  | N | IPP Non-CHP | IPP | IPP | 2 | X | SUN | Renewable | 1.5 | 0 | 1 | 0
Operable | 58696 | Ignite Solar Holdings LLC |  | 58814 | Shasta Solar Farm | CA | Vertical | Shasta | GENB | Solar Photovoltaic | PV |  | W | X | X |  |  | 1.5 |  | 1.5 | 1.5 |  | N |  |  | OP | X | 3 | 2014 | 2014 |  |  | N | IPP Non-CHP | IPP | IPP | 2 | X | SUN | Renewable | 1.5 | 0 | 1 | 0
Operable | 63894 | IGS East Central, LLC |  | 64329 | IGS East Central, LLC | IL | Restructured | Will | EAST | Solar Photovoltaic | PV |  | S | X | X |  |  | 2 |  | 2 | 2 |  | N |  |  | OP | X | 12 | 2020 | 2020 |  |  | N | IPP Non-CHP | IPP | IPP | 2 | X | SUN | Renewable | 2 | 0 | 1 | 0
Operable | 61077 | IGS ORIX Solar I, LLC |  | 61441 | Denver Braswell PV | GA | Vertical | Colquitt | GPDB1 | Solar Photovoltaic | PV |  | S | X | X |  |  | 1.4 |  | 1.6 | 1.4 |  | N |  |  | OP | X | 8 | 2017 | 2017 |  |  | N | IPP Non-CHP | IPP | IPP | 2 | X | SUN | Renewable | 1.4 | 0 | 1 | 0
Operable | 61077 | IGS ORIX Solar I, LLC |  | 61460 | IOS - MEW Phase 1 | ME | Restructured | Somerset | MEW1 | Solar Photovoltaic | PV |  | S | X | X |  |  | 4.1 |  | 4.1 | 2.9 |  | N |  |  | OP | X | 1 | 2017 | 2017 |  |  | N | IPP Non-CHP | IPP | IPP | 2 | X | SUN | Renewable | 4.1 | 0 | 1 | 0
Operable | 61077 | IGS ORIX Solar I, LLC |  | 61465 | IGS Solar I - BWI2 | MD | Restructured | Baltimore | BWI2 | Solar Photovoltaic | PV |  | S | X | X |  |  | 1.4 |  | 1.4 | 1 |  | N |  |  | OP | X | 2 | 2017 | 2017 |  |  | N | IPP Non-CHP | IPP | IPP | 2 | X | SUN | Renewable | 1.4 | 0 | 1 | 0
Operable | 61077 | IGS ORIX Solar I, LLC |  | 61466 | IOS - ERW9 | NJ | Restructured | Middlesex | EWR9 | Solar Photovoltaic | PV |  | S | X | X |  |  | 5.3 |  | 5 | 4.1 |  | N |  |  | OP | X | 8 | 2017 | 2017 |  |  | N | IPP Non-CHP | IPP | IPP | 2 | X | SUN | Renewable | 5.3 | 0 | 1 | 0
Operable | 61077 | IGS ORIX Solar I, LLC |  | 61467 | City of Lexington | NE | Vertical | Dawson | LXNE1 | Solar Photovoltaic | PV |  | S | X | X |  |  | 3.5 |  | 3.6 | 1.6 |  | N |  |  | OP | X | 5 | 2017 | 2017 |  |  | N | IPP Non-CHP | IPP | IPP | 2 | X | SUN | Renewable | 3.5 | 0 | 1 | 0
Operable | 61077 | IGS ORIX Solar I, LLC |  | 61468 | Valdosta Prison | GA | Vertical | Lowndes | GPVP1 | Solar Photovoltaic | PV |  | S | X | X |  |  | 1 |  | 1.2 | 1.1 |  | N |  |  | OP | X | 8 | 2017 | 2017 |  |  | N | IPP Non-CHP | IPP | IPP | 2 | X | SUN | Renewable | 1 | 0 | 1 | 0
Operable | 64316 | IGS Solar LLC |  | 64779 | IGS Frankfort 2 CSG | IL | Restructured | Cook | FRAN2 | Solar Photovoltaic | PV |  | S | X | X |  |  | 2 |  | 2 | 2 |  | N |  |  | OP | X | 7 | 2021 | 2021 |  |  | N | IPP Non-CHP | IPP | IPP | 2 | X | SUN | Renewable | 2 | 0 | 1 | 0
Operable | 63758 | IGS Stockton DG, LLC |  | 64124 | IGS Stockton DG CSG | IL | Restructured | Jo Daviess | BREW | Solar Photovoltaic | PV |  | S | X | X |  |  | 1.9 |  | 1.9 | 1.9 |  | N |  |  | OP | X | 11 | 2020 | 2020 |  |  | N | IPP Non-CHP | IPP | IPP | 2 | X | SUN | Renewable | 1.9 | 0 | 1 | 0
Operable | 63758 | IGS Stockton DG, LLC |  | 64124 | IGS Stockton DG CSG | IL | Restructured | Jo Daviess | BREW2 | Solar Photovoltaic | PV |  | S | X | X |  |  | 1.9 |  | 1.9 | 1.9 |  | N |  |  | OP | X | 12 | 2020 | 2020 |  |  | N | IPP Non-CHP | IPP | IPP | 2 | X | SUN | Renewable | 1.9 | 0 | 1 | 0
Operable | 58650 | IHI Power Services Corp |  | 50560 | Pacific-Ultrapower Chinese Station | CA | Vertical | Tuolumne | GEN1 | Wood/Wood Waste Biomass | ST |  | J | X | X |  |  | 25 | 0.85 | 18 | 18 | 15 | N |  |  | OP | X | 10 | 1986 | Pre-2000 |  |  | N | IPP Non-CHP | IPP | IPP | 2 | X | WDS | Renewable | 25 | 0 | 1 | 0
Operable | 65792 | IIT Energy Tech Partners, LLC |  | 52021 | ITT Cogen Facility | IL | Restructured | Cook | GEN1 | Natural Gas Fired Combustion Turbine | GT |  | S | X | X | 33092313 | 33092313 | 3.7 | 0.8 | 3.5 | 3.7 | 0.1 | N |  |  | SB | Y | 5 | 1991 | Pre-2000 | 4 | 2025 | Y | Commercial CHP | Customer Sited | Other | 5 | T | NG | Non-Renewable | 0 | 3.7 | 0 | 1 | DFO
Operable | 65792 | IIT Energy Tech Partners, LLC |  | 52021 | ITT Cogen Facility | IL | Restructured | Cook | GEN2 | Natural Gas Fired Combustion Turbine | GT |  | S | X | X | 33092313 | 33092313 | 3.7 | 0.8 | 3.5 | 3.7 | 0.1 | N |  |  | SB | Y | 5 | 1991 | Pre-2000 | 4 | 2025 | Y | Commercial CHP | Customer Sited | Other | 5 | T | NG | Non-Renewable | 0 | 3.7 | 0 | 1 | DFO
Operable | 57389 | IKEA Property Inc |  | 58011 | IKEA Savannah 490 | GA | Vertical | Chatham | IKEA | Solar Photovoltaic | PV |  | S | X | X |  |  | 1 |  | 1.2 | 1.2 |  | N |  |  | OP | X | 1 | 2021 | 2021 |  |  | N | Commercial Non-CHP | Customer Sited | Other | 4 | X | SUN | Renewable | 1 | 0 | 1 | 0
Operable | 57389 | IKEA Property Inc |  | 58011 | IKEA Savannah 490 | GA | Vertical | Chatham | PV | Solar Photovoltaic | PV |  | S | X | X |  |  | 1.2 |  | 1.2 | 1.2 |  | N |  |  | OP | X | 9 | 2012 | 2012 |  |  | N | Commercial Non-CHP | Customer Sited | Other | 4 | X | SUN | Renewable | 1.2 | 0 | 1 | 0
Operable | 57389 | IKEA Property Inc |  | 58012 | IKEA Tampa 042 | FL | Vertical | Hillsborough | PV | Solar Photovoltaic | PV |  | S | X | X |  |  | 1 |  | 1 | 1 |  | N |  |  | OP | X | 8 | 2012 | 2012 |  |  | N | Commercial Non-CHP | Customer Sited | Other | 4 | X | SUN | Renewable | 1 | 0 | 1 | 0
Operable | 57389 | IKEA Property Inc |  | 58013 | IKEA Round Rock 027 | TX | Restructured | Williamson | PV | Solar Photovoltaic | PV |  | S | X | X |  |  | 1.4 |  | 1.3 | 1.3 |  | N |  |  | OP | X | 9 | 2012 | 2012 |  |  | N | Commercial Non-CHP | Customer Sited | Other | 4 | X | SUN | Renewable | 1.4 | 0 | 1 | 0
Operable | 57389 | IKEA Property Inc |  | 58014 | IKEA Perryville 460 | MD | Restructured | Cecil | PV | Solar Photovoltaic | PV |  | S | X | X |  |  | 2.1 |  | 2 | 2 |  | N |  |  | OP | X | 2 | 2013 | 2013 |  |  | N | Commercial Non-CHP | Customer Sited | Other | 4 | X | SUN | Renewable | 2.1 | 0 | 1 | 0
Operable | 57389 | IKEA Property Inc |  | 58015 | IKEA College Park 411 | MD | Restructured | Prince Georges | IKEA | Solar Photovoltaic | PV |  | S | X | X |  |  | 1 |  | 1 | 1 |  | N |  |  | OP | X | 10 | 2021 | 2021 |  |  | N | Commercial Non-CHP | Customer Sited | Other | 4 | X | SUN | Renewable | 1 | 0 | 1 | 0
Operable | 57389 | IKEA Property Inc |  | 58015 | IKEA College Park 411 | MD | Restructured | Prince Georges | PV | Solar Photovoltaic | PV |  | S | X | X |  |  | 1 |  | 1 | 1 |  | N |  |  | OP | X | 2 | 2012 | 2012 |  |  | N | Commercial Non-CHP | Customer Sited | Other | 4 | X | SUN | Renewable | 1 | 0 | 1 | 0
Operable | 57389 | IKEA Property Inc |  | 58016 | IKEA Westhampton 061 | NJ | Restructured | Burlington | PV | Solar Photovoltaic | PV |  | S | X | X |  |  | 1.8 |  | 1.8 | 1.8 |  | N |  |  | OP | X | 2 | 2013 | 2013 |  |  | N | Commercial Non-CHP | Customer Sited | Other | 4 | X | SUN | Renewable | 1.8 | 0 | 1 | 0
Operable | 57389 | IKEA Property Inc |  | 58028 | IKEA Tejon 345 | CA | Vertical | Kern | PV | Solar Photovoltaic | PV |  | S | X | X |  |  | 1.5 |  | 1.5 | 1.5 |  | N |  |  | OP | X | 4 | 2011 | 2011 |  |  | N | Commercial Non-CHP | Customer Sited | Other | 4 | X | SUN | Renewable | 1.5 | 0 | 1 | 0
Operable | 57389 | IKEA Property Inc |  | 59714 | IKEA St. Louis 410 | MO | Vertical | St Louis City | IK410 | Solar Photovoltaic | PV |  | S | X | X |  |  | 1 |  | 1 | 1 |  | N |  |  | OP | X | 9 | 2015 | 2015 |  |  | N | Commercial Non-CHP | Customer Sited | Other | 4 | X | SUN | Renewable | 1 | 0 | 1 | 0
Operable | 57389 | IKEA Property Inc |  | 61173 | IKEA Miami 327 | FL | Vertical | Miami Dade | PV | Solar Photovoltaic | PV |  | S | X | X |  |  | 1 |  | 1 | 1 |  | N |  |  | OP | X | 9 | 2015 | 2015 |  |  | N | Commercial Non-CHP | Customer Sited | Other | 4 | X | SUN | Renewable | 1 | 0 | 1 | 0
Operable | 57389 | IKEA Property Inc |  | 61192 | IKEA Joliet Rooftop PV System | IL | Restructured | Will | PV | Solar Photovoltaic | PV |  | S | X | X |  |  | 2 |  | 2 | 2 |  | N |  |  | OP | X | 12 | 2017 | 2017 |  |  | N | Commercial Non-CHP | Customer Sited | Other | 4 | X | SUN | Renewable | 2 | 0 | 1 | 0
Operable | 57389 | IKEA Property Inc |  | 61193 | IKEA Las Vegas 462 | NV | Vertical | Clark | PV | Solar Photovoltaic | PV |  | S | X | X |  |  | 1 |  | 1 | 1 |  | N |  |  | OP | X | 5 | 2016 | 2016 |  |  | N | Commercial Non-CHP | Customer Sited | Other | 4 | X | SUN | Renewable | 1 | 0 | 1 | 0
Operable | 57389 | IKEA Property Inc |  | 61211 | IKEA Memphis 508 | TN | Vertical | Shelby | PV | Solar Photovoltaic | PV |  | S | X | X |  |  | 1.1 |  | 1.1 | 1.1 |  | N |  |  | OP | X | 12 | 2016 | 2016 |  |  | N | Commercial Non-CHP | Customer Sited | Other | 4 | X | SUN | Renewable | 1.1 | 0 | 1 | 0
Operable | 57389 | IKEA Property Inc |  | 61309 | IKEA Grand Prairie Rooftop PV System | TX | Restructured | Dallas | PV1 | Solar Photovoltaic | PV |  | S | X | X |  |  | 1.2 |  | 1.1 | 0.7 |  | N |  |  | OP | X | 12 | 2017 | 2017 |  |  | N | IPP Non-CHP | IPP | IPP | 2 | X | SUN | Renewable | 1.2 | 0 | 1 | 0
Operable | 57389 | IKEA Property Inc |  | 61816 | IKEA Oak Creek Rooftop PV System | WI | Vertical | Milwaukee | PV1 | Solar Photovoltaic | PV |  | S | X | X |  |  | 1.2 |  | 1.2 | 1.2 |  | N |  |  | OP | X | 6 | 2018 | 2018 |  |  | N | Commercial Non-CHP | Customer Sited | Other | 4 | X | SUN | Renewable | 1.2 | 0 | 1 | 0
Operable | 57389 | IKEA Property Inc |  | 61819 | IKEA Conshohocken Rooftop PV System | PA | Restructured | Montgomery | 211 | Solar Photovoltaic | PV |  | S | X | X |  |  | 1 |  | 1 | 1 |  | N |  |  | OP | X | 2 | 2013 | 2013 |  |  | N | Commercial Non-CHP | Customer Sited | Other | 4 | X | SUN | Renewable | 1 | 0 | 1 | 0
Operable | 57389 | IKEA Property Inc |  | 61820 | IKEA New Haven Rooftop PV & Fuel Cell | CT | Restructured | New Haven | 213FC | Other Natural Gas | FC |  | S | X | X |  |  | 0.3 |  | 0.3 | 0.3 | 0.3 | N |  |  | OP | X | 12 | 2016 | 2016 |  |  | N | Commercial Non-CHP | Customer Sited | Other | 4 | X | NG | Non-Renewable | 0 | 0.3 | 0 | 1
Operable | 57389 | IKEA Property Inc |  | 61820 | IKEA New Haven Rooftop PV & Fuel Cell | CT | Restructured | New Haven | 213PV | Solar Photovoltaic | PV |  | S | X | X |  |  | 0.8 |  | 0.8 | 0.8 |  | N |  |  | OP | X | 7 | 2012 | 2012 |  |  | N | Commercial Non-CHP | Customer Sited | Other | 4 | X | SUN | Renewable | 0.8 | 0 | 1 | 0
Operable | 57389 | IKEA Property Inc |  | 61821 | IKEA Jacksonville Rooftop PV System | FL | Vertical | Duval | PV1 | Solar Photovoltaic | PV |  | S | X | X |  |  | 1.4 |  | 1.4 | 1.4 |  | N |  |  | OP | X | 11 | 2017 | 2017 |  |  | N | Commercial Non-CHP | Customer Sited | Other | 4 | X | SUN | Renewable | 1.4 | 0 | 1 | 0
Operable | 57389 | IKEA Property Inc |  | 62152 | IKEA Live Oak Rooftop PV System | TX | Restructured | Bexar | 570 | Solar Photovoltaic | PV |  | S | X | X |  |  | 1.7 |  | 1.7 | 1.7 |  | N |  |  | OP | X | 4 | 2019 | 2019 |  |  | N | Commercial Non-CHP | Customer Sited | Other | 4 | X | SUN | Renewable | 1.7 | 0 | 1 | 0
Operable | 57389 | IKEA Property Inc |  | 62355 | IKEA Norfolk Rooftop PV System | VA | Vertical | Norfolk City | 569PV | Solar Photovoltaic | PV |  | S | X | X |  |  | 1.3 |  | 1.3 | 1.3 |  | N |  |  | OP | X | 3 | 2019 | 2019 |  |  | N | Commercial Non-CHP | Customer Sited | Other | 4 | X | SUN | Renewable | 1.3 | 0 | 1 | 0
Operable | 57389 | IKEA Property Inc |  | 62677 | IKEA Canton Rooftop PV System | MI | Vertical | Wayne | 26A | Solar Photovoltaic | PV |  | S | X | X |  |  | 0.8 |  | 0.8 | 0.8 |  | N |  |  | OP | X | 11 | 2015 | 2015 |  |  | N | Commercial Non-CHP | Customer Sited | Other | 4 | X | SUN | Renewable | 0.8 | 0 | 1 | 0
Operable | 57389 | IKEA Property Inc |  | 62677 | IKEA Canton Rooftop PV System | MI | Vertical | Wayne | 26B | Solar Photovoltaic | PV |  | S | X | X |  |  | 0.2 |  | 0.2 | 0.2 |  | N |  |  | OP | X | 1 | 2016 | 2016 |  |  | N | Commercial Non-CHP | Customer Sited | Other | 4 | X | SUN | Renewable | 0.2 | 0 | 1 | 0
Operable | 65198 | IL Sidney Project1, LLC |  | 66031 | IL Sidney Project1 | IL | Restructured | Champaign | 15332 | Solar Photovoltaic | PV |  | S | X | X |  |  | 2 |  | 2 | 1.8 |  | N |  |  | OP | X | 4 | 2021 | 2021 |  |  | N | IPP Non-CHP | IPP | IPP | 2 | X | SUN | Renewable | 2 | 0 | 1 | 0
Operable | 65199 | IL West Hallock Project1, LLC |  | 66033 | IL West Hallock Project1 | IL | Restructured | Peoria | 15333 | Solar Photovoltaic | PV |  | S | X | X |  |  | 2 |  | 2 | 1.8 |  | N |  |  | OP | X | 8 | 2021 | 2021 |  |  | N | IPP Non-CHP | IPP | IPP | 2 | X | SUN | Renewable | 2 | 0 | 1 | 0
Operable | 9286 | Illinois Municipal Elec Agency |  | 56116 | IMEA Flora | IL | Restructured | Clay | 10 | Petroleum Liquids | IC |  | S | X | X |  |  | 1.8 | 0.8 | 1.8 | 1.8 | 0.5 | N |  |  | OP | X | 12 | 2000 | 2000 |  |  | N | Electric Utility | Utility | Municipal | 1 | X | DFO | Non-Renewable | 0 | 1.8 | 0 | 1
Operable | 9286 | Illinois Municipal Elec Agency |  | 56116 | IMEA Flora | IL | Restructured | Clay | 6 | Petroleum Liquids | IC |  | S | X | X |  |  | 1.8 | 0.8 | 1.8 | 1.8 | 0.5 | N |  |  | OP | X | 12 | 2000 | 2000 |  |  | N | Electric Utility | Utility | Municipal | 1 | X | DFO | Non-Renewable | 0 | 1.8 | 0 | 1
Operable | 9286 | Illinois Municipal Elec Agency |  | 56116 | IMEA Flora | IL | Restructured | Clay | 7 | Petroleum Liquids | IC |  | S | X | X |  |  | 1.8 | 0.8 | 1.8 | 1.8 | 0.5 | N |  |  | OP | X | 12 | 2000 | 2000 |  |  | N | Electric Utility | Utility | Municipal | 1 | X | DFO | Non-Renewable | 0 | 1.8 | 0 | 1
Operable | 9286 | Illinois Municipal Elec Agency |  | 56116 | IMEA Flora | IL | Restructured | Clay | 8 | Petroleum Liquids | IC |  | S | X | X |  |  | 1.8 | 0.8 | 1.8 | 1.8 | 0.5 | N |  |  | OP | X | 12 | 2000 | 2000 |  |  | N | Electric Utility | Utility | Municipal | 1 | X | DFO | Non-Renewable | 0 | 1.8 | 0 | 1
Operable | 9286 | Illinois Municipal Elec Agency |  | 56116 | IMEA Flora | IL | Restructured | Clay | 9 | Petroleum Liquids | IC |  | S | X | X |  |  | 1.8 | 0.8 | 1.8 | 1.8 | 0.5 | N |  |  | OP | X | 12 | 2000 | 2000 |  |  | N | Electric Utility | Utility | Municipal | 1 | X | DFO | Non-Renewable | 0 | 1.8 | 0 | 1
Operable | 520 | Illinois Power Generating Co |  | 6017 | Newton | IL | Restructured | Jasper | 1 | Conventional Steam Coal | ST |  | S | X | X | AMIL.NEWTON21 | AMIL.NEWTON21 | 617.4 | 0.9 | 595 | 615 | 200 | N |  |  | OP | X | 11 | 1977 | Pre-2000 | 12 | 2027 | N | IPP Non-CHP | IPP | IPP | 2 | X | SUB | Non-Renewable | 0 | 617.4 | 0 | 1
Operable | 63470 | Illinois PV Fulton 1, LLC |  | 63790 | Illinois PV Fulton 1 CSG | IL | Restructured | Fulton | FULT | Solar Photovoltaic | PV |  | S | X | X |  |  | 2 |  | 2 | 2 |  | N |  |  | OP | X | 6 | 2020 | 2020 |  |  | N | IPP Non-CHP | IPP | IPP | 2 | X | SUN | Renewable | 2 | 0 | 1 | 0
Operable | 9209 | Illinois Rural Electric Coop |  | 56376 | Pike County Wind Power | IL | Restructured | Pike | WTG1 | Onshore Wind Turbine | WT |  | S | X | X |  |  | 1.7 |  | 1.7 | 1.7 | 0.1 | N |  |  | OP | X | 5 | 2005 | 2005 |  |  | N | Electric Utility | Utility | Cooperative | 1 | X | WND | Renewable | 1.7 | 0 | 1 | 0
Operable | 60164 | ILR Landfill |  | 60375 | ILR Landfill | NJ | Restructured | Middlesex | ILR1 | Solar Photovoltaic | PV |  | S | X | X | 2156109753 | 2156109753 | 6.6 |  | 6.6 | 6.6 |  | N |  |  | OP | X | 12 | 2016 | 2016 |  |  | N | Electric Utility | Utility | IPP | 1 | X | SUN | Renewable | 6.6 | 0 | 1 | 0
Operable | 62894 | Imeson Solar Farm LLC |  | 63186 | Imeson Solar | FL | Vertical | Duval | IMESO | Solar Photovoltaic | PV |  | S | X | X |  |  | 5 |  | 5 | 5 |  | N |  |  | OP | X | 12 | 2019 | 2019 |  |  | N | IPP Non-CHP | IPP | IPP | 2 | X | SUN | Renewable | 5 | 0 | 1 | 0
Operable | 62894 | Imeson Solar Farm LLC |  | 63186 | Imeson Solar | FL | Vertical | Duval | IMESS | Batteries | BA |  | S | X | X |  |  | 5 |  | 5 | 5 | 5 | N |  |  | OP | X | 12 | 2019 | 2019 |  |  | N | IPP Non-CHP | IPP | IPP | 2 | X | MWH | Other | 0 | 0 | 0 | 0
Operable | 64378 | IMG Energy Solutions |  | 64873 | Pittsburgh Airport Gas Plant | PA | Restructured | Allegheny | GEN1 | Natural Gas Internal Combustion Engine | IC |  | W | X | X | 2156111762 | 2156111762 | 4.4 | 0.8 | 4.4 | 4.4 | 2 | N |  |  | OP | X | 7 | 2021 | 2021 |  |  | N | IPP Non-CHP | IPP | IPP | 2 | X | NG | Non-Renewable | 0 | 4.4 | 0 | 1
Operable | 64378 | IMG Energy Solutions |  | 64873 | Pittsburgh Airport Gas Plant | PA | Restructured | Allegheny | GEN2 | Natural Gas Internal Combustion Engine | IC |  | W | X | X | 2156111762 | 2156111762 | 4.4 | 0.8 | 4.4 | 4.4 | 2 | N |  |  | OP | X | 7 | 2021 | 2021 |  |  | N | IPP Non-CHP | IPP | IPP | 2 | X | NG | Non-Renewable | 0 | 4.4 | 0 | 1
Operable | 64378 | IMG Energy Solutions |  | 64873 | Pittsburgh Airport Gas Plant | PA | Restructured | Allegheny | GEN3 | Natural Gas Internal Combustion Engine | IC |  | W | X | X | 2156111762 | 2156111762 | 4.4 | 0.8 | 4.4 | 4.4 | 2 | N |  |  | OP | X | 7 | 2021 | 2021 |  |  | N | IPP Non-CHP | IPP | IPP | 2 | X | NG | Non-Renewable | 0 | 4.4 | 0 | 1
Operable | 64378 | IMG Energy Solutions |  | 64873 | Pittsburgh Airport Gas Plant | PA | Restructured | Allegheny | GEN4 | Natural Gas Internal Combustion Engine | IC |  | W | X | X | 2156111762 | 2156111762 | 4.4 | 0.8 | 4.4 | 4.4 | 2 | N |  |  | OP | X | 7 | 2021 | 2021 |  |  | N | IPP Non-CHP | IPP | IPP | 2 | X | NG | Non-Renewable | 0 | 4.4 | 0 | 1
Operable | 64378 | IMG Energy Solutions |  | 64873 | Pittsburgh Airport Gas Plant | PA | Restructured | Allegheny | GEN5 | Natural Gas Internal Combustion Engine | IC |  | W | X | X | 2156111762 | 2156111762 | 4.4 | 0.8 | 4.4 | 4.4 | 2 | N |  |  | OP | X | 7 | 2021 | 2021 |  |  | N | IPP Non-CHP | IPP | IPP | 2 | X | NG | Non-Renewable | 0 | 4.4 | 0 | 1
Operable | 64378 | IMG Energy Solutions |  | 64874 | PG Solar 1 | PA | Restructured | Allegheny | SGEN1 | Solar Photovoltaic | PV |  | S | X | X | 37737283 | 37737283 | 3 |  | 3 | 3 |  | N |  |  | OP | X | 7 | 2021 | 2021 |  |  | N | IPP Non-CHP | IPP | IPP | 2 | X | SUN | Renewable | 3 | 0 | 1 | 0
Operable | 9216 | Imperial Irrigation District |  | 314 | Drop 5 | CA | Vertical | Imperial | 1 | Conventional Hydroelectric | HY |  | S | X | X |  |  | 2 | 0.8 | 1.9 | 0.9 | 0.1 | N |  |  | OP | X | 3 | 1982 | Pre-2000 |  |  | N | Electric Utility | Utility | Other | 1 | X | WAT | Renewable | 2 | 0 | 1 | 0
Operable | 9216 | Imperial Irrigation District |  | 314 | Drop 5 | CA | Vertical | Imperial | 2 | Conventional Hydroelectric | HY |  | S | X | X |  |  | 2 | 0.8 | 1.9 | 0.9 | 0.1 | N |  |  | OP | X | 3 | 1982 | Pre-2000 |  |  | N | Electric Utility | Utility | Other | 1 | X | WAT | Renewable | 2 | 0 | 1 | 0
Operable | 9216 | Imperial Irrigation District |  | 385 | Drop 2 (CA) | CA | Vertical | Imperial | 1 | Conventional Hydroelectric | HY |  | S | X | X |  |  | 5 | 0.8 | 4.9 | 2.5 | 0.7 | N |  |  | OP | X | 12 | 1953 | Pre-2000 |  |  | N | Electric Utility | Utility | Other | 1 | X | WAT | Renewable | 5 | 0 | 1 | 0
Operable | 9216 | Imperial Irrigation District |  | 385 | Drop 2 (CA) | CA | Vertical | Imperial | 2 | Conventional Hydroelectric | HY |  | S | X | X |  |  | 5 | 0.8 | 4.9 | 2.5 | 0.7 | N |  |  | OP | X | 12 | 1953 | Pre-2000 |  |  | N | Electric Utility | Utility | Other | 1 | X | WAT | Renewable | 5 | 0 | 1 | 0
Operable | 9216 | Imperial Irrigation District |  | 386 | Drop 3 (CA) | CA | Vertical | Imperial | 1 | Conventional Hydroelectric | HY |  | S | X | X |  |  | 4.8 | 0.8 | 4.5 | 3.6 | 1 | N |  |  | OP | X | 2 | 1941 | Pre-2000 |  |  | N | Electric Utility | Utility | Other | 1 | X | WAT | Renewable | 4.8 | 0 | 1 | 0
Operable | 9216 | Imperial Irrigation District |  | 386 | Drop 3 (CA) | CA | Vertical | Imperial | 2 | Conventional Hydroelectric | HY |  | S | X | X |  |  | 4.4 | 0.8 | 4.4 | 4.6 | 1 | N |  |  | OP | X | 11 | 1966 | Pre-2000 |  |  | N | Electric Utility | Utility | Other | 1 | X | WAT | Renewable | 4.4 | 0 | 1 | 0
Operable | 9216 | Imperial Irrigation District |  | 387 | Drop 4 | CA | Vertical | Imperial | 1 | Conventional Hydroelectric | HY |  | S | X | X |  |  | 10 | 0.8 | 10 | 10 | 0.6 | N |  |  | OP | X | 8 | 1950 | Pre-2000 |  |  | N | Electric Utility | Utility | Other | 1 | X | WAT | Renewable | 10 | 0 | 1 | 0
Operable | 9216 | Imperial Irrigation District |  | 387 | Drop 4 | CA | Vertical | Imperial | 2 | Conventional Hydroelectric | HY |  | S | X | X |  |  | 9.6 | 0.8 | 10 | 8 | 1 | N |  |  | OP | X | 2 | 1941 | Pre-2000 |  |  | N | Electric Utility | Utility | Other | 1 | X | WAT | Renewable | 9.6 | 0 | 1 | 0
Operable | 9216 | Imperial Irrigation District |  | 388 | Pilot Knob | CA | Vertical | Imperial | 1 | Conventional Hydroelectric | HY |  | S | X | X |  |  | 16.5 | 0.8 |  | 10.4 | 0.7 | N |  |  | OP | X | 1 | 1957 | Pre-2000 |  |  | N | Electric Utility | Utility | Other | 1 | X | WAT | Renewable | 16.5 | 0 | 1 | 0
Operable | 9216 | Imperial Irrigation District |  | 388 | Pilot Knob | CA | Vertical | Imperial | 2 | Conventional Hydroelectric | HY |  | S | X | X |  |  | 16.5 | 0.8 |  | 7.7 | 0.7 | N |  |  | OP | X | 1 | 1957 | Pre-2000 |  |  | N | Electric Utility | Utility | Other | 1 | X | WAT | Renewable | 16.5 | 0 | 1 | 0
Operable | 9216 | Imperial Irrigation District |  | 389 | El Centro Hybrid | CA | Vertical | Imperial | 2 | Natural Gas Fired Combined Cycle | CA | STM2 | S | N | X |  |  | 34.5 | 0.85 | 32.5 | 32.5 | 22 | N |  |  | OP | X | 8 | 1952 | Pre-2000 |  |  | N | Electric Utility | Utility | Other | 1 | X | NG | Non-Renewable | 0 | 34.5 | 0 | 1
Operable | 9216 | Imperial Irrigation District |  | 389 | El Centro Hybrid | CA | Vertical | Imperial | 2A | Natural Gas Fired Combined Cycle | CT | STM2 | S | X | N |  |  | 89.9 | 0.85 | 73 | 73 | 48 | N |  |  | OP | X | 6 | 1993 | Pre-2000 |  |  | N | Electric Utility | Utility | Other | 1 | X | NG | Non-Renewable | 0 | 89.9 | 0 | 1 | DFO
Operable | 9216 | Imperial Irrigation District |  | 389 | El Centro Hybrid | CA | Vertical | Imperial | 30 | Natural Gas Fired Combined Cycle | CA | STM3 | S | Y | X |  |  | 65.9 | 0.85 | 42 | 53 | 28 | N |  |  | OP | X | 10 | 2012 | 2012 |  |  | N | Electric Utility | Utility | Other | 1 | X | NG | Non-Renewable | 0 | 65.9 | 0 | 1
Operable | 9216 | Imperial Irrigation District |  | 389 | El Centro Hybrid | CA | Vertical | Imperial | 31 | Natural Gas Fired Combined Cycle | CT | STM3 | S | X | N |  |  | 43.2 | 0.8 | 39 | 46 | 24 | N |  |  | OP | X | 10 | 2012 | 2012 |  |  | N | Electric Utility | Utility | Other | 1 | X | NG | Non-Renewable | 0 | 43.2 | 0 | 1
Operable | 9216 | Imperial Irrigation District |  | 389 | El Centro Hybrid | CA | Vertical | Imperial | 32 | Natural Gas Fired Combined Cycle | CT | STM3 | S | X | N |  |  | 43.2 | 0.8 | 39 | 46 | 24 | N |  |  | OP | X | 10 | 2012 | 2012 |  |  | N | Electric Utility | Utility | Other | 1 | X | NG | Non-Renewable | 0 | 43.2 | 0 | 1
Operable | 9216 | Imperial Irrigation District |  | 389 | El Centro Hybrid | CA | Vertical | Imperial | 4 | Natural Gas Steam Turbine | ST |  | S | X | X |  |  | 81.6 | 0.85 | 67.6 | 72 | 20 | N |  |  | OP | X | 8 | 1968 | Pre-2000 |  |  | N | Electric Utility | Utility | Other | 1 | X | NG | Non-Renewable | 0 | 81.6 | 0 | 1 | RFO
Operable | 9216 | Imperial Irrigation District |  | 389 | El Centro Hybrid | CA | Vertical | Imperial | BESS | Batteries | BA |  | S | X | X |  |  | 30 |  | 30 | 30 | 0 | N |  |  | OP | X | 10 | 2016 | 2016 |  |  | N | Electric Utility | Utility | Other | 1 | X | MWH | Other | 0 | 0 | 0 | 0
Operable | 9216 | Imperial Irrigation District |  | 585 | Drop 1 | CA | Vertical | Imperial | 1 | Conventional Hydroelectric | HY |  | S | X | X |  |  | 1.9 | 0.8 | 1.3 | 1.5 | 0.2 | N |  |  | OP | X | 11 | 1984 | Pre-2000 |  |  | N | Electric Utility | Utility | Other | 1 | X | WAT | Renewable | 1.9 | 0 | 1 | 0
Operable | 9216 | Imperial Irrigation District |  | 585 | Drop 1 | CA | Vertical | Imperial | 2 | Conventional Hydroelectric | HY |  | S | X | X |  |  | 1.9 | 0.8 | 1.2 | 1.1 | 0.2 | N |  |  | OP | X | 11 | 1984 | Pre-2000 |  |  | N | Electric Utility | Utility | Other | 1 | X | WAT | Renewable | 1.9 | 0 | 1 | 0
Operable | 9216 | Imperial Irrigation District |  | 585 | Drop 1 | CA | Vertical | Imperial | 3 | Conventional Hydroelectric | HY |  | S | X | X |  |  | 1.9 | 0.8 | 1.3 | 1.1 | 0.2 | N |  |  | OP | X | 10 | 1984 | Pre-2000 |  |  | N | Electric Utility | Utility | Other | 1 | X | WAT | Renewable | 1.9 | 0 | 1 | 0
Operable | 9216 | Imperial Irrigation District |  | 586 | East Highline | CA | Vertical | Imperial | 1 | Conventional Hydroelectric | HY |  | S | X | X |  |  | 2.4 | 0.8 | 1 | 0.8 | 0.3 | N |  |  | OP | X | 9 | 1984 | Pre-2000 |  |  | N | Electric Utility | Utility | Other | 1 | X | WAT | Renewable | 2.4 | 0 | 1 | 0
Operable | 9216 | Imperial Irrigation District |  | 6060 | Coachella | CA | Vertical | Riverside | 1 | Natural Gas Fired Combustion Turbine | GT |  | S | X | X |  |  | 23.1 | 0.9 | 18.6 | 18.5 | 3 | N |  |  | OP | X | 6 | 1973 | Pre-2000 |  |  | N | Electric Utility | Utility | Other | 1 | X | NG | Non-Renewable | 0 | 23.1 | 0 | 1 | DFO
Operable | 9216 | Imperial Irrigation District |  | 6060 | Coachella | CA | Vertical | Riverside | 2 | Natural Gas Fired Combustion Turbine | GT |  | S | X | X |  |  | 23.1 | 0.9 | 19 | 16.1 | 3 | N |  |  | OP | X | 6 | 1973 | Pre-2000 |  |  | N | Electric Utility | Utility | Other | 1 | X | NG | Non-Renewable | 0 | 23.1 | 0 | 1 | DFO
Operable | 9216 | Imperial Irrigation District |  | 6060 | Coachella | CA | Vertical | Riverside | 3 | Natural Gas Fired Combustion Turbine | GT |  | S | X | X |  |  | 23.1 | 0.9 | 18.3 | 20.3 | 3 | N |  |  | OP | X | 4 | 1974 | Pre-2000 |  |  | N | Electric Utility | Utility | Other | 1 | X | NG | Non-Renewable | 0 | 23.1 | 0 | 1 | DFO
Operable | 9216 | Imperial Irrigation District |  | 6060 | Coachella | CA | Vertical | Riverside | 4 | Natural Gas Fired Combustion Turbine | GT |  | S | X | X |  |  | 23.1 | 0.9 | 18 | 19.2 | 3 | N |  |  | OP | X | 5 | 1976 | Pre-2000 |  |  | N | Electric Utility | Utility | Other | 1 | X | NG | Non-Renewable | 0 | 23.1 | 0 | 1 | DFO
Operable | 9216 | Imperial Irrigation District |  | 7824 | Rockwood | CA | Vertical | Imperial | 1 | Natural Gas Fired Combustion Turbine | GT |  | S | X | X |  |  | 24.9 | 0.85 | 21.2 | 21.1 | 1.5 | N |  |  | OP | X | 6 | 1979 | Pre-2000 |  |  | N | Electric Utility | Utility | Other | 1 | X | NG | Non-Renewable | 0 | 24.9 | 0 | 1 | DFO
Operable | 9216 | Imperial Irrigation District |  | 7824 | Rockwood | CA | Vertical | Imperial | 2 | Petroleum Liquids | GT |  | S | X | X |  |  | 24.9 | 0.85 | 21.1 | 21.9 | 1.5 | N |  |  | OP | X | 4 | 1980 | Pre-2000 |  |  | N | Electric Utility | Utility | Other | 1 | X | DFO | Non-Renewable | 0 | 24.9 | 0 | 1
Operable | 9216 | Imperial Irrigation District |  | 56569 | Niland Gas Turbine Plant | CA | Vertical | Imperial | 1 | Natural Gas Fired Combustion Turbine | GT |  | S | X | X |  |  | 60.5 | 0.85 | 43.8 | 45.1 | 15 | N |  |  | OP | X | 6 | 2008 | 2008 |  |  | N | Electric Utility | Utility | Other | 1 | X | NG | Non-Renewable | 0 | 60.5 | 0 | 1
Operable | 9216 | Imperial Irrigation District |  | 56569 | Niland Gas Turbine Plant | CA | Vertical | Imperial | 2 | Natural Gas Fired Combustion Turbine | GT |  | S | X | X |  |  | 60.5 | 0.85 | 42.6 | 45.8 | 15 | N |  |  | OP | X | 6 | 2008 | 2008 |  |  | N | Electric Utility | Utility | Other | 1 | X | NG | Non-Renewable | 0 | 60.5 | 0 | 1
Operable | 9216 | Imperial Irrigation District |  | 58062 | Imperial Valley Solar Company 1 LLC | CA | Vertical | Imperial | 1 | Solar Photovoltaic | PV |  | S | X | X |  |  | 23 |  | 23 | 23 |  | N |  |  | OP | X | 6 | 2012 | 2012 |  |  | N | Electric Utility | Utility | Other | 1 | X | SUN | Renewable | 23 | 0 | 1 | 0
Operable | 9216 | Imperial Irrigation District |  | 61692 | IVC Solar | CA | Vertical | Imperial | IVCS | Solar Photovoltaic | PV |  | S | X | X |  |  | 3 |  | 3 | 3 |  | N |  |  | OP | X | 12 | 2016 | 2016 |  |  | N | IPP Non-CHP | IPP | IPP | 2 | X | SUN | Renewable | 3 | 0 | 1 | 0
Operable | 63447 | Imperial Valley Solar 3, LLC |  | 61202 | Mount Signal Solar Farm V | CA | Vertical | Imperial | MTSG3 | Solar Photovoltaic | PV |  | S | X | X |  |  | 252.3 |  | 252.3 | 252.3 |  | N |  |  | OP | X | 11 | 2018 | 2018 |  |  | N | IPP Non-CHP | IPP | IPP | 2 | X | SUN | Renewable | 252.3 | 0 | 1 | 0
Operable | 56167 | Imperial Valley Solar, LLC |  | 56917 | Imperial Valley Solar, LLC | CA | Vertical | Imperial | 1 | Solar Photovoltaic | PV |  | S | X | X |  |  | 101 |  | 101 | 101 |  | N |  |  | OP | X | 11 | 2013 | 2013 |  |  | N | IPP Non-CHP | IPP | IPP | 2 | X | SUN | Renewable | 101 | 0 | 1 | 0
Operable | 56167 | Imperial Valley Solar, LLC |  | 56917 | Imperial Valley Solar, LLC | CA | Vertical | Imperial | 1A | Solar Photovoltaic | PV |  | S | X | X |  |  | 64.6 |  | 64.6 | 64.6 |  | N |  |  | OP | X | 12 | 2013 | 2013 |  |  | N | IPP Non-CHP | IPP | IPP | 2 | X | SUN | Renewable | 64.6 | 0 | 1 | 0
Operable | 56167 | Imperial Valley Solar, LLC |  | 56917 | Imperial Valley Solar, LLC | CA | Vertical | Imperial | 1B | Solar Photovoltaic | PV |  | S | X | X |  |  | 34.3 |  | 34.3 | 34.3 |  | N |  |  | OP | X | 3 | 2014 | 2014 |  |  | N | IPP Non-CHP | IPP | IPP | 2 | X | SUN | Renewable | 34.3 | 0 | 1 | 0
Operable | 61395 | Indeck Niles, LLC |  | 55460 | Indeck Niles Energy Center | MI | Vertical | Cass | CT1 | Natural Gas Fired Combined Cycle | CT | INEC | J | X | N | 2156111015 | 2156111015 | 386.8 | 0.85 | 358.4 | 375.4 | 110 | N |  |  | OP | X | 7 | 2022 | 2022 |  |  | N | IPP Non-CHP | IPP | IPP | 2 | X | NG | Non-Renewable | 0 | 386.8 | 0 | 1
Operable | 61395 | Indeck Niles, LLC |  | 55460 | Indeck Niles Energy Center | MI | Vertical | Cass | CT2 | Natural Gas Fired Combined Cycle | CT | INEC | J | X | N | 2156111016 | 2156111016 | 386.8 | 0.85 | 358.4 | 375.4 | 110 | N |  |  | OP | X | 7 | 2022 | 2022 |  |  | N | IPP Non-CHP | IPP | IPP | 2 | X | NG | Non-Renewable | 0 | 386.8 | 0 | 1
Operable | 61395 | Indeck Niles, LLC |  | 55460 | Indeck Niles Energy Center | MI | Vertical | Cass | ST1 | Natural Gas Fired Combined Cycle | CA | INEC | J | Y | X | 2156111014 | 2156111014 | 400.8 | 0.85 | 364.7 | 346.3 | 106 | N |  |  | OP | X | 7 | 2022 | 2022 |  |  | N | IPP Non-CHP | IPP | IPP | 2 | X | NG | Non-Renewable | 0 | 400.8 | 0 | 1
Operable | 9263 | Indeck-Corinth Ltd Partnership |  | 50458 | Indeck Corinth Energy Center | NY | Restructured | Saratoga | GEN1 | Natural Gas Fired Combined Cycle | CT | G723 | S | X | N | INDECK___CORINTH | INDECK___CORINTH | 92 | 0.85 | 74.8 | 91.2 | 74.8 | N |  |  | OP | X | 2 | 1995 | Pre-2000 |  |  | Y | IPP CHP | IPP | IPP | 3 | T | NG | Non-Renewable | 0 | 92 | 0 | 1 | DFO | KER
Operable | 9263 | Indeck-Corinth Ltd Partnership |  | 50458 | Indeck Corinth Energy Center | NY | Restructured | Saratoga | GEN2 | Natural Gas Fired Combined Cycle | CA | G723 | S | Y | X | INDECK___CORINTH | INDECK___CORINTH | 55 | 0.85 | 54.2 | 44 | 39.2 | N |  |  | OP | X | 3 | 1995 | Pre-2000 |  |  | Y | IPP CHP | IPP | IPP | 3 | T | NG | Non-Renewable | 0 | 55 | 0 | 1
Operable | 9245 | Indeck-Energy Serv Silver Spg |  | 50449 | Indeck Silver Springs Energy Center | NY | Restructured | Wyoming | GEN1 | Natural Gas Fired Combined Cycle | CT | G722 | S | X | N | PTID 23768 | PTID 23768 | 39.4 | 0.9 | 34.7 | 45.1 | 34 | N |  |  | OP | X | 5 | 1991 | Pre-2000 |  |  | Y | IPP CHP | IPP | IPP | 3 | T | NG | Non-Renewable | 0 | 39.4 | 0 | 1 | DFO
Operable | 9245 | Indeck-Energy Serv Silver Spg |  | 50449 | Indeck Silver Springs Energy Center | NY | Restructured | Wyoming | GEN2 | Natural Gas Fired Combined Cycle | CA | G722 | S | Y | X | PTID 23768 | PTID 23768 | 17.2 | 0.9 | 17.2 | 17.2 | 10 | N |  |  | OP | X | 5 | 1991 | Pre-2000 |  |  | Y | IPP CHP | IPP | IPP | 3 | T | NG | Non-Renewable | 0 | 17.2 | 0 | 1 | DFO
Operable | 9261 | Indeck-Olean Ltd Partnership |  | 54076 | Indeck Olean Energy Center | NY | Restructured | Cattaraugus | GEN1 | Natural Gas Fired Combined Cycle | CT | G721 | S | X | N | PTID# 23982 | PTID# 23982 | 46 | 0.9 | 34.1 | 43.2 | 29 | N |  |  | OP | X | 1 | 1994 | Pre-2000 |  |  | Y | IPP CHP | IPP | IPP | 3 | T | NG | Non-Renewable | 0 | 46 | 0 | 1 | DFO
Operable | 9261 | Indeck-Olean Ltd Partnership |  | 54076 | Indeck Olean Energy Center | NY | Restructured | Cattaraugus | GEN2 | Natural Gas Fired Combined Cycle | CA | G721 | S | Y | X | PTID# 23982 | PTID# 23982 | 44.6 | 0.9 | 44.6 | 44.6 | 34 | N |  |  | OP | X | 1 | 1994 | Pre-2000 |  |  | Y | IPP CHP | IPP | IPP | 3 | T | NG | Non-Renewable | 0 | 44.6 | 0 | 1 | DFO
Operable | 9244 | Indeck-Oswego Ltd Partnership |  | 50450 | Indeck Oswego Energy Center | NY | Restructured | Oswego | GEN1 | Natural Gas Fired Combined Cycle | CT | CC1 | S | X | N | 23783 | 23783 | 41.2 | 0.9 | 51.8 | 60.6 | 34.5 | N |  |  | OP | X | 6 | 1990 | Pre-2000 |  |  | Y | IPP CHP | IPP | IPP | 3 | T | NG | Non-Renewable | 0 | 41.2 | 0 | 1 | DFO
Operable | 9244 | Indeck-Oswego Ltd Partnership |  | 50450 | Indeck Oswego Energy Center | NY | Restructured | Oswego | GEN2 | Natural Gas Fired Combined Cycle | CA | CC1 | S | Y | X | 23783 | 23783 | 16.2 | 0.9 |  |  | 10 | N |  |  | OP | X | 6 | 1990 | Pre-2000 |  |  | Y | IPP CHP | IPP | IPP | 3 | T | NG | Non-Renewable | 0 | 16.2 | 0 | 1
Operable | 9243 | Indeck-Yerkes Ltd Partnership |  | 50451 | Indeck Yerkes Energy Center | NY | Restructured | Erie | GEN1 | Natural Gas Fired Combined Cycle | CT | CC1 | S | X | N | 23781 | 23781 | 40.6 | 0.9 | 43.8 | 56.5 | 42 | N |  |  | OP | X | 12 | 1989 | Pre-2000 |  |  | Y | IPP CHP | IPP | IPP | 3 | T | NG | Non-Renewable | 0 | 40.6 | 0 | 1 | DFO
Operable | 9243 | Indeck-Yerkes Ltd Partnership |  | 50451 | Indeck Yerkes Energy Center | NY | Restructured | Erie | GEN2 | Natural Gas Fired Combined Cycle | CA | CC1 | S | Y | X |  |  | 19.3 | 0.9 |  |  |  | N |  |  | OP | X | 12 | 1989 | Pre-2000 |  |  | Y | IPP CHP | IPP | IPP | 3 | T | NG | Non-Renewable | 0 | 19.3 | 0 | 1
Operable | 63802 | Independence Wind Energy LLC |  | 64183 | Independence Wind Farm | IA | Vertical | Delaware | IWE | Onshore Wind Turbine | WT |  | S | X | X |  |  | 55.4 |  | 54 | 54 | 1.9 | N |  |  | OP | X | 12 | 2021 | 2021 |  |  | N | IPP Non-CHP | IPP | IPP | 2 | X | WND | Renewable | 55.4 | 0 | 1 | 0
Operable | 9332 | Indian River Operations Inc |  | 594 | Indian River Generating Station | DE | Restructured | Sussex | 10 | Petroleum Liquids | GT |  | W | X | X |  |  | 18.6 | 0.85 | 16.1 | 16.1 | 14 | N |  |  | OP | X | 6 | 1967 | Pre-2000 |  |  | N | IPP Non-CHP | IPP | IPP | 2 | X | DFO | Non-Renewable | 0 | 18.6 | 0 | 1
Operable | 9332 | Indian River Operations Inc |  | 594 | Indian River Generating Station | DE | Restructured | Sussex | 4 | Conventional Steam Coal | ST |  | W | X | X |  |  | 445.5 | 0.9 | 410 | 410 | 190 | N |  |  | OP | X | 10 | 1980 | Pre-2000 | 12 | 2026 | N | IPP Non-CHP | IPP | IPP | 2 | X | BIT | Non-Renewable | 0 | 445.5 | 0 | 1
Operable | 63835 | Indiana Crossroads Wind Farms LLC |  | 64230 | Indiana Crossroads Wind Farm LLC | IN | Vertical | White | GEN01 | Onshore Wind Turbine | WT |  | S | X | X |  |  | 302.4 | 0.95 | 302.4 | 302.4 | 20 | N |  |  | OP | X | 12 | 2021 | 2021 |  |  | N | IPP Non-CHP | IPP | IPP | 2 | X | WND | Renewable | 302.4 | 0 | 1 | 0
Operable | 9324 | Indiana Michigan Power Co | Indiana Michigan Power Co | 986 | Elkhart | IN | Vertical | Elkhart | 1 | Conventional Hydroelectric | HY |  | S | X | X | 32418411 | 34497125 | 1.4 | 0.8 | 0.6 | 1.1 | 0.5 | N |  |  | OP | X | 1 | 1913 | Pre-2000 |  |  | N | Electric Utility | Utility | Investor Owned Utility | 1 | X | WAT | Renewable | 1.4 | 0 | 1 | 0
Operable | 9324 | Indiana Michigan Power Co | Indiana Michigan Power Co | 986 | Elkhart | IN | Vertical | Elkhart | 2 | Conventional Hydroelectric | HY |  | S | X | X | 32418411 | 34497125 | 1 | 1 | 0.4 | 0.5 | 0.3 | N |  |  | OP | X | 1 | 1921 | Pre-2000 |  |  | N | Electric Utility | Utility | Investor Owned Utility | 1 | X | WAT | Renewable | 1 | 0 | 1 | 0
Operable | 9324 | Indiana Michigan Power Co | Indiana Michigan Power Co | 986 | Elkhart | IN | Vertical | Elkhart | 3 | Conventional Hydroelectric | HY |  | S | X | X | 32418411 | 34497125 | 1 | 1 | 0.4 | 0.5 | 0.3 | N |  |  | OP | X | 1 | 1921 | Pre-2000 |  |  | N | Electric Utility | Utility | Investor Owned Utility | 1 | X | WAT | Renewable | 1 | 0 | 1 | 0
Operable | 9324 | Indiana Michigan Power Co | Indiana Michigan Power Co | 989 | Twin Branch | IN | Vertical | St Joseph | H1E | Conventional Hydroelectric | HY |  | S | X | X | 34886931 | 34497125 | 0.6 | 0.9 | 0.5 | 0.6 | 0.2 | N |  |  | OP | X | 5 | 1989 | Pre-2000 |  |  | N | Electric Utility | Utility | Investor Owned Utility | 1 | X | WAT | Renewable | 0.6 | 0 | 1 | 0
Operable | 9324 | Indiana Michigan Power Co | Indiana Michigan Power Co | 989 | Twin Branch | IN | Vertical | St Joseph | H1W | Conventional Hydroelectric | HY |  | S | X | X | 34886931 | 34497125 | 0.6 | 0.9 | 0.5 | 0.6 | 0.2 | N |  |  | OP | X | 5 | 1989 | Pre-2000 |  |  | N | Electric Utility | Utility | Investor Owned Utility | 1 | X | WAT | Renewable | 0.6 | 0 | 1 | 0
Operable | 9324 | Indiana Michigan Power Co | Indiana Michigan Power Co | 989 | Twin Branch | IN | Vertical | St Joseph | H2W | Conventional Hydroelectric | HY |  | S | X | X | 34886931 | 34497125 | 0.6 | 0.8 | 0.5 | 0.6 | 0.2 | N |  |  | OP | X | 5 | 1989 | Pre-2000 |  |  | N | Electric Utility | Utility | Investor Owned Utility | 1 | X | WAT | Renewable | 0.6 | 0 | 1 | 0
Operable | 9324 | Indiana Michigan Power Co | Indiana Michigan Power Co | 989 | Twin Branch | IN | Vertical | St Joseph | H3W | Conventional Hydroelectric | HY |  | S | X | X | 34886931 | 34497125 | 0.6 | 1 | 0.5 | 0.6 | 0.2 | N |  |  | OP | X | 5 | 1989 | Pre-2000 |  |  | N | Electric Utility | Utility | Investor Owned Utility | 1 | X | WAT | Renewable | 0.6 | 0 | 1 | 0
Operable | 9324 | Indiana Michigan Power Co | Indiana Michigan Power Co | 989 | Twin Branch | IN | Vertical | St Joseph | H4W | Conventional Hydroelectric | HY |  | S | X | X | 34886931 | 34497125 | 0.6 | 1 | 0.5 | 0.6 | 0.2 | N |  |  | OP | X | 5 | 1989 | Pre-2000 |  |  | N | Electric Utility | Utility | Investor Owned Utility | 1 | X | WAT | Renewable | 0.6 | 0 | 1 | 0
Operable | 9324 | Indiana Michigan Power Co | Indiana Michigan Power Co | 989 | Twin Branch | IN | Vertical | St Joseph | H5W | Conventional Hydroelectric | HY |  | S | X | X | 34886931 | 34497125 | 0.6 | 1 | 0.5 | 0.6 | 0.2 | N |  |  | OP | X | 5 | 1989 | Pre-2000 |  |  | N | Electric Utility | Utility | Investor Owned Utility | 1 | X | WAT | Renewable | 0.6 | 0 | 1 | 0
Operable | 9324 | Indiana Michigan Power Co | Indiana Michigan Power Co | 989 | Twin Branch | IN | Vertical | St Joseph | H6E | Conventional Hydroelectric | HY |  | S | X | X | 34886931 | 34497125 | 0.6 | 0.9 | 0.5 | 0.6 | 0.2 | N |  |  | OP | X | 5 | 1989 | Pre-2000 |  |  | N | Electric Utility | Utility | Investor Owned Utility | 1 | X | WAT | Renewable | 0.6 | 0 | 1 | 0
Operable | 9324 | Indiana Michigan Power Co | Indiana Michigan Power Co | 989 | Twin Branch | IN | Vertical | St Joseph | H6W | Conventional Hydroelectric | HY |  | S | X | X | 34886931 | 34497125 | 0.6 | 0.9 | 0.5 | 0.6 | 0.2 | N |  |  | OP | X | 5 | 1989 | Pre-2000 |  |  | N | Electric Utility | Utility | Investor Owned Utility | 1 | X | WAT | Renewable | 0.6 | 0 | 1 | 0
Operable | 9324 | Indiana Michigan Power Co |  | 1753 | Berrien Springs | MI | Vertical | Berrien | 10 | Conventional Hydroelectric | HY |  | S | X | X | 32418285 | 34497125 | 0.6 | 0.8 | 0.4 | 0.2 | 0.1 | N |  |  | OP | X | 11 | 1996 | Pre-2000 |  |  | N | Electric Utility | Utility | Investor Owned Utility | 1 | X | WAT | Renewable | 0.6 | 0 | 1 | 0
Operable | 9324 | Indiana Michigan Power Co |  | 1753 | Berrien Springs | MI | Vertical | Berrien | 11 | Conventional Hydroelectric | HY |  | S | X | X | 32418287 | 34497125 | 0.6 | 0.8 | 0.4 | 0.2 | 0.1 | N |  |  | OP | X | 11 | 1996 | Pre-2000 |  |  | N | Electric Utility | Utility | Investor Owned Utility | 1 | X | WAT | Renewable | 0.6 | 0 | 1 | 0
Operable | 9324 | Indiana Michigan Power Co |  | 1753 | Berrien Springs | MI | Vertical | Berrien | 12 | Conventional Hydroelectric | HY |  | S | X | X | 32418289 | 34497125 | 0.6 | 0.8 | 0.4 | 0.2 | 0.1 | N |  |  | OP | X | 11 | 1996 | Pre-2000 |  |  | N | Electric Utility | Utility | Investor Owned Utility | 1 | X | WAT | Renewable | 0.6 | 0 | 1 | 0
Operable | 9324 | Indiana Michigan Power Co |  | 1753 | Berrien Springs | MI | Vertical | Berrien | 1A | Conventional Hydroelectric | HY |  | S | X | X | 32418283 | 34497125 | 0.6 | 0.8 | 0.4 | 0.2 | 0.1 | N |  |  | OP | X | 1 | 1996 | Pre-2000 |  |  | N | Electric Utility | Utility | Investor Owned Utility | 1 | X | WAT | Renewable | 0.6 | 0 | 1 | 0
Operable | 9324 | Indiana Michigan Power Co |  | 1753 | Berrien Springs | MI | Vertical | Berrien | 2A | Conventional Hydroelectric | HY |  | S | X | X | 32418291 | 34497125 | 0.6 | 1 | 0.4 | 0.2 | 0.1 | N |  |  | OP | X | 1 | 1996 | Pre-2000 |  |  | N | Electric Utility | Utility | Investor Owned Utility | 1 | X | WAT | Renewable | 0.6 | 0 | 1 | 0
Operable | 9324 | Indiana Michigan Power Co |  | 1753 | Berrien Springs | MI | Vertical | Berrien | 3A | Conventional Hydroelectric | HY |  | S | X | X | 32418293 | 34497125 | 0.6 | 1 | 0.4 | 0.2 | 0.1 | N |  |  | OP | X | 1 | 1996 | Pre-2000 |  |  | N | Electric Utility | Utility | Investor Owned Utility | 1 | X | WAT | Renewable | 0.6 | 0 | 1 | 0
Operable | 9324 | Indiana Michigan Power Co |  | 1753 | Berrien Springs | MI | Vertical | Berrien | 4A | Conventional Hydroelectric | HY |  | S | X | X | 32418295 | 34497125 | 0.6 | 1 | 0.4 | 0.2 | 0.1 | N |  |  | OP | X | 1 | 1996 | Pre-2000 |  |  | N | Electric Utility | Utility | Investor Owned Utility | 1 | X | WAT | Renewable | 0.6 | 0 | 1 | 0
Operable | 9324 | Indiana Michigan Power Co |  | 1753 | Berrien Springs | MI | Vertical | Berrien | 5 | Conventional Hydroelectric | HY |  | S | X | X | 32418297 | 34497125 | 0.6 | 0.8 | 0.4 | 0.2 | 0.1 | N |  |  | OP | X | 1 | 1996 | Pre-2000 |  |  | N | Electric Utility | Utility | Investor Owned Utility | 1 | X | WAT | Renewable | 0.6 | 0 | 1 | 0
Operable | 9324 | Indiana Michigan Power Co |  | 1753 | Berrien Springs | MI | Vertical | Berrien | 6 | Conventional Hydroelectric | HY |  | S | X | X | 32418299 | 34497125 | 0.6 | 0.8 | 0.4 | 0.2 | 0.1 | N |  |  | OP | X | 1 | 1996 | Pre-2000 |  |  | N | Electric Utility | Utility | Investor Owned Utility | 1 | X | WAT | Renewable | 0.6 | 0 | 1 | 0
Operable | 9324 | Indiana Michigan Power Co |  | 1753 | Berrien Springs | MI | Vertical | Berrien | 7 | Conventional Hydroelectric | HY |  | S | X | X | 32418301 | 34497125 | 0.6 | 0.8 | 0.4 | 0.2 | 0.1 | N |  |  | OP | X | 11 | 1996 | Pre-2000 |  |  | N | Electric Utility | Utility | Investor Owned Utility | 1 | X | WAT | Renewable | 0.6 | 0 | 1 | 0
Operable | 9324 | Indiana Michigan Power Co |  | 1753 | Berrien Springs | MI | Vertical | Berrien | 8 | Conventional Hydroelectric | HY |  | S | X | X | 32418303 | 34497125 | 0.6 | 0.8 | 0.4 | 0.2 | 0.1 | N |  |  | OP | X | 11 | 1996 | Pre-2000 |  |  | N | Electric Utility | Utility | Investor Owned Utility | 1 | X | WAT | Renewable | 0.6 | 0 | 1 | 0
Operable | 9324 | Indiana Michigan Power Co |  | 1753 | Berrien Springs | MI | Vertical | Berrien | 9 | Conventional Hydroelectric | HY |  | S | X | X | 32418305 | 34497125 | 0.6 | 0.8 | 0.4 | 0.2 | 0.1 | N |  |  | OP | X | 11 | 1996 | Pre-2000 |  |  | N | Electric Utility | Utility | Investor Owned Utility | 1 | X | WAT | Renewable | 0.6 | 0 | 1 | 0
Operable | 9324 | Indiana Michigan Power Co |  | 1754 | Buchanan (MI) | MI | Vertical | Berrien | 1 | Conventional Hydroelectric | HY |  | S | X | X | 32418309 | 34497125 | 0.4 | 0.8 | 0.2 | 0.2 | 0.1 | N |  |  | OP | X | 1 | 1919 | Pre-2000 |  |  | N | Electric Utility | Utility | Investor Owned Utility | 1 | X | WAT | Renewable | 0.4 | 0 | 1 | 0
Operable | 9324 | Indiana Michigan Power Co |  | 1754 | Buchanan (MI) | MI | Vertical | Berrien | 10 | Conventional Hydroelectric | HY |  | S | X | X | 32418311 | 34497125 | 0.5 | 0.8 | 0.2 | 0.2 | 0.1 | N |  |  | OP | X | 1 | 1927 | Pre-2000 |  |  | N | Electric Utility | Utility | Investor Owned Utility | 1 | X | WAT | Renewable | 0.5 | 0 | 1 | 0
Operable | 9324 | Indiana Michigan Power Co |  | 1754 | Buchanan (MI) | MI | Vertical | Berrien | 2 | Conventional Hydroelectric | HY |  | S | X | X | 32418313 | 34497125 | 0.4 | 0.8 | 0.2 | 0.2 | 0.1 | N |  |  | OP | X | 1 | 1919 | Pre-2000 |  |  | N | Electric Utility | Utility | Investor Owned Utility | 1 | X | WAT | Renewable | 0.4 | 0 | 1 | 0
Operable | 9324 | Indiana Michigan Power Co |  | 1754 | Buchanan (MI) | MI | Vertical | Berrien | 3 | Conventional Hydroelectric | HY |  | S | X | X | 32418315 | 34497125 | 0.4 | 0.8 | 0.2 | 0.2 | 0.1 | N |  |  | OP | X | 1 | 1919 | Pre-2000 |  |  | N | Electric Utility | Utility | Investor Owned Utility | 1 | X | WAT | Renewable | 0.4 | 0 | 1 | 0
Operable | 9324 | Indiana Michigan Power Co |  | 1754 | Buchanan (MI) | MI | Vertical | Berrien | 4 | Conventional Hydroelectric | HY |  | S | X | X | 32418317 | 34497125 | 0.4 | 0.8 | 0.2 | 0.2 | 0.1 | N |  |  | OP | X | 1 | 1919 | Pre-2000 |  |  | N | Electric Utility | Utility | Investor Owned Utility | 1 | X | WAT | Renewable | 0.4 | 0 | 1 | 0
Operable | 9324 | Indiana Michigan Power Co |  | 1754 | Buchanan (MI) | MI | Vertical | Berrien | 5 | Conventional Hydroelectric | HY |  | S | X | X | 32418319 | 34497125 | 0.4 | 0.8 | 0.2 | 0.2 | 0.1 | N |  |  | OP | X | 1 | 1919 | Pre-2000 |  |  | N | Electric Utility | Utility | Investor Owned Utility | 1 | X | WAT | Renewable | 0.4 | 0 | 1 | 0
Operable | 9324 | Indiana Michigan Power Co |  | 1754 | Buchanan (MI) | MI | Vertical | Berrien | 6 | Conventional Hydroelectric | HY |  | S | X | X | 32418321 | 34497125 | 0.4 | 0.8 | 0.2 | 0.2 | 0.1 | N |  |  | OP | X | 1 | 1919 | Pre-2000 |  |  | N | Electric Utility | Utility | Investor Owned Utility | 1 | X | WAT | Renewable | 0.4 | 0 | 1 | 0
Operable | 9324 | Indiana Michigan Power Co |  | 1754 | Buchanan (MI) | MI | Vertical | Berrien | 7 | Conventional Hydroelectric | HY |  | S | X | X | 32418323 | 34497125 | 0.5 | 0.8 | 0.2 | 0.2 | 0.1 | N |  |  | OP | X | 1 | 1927 | Pre-2000 |  |  | N | Electric Utility | Utility | Investor Owned Utility | 1 | X | WAT | Renewable | 0.5 | 0 | 1 | 0
Operable | 9324 | Indiana Michigan Power Co |  | 1754 | Buchanan (MI) | MI | Vertical | Berrien | 8 | Conventional Hydroelectric | HY |  | S | X | X | 32418325 | 34497125 | 0.5 | 0.8 | 0.2 | 0.2 | 0.1 | N |  |  | OP | X | 1 | 1927 | Pre-2000 |  |  | N | Electric Utility | Utility | Investor Owned Utility | 1 | X | WAT | Renewable | 0.5 | 0 | 1 | 0
Operable | 9324 | Indiana Michigan Power Co |  | 1754 | Buchanan (MI) | MI | Vertical | Berrien | 9 | Conventional Hydroelectric | HY |  | S | X | X | 32418327 | 34497125 | 0.5 | 0.8 | 0.2 | 0.2 | 0.1 | N |  |  | OP | X | 1 | 1927 | Pre-2000 |  |  | N | Electric Utility | Utility | Investor Owned Utility | 1 | X | WAT | Renewable | 0.5 | 0 | 1 | 0
Operable | 9324 | Indiana Michigan Power Co |  | 1760 | Constantine | MI | Vertical | St Joseph | 1 | Conventional Hydroelectric | HY |  | S | X | X | 32418375 | 34497125 | 0.3 | 0.8 | 0.1 | 0.2 | 0.1 | N |  |  | OP | X | 1 | 1923 | Pre-2000 |  |  | N | Electric Utility | Utility | Investor Owned Utility | 1 | X | WAT | Renewable | 0.3 | 0 | 1 | 0
Operable | 9324 | Indiana Michigan Power Co |  | 1760 | Constantine | MI | Vertical | St Joseph | 2 | Conventional Hydroelectric | HY |  | S | X | X | 32418377 | 34497125 | 0.3 | 0.8 | 0.1 | 0.2 | 0.1 | N |  |  | OP | X | 1 | 1923 | Pre-2000 |  |  | N | Electric Utility | Utility | Investor Owned Utility | 1 | X | WAT | Renewable | 0.3 | 0 | 1 | 0
Operable | 9324 | Indiana Michigan Power Co |  | 1760 | Constantine | MI | Vertical | St Joseph | 3 | Conventional Hydroelectric | HY |  | S | X | X | 32418379 | 34497125 | 0.3 | 0.8 | 0.1 | 0.2 | 0.1 | N |  |  | OP | X | 1 | 1929 | Pre-2000 |  |  | N | Electric Utility | Utility | Investor Owned Utility | 1 | X | WAT | Renewable | 0.3 | 0 | 1 | 0
Operable | 9324 | Indiana Michigan Power Co |  | 1760 | Constantine | MI | Vertical | St Joseph | 4 | Conventional Hydroelectric | HY |  | S | X | X | 32418381 | 34497125 | 0.3 | 0.8 | 0.1 | 0.2 | 0.1 | N |  |  | OP | X | 1 | 1923 | Pre-2000 |  |  | N | Electric Utility | Utility | Investor Owned Utility | 1 | X | WAT | Renewable | 0.3 | 0 | 1 | 0
Operable | 9324 | Indiana Michigan Power Co |  | 1761 | Mottville | MI | Vertical | St Joseph | 1 | Conventional Hydroelectric | HY |  | S | X | X | 32418473 | 34497125 | 0.4 | 0.8 | 0.1 | 0.2 | 0.1 | N |  |  | OP | X | 1 | 1923 | Pre-2000 |  |  | N | Electric Utility | Utility | Investor Owned Utility | 1 | X | WAT | Renewable | 0.4 | 0 | 1 | 0
Operable | 9324 | Indiana Michigan Power Co |  | 1761 | Mottville | MI | Vertical | St Joseph | 2 | Conventional Hydroelectric | HY |  | S | X | X | 32418475 | 34497125 | 0.4 | 0.8 | 0.1 | 0.2 | 0.1 | N |  |  | OP | X | 1 | 1923 | Pre-2000 |  |  | N | Electric Utility | Utility | Investor Owned Utility | 1 | X | WAT | Renewable | 0.4 | 0 | 1 | 0
Operable | 9324 | Indiana Michigan Power Co |  | 1761 | Mottville | MI | Vertical | St Joseph | 3 | Conventional Hydroelectric | HY |  | S | X | X | 32418477 | 34497125 | 0.4 | 0.8 | 0.1 | 0.2 | 0.1 | N |  |  | OP | X | 1 | 1923 | Pre-2000 |  |  | N | Electric Utility | Utility | Investor Owned Utility | 1 | X | WAT | Renewable | 0.4 | 0 | 1 | 0
Operable | 9324 | Indiana Michigan Power Co |  | 1761 | Mottville | MI | Vertical | St Joseph | 4 | Conventional Hydroelectric | HY |  | S | X | X | 32418479 | 34497125 | 0.4 | 0.8 | 0.1 | 0.2 | 0.1 | N |  |  | OP | X | 1 | 1923 | Pre-2000 |  |  | N | Electric Utility | Utility | Investor Owned Utility | 1 | X | WAT | Renewable | 0.4 | 0 | 1 | 0
Operable | 9324 | Indiana Michigan Power Co |  | 6000 | Donald C Cook | MI | Vertical | Berrien | 1 | Nuclear | ST |  | S | X | X | 40243801 | 34497125 | 1152 | 0.9 | 1009 | 1084 | 1006 | N |  |  | OP | X | 8 | 1975 | Pre-2000 |  |  | N | Electric Utility | Utility | Investor Owned Utility | 1 | X | NUC | Other | 0 | 0 | 0 | 0
Operable | 9324 | Indiana Michigan Power Co |  | 6000 | Donald C Cook | MI | Vertical | Berrien | 2 | Nuclear | ST |  | S | X | X | 40243803 | 34497125 | 1133.3 | 0.85 | 1168 | 1194 | 1053 | N |  |  | OP | X | 7 | 1978 | Pre-2000 |  |  | N | Electric Utility | Utility | Investor Owned Utility | 1 | X | NUC | Other | 0 | 0 | 0 | 0
Operable | 9324 | Indiana Michigan Power Co | Indiana Michigan Power Co | 6166 | Rockport | IN | Vertical | Spencer | 1 | Conventional Steam Coal | ST |  | S | X | X | 40243837 | 34497125 | 1300 | 0.9 | 1300 | 1299 | 500 | N |  |  | OP | X | 12 | 1984 | Pre-2000 | 12 | 2028 | N | Electric Utility | Utility | Investor Owned Utility | 1 | X | SUB | Non-Renewable | 0 | 1300 | 0 | 1 | BIT
Operable | 9324 | Indiana Michigan Power Co | Indiana Michigan Power Co | 6166 | Rockport | IN | Vertical | Spencer | 2 | Conventional Steam Coal | ST |  | S | X | X | 40243839 | 34497125 | 1300 | 0.9 | 1300 | 1299 | 500 | N |  |  | OP | X | 12 | 1989 | Pre-2000 | 12 | 2028 | N | Electric Utility | Utility | Investor Owned Utility | 1 | X | SUB | Non-Renewable | 0 | 1300 | 0 | 1 | BIT
Operable | 9324 | Indiana Michigan Power Co |  | 59853 | Watervliet PV | MI | Vertical | Berrien | WVPV1 | Solar Photovoltaic | PV |  | S | X | X |  |  | 4.6 |  | 4.6 | 4.6 |  | N |  |  | OP | X | 11 | 2016 | 2016 |  |  | N | Electric Utility | Utility | Investor Owned Utility | 1 | X | SUN | Renewable | 4.6 | 0 | 1 | 0
Operable | 9324 | Indiana Michigan Power Co | Indiana Michigan Power Co | 59854 | OlivePV | IN | Vertical | St Joseph | OLPV1 | Solar Photovoltaic | PV |  | S | X | X |  |  | 5 |  | 5 | 5 |  | N |  |  | OP | X | 8 | 2016 | 2016 |  |  | N | Electric Utility | Utility | Investor Owned Utility | 1 | X | SUN | Renewable | 5 | 0 | 1 | 0
Operable | 9324 | Indiana Michigan Power Co | Indiana Michigan Power Co | 59855 | Deer Creek PV | IN | Vertical | Grant | DCPV1 | Solar Photovoltaic | PV |  | S | X | X |  |  | 2.5 |  | 2.5 | 2.5 |  | N |  |  | OP | X | 1 | 2016 | 2016 |  |  | N | Electric Utility | Utility | Investor Owned Utility | 1 | X | SUN | Renewable | 2.5 | 0 | 1 | 0
Operable | 9324 | Indiana Michigan Power Co | Indiana Michigan Power Co | 59861 | Twin Branch PV | IN | Vertical | St Joseph | TBPV1 | Solar Photovoltaic | PV |  | S | X | X |  |  | 2.6 |  | 2.6 | 2.6 |  | N |  |  | OP | X | 8 | 2016 | 2016 |  |  | N | Electric Utility | Utility | Investor Owned Utility | 1 | X | SUN | Renewable | 2.6 | 0 | 1 | 0
Operable | 9324 | Indiana Michigan Power Co | Indiana Michigan Power Co | 63801 | St. Joseph Solar | IN | Vertical | St Joseph | 1 | Solar Photovoltaic | PV |  | S | X | X |  |  | 20 |  | 20 | 20 |  | N |  |  | OP | X | 3 | 2021 | 2021 |  |  | N | Electric Utility | Utility | Investor Owned Utility | 1 | X | SUN | Renewable | 20 | 0 | 1 | 0
Operable | 9234 | Indiana Municipal Power Agency |  | 7335 | Richmond | IN | Vertical | Wayne | RCT1 | Natural Gas Fired Combustion Turbine | GT |  | S | X | X | 32419337 | 32419337 | 41.4 | 0.85 | 34 | 42 | 17 | N |  |  | OP | X | 5 | 1992 | Pre-2000 |  |  | N | Electric Utility | Utility | Municipal | 1 | X | NG | Non-Renewable | 0 | 41.4 | 0 | 1 | DFO
Operable | 9234 | Indiana Municipal Power Agency |  | 7335 | Richmond | IN | Vertical | Wayne | RCT2 | Natural Gas Fired Combustion Turbine | GT |  | S | X | X | 32419339 | 32419339 | 41.4 | 0.85 | 34 | 42 | 17 | N |  |  | OP | X | 5 | 1992 | Pre-2000 |  |  | N | Electric Utility | Utility | Municipal | 1 | X | NG | Non-Renewable | 0 | 41.4 | 0 | 1 | DFO
Operable | 9234 | Indiana Municipal Power Agency |  | 7336 | Anderson | IN | Vertical | Madison | ACT1 | Natural Gas Fired Combustion Turbine | GT |  | S | X | X | 32419341 | 32419341 | 41.4 | 0.85 | 34 | 42 | 17 | N |  |  | OP | X | 6 | 1992 | Pre-2000 |  |  | N | Electric Utility | Utility | Municipal | 1 | X | NG | Non-Renewable | 0 | 41.4 | 0 | 1 | DFO
Operable | 9234 | Indiana Municipal Power Agency |  | 7336 | Anderson | IN | Vertical | Madison | ACT2 | Natural Gas Fired Combustion Turbine | GT |  | S | X | X | 32419343 | 32419343 | 41.4 | 0.85 | 34 | 42 | 17 | N |  |  | OP | X | 6 | 1992 | Pre-2000 |  |  | N | Electric Utility | Utility | Municipal | 1 | X | NG | Non-Renewable | 0 | 41.4 | 0 | 1 | DFO
Operable | 9234 | Indiana Municipal Power Agency |  | 7336 | Anderson | IN | Vertical | Madison | ACT3 | Natural Gas Fired Combustion Turbine | GT |  | S | X | X | 34886963 | 34886963 | 85.9 | 0.85 | 72 | 90 | 36 | N |  |  | OP | X | 6 | 2004 | 2004 |  |  | N | Electric Utility | Utility | Municipal | 1 | X | NG | Non-Renewable | 0 | 85.9 | 0 | 1 | DFO
Operable | 9234 | Indiana Municipal Power Agency |  | 59478 | IMPA Richmond Solar Park | IN | Vertical | Wayne | SRICH | Solar Photovoltaic | PV |  | S | X | X |  |  | 1 |  | 1 | 0.8 |  | N |  |  | OP | X | 9 | 2014 | 2014 |  |  | N | Electric Utility | Utility | Municipal | 1 | X | SUN | Renewable | 1 | 0 | 1 | 0
Operable | 9234 | Indiana Municipal Power Agency |  | 59479 | IMPA Frankton Solar Park | IN | Vertical | Madison | SFRAN | Solar Photovoltaic | PV |  | S | X | X |  |  | 1 |  | 1 | 0.8 |  | N |  |  | OP | X | 7 | 2014 | 2014 |  |  | N | Electric Utility | Utility | Municipal | 1 | X | SUN | Renewable | 1 | 0 | 1 | 0
Operable | 9234 | Indiana Municipal Power Agency |  | 59480 | IMPA Rensselaer Solar Park | IN | Vertical | Jasper | SRENS | Solar Photovoltaic | PV |  | S | X | X |  |  | 1 |  | 1 | 0.8 |  | N |  |  | OP | X | 5 | 2014 | 2014 |  |  | N | Electric Utility | Utility | Municipal | 1 | X | SUN | Renewable | 1 | 0 | 1 | 0
Operable | 9234 | Indiana Municipal Power Agency |  | 59481 | IMPA Peru Solar Park | IN | Vertical | Miami | SPERU | Solar Photovoltaic | PV |  | S | X | X |  |  | 3 |  | 3 | 2.4 |  | N |  |  | OP | X | 8 | 2015 | 2015 |  |  | N | Electric Utility | Utility | Municipal | 1 | X | SUN | Renewable | 3 | 0 | 1 | 0
Operable | 9234 | Indiana Municipal Power Agency |  | 59482 | IMPA Tell City Solar Park | IN | Vertical | Perry | STELL | Solar Photovoltaic | PV |  | S | X | X |  |  | 1.1 |  | 1.1 | 0.9 |  | N |  |  | OP | X | 7 | 2015 | 2015 |  |  | N | Electric Utility | Utility | Municipal | 1 | X | SUN | Renewable | 1.1 | 0 | 1 | 0
Operable | 9234 | Indiana Municipal Power Agency |  | 59483 | IMPA Crawfordsville Solar Park | IN | Vertical | Montgomery | SCRAW | Solar Photovoltaic | PV |  | S | X | X |  |  | 3 |  | 3 | 2.4 |  | N |  |  | OP | X | 9 | 2015 | 2015 |  |  | N | Electric Utility | Utility | Municipal | 1 | X | SUN | Renewable | 3 | 0 | 1 | 0
Operable | 9234 | Indiana Municipal Power Agency |  | 59770 | IMPA Pendleton Solar Park | IN | Vertical | Madison | SPEND | Solar Photovoltaic | PV |  | S | X | X |  |  | 2 |  | 2 | 1.6 |  | N |  |  | OP | X | 10 | 2015 | 2015 |  |  | N | Electric Utility | Utility | Municipal | 1 | X | SUN | Renewable | 2 | 0 | 1 | 0
Operable | 9234 | Indiana Municipal Power Agency |  | 60251 | IMPA Huntingburg Solar Park | IN | Vertical | Dubois | SHUNT | Solar Photovoltaic | PV |  | S | X | X |  |  | 2 |  | 2 | 1.6 |  | N |  |  | OP | X | 9 | 2016 | 2016 |  |  | N | Electric Utility | Utility | Municipal | 1 | X | SUN | Renewable | 2 | 0 | 1 | 0
Operable | 9234 | Indiana Municipal Power Agency |  | 60252 | IMPA Washington Solar Park | IN | Vertical | Daviess | SWASH | Solar Photovoltaic | PV |  | S | X | X |  |  | 4 |  | 4 | 3.2 |  | N |  |  | OP | X | 9 | 2016 | 2016 |  |  | N | Electric Utility | Utility | Municipal | 1 | X | SUN | Renewable | 4 | 0 | 1 | 0
Operable | 9234 | Indiana Municipal Power Agency |  | 60253 | IMPA Anderson Solar Park | IN | Vertical | Madison | SANDE | Solar Photovoltaic | PV |  | W | X | X |  |  | 5 |  | 5 | 4 |  | N |  |  | OP | X | 1 | 2017 | 2017 |  |  | N | Electric Utility | Utility | Municipal | 1 | X | SUN | Renewable | 5 | 0 | 1 | 0
Operable | 9234 | Indiana Municipal Power Agency |  | 61053 | Greenfield Solar Park | IN | Vertical | Hancock | SGREE | Solar Photovoltaic | PV |  | W | X | X |  |  | 2.8 |  | 2.8 | 2.2 |  | N |  |  | OP | X | 12 | 2017 | 2017 |  |  | N | Electric Utility | Utility | Municipal | 1 | X | SUN | Renewable | 2.8 | 0 | 1 | 0
Operable | 9234 | Indiana Municipal Power Agency |  | 61054 | IMPA Anderson Solar Park 2 | IN | Vertical | Madison | SAND2 | Solar Photovoltaic | PV |  | J | X | X |  |  | 8.1 |  | 8.1 | 6.5 |  | N |  |  | OP | X | 12 | 2017 | 2017 |  |  | N | Electric Utility | Utility | Municipal | 1 | X | SUN | Renewable | 8.1 | 0 | 1 | 0
Operable | 9234 | Indiana Municipal Power Agency |  | 61729 | Richmond Solar Site 2 | IN | Vertical | Wayne | SRIC2 | Solar Photovoltaic | PV |  | W | X | X |  |  | 7.4 |  | 7.4 | 6 |  | N |  |  | OP | X | 12 | 2018 | 2018 |  |  | N | Electric Utility | Utility | Municipal | 1 | X | SUN | Renewable | 7.4 | 0 | 1 | 0
Operable | 9234 | Indiana Municipal Power Agency |  | 61799 | Rensselaer Solar Site 2 | IN | Vertical | Jasper | SREN2 | Solar Photovoltaic | PV |  | W | X | X |  |  | 3.8 |  | 3.8 | 3.1 |  | N |  |  | OP | X | 12 | 2018 | 2018 |  |  | N | Electric Utility | Utility | Municipal | 1 | X | SUN | Renewable | 3.8 | 0 | 1 | 0
Operable | 9234 | Indiana Municipal Power Agency |  | 62305 | Tipton Solar Park | IN | Vertical | Tipton | STIP | Solar Photovoltaic | PV |  | W | X | X |  |  | 5.3 |  | 5.3 | 4.2 |  | N |  |  | OP | X | 7 | 2019 | 2019 |  |  | N | Electric Utility | Utility | Municipal | 1 | X | SUN | Renewable | 5.3 | 0 | 1 | 0
Operable | 9234 | Indiana Municipal Power Agency |  | 62484 | Crawfordsville 2 Solar Park | IN | Vertical | Montgomery | SCRA2 | Solar Photovoltaic | PV |  | W | X | X |  |  | 7.9 |  | 7.9 | 6.3 |  | N |  |  | OP | X | 12 | 2019 | 2019 |  |  | N | Electric Utility | Utility | Municipal | 1 | X | SUN | Renewable | 7.9 | 0 | 1 | 0
Operable | 9234 | Indiana Municipal Power Agency |  | 62485 | Crawfordsville 3 Solar Park | IN | Vertical | Montgomery | SCRA3 | Solar Photovoltaic | PV |  | W | X | X |  |  | 4.8 |  | 4.8 | 3.8 |  | N |  |  | OP | X | 12 | 2019 | 2019 |  |  | N | Electric Utility | Utility | Municipal | 1 | X | SUN | Renewable | 4.8 | 0 | 1 | 0
Operable | 9234 | Indiana Municipal Power Agency |  | 62766 | Scottsburg Solar Park | IN | Vertical | Scott | SCCOT | Solar Photovoltaic | PV |  | W | X | X |  |  | 7.1 |  | 7.1 | 5.7 |  | N |  |  | OP | X | 10 | 2020 | 2020 |  |  | N | Electric Utility | Utility | Municipal | 1 | X | SUN | Renewable | 7.1 | 0 | 1 | 0
Operable | 9234 | Indiana Municipal Power Agency |  | 62767 | Gas City Solar Park | IN | Vertical | Grant | SGASC | Solar Photovoltaic | PV |  | W | X | X |  |  | 2.5 |  | 2.5 | 2 |  | N |  |  | OP | X | 6 | 2020 | 2020 |  |  | N | Electric Utility | Utility | Municipal | 1 | X | SUN | Renewable | 2.5 | 0 | 1 | 0
Operable | 9234 | Indiana Municipal Power Agency |  | 62769 | Columbia City Solar Park | IN | Vertical | Whitley | SCOLU | Solar Photovoltaic | PV |  | W | X | X |  |  | 4.3 |  | 4.3 | 3.5 |  | N |  |  | OP | X | 4 | 2021 | 2021 |  |  | N | Electric Utility | Utility | Municipal | 1 | X | SUN | Renewable | 4.3 | 0 | 1 | 0
Operable | 9234 | Indiana Municipal Power Agency |  | 62770 | Richmond Solar Park 3 | IN | Vertical | Wayne | SRIC3 | Solar Photovoltaic | PV |  | W | X | X |  |  | 6.5 |  | 6.5 | 5.2 |  | N |  |  | OP | X | 12 | 2019 | 2019 |  |  | N | Electric Utility | Utility | Municipal | 1 | X | SUN | Renewable | 6.5 | 0 | 1 | 0
Operable | 9234 | Indiana Municipal Power Agency |  | 62776 | Crawfordsville Solar Park 4 | IN | Vertical | Montgomery | SCRA4 | Solar Photovoltaic | PV |  | W | X | X |  |  | 2.3 |  | 2.3 | 1.9 |  | N |  |  | OP | X | 6 | 2020 | 2020 |  |  | N | Electric Utility | Utility | Municipal | 1 | X | SUN | Renewable | 2.3 | 0 | 1 | 0
Operable | 9234 | Indiana Municipal Power Agency |  | 62790 | Tell City Solar Park | IN | Vertical | Perry | STEL2 | Solar Photovoltaic | PV |  | W | X | X |  |  | 3.2 |  | 3.2 | 2.5 |  | N |  |  | OP | X | 7 | 2020 | 2020 |  |  | N | Electric Utility | Utility | Municipal | 1 | X | SUN | Renewable | 3.2 | 0 | 1 | 0
Operable | 9234 | Indiana Municipal Power Agency |  | 62791 | Richmond Solar Park 4 | IN | Vertical | Wayne | SRIC4 | Solar Photovoltaic | PV |  | W | X | X |  |  | 7.1 |  | 7.1 | 5.6 |  | N |  |  | OP | X | 10 | 2020 | 2020 |  |  | N | Electric Utility | Utility | Municipal | 1 | X | SUN | Renewable | 7.1 | 0 | 1 | 0
Operable | 9234 | Indiana Municipal Power Agency |  | 62793 | Crawfordsville 5 Solar Park | IN | Vertical | Montgomery | SCRA5 | Solar Photovoltaic | PV |  | W | X | X |  |  | 9.8 |  | 9.8 | 7.8 |  | N |  |  | OP | X | 9 | 2020 | 2020 |  |  | N | Electric Utility | Utility | Municipal | 1 | X | SUN | Renewable | 9.8 | 0 | 1 | 0
Operable | 9234 | Indiana Municipal Power Agency |  | 62794 | Centerville Solar Park | IN | Vertical | Wayne | SCENT | Solar Photovoltaic | PV |  | W | X | X |  |  | 1.1 |  | 1.1 | 0.8 |  | N |  |  | OP | X | 10 | 2020 | 2020 |  |  | N | Electric Utility | Utility | Municipal | 1 | X | SUN | Renewable | 1.1 | 0 | 1 | 0
Operable | 9234 | Indiana Municipal Power Agency |  | 64244 | Anderson 3 | IN | Vertical | Madison | SAND3 | Solar Photovoltaic | PV |  | W | X | X |  |  | 8.7 |  | 8.7 | 7 |  | N |  |  | OP | X | 12 | 2021 | 2021 |  |  | N | Electric Utility | Utility | Municipal | 1 | X | SUN | Renewable | 8.7 | 0 | 1 | 0
Operable | 9234 | Indiana Municipal Power Agency |  | 64245 | Anderson 5 | IN | Vertical | Madison | SAND5 | Solar Photovoltaic | PV |  | W | X | X |  |  | 3 |  | 3 | 2.4 |  | N |  |  | OP | X | 8 | 2021 | 2021 |  |  | N | Electric Utility | Utility | Municipal | 1 | X | SUN | Renewable | 3 | 0 | 1 | 0
Operable | 9234 | Indiana Municipal Power Agency |  | 64246 | Peru 2 | IN | Vertical | Miami | PERU2 | Solar Photovoltaic | PV |  | W | X | X |  |  | 9.5 |  | 9.5 | 7.6 |  | N |  |  | OP | X | 4 | 2021 | 2021 |  |  | N | Electric Utility | Utility | Municipal | 1 | X | SUN | Renewable | 9.5 | 0 | 1 | 0
Operable | 9234 | Indiana Municipal Power Agency |  | 64247 | Richmond 5 | IN | Vertical | Wayne | RICH5 | Solar Photovoltaic | PV |  | W | X | X |  |  | 9 |  | 9 | 7.2 |  | N |  |  | OP | X | 6 | 2021 | 2021 |  |  | N | Electric Utility | Utility | Municipal | 1 | X | SUN | Renewable | 9 | 0 | 1 | 0
Operable | 9234 | Indiana Municipal Power Agency |  | 64248 | Anderson 4 | IN | Vertical | Madison | SAND4 | Solar Photovoltaic | PV |  | W | X | X |  |  | 7.8 |  | 7.8 | 6.2 |  | N |  |  | OP | X | 8 | 2021 | 2021 |  |  | N | Electric Utility | Utility | Municipal | 1 | X | SUN | Renewable | 7.8 | 0 | 1 | 0
Operable | 9234 | Indiana Municipal Power Agency |  | 64249 | Anderson 6 | IN | Vertical | Madison | SAND6 | Solar Photovoltaic | PV |  | S | X | X |  |  | 6.8 |  | 6.8 | 5.4 |  | N |  |  | OP | X | 6 | 2022 | 2022 |  |  | N | Electric Utility | Utility | Municipal | 1 | X | SUN | Renewable | 6.8 | 0 | 1 | 0
Operable | 9234 | Indiana Municipal Power Agency |  | 64250 | Peru 3 | IN | Vertical | Miami | PERU3 | Solar Photovoltaic | PV |  | S | X | X |  |  | 2.9 |  | 2.9 | 2.3 |  | N |  |  | OP | X | 10 | 2022 | 2022 |  |  | N | Electric Utility | Utility | Municipal | 1 | X | SUN | Renewable | 2.9 | 0 | 1 | 0
Operable | 9234 | Indiana Municipal Power Agency |  | 64252 | Richmond 6 | IN | Vertical | Wayne | RICH6 | Solar Photovoltaic | PV |  | S | X | X |  |  | 5.3 |  | 5.3 | 4.3 |  | N |  |  | OP | X | 7 | 2023 | 2023 |  |  | N | Electric Utility | Utility | Municipal | 1 | X | SUN | Renewable | 5.3 | 0 | 1 | 0
Operable | 9234 | Indiana Municipal Power Agency |  | 65068 | Walkerton | IN | Vertical | St Joseph | WALK | Solar Photovoltaic | PV |  | S | X | X |  |  | 1.1 |  | 1.1 | 0.8 |  | N |  |  | OP | X | 7 | 2022 | 2022 |  |  | N | Electric Utility | Utility | Municipal | 1 | X | SUN | Renewable | 1.1 | 0 | 1 | 0
Operable | 9234 | Indiana Municipal Power Agency |  | 65069 | Linton | IN | Vertical | Greene | LINT | Solar Photovoltaic | PV |  | S | X | X |  |  | 5.4 |  | 5.4 | 4.3 |  | N |  |  | OP | X | 7 | 2022 | 2022 |  |  | N | Electric Utility | Utility | Municipal | 1 | X | SUN | Renewable | 5.4 | 0 | 1 | 0
Operable | 9234 | Indiana Municipal Power Agency |  | 65086 | Bremen | IN | Vertical | Marshall | BREM | Solar Photovoltaic | PV |  | S | X | X |  |  | 6.8 |  | 6.8 | 5.4 |  | N |  |  | OP | X | 11 | 2022 | 2022 |  |  | N | Electric Utility | Utility | Municipal | 1 | X | SUN | Renewable | 6.8 | 0 | 1 | 0
Operable | 9234 | Indiana Municipal Power Agency |  | 65315 | Gas City 2 | IN | Vertical | Grant | GASC2 | Solar Photovoltaic | PV |  | S | X | X |  |  | 1.8 |  | 1.8 | 1.4 |  | N |  |  | OP | X | 1 | 2023 | 2023 |  |  | N | Electric Utility | Utility | Municipal | 1 | X | SUN | Renewable | 1.8 | 0 | 1 | 0
Operable | 9234 | Indiana Municipal Power Agency |  | 66366 | IMPA Middletown Solar Park | IN | Vertical | Henry | MIDDL | Solar Photovoltaic | PV |  | S | X | X |  |  | 1.4 |  | 1.4 | 1.4 |  | N |  |  | OP | X | 8 | 2023 | 2023 |  |  | N | Electric Utility | Utility | Municipal | 1 | X | SUN | Renewable | 1.4 | 0 | 1 | 0
Operable | 9234 | Indiana Municipal Power Agency |  | 66367 | IMPA Richmond Solar Park 7 | IN | Vertical | Wayne | RICH7 | Solar Photovoltaic | PV |  | S | X | X |  |  | 4.4 |  | 4.4 | 4.4 |  | N |  |  | OP | X | 10 | 2023 | 2023 |  |  | N | Electric Utility | Utility | Municipal | 1 | X | SUN | Renewable | 4.4 | 0 | 1 | 0
Operable | 9234 | Indiana Municipal Power Agency |  | 66415 | IMPA Knightstown Solar Park | IN | Vertical | Henry | KNIGH | Solar Photovoltaic | PV |  | S | X | X |  |  | 1.4 |  | 1.4 | 1.4 |  | N |  |  | OP | X | 10 | 2023 | 2023 |  |  | N | Electric Utility | Utility | Municipal | 1 | X | SUN | Renewable | 1.4 | 0 | 1 | 0
Operable | 9234 | Indiana Municipal Power Agency |  | 66416 | IMPA Washington Solar Park 2 | IN | Vertical | Daviess | WASH2 | Solar Photovoltaic | PV |  | S | X | X |  |  | 9.9 |  | 9.9 | 9.9 |  | N |  |  | OP | X | 7 | 2023 | 2023 |  |  | N | Electric Utility | Utility | Municipal | 1 | X | SUN | Renewable | 9.9 | 0 | 1 | 0
Operable | 9335 | Indiana University of Penn |  | 10129 | Indiana University of Pennsylvania | PA | Restructured | Indiana | GEN1 | Natural Gas Internal Combustion Engine | IC |  | S | X | X |  |  | 6.1 | 0.9 | 6 | 6 | 0.5 | N |  |  | OP | X | 3 | 1988 | Pre-2000 |  |  | Y | Commercial CHP | Customer Sited | Other | 5 | T | NG | Non-Renewable | 0 | 6.1 | 0 | 1 | DFO
Operable | 9335 | Indiana University of Penn |  | 10129 | Indiana University of Pennsylvania | PA | Restructured | Indiana | GEN2 | Natural Gas Internal Combustion Engine | IC |  | S | X | X |  |  | 6.1 | 0.9 | 6 | 6 | 0.5 | N |  |  | OP | X | 3 | 1988 | Pre-2000 |  |  | Y | Commercial CHP | Customer Sited | Other | 5 | T | NG | Non-Renewable | 0 | 6.1 | 0 | 1 | DFO
Operable | 9335 | Indiana University of Penn |  | 10129 | Indiana University of Pennsylvania | PA | Restructured | Indiana | GEN3 | Natural Gas Internal Combustion Engine | IC |  | S | X | X |  |  | 6.1 | 0.9 | 6 | 6 | 0.5 | N |  |  | OP | X | 3 | 1988 | Pre-2000 |  |  | Y | Commercial CHP | Customer Sited | Other | 5 | T | NG | Non-Renewable | 0 | 6.1 | 0 | 1 | DFO
Operable | 9335 | Indiana University of Penn |  | 10129 | Indiana University of Pennsylvania | PA | Restructured | Indiana | GEN4 | Natural Gas Internal Combustion Engine | IC |  | S | X | X |  |  | 6.1 | 0.9 | 6 | 6 | 0.5 | N |  |  | OP | X | 3 | 1988 | Pre-2000 |  |  | Y | Commercial CHP | Customer Sited | Other | 5 | T | NG | Non-Renewable | 0 | 6.1 | 0 | 1 | DFO
Operable | 9269 | Indiana-Kentucky Electric Corp |  | 983 | Clifty Creek | IN | Vertical | Jefferson | 1 | Conventional Steam Coal | ST |  | S | X | X |  |  | 217.3 | 0.8 | 195.5 | 199.7 | 80 | N |  |  | OP | X | 2 | 1955 | Pre-2000 |  |  | N | Electric Utility | Utility | Investor Owned Utility | 1 | X | BIT | Non-Renewable | 0 | 217.3 | 0 | 1 | SUB
Operable | 9269 | Indiana-Kentucky Electric Corp |  | 983 | Clifty Creek | IN | Vertical | Jefferson | 2 | Conventional Steam Coal | ST |  | S | X | X |  |  | 217.3 | 0.8 | 195.5 | 199.7 | 80 | N |  |  | OP | X | 5 | 1955 | Pre-2000 |  |  | N | Electric Utility | Utility | Investor Owned Utility | 1 | X | BIT | Non-Renewable | 0 | 217.3 | 0 | 1 | SUB
Operable | 9269 | Indiana-Kentucky Electric Corp |  | 983 | Clifty Creek | IN | Vertical | Jefferson | 3 | Conventional Steam Coal | ST |  | S | X | X |  |  | 217.3 | 0.8 | 195.5 | 199.7 | 80 | N |  |  | OP | X | 7 | 1955 | Pre-2000 |  |  | N | Electric Utility | Utility | Investor Owned Utility | 1 | X | BIT | Non-Renewable | 0 | 217.3 | 0 | 1 | SUB
Operable | 9269 | Indiana-Kentucky Electric Corp |  | 983 | Clifty Creek | IN | Vertical | Jefferson | 4 | Conventional Steam Coal | ST |  | S | X | X |  |  | 217.3 | 0.8 | 195.5 | 199.7 | 80 | N |  |  | OP | X | 10 | 1955 | Pre-2000 |  |  | N | Electric Utility | Utility | Investor Owned Utility | 1 | X | BIT | Non-Renewable | 0 | 217.3 | 0 | 1 | SUB
Operable | 9269 | Indiana-Kentucky Electric Corp |  | 983 | Clifty Creek | IN | Vertical | Jefferson | 5 | Conventional Steam Coal | ST |  | S | X | X |  |  | 217.3 | 0.8 | 195.5 | 199.7 | 80 | N |  |  | OP | X | 11 | 1955 | Pre-2000 |  |  | N | Electric Utility | Utility | Investor Owned Utility | 1 | X | BIT | Non-Renewable | 0 | 217.3 | 0 | 1 | SUB
Operable | 9269 | Indiana-Kentucky Electric Corp |  | 983 | Clifty Creek | IN | Vertical | Jefferson | 6 | Conventional Steam Coal | ST |  | S | X | X |  |  | 217.3 | 0.8 | 195.5 | 199.7 | 80 | N |  |  | OP | X | 3 | 1956 | Pre-2000 |  |  | N | Electric Utility | Utility | Investor Owned Utility | 1 | X | BIT | Non-Renewable | 0 | 217.3 | 0 | 1 | SUB
Operable | 9275 | Indianola Municipal Utilities |  | 1150 | Indianola | IA | Vertical | Warren | 7 | Petroleum Liquids | GT |  | S | X | X |  |  | 20.6 | 1 | 19.4 | 23 | 2.5 | N |  |  | OP | X | 1 | 1977 | Pre-2000 |  |  | N | Electric Utility | Utility | Municipal | 1 | X | DFO | Non-Renewable | 0 | 20.6 | 0 | 1
Operable | 9275 | Indianola Municipal Utilities |  | 1150 | Indianola | IA | Vertical | Warren | 8 | Petroleum Liquids | GT |  | S | X | X |  |  | 20.3 | 1 | 22.8 | 24 | 2.5 | N |  |  | OP | X | 1 | 2000 | 2000 |  |  | N | Electric Utility | Utility | Municipal | 1 | X | DFO | Non-Renewable | 0 | 20.3 | 0 | 1
Operable | 30052 | Indorama Ventures |  | 54637 | JCO Oxides Olefins Plant | TX | Restructured | Jefferson | GCG1 | Natural Gas Fired Combustion Turbine | GT |  | S | X | X |  |  | 36.9 | 0.85 | 30.5 | 35.5 | 10 | N |  |  | OP | X | 9 | 1992 | Pre-2000 |  |  | Y | Industrial CHP | Customer Sited | Other | 7 | T | NG | Non-Renewable | 0 | 36.9 | 0 | 1
Operable | 30052 | Indorama Ventures |  | 54637 | JCO Oxides Olefins Plant | TX | Restructured | Jefferson | GCG2 | Natural Gas Fired Combustion Turbine | GT |  | S | X | X |  |  | 36.9 | 0.85 | 30.5 | 35.5 | 10 | N |  |  | OP | X | 9 | 1992 | Pre-2000 |  |  | Y | Industrial CHP | Customer Sited | Other | 7 | T | NG | Non-Renewable | 0 | 36.9 | 0 | 1
Operable | 361 | Industrial Energy Applications Inc |  | 54710 | Alliant SBD 9205 A Y McDonald | IA | Vertical | Dubuque | 1 | Petroleum Liquids | IC |  | S | X | X |  |  | 1.5 | 0.8 | 1.5 | 1.5 | 0.1 | N |  |  | SB | Y | 7 | 1993 | Pre-2000 |  |  | N | IPP Non-CHP | IPP | IPP | 2 | X | DFO | Non-Renewable | 0 | 1.5 | 0 | 1
Operable | 361 | Industrial Energy Applications Inc |  | 54710 | Alliant SBD 9205 A Y McDonald | IA | Vertical | Dubuque | 2 | Petroleum Liquids | IC |  | S | X | X |  |  | 1.6 | 0.8 | 1.6 | 1.6 | 0.1 | N |  |  | SB | Y | 3 | 1990 | Pre-2000 |  |  | N | IPP Non-CHP | IPP | IPP | 2 | X | DFO | Non-Renewable | 0 | 1.6 | 0 | 1
Operable | 361 | Industrial Energy Applications Inc |  | 54710 | Alliant SBD 9205 A Y McDonald | IA | Vertical | Dubuque | 3 | Petroleum Liquids | IC |  | S | X | X |  |  | 0.5 | 0.8 | 0.5 | 0.5 | 0.1 | N |  |  | SB | N | 5 | 2016 | 2016 |  |  | N | IPP Non-CHP | IPP | IPP | 2 | X | DFO | Non-Renewable | 0 | 0.5 | 0 | 1
Operable | 361 | Industrial Energy Applications Inc |  | 54712 | Alliant SBD 9201 Norplex | IA | Vertical | Allamakee | 2 | Petroleum Liquids | IC |  | S | X | X |  |  | 1 | 0.8 | 1 | 1 | 0.1 | N |  |  | SB | N | 7 | 2014 | 2014 |  |  | N | IPP Non-CHP | IPP | IPP | 2 | X | DFO | Non-Renewable | 0 | 1 | 0 | 1
Operable | 361 | Industrial Energy Applications Inc |  | 54712 | Alliant SBD 9201 Norplex | IA | Vertical | Allamakee | 44 | Petroleum Liquids | IC |  | S | X | X |  |  | 1.1 | 0.8 | 1.1 | 1.1 | 1.1 | N |  |  | SB | N | 12 | 1988 | Pre-2000 |  |  | N | IPP Non-CHP | IPP | IPP | 2 | X | DFO | Non-Renewable | 0 | 1.1 | 0 | 1
Operable | 361 | Industrial Energy Applications Inc |  | 54715 | Alliant SBD 9107 JBS USA | IA | Vertical | Marshall | 2665 | Petroleum Liquids | IC |  | S | X | X |  |  | 1.6 | 0.8 | 1.6 | 1.6 | 0.1 | N |  |  | SB | Y | 8 | 1992 | Pre-2000 |  |  | N | IPP Non-CHP | IPP | IPP | 2 | X | DFO | Non-Renewable | 0 | 1.6 | 0 | 1
Operable | 361 | Industrial Energy Applications Inc |  | 54715 | Alliant SBD 9107 JBS USA | IA | Vertical | Marshall | 2688 | Petroleum Liquids | IC |  | S | X | X |  |  | 1.6 | 0.8 | 1.6 | 1.6 | 0.1 | N |  |  | SB | Y | 8 | 1992 | Pre-2000 |  |  | N | IPP Non-CHP | IPP | IPP | 2 | X | DFO | Non-Renewable | 0 | 1.6 | 0 | 1
Operable | 361 | Industrial Energy Applications Inc |  | 54715 | Alliant SBD 9107 JBS USA | IA | Vertical | Marshall | 2689 | Petroleum Liquids | IC |  | S | X | X |  |  | 1.6 | 0.8 | 1.6 | 1.6 | 0.1 | N |  |  | SB | Y | 8 | 1992 | Pre-2000 |  |  | N | IPP Non-CHP | IPP | IPP | 2 | X | DFO | Non-Renewable | 0 | 1.6 | 0 | 1
Operable | 361 | Industrial Energy Applications Inc |  | 54715 | Alliant SBD 9107 JBS USA | IA | Vertical | Marshall | 4644 | Petroleum Liquids | IC |  | S | X | X |  |  | 1.6 | 0.8 | 1.6 | 1.6 | 0.1 | N |  |  | SB | Y | 8 | 1994 | Pre-2000 |  |  | N | IPP Non-CHP | IPP | IPP | 2 | X | DFO | Non-Renewable | 0 | 1.6 | 0 | 1
Operable | 361 | Industrial Energy Applications Inc |  | 54715 | Alliant SBD 9107 JBS USA | IA | Vertical | Marshall | 4658 | Petroleum Liquids | IC |  | S | X | X |  |  | 1.6 | 0.8 | 1.6 | 1.6 | 0.1 | N |  |  | SB | Y | 6 | 1996 | Pre-2000 |  |  | N | IPP Non-CHP | IPP | IPP | 2 | X | DFO | Non-Renewable | 0 | 1.6 | 0 | 1
Operable | 361 | Industrial Energy Applications Inc |  | 54715 | Alliant SBD 9107 JBS USA | IA | Vertical | Marshall | 4659 | Petroleum Liquids | IC |  | S | X | X |  |  | 1.6 | 0.8 | 1.6 | 1.6 | 0.1 | N |  |  | SB | Y | 4 | 1998 | Pre-2000 |  |  | N | IPP Non-CHP | IPP | IPP | 2 | X | DFO | Non-Renewable | 0 | 1.6 | 0 | 1
Operable | 361 | Industrial Energy Applications Inc |  | 54715 | Alliant SBD 9107 JBS USA | IA | Vertical | Marshall | 4660 | Petroleum Liquids | IC |  | S | X | X |  |  | 1.8 | 0.8 | 1.8 | 1.8 | 0.1 | N |  |  | SB | Y | 6 | 2000 | 2000 |  |  | N | IPP Non-CHP | IPP | IPP | 2 | X | DFO | Non-Renewable | 0 | 1.8 | 0 | 1
Operable | 361 | Industrial Energy Applications Inc |  | 54716 | Alliant SBD 8602 Marion Sub | IA | Vertical | Linn | 1536 | Petroleum Liquids | IC |  | S | X | X |  |  | 1.5 | 0.8 | 1.5 | 1.5 | 0.1 | N |  |  | SB | Y | 8 | 1986 | Pre-2000 |  |  | N | IPP Non-CHP | IPP | IPP | 2 | X | DFO | Non-Renewable | 0 | 1.5 | 0 | 1
Operable | 361 | Industrial Energy Applications Inc |  | 54716 | Alliant SBD 8602 Marion Sub | IA | Vertical | Linn | 2734 | Petroleum Liquids | IC |  | S | X | X |  |  | 1.5 | 0.8 | 1.5 | 1.5 | 0.1 | N |  |  | SB | Y | 8 | 1986 | Pre-2000 |  |  | N | IPP Non-CHP | IPP | IPP | 2 | X | DFO | Non-Renewable | 0 | 1.5 | 0 | 1
Operable | 361 | Industrial Energy Applications Inc |  | 54716 | Alliant SBD 8602 Marion Sub | IA | Vertical | Linn | 2741 | Petroleum Liquids | IC |  | S | X | X |  |  | 1.1 | 0.8 | 1.1 | 1.1 | 0.1 | N |  |  | SB | Y | 8 | 1986 | Pre-2000 |  |  | N | IPP Non-CHP | IPP | IPP | 2 | X | DFO | Non-Renewable | 0 | 1.1 | 0 | 1
Operable | 361 | Industrial Energy Applications Inc |  | 54716 | Alliant SBD 8602 Marion Sub | IA | Vertical | Linn | 2785 | Petroleum Liquids | IC |  | S | X | X |  |  | 1.5 | 0.8 | 1.5 | 1.5 | 0.1 | N |  |  | SB | Y | 8 | 1986 | Pre-2000 |  |  | N | IPP Non-CHP | IPP | IPP | 2 | X | DFO | Non-Renewable | 0 | 1.5 | 0 | 1
Operable | 361 | Industrial Energy Applications Inc |  | 54717 | Alliant SBD 9106 Rockwell CR | IA | Vertical | Linn | 2671 | Petroleum Liquids | IC |  | S | X | X |  |  | 1.6 | 0.8 | 1.6 | 1.6 | 0.1 | N |  |  | SB | Y | 6 | 1992 | Pre-2000 |  |  | N | IPP Non-CHP | IPP | IPP | 2 | X | DFO | Non-Renewable | 0 | 1.6 | 0 | 1
Operable | 361 | Industrial Energy Applications Inc |  | 54717 | Alliant SBD 9106 Rockwell CR | IA | Vertical | Linn | 2672 | Petroleum Liquids | IC |  | S | X | X |  |  | 1.6 | 0.8 | 1.6 | 1.6 | 0.1 | N |  |  | SB | Y | 6 | 1992 | Pre-2000 |  |  | N | IPP Non-CHP | IPP | IPP | 2 | X | DFO | Non-Renewable | 0 | 1.6 | 0 | 1
Operable | 361 | Industrial Energy Applications Inc |  | 54717 | Alliant SBD 9106 Rockwell CR | IA | Vertical | Linn | 2675 | Petroleum Liquids | IC |  | S | X | X |  |  | 1.6 | 0.8 | 1.6 | 1.6 | 0.1 | N |  |  | SB | Y | 6 | 1992 | Pre-2000 |  |  | N | IPP Non-CHP | IPP | IPP | 2 | X | DFO | Non-Renewable | 0 | 1.6 | 0 | 1
Operable | 361 | Industrial Energy Applications Inc |  | 54717 | Alliant SBD 9106 Rockwell CR | IA | Vertical | Linn | 2678 | Petroleum Liquids | IC |  | S | X | X |  |  | 1.6 | 0.8 | 1.6 | 1.6 | 0.1 | N |  |  | SB | Y | 6 | 1992 | Pre-2000 |  |  | N | IPP Non-CHP | IPP | IPP | 2 | X | DFO | Non-Renewable | 0 | 1.6 | 0 | 1
Operable | 361 | Industrial Energy Applications Inc |  | 54717 | Alliant SBD 9106 Rockwell CR | IA | Vertical | Linn | 2679 | Petroleum Liquids | IC |  | S | X | X |  |  | 1.6 | 0.8 | 1.6 | 1.6 | 0.1 | N |  |  | SB | Y | 6 | 1992 | Pre-2000 |  |  | N | IPP Non-CHP | IPP | IPP | 2 | X | DFO | Non-Renewable | 0 | 1.6 | 0 | 1
Operable | 361 | Industrial Energy Applications Inc |  | 54717 | Alliant SBD 9106 Rockwell CR | IA | Vertical | Linn | 2682 | Petroleum Liquids | IC |  | S | X | X |  |  | 1.6 | 0.8 | 1.6 | 1.6 | 0.1 | N |  |  | SB | Y | 6 | 1992 | Pre-2000 |  |  | N | IPP Non-CHP | IPP | IPP | 2 | X | DFO | Non-Renewable | 0 | 1.6 | 0 | 1
Operable | 361 | Industrial Energy Applications Inc |  | 54717 | Alliant SBD 9106 Rockwell CR | IA | Vertical | Linn | 2683 | Petroleum Liquids | IC |  | S | X | X |  |  | 1.6 | 0.8 | 1.6 | 1.6 | 0.1 | N |  |  | SB | Y | 6 | 1992 | Pre-2000 |  |  | N | IPP Non-CHP | IPP | IPP | 2 | X | DFO | Non-Renewable | 0 | 1.6 | 0 | 1
Operable | 361 | Industrial Energy Applications Inc |  | 54717 | Alliant SBD 9106 Rockwell CR | IA | Vertical | Linn | 2684 | Petroleum Liquids | IC |  | S | X | X |  |  | 1.6 | 0.8 | 1.6 | 1.6 | 0.1 | N |  |  | SB | Y | 6 | 1992 | Pre-2000 |  |  | N | IPP Non-CHP | IPP | IPP | 2 | X | DFO | Non-Renewable | 0 | 1.6 | 0 | 1
Operable | 361 | Industrial Energy Applications Inc |  | 54717 | Alliant SBD 9106 Rockwell CR | IA | Vertical | Linn | 2685 | Petroleum Liquids | IC |  | S | X | X |  |  | 1.6 | 0.8 | 1.6 | 1.6 | 0.1 | N |  |  | SB | Y | 6 | 1992 | Pre-2000 |  |  | N | IPP Non-CHP | IPP | IPP | 2 | X | DFO | Non-Renewable | 0 | 1.6 | 0 | 1
Operable | 361 | Industrial Energy Applications Inc |  | 54717 | Alliant SBD 9106 Rockwell CR | IA | Vertical | Linn | 2690 | Petroleum Liquids | IC |  | S | X | X |  |  | 1.6 | 0.8 | 1.6 | 1.6 | 0.1 | N |  |  | SB | Y | 6 | 1992 | Pre-2000 |  |  | N | IPP Non-CHP | IPP | IPP | 2 | X | DFO | Non-Renewable | 0 | 1.6 | 0 | 1
Operable | 361 | Industrial Energy Applications Inc |  | 54718 | Alliant SBD 9206 Donaldson | IA | Vertical | Howard | 4632 | Petroleum Liquids | IC |  | S | X | X |  |  | 1.6 | 0.8 | 1.6 | 1.6 | 0.1 | N |  |  | SB | Y | 11 | 1995 | Pre-2000 |  |  | N | IPP Non-CHP | IPP | IPP | 2 | X | DFO | Non-Renewable | 0 | 1.6 | 0 | 1
Operable | 361 | Industrial Energy Applications Inc |  | 54720 | Alliant SBD 8601 Quad Graphics | IA | Vertical | Iowa | 2736 | Petroleum Liquids | IC |  | S | X | X |  |  | 1.5 | 0.8 | 1.5 | 1.5 | 0.1 | N |  |  | OS | X | 8 | 1986 | Pre-2000 |  |  | N | IPP Non-CHP | IPP | IPP | 2 | X | DFO | Non-Renewable | 0 | 1.5 | 0 | 1
Operable | 361 | Industrial Energy Applications Inc |  | 54720 | Alliant SBD 8601 Quad Graphics | IA | Vertical | Iowa | 3489 | Petroleum Liquids | IC |  | S | X | X |  |  | 1 | 0.8 | 1 | 1 | 0.1 | N |  |  | OS | X | 1 | 1991 | Pre-2000 |  |  | N | IPP Non-CHP | IPP | IPP | 2 | X | DFO | Non-Renewable | 0 | 1 | 0 | 1
Operable | 361 | Industrial Energy Applications Inc |  | 54720 | Alliant SBD 8601 Quad Graphics | IA | Vertical | Iowa | 7164 | Petroleum Liquids | IC |  | S | X | X |  |  | 1.1 | 0.8 | 1.1 | 1.1 | 0.1 | N |  |  | OS | X | 5 | 1996 | Pre-2000 |  |  | N | IPP Non-CHP | IPP | IPP | 2 | X | DFO | Non-Renewable | 0 | 1.1 | 0 | 1
Operable | 361 | Industrial Energy Applications Inc |  | 54735 | Alliant SBD 9301 Prairie Farms | IA | Vertical | Dubuque | 79 | Petroleum Liquids | IC |  | S | X | X |  |  | 1.8 | 0.8 | 1.8 | 1.8 | 0.1 | N |  |  | SB | N | 7 | 1993 | Pre-2000 |  |  | N | IPP Non-CHP | IPP | IPP | 2 | X | DFO | Non-Renewable | 0 | 1.8 | 0 | 1
Operable | 361 | Industrial Energy Applications Inc |  | 54735 | Alliant SBD 9301 Prairie Farms | IA | Vertical | Dubuque | 80 | Petroleum Liquids | IC |  | S | X | X |  |  | 1.1 | 0.8 | 1.1 | 1.1 | 0.1 | N |  |  | SB | N | 11 | 1998 | Pre-2000 |  |  | N | IPP Non-CHP | IPP | IPP | 2 | X | DFO | Non-Renewable | 0 | 1.1 | 0 | 1
Operable | 361 | Industrial Energy Applications Inc |  | 54735 | Alliant SBD 9301 Prairie Farms | IA | Vertical | Dubuque | 81 | Petroleum Liquids | IC |  | S | X | X |  |  | 0.6 | 0.8 | 0.6 | 0.6 | 0.1 | N |  |  | SB | N | 6 | 2019 | 2019 |  |  | N | IPP Non-CHP | IPP | IPP | 2 | X | DFO | Non-Renewable | 0 | 0.6 | 0 | 1
Operable | 361 | Industrial Energy Applications Inc |  | 54929 | Alliant SBD 9403 Aegon DC | IA | Vertical | Linn | 6111 | Petroleum Liquids | IC |  | S | X | X |  |  | 1.1 | 0.8 | 1.1 | 1.1 | 0.1 | N |  |  | SB | N | 1 | 1995 | Pre-2000 |  |  | N | IPP Non-CHP | IPP | IPP | 2 | X | DFO | Non-Renewable | 0 | 1.1 | 0 | 1
Operable | 361 | Industrial Energy Applications Inc |  | 54929 | Alliant SBD 9403 Aegon DC | IA | Vertical | Linn | 6112 | Petroleum Liquids | IC |  | S | X | X |  |  | 1.5 | 0.8 | 1.5 | 1.5 | 0.1 | N |  |  | SB | N | 12 | 2003 | 2003 |  |  | N | IPP Non-CHP | IPP | IPP | 2 | X | DFO | Non-Renewable | 0 | 1.5 | 0 | 1
Operable | 361 | Industrial Energy Applications Inc |  | 54929 | Alliant SBD 9403 Aegon DC | IA | Vertical | Linn | 6113 | Petroleum Liquids | IC |  | S | X | X |  |  | 1.5 | 0.8 | 1.5 | 1.5 | 0.1 | N |  |  | SB | N | 9 | 2007 | 2007 |  |  | N | IPP Non-CHP | IPP | IPP | 2 | X | DFO | Non-Renewable | 0 | 1.5 | 0 | 1
Operable | 361 | Industrial Energy Applications Inc |  | 54968 | Alliant SBD 9502 Eaton | IA | Vertical | Wright | 385 | Petroleum Liquids | IC |  | S | X | X |  |  | 1.8 | 0.8 | 1.8 | 1.8 | 0.1 | N |  |  | SB | Y | 12 | 1995 | Pre-2000 |  |  | N | IPP Non-CHP | IPP | IPP | 2 | X | DFO | Non-Renewable | 0 | 1.8 | 0 | 1
Operable | 361 | Industrial Energy Applications Inc |  | 54968 | Alliant SBD 9502 Eaton | IA | Vertical | Wright | 386 | Petroleum Liquids | IC |  | S | X | X |  |  | 1.8 | 0.8 | 1.8 | 1.8 | 0.1 | N |  |  | SB | Y | 12 | 1995 | Pre-2000 |  |  | N | IPP Non-CHP | IPP | IPP | 2 | X | DFO | Non-Renewable | 0 | 1.8 | 0 | 1
Operable | 361 | Industrial Energy Applications Inc |  | 54968 | Alliant SBD 9502 Eaton | IA | Vertical | Wright | 5824 | Petroleum Liquids | IC |  | S | X | X |  |  | 1.8 | 0.8 | 1.8 | 1.8 | 0.1 | N |  |  | SB | Y | 5 | 2000 | 2000 |  |  | N | IPP Non-CHP | IPP | IPP | 2 | X | DFO | Non-Renewable | 0 | 1.8 | 0 | 1
Operable | 361 | Industrial Energy Applications Inc |  | 55996 | Alliant SBD0201 Ingredion | IA | Vertical | Linn | 1 | Petroleum Liquids | IC |  | S | X | X |  |  | 1.8 | 0.8 | 1.8 | 1.8 | 0.1 | N |  |  | SB | Y | 6 | 2003 | 2003 |  |  | N | IPP Non-CHP | IPP | IPP | 2 | X | DFO | Non-Renewable | 0 | 1.8 | 0 | 1
Operable | 361 | Industrial Energy Applications Inc |  | 55996 | Alliant SBD0201 Ingredion | IA | Vertical | Linn | 2 | Petroleum Liquids | IC |  | S | X | X |  |  | 1.6 | 0.8 | 1.6 | 1.6 | 0.1 | N |  |  | SB | Y | 6 | 2003 | 2003 |  |  | N | IPP Non-CHP | IPP | IPP | 2 | X | DFO | Non-Renewable | 0 | 1.6 | 0 | 1
Operable | 361 | Industrial Energy Applications Inc |  | 55996 | Alliant SBD0201 Ingredion | IA | Vertical | Linn | 3 | Petroleum Liquids | IC |  | S | X | X |  |  | 1.6 | 0.8 | 1.6 | 1.6 | 0.1 | N |  |  | SB | Y | 6 | 2003 | 2003 |  |  | N | IPP Non-CHP | IPP | IPP | 2 | X | DFO | Non-Renewable | 0 | 1.6 | 0 | 1
Operable | 361 | Industrial Energy Applications Inc |  | 55996 | Alliant SBD0201 Ingredion | IA | Vertical | Linn | 4 | Petroleum Liquids | IC |  | S | X | X |  |  | 1.1 | 0.8 | 1.1 | 1.1 | 0.1 | N |  |  | SB | Y | 6 | 2003 | 2003 |  |  | N | IPP Non-CHP | IPP | IPP | 2 | X | DFO | Non-Renewable | 0 | 1.1 | 0 | 1
Operable | 361 | Industrial Energy Applications Inc |  | 56073 | Alliant SBG 9802 Toyota | IA | Vertical | Linn | 1 | Natural Gas Internal Combustion Engine | IC |  | S | X | X |  |  | 1 | 0.8 | 1 | 1 | 0.1 | N |  |  | SB | N | 12 | 1998 | Pre-2000 |  |  | N | IPP Non-CHP | IPP | IPP | 2 | X | NG | Non-Renewable | 0 | 1 | 0 | 1
Operable | 55938 | Industrial Power Generating Company LLC |  | 56680 | Wicomico | MD | Restructured | Wicomico | 1 | Landfill Gas | IC |  | S | X | X | 45565913 |  | 0.3 | 1 | 0.3 | 0.3 | 0.1 | N |  |  | OP | X | 5 | 2007 | 2007 |  |  | N | IPP Non-CHP | IPP | IPP | 2 | X | LFG | Renewable | 0.3 | 0 | 1 | 0 | DFO
Operable | 55938 | Industrial Power Generating Company LLC |  | 56680 | Wicomico | MD | Restructured | Wicomico | 10 | Landfill Gas | IC |  | S | X | X | 45565913 |  | 0.3 | 1 | 0.3 | 0.3 | 0.1 | N |  |  | OP | X | 5 | 2007 | 2007 |  |  | N | IPP Non-CHP | IPP | IPP | 2 | X | LFG | Renewable | 0.3 | 0 | 1 | 0 | DFO
Operable | 55938 | Industrial Power Generating Company LLC |  | 56680 | Wicomico | MD | Restructured | Wicomico | 11 | Landfill Gas | IC |  | S | X | X | 45565913 |  | 0.3 | 1 | 0.3 | 0.3 | 0.1 | N |  |  | OP | X | 5 | 2007 | 2007 |  |  | N | IPP Non-CHP | IPP | IPP | 2 | X | LFG | Renewable | 0.3 | 0 | 1 | 0 | DFO
Operable | 55938 | Industrial Power Generating Company LLC |  | 56680 | Wicomico | MD | Restructured | Wicomico | 12 | Landfill Gas | IC |  | S | X | X | 45565913 |  | 0.3 | 1 | 0.3 | 0.3 | 0.1 | N |  |  | OP | X | 5 | 2007 | 2007 |  |  | N | IPP Non-CHP | IPP | IPP | 2 | X | LFG | Renewable | 0.3 | 0 | 1 | 0 | DFO
Operable | 55938 | Industrial Power Generating Company LLC |  | 56680 | Wicomico | MD | Restructured | Wicomico | 13 | Landfill Gas | IC |  | S | X | X | 45565913 |  | 0.3 | 1 | 0.3 | 0.3 | 0.1 | N |  |  | OP | X | 5 | 2007 | 2007 |  |  | N | IPP Non-CHP | IPP | IPP | 2 | X | LFG | Renewable | 0.3 | 0 | 1 | 0 | DFO
Operable | 55938 | Industrial Power Generating Company LLC |  | 56680 | Wicomico | MD | Restructured | Wicomico | 14 | Landfill Gas | IC |  | S | X | X | 45565913 |  | 0.3 | 1 | 0.3 | 0.3 | 0.1 | N |  |  | OP | X | 5 | 2007 | 2007 |  |  | N | IPP Non-CHP | IPP | IPP | 2 | X | LFG | Renewable | 0.3 | 0 | 1 | 0 | DFO
Operable | 55938 | Industrial Power Generating Company LLC |  | 56680 | Wicomico | MD | Restructured | Wicomico | 15 | Landfill Gas | IC |  | S | X | X | 45565913 |  | 0.3 | 1 | 0.3 | 0.3 | 0.1 | N |  |  | OP | X | 5 | 2007 | 2007 |  |  | N | IPP Non-CHP | IPP | IPP | 2 | X | LFG | Renewable | 0.3 | 0 | 1 | 0 | DFO
Operable | 55938 | Industrial Power Generating Company LLC |  | 56680 | Wicomico | MD | Restructured | Wicomico | 16 | Landfill Gas | IC |  | S | X | X | 45565913 |  | 0.3 | 1 | 0.3 | 0.3 | 0.1 | N |  |  | OP | X | 5 | 2007 | 2007 |  |  | N | IPP Non-CHP | IPP | IPP | 2 | X | LFG | Renewable | 0.3 | 0 | 1 | 0 | DFO
Operable | 55938 | Industrial Power Generating Company LLC |  | 56680 | Wicomico | MD | Restructured | Wicomico | 17 | Landfill Gas | IC |  | S | X | X | 45565913 |  | 0.3 | 1 | 0.3 | 0.3 | 0.1 | N |  |  | OP | X | 5 | 2007 | 2007 |  |  | N | IPP Non-CHP | IPP | IPP | 2 | X | LFG | Renewable | 0.3 | 0 | 1 | 0 | DFO
Operable | 55938 | Industrial Power Generating Company LLC |  | 56680 | Wicomico | MD | Restructured | Wicomico | 18 | Landfill Gas | IC |  | S | X | X | 45565913 |  | 0.3 | 1 | 0.3 | 0.3 | 0.1 | N |  |  | OP | X | 5 | 2007 | 2007 |  |  | N | IPP Non-CHP | IPP | IPP | 2 | X | LFG | Renewable | 0.3 | 0 | 1 | 0 | DFO
Operable | 55938 | Industrial Power Generating Company LLC |  | 56680 | Wicomico | MD | Restructured | Wicomico | 2 | Landfill Gas | IC |  | S | X | X | 45565913 |  | 0.3 | 1 | 0.3 | 0.3 | 0.1 | N |  |  | OP | X | 5 | 2007 | 2007 |  |  | N | IPP Non-CHP | IPP | IPP | 2 | X | LFG | Renewable | 0.3 | 0 | 1 | 0 | DFO
Operable | 55938 | Industrial Power Generating Company LLC |  | 56680 | Wicomico | MD | Restructured | Wicomico | 3 | Landfill Gas | IC |  | S | X | X | 45565913 |  | 0.3 | 1 | 0.3 | 0.3 | 0.1 | N |  |  | OP | X | 5 | 2007 | 2007 |  |  | N | IPP Non-CHP | IPP | IPP | 2 | X | LFG | Renewable | 0.3 | 0 | 1 | 0 | DFO
Operable | 55938 | Industrial Power Generating Company LLC |  | 56680 | Wicomico | MD | Restructured | Wicomico | 4 | Landfill Gas | IC |  | S | X | X | 45565913 |  | 0.3 | 1 | 0.3 | 0.3 | 0.1 | N |  |  | OP | X | 5 | 2007 | 2007 |  |  | N | IPP Non-CHP | IPP | IPP | 2 | X | LFG | Renewable | 0.3 | 0 | 1 | 0 | DFO
Operable | 55938 | Industrial Power Generating Company LLC |  | 56680 | Wicomico | MD | Restructured | Wicomico | 5 | Landfill Gas | IC |  | S | X | X | 45565913 |  | 0.3 | 1 | 0.3 | 0.3 | 0.1 | N |  |  | OP | X | 5 | 2007 | 2007 |  |  | N | IPP Non-CHP | IPP | IPP | 2 | X | LFG | Renewable | 0.3 | 0 | 1 | 0 | DFO
Operable | 55938 | Industrial Power Generating Company LLC |  | 56680 | Wicomico | MD | Restructured | Wicomico | 6 | Landfill Gas | IC |  | S | X | X | 45565913 |  | 0.3 | 1 | 0.3 | 0.3 | 0.1 | N |  |  | OP | X | 5 | 2007 | 2007 |  |  | N | IPP Non-CHP | IPP | IPP | 2 | X | LFG | Renewable | 0.3 | 0 | 1 | 0 | DFO
Operable | 55938 | Industrial Power Generating Company LLC |  | 56680 | Wicomico | MD | Restructured | Wicomico | 7 | Landfill Gas | IC |  | S | X | X | 45565913 |  | 0.3 | 1 | 0.3 | 0.3 | 0.1 | N |  |  | OP | X | 5 | 2007 | 2007 |  |  | N | IPP Non-CHP | IPP | IPP | 2 | X | LFG | Renewable | 0.3 | 0 | 1 | 0 | DFO
Operable | 55938 | Industrial Power Generating Company LLC |  | 56680 | Wicomico | MD | Restructured | Wicomico | 8 | Landfill Gas | IC |  | S | X | X | 45565913 |  | 0.3 | 1 | 0.3 | 0.3 | 0.1 | N |  |  | OP | X | 5 | 2007 | 2007 |  |  | N | IPP Non-CHP | IPP | IPP | 2 | X | LFG | Renewable | 0.3 | 0 | 1 | 0 | DFO
Operable | 55938 | Industrial Power Generating Company LLC |  | 56680 | Wicomico | MD | Restructured | Wicomico | 9 | Landfill Gas | IC |  | S | X | X | 45565913 |  | 0.3 | 1 | 0.3 | 0.3 | 0.1 | N |  |  | OP | X | 5 | 2007 | 2007 |  |  | N | IPP Non-CHP | IPP | IPP | 2 | X | LFG | Renewable | 0.3 | 0 | 1 | 0 | DFO
Operable | 55938 | Industrial Power Generating Company LLC |  | 56681 | Amelia | VA | Vertical | Amelia | 1 | Landfill Gas | IC |  | S | X | X | 36181305 |  | 0.3 | 1 | 0.3 | 0.3 | 0.1 | N |  |  | OP | X | 8 | 2001 | 2001 |  |  | N | IPP Non-CHP | IPP | IPP | 2 | X | LFG | Renewable | 0.3 | 0 | 1 | 0 | DFO
Operable | 55938 | Industrial Power Generating Company LLC |  | 56681 | Amelia | VA | Vertical | Amelia | 10 | Landfill Gas | IC |  | S | X | X | 36181305 |  | 0.3 | 1 | 0.3 | 0.3 | 0.1 | N |  |  | OP | X | 8 | 2001 | 2001 |  |  | N | IPP Non-CHP | IPP | IPP | 2 | X | LFG | Renewable | 0.3 | 0 | 1 | 0 | DFO
Operable | 55938 | Industrial Power Generating Company LLC |  | 56681 | Amelia | VA | Vertical | Amelia | 11 | Landfill Gas | IC |  | S | X | X | 36181305 |  | 0.3 | 1 | 0.3 | 0.3 | 0.1 | N |  |  | OP | X | 8 | 2001 | 2001 |  |  | N | IPP Non-CHP | IPP | IPP | 2 | X | LFG | Renewable | 0.3 | 0 | 1 | 0 | DFO
Operable | 55938 | Industrial Power Generating Company LLC |  | 56681 | Amelia | VA | Vertical | Amelia | 12 | Landfill Gas | IC |  | S | X | X | 36181305 |  | 0.3 | 1 | 0.3 | 0.3 | 0.1 | N |  |  | OP | X | 8 | 2001 | 2001 |  |  | N | IPP Non-CHP | IPP | IPP | 2 | X | LFG | Renewable | 0.3 | 0 | 1 | 0 | DFO
Operable | 55938 | Industrial Power Generating Company LLC |  | 56681 | Amelia | VA | Vertical | Amelia | 13 | Landfill Gas | IC |  | S | X | X | 36181305 |  | 0.3 | 1 | 0.3 | 0.3 | 0.1 | N |  |  | OP | X | 8 | 2001 | 2001 |  |  | N | IPP Non-CHP | IPP | IPP | 2 | X | LFG | Renewable | 0.3 | 0 | 1 | 0 | DFO
Operable | 55938 | Industrial Power Generating Company LLC |  | 56681 | Amelia | VA | Vertical | Amelia | 14 | Landfill Gas | IC |  | S | X | X | 36181305 |  | 0.3 | 1 | 0.3 | 0.3 | 0.1 | N |  |  | OP | X | 8 | 2001 | 2001 |  |  | N | IPP Non-CHP | IPP | IPP | 2 | X | LFG | Renewable | 0.3 | 0 | 1 | 0 | DFO
Operable | 55938 | Industrial Power Generating Company LLC |  | 56681 | Amelia | VA | Vertical | Amelia | 15 | Landfill Gas | IC |  | S | X | X | 36181305 |  | 0.3 | 1 | 0.3 | 0.3 | 0.1 | N |  |  | OP | X | 8 | 2001 | 2001 |  |  | N | IPP Non-CHP | IPP | IPP | 2 | X | LFG | Renewable | 0.3 | 0 | 1 | 0 | DFO
Operable | 55938 | Industrial Power Generating Company LLC |  | 56681 | Amelia | VA | Vertical | Amelia | 16 | Landfill Gas | IC |  | S | X | X | 36181305 |  | 0.3 | 1 | 0.3 | 0.3 | 0.1 | N |  |  | OP | X | 8 | 2001 | 2001 |  |  | N | IPP Non-CHP | IPP | IPP | 2 | X | LFG | Renewable | 0.3 | 0 | 1 | 0 | DFO
Operable | 55938 | Industrial Power Generating Company LLC |  | 56681 | Amelia | VA | Vertical | Amelia | 17 | Landfill Gas | IC |  | S | X | X | 36181305 |  | 0.3 | 1 | 0.3 | 0.3 | 0.1 | N |  |  | OP | X | 8 | 2001 | 2001 |  |  | N | IPP Non-CHP | IPP | IPP | 2 | X | LFG | Renewable | 0.3 | 0 | 1 | 0 | DFO
Operable | 55938 | Industrial Power Generating Company LLC |  | 56681 | Amelia | VA | Vertical | Amelia | 18 | Landfill Gas | IC |  | S | X | X | 36181305 |  | 0.3 | 1 | 0.3 | 0.3 | 0.1 | N |  |  | OP | X | 8 | 2001 | 2001 |  |  | N | IPP Non-CHP | IPP | IPP | 2 | X | LFG | Renewable | 0.3 | 0 | 1 | 0 | DFO
Operable | 55938 | Industrial Power Generating Company LLC |  | 56681 | Amelia | VA | Vertical | Amelia | 19 | Landfill Gas | IC |  | S | X | X | 36181305 |  | 0.3 | 1 | 0.3 | 0.3 | 0.1 | N |  |  | OP | X | 8 | 2001 | 2001 |  |  | N | IPP Non-CHP | IPP | IPP | 2 | X | LFG | Renewable | 0.3 | 0 | 1 | 0 | DFO
Operable | 55938 | Industrial Power Generating Company LLC |  | 56681 | Amelia | VA | Vertical | Amelia | 2 | Landfill Gas | IC |  | S | X | X | 36181305 |  | 0.3 | 1 | 0.3 | 0.3 | 0.1 | N |  |  | OP | X | 8 | 2001 | 2001 |  |  | N | IPP Non-CHP | IPP | IPP | 2 | X | LFG | Renewable | 0.3 | 0 | 1 | 0 | DFO
Operable | 55938 | Industrial Power Generating Company LLC |  | 56681 | Amelia | VA | Vertical | Amelia | 20 | Landfill Gas | IC |  | S | X | X | 36181305 |  | 0.3 | 1 | 0.3 | 0.3 | 0.1 | N |  |  | OP | X | 8 | 2001 | 2001 |  |  | N | IPP Non-CHP | IPP | IPP | 2 | X | LFG | Renewable | 0.3 | 0 | 1 | 0 | DFO
Operable | 55938 | Industrial Power Generating Company LLC |  | 56681 | Amelia | VA | Vertical | Amelia | 21 | Landfill Gas | IC |  | S | X | X | 36181305 |  | 0.3 | 1 | 0.3 | 0.3 | 0.1 | N |  |  | OP | X | 8 | 2001 | 2001 |  |  | N | IPP Non-CHP | IPP | IPP | 2 | X | LFG | Renewable | 0.3 | 0 | 1 | 0 | DFO
Operable | 55938 | Industrial Power Generating Company LLC |  | 56681 | Amelia | VA | Vertical | Amelia | 22 | Landfill Gas | IC |  | S | X | X | 36181305 |  | 0.3 | 1 | 0.3 | 0.3 | 0.1 | N |  |  | OP | X | 8 | 2001 | 2001 |  |  | N | IPP Non-CHP | IPP | IPP | 2 | X | LFG | Renewable | 0.3 | 0 | 1 | 0 | DFO
Operable | 55938 | Industrial Power Generating Company LLC |  | 56681 | Amelia | VA | Vertical | Amelia | 23 | Landfill Gas | IC |  | S | X | X | 36181305 |  | 0.3 | 1 | 0.3 | 0.3 | 0.1 | N |  |  | OP | X | 8 | 2001 | 2001 |  |  | N | IPP Non-CHP | IPP | IPP | 2 | X | LFG | Renewable | 0.3 | 0 | 1 | 0 | DFO
Operable | 55938 | Industrial Power Generating Company LLC |  | 56681 | Amelia | VA | Vertical | Amelia | 24 | Landfill Gas | IC |  | S | X | X | 36181305 |  | 0.3 | 1 | 0.3 | 0.3 | 0.1 | N |  |  | OP | X | 8 | 2001 | 2001 |  |  | N | IPP Non-CHP | IPP | IPP | 2 | X | LFG | Renewable | 0.3 | 0 | 1 | 0 | DFO
Operable | 55938 | Industrial Power Generating Company LLC |  | 56681 | Amelia | VA | Vertical | Amelia | 25 | Landfill Gas | IC |  | S | X | X | 36181305 |  | 0.3 | 1 | 0.3 | 0.3 | 0.1 | N |  |  | OP | X | 8 | 2001 | 2001 |  |  | N | IPP Non-CHP | IPP | IPP | 2 | X | LFG | Renewable | 0.3 | 0 | 1 | 0 | DFO
Operable | 55938 | Industrial Power Generating Company LLC |  | 56681 | Amelia | VA | Vertical | Amelia | 26 | Landfill Gas | IC |  | S | X | X | 36181305 |  | 0.3 | 1 | 0.3 | 0.3 | 0.1 | N |  |  | OP | X | 8 | 2001 | 2001 |  |  | N | IPP Non-CHP | IPP | IPP | 2 | X | LFG | Renewable | 0.3 | 0 | 1 | 0 | DFO
Operable | 55938 | Industrial Power Generating Company LLC |  | 56681 | Amelia | VA | Vertical | Amelia | 27 | Landfill Gas | IC |  | S | X | X | 36181305 |  | 0.3 | 1 | 0.3 | 0.3 | 0.1 | N |  |  | OP | X | 8 | 2001 | 2001 |  |  | N | IPP Non-CHP | IPP | IPP | 2 | X | LFG | Renewable | 0.3 | 0 | 1 | 0 | DFO
Operable | 55938 | Industrial Power Generating Company LLC |  | 56681 | Amelia | VA | Vertical | Amelia | 28 | Landfill Gas | IC |  | S | X | X | 36181305 |  | 0.3 | 1 | 0.3 | 0.3 | 0.1 | N |  |  | OP | X | 8 | 2001 | 2001 |  |  | N | IPP Non-CHP | IPP | IPP | 2 | X | LFG | Renewable | 0.3 | 0 | 1 | 0 | DFO
Operable | 55938 | Industrial Power Generating Company LLC |  | 56681 | Amelia | VA | Vertical | Amelia | 29 | Landfill Gas | IC |  | S | X | X | 36181305 |  | 0.3 | 1 | 0.3 | 0.3 | 0.1 | N |  |  | OP | X | 8 | 2001 | 2001 |  |  | N | IPP Non-CHP | IPP | IPP | 2 | X | LFG | Renewable | 0.3 | 0 | 1 | 0 | DFO
Operable | 55938 | Industrial Power Generating Company LLC |  | 56681 | Amelia | VA | Vertical | Amelia | 3 | Landfill Gas | IC |  | S | X | X | 36181305 |  | 0.3 | 1 | 0.3 | 0.3 | 0.1 | N |  |  | OP | X | 8 | 2001 | 2001 |  |  | N | IPP Non-CHP | IPP | IPP | 2 | X | LFG | Renewable | 0.3 | 0 | 1 | 0 | DFO
Operable | 55938 | Industrial Power Generating Company LLC |  | 56681 | Amelia | VA | Vertical | Amelia | 30 | Landfill Gas | IC |  | S | X | X | 36181305 |  | 0.3 | 1 | 0.3 | 0.3 | 0.1 | N |  |  | OP | X | 8 | 2001 | 2001 |  |  | N | IPP Non-CHP | IPP | IPP | 2 | X | LFG | Renewable | 0.3 | 0 | 1 | 0 | DFO
Operable | 55938 | Industrial Power Generating Company LLC |  | 56681 | Amelia | VA | Vertical | Amelia | 31 | Landfill Gas | IC |  | S | X | X | 36181305 |  | 0.3 | 1 | 0.3 | 0.3 | 0.1 | N |  |  | OP | X | 8 | 2001 | 2001 |  |  | N | IPP Non-CHP | IPP | IPP | 2 | X | LFG | Renewable | 0.3 | 0 | 1 | 0 | DFO
Operable | 55938 | Industrial Power Generating Company LLC |  | 56681 | Amelia | VA | Vertical | Amelia | 32 | Landfill Gas | IC |  | S | X | X | 36181305 |  | 0.3 | 1 | 0.3 | 0.3 | 0.1 | N |  |  | OP | X | 8 | 2001 | 2001 |  |  | N | IPP Non-CHP | IPP | IPP | 2 | X | LFG | Renewable | 0.3 | 0 | 1 | 0 | DFO
Operable | 55938 | Industrial Power Generating Company LLC |  | 56681 | Amelia | VA | Vertical | Amelia | 33 | Landfill Gas | IC |  | S | X | X | 36181305 |  | 0.3 | 1 | 0.3 | 0.3 | 0.1 | N |  |  | OP | X | 8 | 2001 | 2001 |  |  | N | IPP Non-CHP | IPP | IPP | 2 | X | LFG | Renewable | 0.3 | 0 | 1 | 0 | DFO
Operable | 55938 | Industrial Power Generating Company LLC |  | 56681 | Amelia | VA | Vertical | Amelia | 34 | Landfill Gas | IC |  | S | X | X | 36181305 |  | 0.3 | 1 | 0.3 | 0.3 | 0.1 | N |  |  | OP | X | 8 | 2001 | 2001 |  |  | N | IPP Non-CHP | IPP | IPP | 2 | X | LFG | Renewable | 0.3 | 0 | 1 | 0 | DFO
Operable | 55938 | Industrial Power Generating Company LLC |  | 56681 | Amelia | VA | Vertical | Amelia | 35 | Landfill Gas | IC |  | S | X | X | 36181305 |  | 0.3 | 1 | 0.3 | 0.3 | 0.1 | N |  |  | OP | X | 8 | 2001 | 2001 |  |  | N | IPP Non-CHP | IPP | IPP | 2 | X | LFG | Renewable | 0.3 | 0 | 1 | 0 | DFO
Operable | 55938 | Industrial Power Generating Company LLC |  | 56681 | Amelia | VA | Vertical | Amelia | 36 | Landfill Gas | IC |  | S | X | X | 36181305 |  | 0.3 | 1 | 0.3 | 0.3 | 0.1 | N |  |  | OP | X | 8 | 2001 | 2001 |  |  | N | IPP Non-CHP | IPP | IPP | 2 | X | LFG | Renewable | 0.3 | 0 | 1 | 0 | DFO
Operable | 55938 | Industrial Power Generating Company LLC |  | 56681 | Amelia | VA | Vertical | Amelia | 37 | Landfill Gas | IC |  | S | X | X | 36181305 |  | 0.3 | 1 | 0.3 | 0.3 | 0.1 | N |  |  | OP | X | 8 | 2001 | 2001 |  |  | N | IPP Non-CHP | IPP | IPP | 2 | X | LFG | Renewable | 0.3 | 0 | 1 | 0 | DFO
Operable | 55938 | Industrial Power Generating Company LLC |  | 56681 | Amelia | VA | Vertical | Amelia | 38 | Landfill Gas | IC |  | S | X | X | 36181305 |  | 0.3 | 1 | 0.3 | 0.3 | 0.1 | N |  |  | OP | X | 8 | 2001 | 2001 |  |  | N | IPP Non-CHP | IPP | IPP | 2 | X | LFG | Renewable | 0.3 | 0 | 1 | 0 | DFO
Operable | 55938 | Industrial Power Generating Company LLC |  | 56681 | Amelia | VA | Vertical | Amelia | 39 | Landfill Gas | IC |  | S | X | X | 36181305 |  | 0.3 | 1 | 0.3 | 0.3 | 0.1 | N |  |  | OP | X | 8 | 2001 | 2001 |  |  | N | IPP Non-CHP | IPP | IPP | 2 | X | LFG | Renewable | 0.3 | 0 | 1 | 0 | DFO
Operable | 55938 | Industrial Power Generating Company LLC |  | 56681 | Amelia | VA | Vertical | Amelia | 4 | Landfill Gas | IC |  | S | X | X | 36181305 |  | 0.3 | 1 | 0.3 | 0.3 | 0.1 | N |  |  | OP | X | 8 | 2001 | 2001 |  |  | N | IPP Non-CHP | IPP | IPP | 2 | X | LFG | Renewable | 0.3 | 0 | 1 | 0 | DFO
Operable | 55938 | Industrial Power Generating Company LLC |  | 56681 | Amelia | VA | Vertical | Amelia | 40 | Landfill Gas | IC |  | S | X | X | 36181305 |  | 0.3 | 1 | 0.3 | 0.3 | 0.1 | N |  |  | OP | X | 8 | 2001 | 2001 |  |  | N | IPP Non-CHP | IPP | IPP | 2 | X | LFG | Renewable | 0.3 | 0 | 1 | 0 | DFO
Operable | 55938 | Industrial Power Generating Company LLC |  | 56681 | Amelia | VA | Vertical | Amelia | 41 | Landfill Gas | IC |  | S | X | X | 36181305 |  | 0.3 | 1 | 0.3 | 0.3 | 0.1 | N |  |  | OP | X | 8 | 2001 | 2001 |  |  | N | IPP Non-CHP | IPP | IPP | 2 | X | LFG | Renewable | 0.3 | 0 | 1 | 0 | DFO
Operable | 55938 | Industrial Power Generating Company LLC |  | 56681 | Amelia | VA | Vertical | Amelia | 42 | Landfill Gas | IC |  | S | X | X | 36181305 |  | 0.3 | 1 | 0.3 | 0.3 | 0.1 | N |  |  | OP | X | 8 | 2001 | 2001 |  |  | N | IPP Non-CHP | IPP | IPP | 2 | X | LFG | Renewable | 0.3 | 0 | 1 | 0 | DFO
Operable | 55938 | Industrial Power Generating Company LLC |  | 56681 | Amelia | VA | Vertical | Amelia | 43 | Landfill Gas | IC |  | S | X | X | 36181305 |  | 0.3 | 1 | 0.3 | 0.3 | 0.1 | N |  |  | OP | X | 8 | 2001 | 2001 |  |  | N | IPP Non-CHP | IPP | IPP | 2 | X | LFG | Renewable | 0.3 | 0 | 1 | 0 | DFO
Operable | 55938 | Industrial Power Generating Company LLC |  | 56681 | Amelia | VA | Vertical | Amelia | 44 | Landfill Gas | IC |  | S | X | X | 36181305 |  | 0.3 | 1 | 0.3 | 0.3 | 0.1 | N |  |  | OP | X | 8 | 2001 | 2001 |  |  | N | IPP Non-CHP | IPP | IPP | 2 | X | LFG | Renewable | 0.3 | 0 | 1 | 0 | DFO
Operable | 55938 | Industrial Power Generating Company LLC |  | 56681 | Amelia | VA | Vertical | Amelia | 45 | Landfill Gas | IC |  | S | X | X | 36181305 |  | 0.3 | 1 | 0.3 | 0.3 | 0.1 | N |  |  | OP | X | 8 | 2001 | 2001 |  |  | N | IPP Non-CHP | IPP | IPP | 2 | X | LFG | Renewable | 0.3 | 0 | 1 | 0 | DFO
Operable | 55938 | Industrial Power Generating Company LLC |  | 56681 | Amelia | VA | Vertical | Amelia | 46 | Landfill Gas | IC |  | S | X | X | 36181305 |  | 0.3 | 1 | 0.3 | 0.3 | 0.1 | N |  |  | OP | X | 8 | 2001 | 2001 |  |  | N | IPP Non-CHP | IPP | IPP | 2 | X | LFG | Renewable | 0.3 | 0 | 1 | 0 | DFO
Operable | 55938 | Industrial Power Generating Company LLC |  | 56681 | Amelia | VA | Vertical | Amelia | 47 | Landfill Gas | IC |  | S | X | X | 36181305 |  | 0.3 | 1 | 0.3 | 0.3 | 0.1 | N |  |  | OP | X | 8 | 2001 | 2001 |  |  | N | IPP Non-CHP | IPP | IPP | 2 | X | LFG | Renewable | 0.3 | 0 | 1 | 0 | DFO
Operable | 55938 | Industrial Power Generating Company LLC |  | 56681 | Amelia | VA | Vertical | Amelia | 48 | Landfill Gas | IC |  | S | X | X | 36181305 |  | 0.3 | 1 | 0.3 | 0.3 | 0.1 | N |  |  | OP | X | 8 | 2001 | 2001 |  |  | N | IPP Non-CHP | IPP | IPP | 2 | X | LFG | Renewable | 0.3 | 0 | 1 | 0 | DFO
Operable | 55938 | Industrial Power Generating Company LLC |  | 56681 | Amelia | VA | Vertical | Amelia | 5 | Landfill Gas | IC |  | S | X | X | 36181305 |  | 0.3 | 1 | 0.3 | 0.3 | 0.1 | N |  |  | OP | X | 8 | 2001 | 2001 |  |  | N | IPP Non-CHP | IPP | IPP | 2 | X | LFG | Renewable | 0.3 | 0 | 1 | 0 | DFO
Operable | 55938 | Industrial Power Generating Company LLC |  | 56681 | Amelia | VA | Vertical | Amelia | 6 | Landfill Gas | IC |  | S | X | X | 36181305 |  | 0.3 | 1 | 0.3 | 0.3 | 0.1 | N |  |  | OP | X | 8 | 2001 | 2001 |  |  | N | IPP Non-CHP | IPP | IPP | 2 | X | LFG | Renewable | 0.3 | 0 | 1 | 0 | DFO
Operable | 55938 | Industrial Power Generating Company LLC |  | 56681 | Amelia | VA | Vertical | Amelia | 7 | Landfill Gas | IC |  | S | X | X | 36181305 |  | 0.3 | 1 | 0.3 | 0.3 | 0.1 | N |  |  | OP | X | 8 | 2001 | 2001 |  |  | N | IPP Non-CHP | IPP | IPP | 2 | X | LFG | Renewable | 0.3 | 0 | 1 | 0 | DFO
Operable | 55938 | Industrial Power Generating Company LLC |  | 56681 | Amelia | VA | Vertical | Amelia | 8 | Landfill Gas | IC |  | S | X | X | 36181305 |  | 0.3 | 1 | 0.3 | 0.3 | 0.1 | N |  |  | OP | X | 8 | 2001 | 2001 |  |  | N | IPP Non-CHP | IPP | IPP | 2 | X | LFG | Renewable | 0.3 | 0 | 1 | 0 | DFO
Operable | 55938 | Industrial Power Generating Company LLC |  | 56681 | Amelia | VA | Vertical | Amelia | 9 | Landfill Gas | IC |  | S | X | X | 36181305 |  | 0.3 | 1 | 0.3 | 0.3 | 0.1 | N |  |  | OP | X | 8 | 2001 | 2001 |  |  | N | IPP Non-CHP | IPP | IPP | 2 | X | LFG | Renewable | 0.3 | 0 | 1 | 0 | DFO
Operable | 55938 | Industrial Power Generating Company LLC |  | 56682 | Brunswick Landfill Gas | VA | Vertical | Brunswick | 10 | Landfill Gas | IC |  | S | X | X | 57967665 |  | 0.3 | 1 | 0.3 | 0.3 | 0.1 | N |  |  | OP | X | 10 | 2007 | 2007 |  |  | N | IPP Non-CHP | IPP | IPP | 2 | X | LFG | Renewable | 0.3 | 0 | 1 | 0 | DFO
Operable | 55938 | Industrial Power Generating Company LLC |  | 56682 | Brunswick Landfill Gas | VA | Vertical | Brunswick | 11 | Landfill Gas | IC |  | S | X | X | 57967665 |  | 0.3 | 1 | 0.3 | 0.3 | 0.1 | N |  |  | OP | X | 10 | 2007 | 2007 |  |  | N | IPP Non-CHP | IPP | IPP | 2 | X | LFG | Renewable | 0.3 | 0 | 1 | 0 | DFO
Operable | 55938 | Industrial Power Generating Company LLC |  | 56682 | Brunswick Landfill Gas | VA | Vertical | Brunswick | 12 | Landfill Gas | IC |  | S | X | X | 57967665 |  | 0.3 | 1 | 0.3 | 0.3 | 0.1 | N |  |  | OP | X | 10 | 2007 | 2007 |  |  | N | IPP Non-CHP | IPP | IPP | 2 | X | LFG | Renewable | 0.3 | 0 | 1 | 0 | DFO
Operable | 55938 | Industrial Power Generating Company LLC |  | 56682 | Brunswick Landfill Gas | VA | Vertical | Brunswick | 13 | Landfill Gas | IC |  | S | X | X | 57967665 |  | 0.3 | 1 | 0.3 | 0.3 | 0.1 | N |  |  | OP | X | 10 | 2007 | 2007 |  |  | N | IPP Non-CHP | IPP | IPP | 2 | X | LFG | Renewable | 0.3 | 0 | 1 | 0 | DFO
Operable | 55938 | Industrial Power Generating Company LLC |  | 56682 | Brunswick Landfill Gas | VA | Vertical | Brunswick | 14 | Landfill Gas | IC |  | S | X | X | 57967665 |  | 0.3 | 1 | 0.3 | 0.3 | 0.1 | N |  |  | OP | X | 10 | 2007 | 2007 |  |  | N | IPP Non-CHP | IPP | IPP | 2 | X | LFG | Renewable | 0.3 | 0 | 1 | 0 | DFO
Operable | 55938 | Industrial Power Generating Company LLC |  | 56682 | Brunswick Landfill Gas | VA | Vertical | Brunswick | 15 | Landfill Gas | IC |  | S | X | X | 57967665 |  | 0.3 | 1 | 0.3 | 0.3 | 0.1 | N |  |  | OP | X | 10 | 2007 | 2007 |  |  | N | IPP Non-CHP | IPP | IPP | 2 | X | LFG | Renewable | 0.3 | 0 | 1 | 0 | DFO
Operable | 55938 | Industrial Power Generating Company LLC |  | 56682 | Brunswick Landfill Gas | VA | Vertical | Brunswick | 16 | Landfill Gas | IC |  | S | X | X | 57967665 |  | 0.3 | 1 | 0.3 | 0.3 | 0.1 | N |  |  | OP | X | 10 | 2007 | 2007 |  |  | N | IPP Non-CHP | IPP | IPP | 2 | X | LFG | Renewable | 0.3 | 0 | 1 | 0 | DFO
Operable | 55938 | Industrial Power Generating Company LLC |  | 56682 | Brunswick Landfill Gas | VA | Vertical | Brunswick | 17 | Landfill Gas | IC |  | S | X | X | 57967665 |  | 0.3 | 1 | 0.3 | 0.3 | 0.1 | N |  |  | OP | X | 10 | 2007 | 2007 |  |  | N | IPP Non-CHP | IPP | IPP | 2 | X | LFG | Renewable | 0.3 | 0 | 1 | 0 | DFO
Operable | 55938 | Industrial Power Generating Company LLC |  | 56682 | Brunswick Landfill Gas | VA | Vertical | Brunswick | 18 | Landfill Gas | IC |  | S | X | X | 57967665 |  | 0.3 | 1 | 0.3 | 0.3 | 0.1 | N |  |  | OP | X | 10 | 2007 | 2007 |  |  | N | IPP Non-CHP | IPP | IPP | 2 | X | LFG | Renewable | 0.3 | 0 | 1 | 0 | DFO
Operable | 55938 | Industrial Power Generating Company LLC |  | 56682 | Brunswick Landfill Gas | VA | Vertical | Brunswick | 19 | Landfill Gas | IC |  | S | X | X | 57967665 |  | 0.3 | 1 | 0.3 | 0.3 | 0.1 | N |  |  | OP | X | 10 | 2007 | 2007 |  |  | N | IPP Non-CHP | IPP | IPP | 2 | X | LFG | Renewable | 0.3 | 0 | 1 | 0 | DFO
Operable | 55938 | Industrial Power Generating Company LLC |  | 56682 | Brunswick Landfill Gas | VA | Vertical | Brunswick | 2 | Landfill Gas | IC |  | S | X | X | 57967665 |  | 0.3 | 1 | 0.3 | 0.3 | 0.1 | N |  |  | OP | X | 10 | 2007 | 2007 |  |  | N | IPP Non-CHP | IPP | IPP | 2 | X | LFG | Renewable | 0.3 | 0 | 1 | 0 | DFO
Operable | 55938 | Industrial Power Generating Company LLC |  | 56682 | Brunswick Landfill Gas | VA | Vertical | Brunswick | 20 | Landfill Gas | IC |  | S | X | X | 57967665 |  | 0.3 | 1 | 0.3 | 0.3 | 0.1 | N |  |  | OP | X | 10 | 2007 | 2007 |  |  | N | IPP Non-CHP | IPP | IPP | 2 | X | LFG | Renewable | 0.3 | 0 | 1 | 0 | DFO
Operable | 55938 | Industrial Power Generating Company LLC |  | 56682 | Brunswick Landfill Gas | VA | Vertical | Brunswick | 21 | Landfill Gas | IC |  | S | X | X | 57967665 |  | 0.3 | 1 | 0.3 | 0.3 | 0.1 | N |  |  | OP | X | 10 | 2007 | 2007 |  |  | N | IPP Non-CHP | IPP | IPP | 2 | X | LFG | Renewable | 0.3 | 0 | 1 | 0 | DFO
Operable | 55938 | Industrial Power Generating Company LLC |  | 56682 | Brunswick Landfill Gas | VA | Vertical | Brunswick | 22 | Landfill Gas | IC |  | S | X | X | 57967665 |  | 0.3 | 1 | 0.3 | 0.3 | 0.1 | N |  |  | OP | X | 10 | 2007 | 2007 |  |  | N | IPP Non-CHP | IPP | IPP | 2 | X | LFG | Renewable | 0.3 | 0 | 1 | 0 | DFO
Operable | 55938 | Industrial Power Generating Company LLC |  | 56682 | Brunswick Landfill Gas | VA | Vertical | Brunswick | 23 | Landfill Gas | IC |  | S | X | X | 57967665 |  | 0.3 | 1 | 0.3 | 0.3 | 0.1 | N |  |  | OP | X | 10 | 2007 | 2007 |  |  | N | IPP Non-CHP | IPP | IPP | 2 | X | LFG | Renewable | 0.3 | 0 | 1 | 0 | DFO
Operable | 55938 | Industrial Power Generating Company LLC |  | 56682 | Brunswick Landfill Gas | VA | Vertical | Brunswick | 24 | Landfill Gas | IC |  | S | X | X | 57967665 |  | 0.3 | 1 | 0.3 | 0.3 | 0.1 | N |  |  | OP | X | 10 | 2007 | 2007 |  |  | N | IPP Non-CHP | IPP | IPP | 2 | X | LFG | Renewable | 0.3 | 0 | 1 | 0 | DFO
Operable | 55938 | Industrial Power Generating Company LLC |  | 56682 | Brunswick Landfill Gas | VA | Vertical | Brunswick | 25 | Landfill Gas | IC |  | S | X | X | 57967665 |  | 0.3 | 1 | 0.3 | 0.3 | 0.1 | N |  |  | OP | X | 10 | 2007 | 2007 |  |  | N | IPP Non-CHP | IPP | IPP | 2 | X | LFG | Renewable | 0.3 | 0 | 1 | 0 | DFO
Operable | 55938 | Industrial Power Generating Company LLC |  | 56682 | Brunswick Landfill Gas | VA | Vertical | Brunswick | 26 | Landfill Gas | IC |  | S | X | X | 57967665 |  | 0.3 | 1 | 0.3 | 0.3 | 0.1 | N |  |  | OP | X | 10 | 2007 | 2007 |  |  | N | IPP Non-CHP | IPP | IPP | 2 | X | LFG | Renewable | 0.3 | 0 | 1 | 0 | DFO
Operable | 55938 | Industrial Power Generating Company LLC |  | 56682 | Brunswick Landfill Gas | VA | Vertical | Brunswick | 27 | Landfill Gas | IC |  | S | X | X | 57967665 |  | 0.3 | 1 | 0.3 | 0.3 | 0.1 | N |  |  | OP | X | 10 | 2007 | 2007 |  |  | N | IPP Non-CHP | IPP | IPP | 2 | X | LFG | Renewable | 0.3 | 0 | 1 | 0 | DFO
Operable | 55938 | Industrial Power Generating Company LLC |  | 56682 | Brunswick Landfill Gas | VA | Vertical | Brunswick | 28 | Landfill Gas | IC |  | S | X | X | 57967665 |  | 0.3 | 1 | 0.3 | 0.3 | 0.1 | N |  |  | OP | X | 10 | 2007 | 2007 |  |  | N | IPP Non-CHP | IPP | IPP | 2 | X | LFG | Renewable | 0.3 | 0 | 1 | 0 | DFO
Operable | 55938 | Industrial Power Generating Company LLC |  | 56682 | Brunswick Landfill Gas | VA | Vertical | Brunswick | 29 | Landfill Gas | IC |  | S | X | X | 57967665 |  | 0.3 | 1 | 0.3 | 0.3 | 0.1 | N |  |  | OP | X | 10 | 2007 | 2007 |  |  | N | IPP Non-CHP | IPP | IPP | 2 | X | LFG | Renewable | 0.3 | 0 | 1 | 0 | DFO
Operable | 55938 | Industrial Power Generating Company LLC |  | 56682 | Brunswick Landfill Gas | VA | Vertical | Brunswick | 3 | Landfill Gas | IC |  | S | X | X | 57967665 |  | 0.3 | 1 | 0.3 | 0.3 | 0.1 | N |  |  | OP | X | 10 | 2007 | 2007 |  |  | N | IPP Non-CHP | IPP | IPP | 2 | X | LFG | Renewable | 0.3 | 0 | 1 | 0 | DFO
Operable | 55938 | Industrial Power Generating Company LLC |  | 56682 | Brunswick Landfill Gas | VA | Vertical | Brunswick | 30 | Landfill Gas | IC |  | S | X | X | 57967665 |  | 0.3 | 1 | 0.3 | 0.3 | 0.1 | N |  |  | OP | X | 10 | 2007 | 2007 |  |  | N | IPP Non-CHP | IPP | IPP | 2 | X | LFG | Renewable | 0.3 | 0 | 1 | 0 | DFO
Operable | 55938 | Industrial Power Generating Company LLC |  | 56682 | Brunswick Landfill Gas | VA | Vertical | Brunswick | 31 | Landfill Gas | IC |  | S | X | X | 57967665 |  | 0.3 | 1 | 0.3 | 0.3 | 0.1 | N |  |  | OP | X | 10 | 2007 | 2007 |  |  | N | IPP Non-CHP | IPP | IPP | 2 | X | LFG | Renewable | 0.3 | 0 | 1 | 0 | DFO
Operable | 55938 | Industrial Power Generating Company LLC |  | 56682 | Brunswick Landfill Gas | VA | Vertical | Brunswick | 32 | Landfill Gas | IC |  | S | X | X | 57967665 |  | 0.3 | 1 | 0.3 | 0.3 | 0.1 | N |  |  | OP | X | 10 | 2007 | 2007 |  |  | N | IPP Non-CHP | IPP | IPP | 2 | X | LFG | Renewable | 0.3 | 0 | 1 | 0 | DFO
Operable | 55938 | Industrial Power Generating Company LLC |  | 56682 | Brunswick Landfill Gas | VA | Vertical | Brunswick | 33 | Landfill Gas | IC |  | S | X | X | 57967665 |  | 0.3 | 1 | 0.3 | 0.3 | 0.1 | N |  |  | OP | X | 10 | 2007 | 2007 |  |  | N | IPP Non-CHP | IPP | IPP | 2 | X | LFG | Renewable | 0.3 | 0 | 1 | 0 | DFO
Operable | 55938 | Industrial Power Generating Company LLC |  | 56682 | Brunswick Landfill Gas | VA | Vertical | Brunswick | 34 | Landfill Gas | IC |  | S | X | X | 57967665 |  | 0.3 | 1 | 0.3 | 0.3 | 0.1 | N |  |  | OP | X | 10 | 2007 | 2007 |  |  | N | IPP Non-CHP | IPP | IPP | 2 | X | LFG | Renewable | 0.3 | 0 | 1 | 0 | DFO
Operable | 55938 | Industrial Power Generating Company LLC |  | 56682 | Brunswick Landfill Gas | VA | Vertical | Brunswick | 35 | Landfill Gas | IC |  | S | X | X | 57967665 |  | 0.3 | 1 | 0.3 | 0.3 | 0.1 | N |  |  | OP | X | 10 | 2007 | 2007 |  |  | N | IPP Non-CHP | IPP | IPP | 2 | X | LFG | Renewable | 0.3 | 0 | 1 | 0 | DFO
Operable | 55938 | Industrial Power Generating Company LLC |  | 56682 | Brunswick Landfill Gas | VA | Vertical | Brunswick | 36 | Landfill Gas | IC |  | S | X | X | 57967665 |  | 0.3 | 1 | 0.3 | 0.3 | 0.1 | N |  |  | OP | X | 10 | 2007 | 2007 |  |  | N | IPP Non-CHP | IPP | IPP | 2 | X | LFG | Renewable | 0.3 | 0 | 1 | 0 | DFO
Operable | 55938 | Industrial Power Generating Company LLC |  | 56682 | Brunswick Landfill Gas | VA | Vertical | Brunswick | 4 | Landfill Gas | IC |  | S | X | X | 57967665 |  | 0.3 | 1 | 0.3 | 0.3 | 0.1 | N |  |  | OP | X | 10 | 2007 | 2007 |  |  | N | IPP Non-CHP | IPP | IPP | 2 | X | LFG | Renewable | 0.3 | 0 | 1 | 0 | DFO
Operable | 55938 | Industrial Power Generating Company LLC |  | 56682 | Brunswick Landfill Gas | VA | Vertical | Brunswick | 5 | Landfill Gas | IC |  | S | X | X | 57967665 |  | 0.3 | 1 | 0.3 | 0.3 | 0.1 | N |  |  | OP | X | 10 | 2007 | 2007 |  |  | N | IPP Non-CHP | IPP | IPP | 2 | X | LFG | Renewable | 0.3 | 0 | 1 | 0 | DFO
Operable | 55938 | Industrial Power Generating Company LLC |  | 56682 | Brunswick Landfill Gas | VA | Vertical | Brunswick | 6 | Landfill Gas | IC |  | S | X | X | 57967665 |  | 0.3 | 1 | 0.3 | 0.3 | 0.1 | N |  |  | OP | X | 10 | 2007 | 2007 |  |  | N | IPP Non-CHP | IPP | IPP | 2 | X | LFG | Renewable | 0.3 | 0 | 1 | 0 | DFO
Operable | 55938 | Industrial Power Generating Company LLC |  | 56682 | Brunswick Landfill Gas | VA | Vertical | Brunswick | 7 | Landfill Gas | IC |  | S | X | X | 57967665 |  | 0.3 | 1 | 0.3 | 0.3 | 0.1 | N |  |  | OP | X | 10 | 2007 | 2007 |  |  | N | IPP Non-CHP | IPP | IPP | 2 | X | LFG | Renewable | 0.3 | 0 | 1 | 0 | DFO
Operable | 55938 | Industrial Power Generating Company LLC |  | 56682 | Brunswick Landfill Gas | VA | Vertical | Brunswick | 8 | Landfill Gas | IC |  | S | X | X | 57967665 |  | 0.3 | 1 | 0.3 | 0.3 | 0.1 | N |  |  | OP | X | 10 | 2007 | 2007 |  |  | N | IPP Non-CHP | IPP | IPP | 2 | X | LFG | Renewable | 0.3 | 0 | 1 | 0 | DFO
Operable | 55938 | Industrial Power Generating Company LLC |  | 56682 | Brunswick Landfill Gas | VA | Vertical | Brunswick | 9 | Landfill Gas | IC |  | S | X | X | 57967665 |  | 0.3 | 1 | 0.3 | 0.3 | 0.1 | N |  |  | OP | X | 10 | 2007 | 2007 |  |  | N | IPP Non-CHP | IPP | IPP | 2 | X | LFG | Renewable | 0.3 | 0 | 1 | 0 | DFO
Operable | 55938 | Industrial Power Generating Company LLC |  | 56683 | Charles City | VA | Vertical | Charles City | 1 | Landfill Gas | IC |  | S | X | X | 36181313 |  | 0.3 | 1 | 0.3 | 0.3 | 0.1 | N |  |  | OP | X | 11 | 2003 | 2003 |  |  | N | IPP Non-CHP | IPP | IPP | 2 | X | LFG | Renewable | 0.3 | 0 | 1 | 0 | DFO
Operable | 55938 | Industrial Power Generating Company LLC |  | 56683 | Charles City | VA | Vertical | Charles City | 10 | Landfill Gas | IC |  | S | X | X | 36181313 |  | 0.3 | 1 | 0.3 | 0.3 | 0.1 | N |  |  | OP | X | 11 | 2003 | 2003 |  |  | N | IPP Non-CHP | IPP | IPP | 2 | X | LFG | Renewable | 0.3 | 0 | 1 | 0 | DFO
Operable | 55938 | Industrial Power Generating Company LLC |  | 56683 | Charles City | VA | Vertical | Charles City | 11 | Landfill Gas | IC |  | S | X | X | 36181313 |  | 0.3 | 1 | 0.3 | 0.3 | 0.1 | N |  |  | OP | X | 11 | 2003 | 2003 |  |  | N | IPP Non-CHP | IPP | IPP | 2 | X | LFG | Renewable | 0.3 | 0 | 1 | 0 | DFO
Operable | 55938 | Industrial Power Generating Company LLC |  | 56683 | Charles City | VA | Vertical | Charles City | 12 | Landfill Gas | IC |  | S | X | X | 36181313 |  | 0.3 | 1 | 0.3 | 0.3 | 0.1 | N |  |  | OP | X | 11 | 2003 | 2003 |  |  | N | IPP Non-CHP | IPP | IPP | 2 | X | LFG | Renewable | 0.3 | 0 | 1 | 0 | DFO
Operable | 55938 | Industrial Power Generating Company LLC |  | 56683 | Charles City | VA | Vertical | Charles City | 13 | Landfill Gas | IC |  | S | X | X | 36181313 |  | 0.3 | 1 | 0.3 | 0.3 | 0.1 | N |  |  | OP | X | 11 | 2003 | 2003 |  |  | N | IPP Non-CHP | IPP | IPP | 2 | X | LFG | Renewable | 0.3 | 0 | 1 | 0 | DFO
Operable | 55938 | Industrial Power Generating Company LLC |  | 56683 | Charles City | VA | Vertical | Charles City | 14 | Landfill Gas | IC |  | S | X | X | 36181313 |  | 0.3 | 1 | 0.3 | 0.3 | 0.1 | N |  |  | OP | X | 11 | 2003 | 2003 |  |  | N | IPP Non-CHP | IPP | IPP | 2 | X | LFG | Renewable | 0.3 | 0 | 1 | 0 | DFO
Operable | 55938 | Industrial Power Generating Company LLC |  | 56683 | Charles City | VA | Vertical | Charles City | 15 | Landfill Gas | IC |  | S | X | X | 36181313 |  | 0.3 | 1 | 0.3 | 0.3 | 0.1 | N |  |  | OP | X | 11 | 2003 | 2003 |  |  | N | IPP Non-CHP | IPP | IPP | 2 | X | LFG | Renewable | 0.3 | 0 | 1 | 0 | DFO
Operable | 55938 | Industrial Power Generating Company LLC |  | 56683 | Charles City | VA | Vertical | Charles City | 16 | Landfill Gas | IC |  | S | X | X | 36181313 |  | 0.3 | 1 | 0.3 | 0.3 | 0.1 | N |  |  | OP | X | 11 | 2003 | 2003 |  |  | N | IPP Non-CHP | IPP | IPP | 2 | X | LFG | Renewable | 0.3 | 0 | 1 | 0 | DFO
Operable | 55938 | Industrial Power Generating Company LLC |  | 56683 | Charles City | VA | Vertical | Charles City | 17 | Landfill Gas | IC |  | S | X | X | 36181313 |  | 0.3 | 1 | 0.3 | 0.3 | 0.1 | N |  |  | OP | X | 11 | 2003 | 2003 |  |  | N | IPP Non-CHP | IPP | IPP | 2 | X | LFG | Renewable | 0.3 | 0 | 1 | 0 | DFO
Operable | 55938 | Industrial Power Generating Company LLC |  | 56683 | Charles City | VA | Vertical | Charles City | 18 | Landfill Gas | IC |  | S | X | X | 36181313 |  | 0.3 | 1 | 0.3 | 0.3 | 0.1 | N |  |  | OP | X | 11 | 2003 | 2003 |  |  | N | IPP Non-CHP | IPP | IPP | 2 | X | LFG | Renewable | 0.3 | 0 | 1 | 0 | DFO
Operable | 55938 | Industrial Power Generating Company LLC |  | 56683 | Charles City | VA | Vertical | Charles City | 19 | Landfill Gas | IC |  | S | X | X | 36181313 |  | 0.3 | 1 | 0.3 | 0.3 | 0.1 | N |  |  | OP | X | 11 | 2003 | 2003 |  |  | N | IPP Non-CHP | IPP | IPP | 2 | X | LFG | Renewable | 0.3 | 0 | 1 | 0 | DFO
Operable | 55938 | Industrial Power Generating Company LLC |  | 56683 | Charles City | VA | Vertical | Charles City | 2 | Landfill Gas | IC |  | S | X | X | 36181313 |  | 0.3 | 1 | 0.3 | 0.3 | 0.1 | N |  |  | OP | X | 11 | 2003 | 2003 |  |  | N | IPP Non-CHP | IPP | IPP | 2 | X | LFG | Renewable | 0.3 | 0 | 1 | 0 | DFO
Operable | 55938 | Industrial Power Generating Company LLC |  | 56683 | Charles City | VA | Vertical | Charles City | 20 | Landfill Gas | IC |  | S | X | X | 36181313 |  | 0.3 | 1 | 0.3 | 0.3 | 0.1 | N |  |  | OP | X | 11 | 2003 | 2003 |  |  | N | IPP Non-CHP | IPP | IPP | 2 | X | LFG | Renewable | 0.3 | 0 | 1 | 0 | DFO
Operable | 55938 | Industrial Power Generating Company LLC |  | 56683 | Charles City | VA | Vertical | Charles City | 21 | Landfill Gas | IC |  | S | X | X | 36181313 |  | 0.3 | 1 | 0.3 | 0.3 | 0.1 | N |  |  | OP | X | 11 | 2003 | 2003 |  |  | N | IPP Non-CHP | IPP | IPP | 2 | X | LFG | Renewable | 0.3 | 0 | 1 | 0 | DFO
Operable | 55938 | Industrial Power Generating Company LLC |  | 56683 | Charles City | VA | Vertical | Charles City | 22 | Landfill Gas | IC |  | S | X | X | 36181313 |  | 0.3 | 1 | 0.3 | 0.3 | 0.1 | N |  |  | OP | X | 11 | 2003 | 2003 |  |  | N | IPP Non-CHP | IPP | IPP | 2 | X | LFG | Renewable | 0.3 | 0 | 1 | 0 | DFO
Operable | 55938 | Industrial Power Generating Company LLC |  | 56683 | Charles City | VA | Vertical | Charles City | 23 | Landfill Gas | IC |  | S | X | X | 36181313 |  | 0.3 | 1 | 0.3 | 0.3 | 0.1 | N |  |  | OP | X | 11 | 2003 | 2003 |  |  | N | IPP Non-CHP | IPP | IPP | 2 | X | LFG | Renewable | 0.3 | 0 | 1 | 0 | DFO
Operable | 55938 | Industrial Power Generating Company LLC |  | 56683 | Charles City | VA | Vertical | Charles City | 24 | Landfill Gas | IC |  | S | X | X | 36181313 |  | 0.3 | 1 | 0.3 | 0.3 | 0.1 | N |  |  | OP | X | 11 | 2003 | 2003 |  |  | N | IPP Non-CHP | IPP | IPP | 2 | X | LFG | Renewable | 0.3 | 0 | 1 | 0 | DFO
Operable | 55938 | Industrial Power Generating Company LLC |  | 56683 | Charles City | VA | Vertical | Charles City | 25 | Landfill Gas | IC |  | S | X | X | 36181313 |  | 0.3 | 1 | 0.3 | 0.3 | 0.1 | N |  |  | OP | X | 11 | 2003 | 2003 |  |  | N | IPP Non-CHP | IPP | IPP | 2 | X | LFG | Renewable | 0.3 | 0 | 1 | 0 | DFO
Operable | 55938 | Industrial Power Generating Company LLC |  | 56683 | Charles City | VA | Vertical | Charles City | 26 | Landfill Gas | IC |  | S | X | X | 36181313 |  | 0.3 | 1 | 0.3 | 0.3 | 0.1 | N |  |  | OP | X | 11 | 2003 | 2003 |  |  | N | IPP Non-CHP | IPP | IPP | 2 | X | LFG | Renewable | 0.3 | 0 | 1 | 0 | DFO
Operable | 55938 | Industrial Power Generating Company LLC |  | 56683 | Charles City | VA | Vertical | Charles City | 27 | Landfill Gas | IC |  | S | X | X | 36181313 |  | 0.3 | 1 | 0.3 | 0.3 | 0.1 | N |  |  | OP | X | 11 | 2003 | 2003 |  |  | N | IPP Non-CHP | IPP | IPP | 2 | X | LFG | Renewable | 0.3 | 0 | 1 | 0 | DFO
Operable | 55938 | Industrial Power Generating Company LLC |  | 56683 | Charles City | VA | Vertical | Charles City | 28 | Landfill Gas | IC |  | S | X | X | 36181313 |  | 0.3 | 1 | 0.3 | 0.3 | 0.1 | N |  |  | OP | X | 11 | 2003 | 2003 |  |  | N | IPP Non-CHP | IPP | IPP | 2 | X | LFG | Renewable | 0.3 | 0 | 1 | 0 | DFO
Operable | 55938 | Industrial Power Generating Company LLC |  | 56683 | Charles City | VA | Vertical | Charles City | 29 | Landfill Gas | IC |  | S | X | X | 36181313 |  | 0.3 | 1 | 0.3 | 0.3 | 0.1 | N |  |  | OP | X | 11 | 2003 | 2003 |  |  | N | IPP Non-CHP | IPP | IPP | 2 | X | LFG | Renewable | 0.3 | 0 | 1 | 0 | DFO
Operable | 55938 | Industrial Power Generating Company LLC |  | 56683 | Charles City | VA | Vertical | Charles City | 3 | Landfill Gas | IC |  | S | X | X | 36181313 |  | 0.3 | 1 | 0.3 | 0.3 | 0.1 | N |  |  | OP | X | 11 | 2003 | 2003 |  |  | N | IPP Non-CHP | IPP | IPP | 2 | X | LFG | Renewable | 0.3 | 0 | 1 | 0 | DFO
Operable | 55938 | Industrial Power Generating Company LLC |  | 56683 | Charles City | VA | Vertical | Charles City | 30 | Landfill Gas | IC |  | S | X | X | 36181313 |  | 0.3 | 1 | 0.3 | 0.3 | 0.1 | N |  |  | OP | X | 11 | 2003 | 2003 |  |  | N | IPP Non-CHP | IPP | IPP | 2 | X | LFG | Renewable | 0.3 | 0 | 1 | 0 | DFO
Operable | 55938 | Industrial Power Generating Company LLC |  | 56683 | Charles City | VA | Vertical | Charles City | 31 | Landfill Gas | IC |  | S | X | X | 36181313 |  | 0.3 | 1 | 0.3 | 0.3 | 0.1 | N |  |  | OP | X | 11 | 2003 | 2003 |  |  | N | IPP Non-CHP | IPP | IPP | 2 | X | LFG | Renewable | 0.3 | 0 | 1 | 0 | DFO
Operable | 55938 | Industrial Power Generating Company LLC |  | 56683 | Charles City | VA | Vertical | Charles City | 32 | Landfill Gas | IC |  | S | X | X | 36181313 |  | 0.3 | 1 | 0.3 | 0.3 | 0.1 | N |  |  | OP | X | 11 | 2003 | 2003 |  |  | N | IPP Non-CHP | IPP | IPP | 2 | X | LFG | Renewable | 0.3 | 0 | 1 | 0 | DFO
Operable | 55938 | Industrial Power Generating Company LLC |  | 56683 | Charles City | VA | Vertical | Charles City | 33 | Landfill Gas | IC |  | S | X | X | 36181313 |  | 0.3 | 1 | 0.3 | 0.3 | 0.1 | N |  |  | OP | X | 11 | 2003 | 2003 |  |  | N | IPP Non-CHP | IPP | IPP | 2 | X | LFG | Renewable | 0.3 | 0 | 1 | 0 | DFO
Operable | 55938 | Industrial Power Generating Company LLC |  | 56683 | Charles City | VA | Vertical | Charles City | 34 | Landfill Gas | IC |  | S | X | X | 36181313 |  | 0.3 | 1 | 0.3 | 0.3 | 0.1 | N |  |  | OP | X | 11 | 2003 | 2003 |  |  | N | IPP Non-CHP | IPP | IPP | 2 | X | LFG | Renewable | 0.3 | 0 | 1 | 0 | DFO
Operable | 55938 | Industrial Power Generating Company LLC |  | 56683 | Charles City | VA | Vertical | Charles City | 35 | Landfill Gas | IC |  | S | X | X | 36181313 |  | 0.3 | 1 | 0.3 | 0.3 | 0.1 | N |  |  | OP | X | 11 | 2003 | 2003 |  |  | N | IPP Non-CHP | IPP | IPP | 2 | X | LFG | Renewable | 0.3 | 0 | 1 | 0 | DFO
Operable | 55938 | Industrial Power Generating Company LLC |  | 56683 | Charles City | VA | Vertical | Charles City | 36 | Landfill Gas | IC |  | S | X | X | 36181313 |  | 0.3 | 1 | 0.3 | 0.3 | 0.1 | N |  |  | OP | X | 11 | 2003 | 2003 |  |  | N | IPP Non-CHP | IPP | IPP | 2 | X | LFG | Renewable | 0.3 | 0 | 1 | 0 | DFO
Operable | 55938 | Industrial Power Generating Company LLC |  | 56683 | Charles City | VA | Vertical | Charles City | 37 | Landfill Gas | IC |  | S | X | X | 36181313 |  | 0.3 | 1 | 0.3 | 0.3 | 0.1 | N |  |  | OP | X | 11 | 2003 | 2003 |  |  | N | IPP Non-CHP | IPP | IPP | 2 | X | LFG | Renewable | 0.3 | 0 | 1 | 0 | DFO
Operable | 55938 | Industrial Power Generating Company LLC |  | 56683 | Charles City | VA | Vertical | Charles City | 38 | Landfill Gas | IC |  | S | X | X | 36181313 |  | 0.3 | 1 | 0.3 | 0.3 | 0.1 | N |  |  | OP | X | 11 | 2003 | 2003 |  |  | N | IPP Non-CHP | IPP | IPP | 2 | X | LFG | Renewable | 0.3 | 0 | 1 | 0 | DFO
Operable | 55938 | Industrial Power Generating Company LLC |  | 56683 | Charles City | VA | Vertical | Charles City | 39 | Landfill Gas | IC |  | S | X | X | 36181313 |  | 0.3 | 1 | 0.3 | 0.3 | 0.1 | N |  |  | OP | X | 11 | 2003 | 2003 |  |  | N | IPP Non-CHP | IPP | IPP | 2 | X | LFG | Renewable | 0.3 | 0 | 1 | 0 | DFO
Operable | 55938 | Industrial Power Generating Company LLC |  | 56683 | Charles City | VA | Vertical | Charles City | 4 | Landfill Gas | IC |  | S | X | X | 36181313 |  | 0.3 | 1 | 0.3 | 0.3 | 0.1 | N |  |  | OP | X | 11 | 2003 | 2003 |  |  | N | IPP Non-CHP | IPP | IPP | 2 | X | LFG | Renewable | 0.3 | 0 | 1 | 0 | DFO
Operable | 55938 | Industrial Power Generating Company LLC |  | 56683 | Charles City | VA | Vertical | Charles City | 40 | Landfill Gas | IC |  | S | X | X | 36181313 |  | 0.3 | 1 | 0.3 | 0.3 | 0.1 | N |  |  | OP | X | 11 | 2003 | 2003 |  |  | N | IPP Non-CHP | IPP | IPP | 2 | X | LFG | Renewable | 0.3 | 0 | 1 | 0 | DFO
Operable | 55938 | Industrial Power Generating Company LLC |  | 56683 | Charles City | VA | Vertical | Charles City | 41 | Landfill Gas | IC |  | S | X | X | 36181313 |  | 0.3 | 1 | 0.3 | 0.3 | 0.1 | N |  |  | OP | X | 11 | 2003 | 2003 |  |  | N | IPP Non-CHP | IPP | IPP | 2 | X | LFG | Renewable | 0.3 | 0 | 1 | 0 | DFO
Operable | 55938 | Industrial Power Generating Company LLC |  | 56683 | Charles City | VA | Vertical | Charles City | 42 | Landfill Gas | IC |  | S | X | X | 36181313 |  | 0.3 | 1 | 0.3 | 0.3 | 0.1 | N |  |  | OP | X | 11 | 2003 | 2003 |  |  | N | IPP Non-CHP | IPP | IPP | 2 | X | LFG | Renewable | 0.3 | 0 | 1 | 0 | DFO
Operable | 55938 | Industrial Power Generating Company LLC |  | 56683 | Charles City | VA | Vertical | Charles City | 43 | Landfill Gas | IC |  | S | X | X | 36181313 |  | 0.3 | 1 | 0.3 | 0.3 | 0.1 | N |  |  | OP | X | 11 | 2003 | 2003 |  |  | N | IPP Non-CHP | IPP | IPP | 2 | X | LFG | Renewable | 0.3 | 0 | 1 | 0 | DFO
Operable | 55938 | Industrial Power Generating Company LLC |  | 56683 | Charles City | VA | Vertical | Charles City | 44 | Landfill Gas | IC |  | S | X | X | 36181313 |  | 0.3 | 1 | 0.3 | 0.3 | 0.1 | N |  |  | OP | X | 11 | 2003 | 2003 |  |  | N | IPP Non-CHP | IPP | IPP | 2 | X | LFG | Renewable | 0.3 | 0 | 1 | 0 | DFO
Operable | 55938 | Industrial Power Generating Company LLC |  | 56683 | Charles City | VA | Vertical | Charles City | 45 | Landfill Gas | IC |  | S | X | X | 36181313 |  | 0.3 | 1 | 0.3 | 0.3 | 0.1 | N |  |  | OP | X | 11 | 2003 | 2003 |  |  | N | IPP Non-CHP | IPP | IPP | 2 | X | LFG | Renewable | 0.3 | 0 | 1 | 0 | DFO
Operable | 55938 | Industrial Power Generating Company LLC |  | 56683 | Charles City | VA | Vertical | Charles City | 46 | Landfill Gas | IC |  | S | X | X | 36181313 |  | 0.3 | 1 | 0.3 | 0.3 | 0.1 | N |  |  | OP | X | 11 | 2003 | 2003 |  |  | N | IPP Non-CHP | IPP | IPP | 2 | X | LFG | Renewable | 0.3 | 0 | 1 | 0 | DFO
Operable | 55938 | Industrial Power Generating Company LLC |  | 56683 | Charles City | VA | Vertical | Charles City | 47 | Landfill Gas | IC |  | S | X | X | 36181313 |  | 0.3 | 1 | 0.3 | 0.3 | 0.1 | N |  |  | OP | X | 11 | 2003 | 2003 |  |  | N | IPP Non-CHP | IPP | IPP | 2 | X | LFG | Renewable | 0.3 | 0 | 1 | 0 | DFO
Operable | 55938 | Industrial Power Generating Company LLC |  | 56683 | Charles City | VA | Vertical | Charles City | 48 | Landfill Gas | IC |  | S | X | X | 36181313 |  | 0.3 | 1 | 0.3 | 0.3 | 0.1 | N |  |  | OP | X | 11 | 2003 | 2003 |  |  | N | IPP Non-CHP | IPP | IPP | 2 | X | LFG | Renewable | 0.3 | 0 | 1 | 0 | DFO
Operable | 55938 | Industrial Power Generating Company LLC |  | 56683 | Charles City | VA | Vertical | Charles City | 5 | Landfill Gas | IC |  | S | X | X | 36181313 |  | 0.3 | 1 | 0.3 | 0.3 | 0.1 | N |  |  | OP | X | 11 | 2003 | 2003 |  |  | N | IPP Non-CHP | IPP | IPP | 2 | X | LFG | Renewable | 0.3 | 0 | 1 | 0 | DFO
Operable | 55938 | Industrial Power Generating Company LLC |  | 56683 | Charles City | VA | Vertical | Charles City | 6 | Landfill Gas | IC |  | S | X | X | 36181313 |  | 0.3 | 1 | 0.3 | 0.3 | 0.1 | N |  |  | OP | X | 11 | 2003 | 2003 |  |  | N | IPP Non-CHP | IPP | IPP | 2 | X | LFG | Renewable | 0.3 | 0 | 1 | 0 | DFO
Operable | 55938 | Industrial Power Generating Company LLC |  | 56683 | Charles City | VA | Vertical | Charles City | 7 | Landfill Gas | IC |  | S | X | X | 36181313 |  | 0.3 | 1 | 0.3 | 0.3 | 0.1 | N |  |  | OP | X | 11 | 2003 | 2003 |  |  | N | IPP Non-CHP | IPP | IPP | 2 | X | LFG | Renewable | 0.3 | 0 | 1 | 0 | DFO
Operable | 55938 | Industrial Power Generating Company LLC |  | 56683 | Charles City | VA | Vertical | Charles City | 8 | Landfill Gas | IC |  | S | X | X | 36181313 |  | 0.3 | 1 | 0.3 | 0.3 | 0.1 | N |  |  | OP | X | 11 | 2003 | 2003 |  |  | N | IPP Non-CHP | IPP | IPP | 2 | X | LFG | Renewable | 0.3 | 0 | 1 | 0 | DFO
Operable | 55938 | Industrial Power Generating Company LLC |  | 56683 | Charles City | VA | Vertical | Charles City | 9 | Landfill Gas | IC |  | S | X | X | 36181313 |  | 0.3 | 1 | 0.3 | 0.3 | 0.1 | N |  |  | OP | X | 11 | 2003 | 2003 |  |  | N | IPP Non-CHP | IPP | IPP | 2 | X | LFG | Renewable | 0.3 | 0 | 1 | 0 | DFO
Operable | 55938 | Industrial Power Generating Company LLC |  | 56684 | Chesterfield Landfill Gas | VA | Vertical | Chesterfield | 1 | Landfill Gas | IC |  | S | X | X | 36181301 |  | 0.3 | 1 | 0.3 | 0.3 | 0.1 | N |  |  | OP | X | 6 | 2004 | 2004 |  |  | N | IPP Non-CHP | IPP | IPP | 2 | X | LFG | Renewable | 0.3 | 0 | 1 | 0 | DFO
Operable | 55938 | Industrial Power Generating Company LLC |  | 56684 | Chesterfield Landfill Gas | VA | Vertical | Chesterfield | 10 | Landfill Gas | IC |  | S | X | X | 36181301 |  | 0.3 | 1 | 0.3 | 0.3 | 0.1 | N |  |  | OP | X | 6 | 2004 | 2004 |  |  | N | IPP Non-CHP | IPP | IPP | 2 | X | LFG | Renewable | 0.3 | 0 | 1 | 0 | DFO
Operable | 55938 | Industrial Power Generating Company LLC |  | 56684 | Chesterfield Landfill Gas | VA | Vertical | Chesterfield | 11 | Landfill Gas | IC |  | S | X | X | 36181301 |  | 0.3 | 1 | 0.3 | 0.3 | 0.1 | N |  |  | OP | X | 6 | 2004 | 2004 |  |  | N | IPP Non-CHP | IPP | IPP | 2 | X | LFG | Renewable | 0.3 | 0 | 1 | 0 | DFO
Operable | 55938 | Industrial Power Generating Company LLC |  | 56684 | Chesterfield Landfill Gas | VA | Vertical | Chesterfield | 12 | Landfill Gas | IC |  | S | X | X | 36181301 |  | 0.3 | 1 | 0.3 | 0.3 | 0.1 | N |  |  | OP | X | 6 | 2004 | 2004 |  |  | N | IPP Non-CHP | IPP | IPP | 2 | X | LFG | Renewable | 0.3 | 0 | 1 | 0 | DFO
Operable | 55938 | Industrial Power Generating Company LLC |  | 56684 | Chesterfield Landfill Gas | VA | Vertical | Chesterfield | 13 | Landfill Gas | IC |  | S | X | X | 36181301 |  | 0.3 | 1 | 0.3 | 0.3 | 0.1 | N |  |  | OP | X | 6 | 2004 | 2004 |  |  | N | IPP Non-CHP | IPP | IPP | 2 | X | LFG | Renewable | 0.3 | 0 | 1 | 0 | DFO
Operable | 55938 | Industrial Power Generating Company LLC |  | 56684 | Chesterfield Landfill Gas | VA | Vertical | Chesterfield | 14 | Landfill Gas | IC |  | S | X | X | 36181301 |  | 0.3 | 1 | 0.3 | 0.3 | 0.1 | N |  |  | OP | X | 6 | 2004 | 2004 |  |  | N | IPP Non-CHP | IPP | IPP | 2 | X | LFG | Renewable | 0.3 | 0 | 1 | 0 | DFO
Operable | 55938 | Industrial Power Generating Company LLC |  | 56684 | Chesterfield Landfill Gas | VA | Vertical | Chesterfield | 15 | Landfill Gas | IC |  | S | X | X | 36181301 |  | 0.3 | 1 | 0.3 | 0.3 | 0.1 | N |  |  | OP | X | 6 | 2004 | 2004 |  |  | N | IPP Non-CHP | IPP | IPP | 2 | X | LFG | Renewable | 0.3 | 0 | 1 | 0 | DFO
Operable | 55938 | Industrial Power Generating Company LLC |  | 56684 | Chesterfield Landfill Gas | VA | Vertical | Chesterfield | 16 | Landfill Gas | IC |  | S | X | X | 36181301 |  | 0.3 | 1 | 0.3 | 0.3 | 0.1 | N |  |  | OP | X | 6 | 2004 | 2004 |  |  | N | IPP Non-CHP | IPP | IPP | 2 | X | LFG | Renewable | 0.3 | 0 | 1 | 0 | DFO
Operable | 55938 | Industrial Power Generating Company LLC |  | 56684 | Chesterfield Landfill Gas | VA | Vertical | Chesterfield | 17 | Landfill Gas | IC |  | S | X | X | 36181301 |  | 0.3 | 1 | 0.3 | 0.3 | 0.1 | N |  |  | OP | X | 6 | 2004 | 2004 |  |  | N | IPP Non-CHP | IPP | IPP | 2 | X | LFG | Renewable | 0.3 | 0 | 1 | 0 | DFO
Operable | 55938 | Industrial Power Generating Company LLC |  | 56684 | Chesterfield Landfill Gas | VA | Vertical | Chesterfield | 18 | Landfill Gas | IC |  | S | X | X | 36181301 |  | 0.3 | 1 | 0.3 | 0.3 | 0.1 | N |  |  | OP | X | 6 | 2004 | 2004 |  |  | N | IPP Non-CHP | IPP | IPP | 2 | X | LFG | Renewable | 0.3 | 0 | 1 | 0 | DFO
Operable | 55938 | Industrial Power Generating Company LLC |  | 56684 | Chesterfield Landfill Gas | VA | Vertical | Chesterfield | 19 | Landfill Gas | IC |  | S | X | X | 36181301 |  | 0.3 | 1 | 0.3 | 0.3 | 0.1 | N |  |  | OP | X | 6 | 2004 | 2004 |  |  | N | IPP Non-CHP | IPP | IPP | 2 | X | LFG | Renewable | 0.3 | 0 | 1 | 0 | DFO
Operable | 55938 | Industrial Power Generating Company LLC |  | 56684 | Chesterfield Landfill Gas | VA | Vertical | Chesterfield | 2 | Landfill Gas | IC |  | S | X | X | 36181301 |  | 0.3 | 1 | 0.3 | 0.3 | 0.1 | N |  |  | OP | X | 6 | 2004 | 2004 |  |  | N | IPP Non-CHP | IPP | IPP | 2 | X | LFG | Renewable | 0.3 | 0 | 1 | 0 | DFO
Operable | 55938 | Industrial Power Generating Company LLC |  | 56684 | Chesterfield Landfill Gas | VA | Vertical | Chesterfield | 20 | Landfill Gas | IC |  | S | X | X | 36181301 |  | 0.3 | 1 | 0.3 | 0.3 | 0.1 | N |  |  | OP | X | 6 | 2004 | 2004 |  |  | N | IPP Non-CHP | IPP | IPP | 2 | X | LFG | Renewable | 0.3 | 0 | 1 | 0 | DFO
Operable | 55938 | Industrial Power Generating Company LLC |  | 56684 | Chesterfield Landfill Gas | VA | Vertical | Chesterfield | 21 | Landfill Gas | IC |  | S | X | X | 36181301 |  | 0.3 | 1 | 0.3 | 0.3 | 0.1 | N |  |  | OP | X | 6 | 2004 | 2004 |  |  | N | IPP Non-CHP | IPP | IPP | 2 | X | LFG | Renewable | 0.3 | 0 | 1 | 0 | DFO
Operable | 55938 | Industrial Power Generating Company LLC |  | 56684 | Chesterfield Landfill Gas | VA | Vertical | Chesterfield | 22 | Landfill Gas | IC |  | S | X | X | 36181301 |  | 0.3 | 1 | 0.3 | 0.3 | 0.1 | N |  |  | OP | X | 6 | 2004 | 2004 |  |  | N | IPP Non-CHP | IPP | IPP | 2 | X | LFG | Renewable | 0.3 | 0 | 1 | 0 | DFO
Operable | 55938 | Industrial Power Generating Company LLC |  | 56684 | Chesterfield Landfill Gas | VA | Vertical | Chesterfield | 23 | Landfill Gas | IC |  | S | X | X | 36181301 |  | 0.3 | 1 | 0.3 | 0.3 | 0.1 | N |  |  | OP | X | 6 | 2004 | 2004 |  |  | N | IPP Non-CHP | IPP | IPP | 2 | X | LFG | Renewable | 0.3 | 0 | 1 | 0 | DFO
Operable | 55938 | Industrial Power Generating Company LLC |  | 56684 | Chesterfield Landfill Gas | VA | Vertical | Chesterfield | 24 | Landfill Gas | IC |  | S | X | X | 36181301 |  | 0.3 | 1 | 0.3 | 0.3 | 0.1 | N |  |  | OP | X | 6 | 2004 | 2004 |  |  | N | IPP Non-CHP | IPP | IPP | 2 | X | LFG | Renewable | 0.3 | 0 | 1 | 0 | DFO
Operable | 55938 | Industrial Power Generating Company LLC |  | 56684 | Chesterfield Landfill Gas | VA | Vertical | Chesterfield | 25 | Landfill Gas | IC |  | S | X | X | 36181301 |  | 0.3 | 1 | 0.3 | 0.3 | 0.1 | N |  |  | OP | X | 6 | 2004 | 2004 |  |  | N | IPP Non-CHP | IPP | IPP | 2 | X | LFG | Renewable | 0.3 | 0 | 1 | 0 | DFO
Operable | 55938 | Industrial Power Generating Company LLC |  | 56684 | Chesterfield Landfill Gas | VA | Vertical | Chesterfield | 26 | Landfill Gas | IC |  | S | X | X | 36181301 |  | 0.3 | 1 | 0.3 | 0.3 | 0.1 | N |  |  | OP | X | 6 | 2004 | 2004 |  |  | N | IPP Non-CHP | IPP | IPP | 2 | X | LFG | Renewable | 0.3 | 0 | 1 | 0 | DFO
Operable | 55938 | Industrial Power Generating Company LLC |  | 56684 | Chesterfield Landfill Gas | VA | Vertical | Chesterfield | 27 | Landfill Gas | IC |  | S | X | X | 36181301 |  | 0.3 | 1 | 0.3 | 0.3 | 0.1 | N |  |  | OP | X | 6 | 2004 | 2004 |  |  | N | IPP Non-CHP | IPP | IPP | 2 | X | LFG | Renewable | 0.3 | 0 | 1 | 0 | DFO
Operable | 55938 | Industrial Power Generating Company LLC |  | 56684 | Chesterfield Landfill Gas | VA | Vertical | Chesterfield | 28 | Landfill Gas | IC |  | S | X | X | 36181301 |  | 0.3 | 1 | 0.3 | 0.3 | 0.1 | N |  |  | OP | X | 6 | 2004 | 2004 |  |  | N | IPP Non-CHP | IPP | IPP | 2 | X | LFG | Renewable | 0.3 | 0 | 1 | 0 | DFO
Operable | 55938 | Industrial Power Generating Company LLC |  | 56684 | Chesterfield Landfill Gas | VA | Vertical | Chesterfield | 29 | Landfill Gas | IC |  | S | X | X | 36181301 |  | 0.3 | 1 | 0.3 | 0.3 | 0.1 | N |  |  | OP | X | 6 | 2004 | 2004 |  |  | N | IPP Non-CHP | IPP | IPP | 2 | X | LFG | Renewable | 0.3 | 0 | 1 | 0 | DFO
Operable | 55938 | Industrial Power Generating Company LLC |  | 56684 | Chesterfield Landfill Gas | VA | Vertical | Chesterfield | 3 | Landfill Gas | IC |  | S | X | X | 36181301 |  | 0.3 | 1 | 0.3 | 0.3 | 0.1 | N |  |  | OP | X | 6 | 2004 | 2004 |  |  | N | IPP Non-CHP | IPP | IPP | 2 | X | LFG | Renewable | 0.3 | 0 | 1 | 0 | DFO
Operable | 55938 | Industrial Power Generating Company LLC |  | 56684 | Chesterfield Landfill Gas | VA | Vertical | Chesterfield | 30 | Landfill Gas | IC |  | S | X | X | 36181301 |  | 0.3 | 1 | 0.3 | 0.3 | 0.1 | N |  |  | OP | X | 6 | 2004 | 2004 |  |  | N | IPP Non-CHP | IPP | IPP | 2 | X | LFG | Renewable | 0.3 | 0 | 1 | 0 | DFO
Operable | 55938 | Industrial Power Generating Company LLC |  | 56684 | Chesterfield Landfill Gas | VA | Vertical | Chesterfield | 31 | Landfill Gas | IC |  | S | X | X | 36181301 |  | 0.3 | 1 | 0.3 | 0.3 | 0.1 | N |  |  | OP | X | 6 | 2004 | 2004 |  |  | N | IPP Non-CHP | IPP | IPP | 2 | X | LFG | Renewable | 0.3 | 0 | 1 | 0 | DFO
Operable | 55938 | Industrial Power Generating Company LLC |  | 56684 | Chesterfield Landfill Gas | VA | Vertical | Chesterfield | 32 | Landfill Gas | IC |  | S | X | X | 36181301 |  | 0.3 | 1 | 0.3 | 0.3 | 0.1 | N |  |  | OP | X | 6 | 2004 | 2004 |  |  | N | IPP Non-CHP | IPP | IPP | 2 | X | LFG | Renewable | 0.3 | 0 | 1 | 0 | DFO
Operable | 55938 | Industrial Power Generating Company LLC |  | 56684 | Chesterfield Landfill Gas | VA | Vertical | Chesterfield | 33 | Landfill Gas | IC |  | S | X | X | 36181301 |  | 0.3 | 1 | 0.3 | 0.3 | 0.1 | N |  |  | OP | X | 6 | 2004 | 2004 |  |  | N | IPP Non-CHP | IPP | IPP | 2 | X | LFG | Renewable | 0.3 | 0 | 1 | 0 | DFO
Operable | 55938 | Industrial Power Generating Company LLC |  | 56684 | Chesterfield Landfill Gas | VA | Vertical | Chesterfield | 34 | Landfill Gas | IC |  | S | X | X | 36181301 |  | 0.3 | 1 | 0.3 | 0.3 | 0.1 | N |  |  | OP | X | 6 | 2004 | 2004 |  |  | N | IPP Non-CHP | IPP | IPP | 2 | X | LFG | Renewable | 0.3 | 0 | 1 | 0 | DFO
Operable | 55938 | Industrial Power Generating Company LLC |  | 56684 | Chesterfield Landfill Gas | VA | Vertical | Chesterfield | 35 | Landfill Gas | IC |  | S | X | X | 36181301 |  | 0.3 | 1 | 0.3 | 0.3 | 0.1 | N |  |  | OP | X | 6 | 2004 | 2004 |  |  | N | IPP Non-CHP | IPP | IPP | 2 | X | LFG | Renewable | 0.3 | 0 | 1 | 0 | DFO
Operable | 55938 | Industrial Power Generating Company LLC |  | 56684 | Chesterfield Landfill Gas | VA | Vertical | Chesterfield | 36 | Landfill Gas | IC |  | S | X | X | 36181301 |  | 0.3 | 1 | 0.3 | 0.3 | 0.1 | N |  |  | OP | X | 6 | 2004 | 2004 |  |  | N | IPP Non-CHP | IPP | IPP | 2 | X | LFG | Renewable | 0.3 | 0 | 1 | 0 | DFO
Operable | 55938 | Industrial Power Generating Company LLC |  | 56684 | Chesterfield Landfill Gas | VA | Vertical | Chesterfield | 37 | Landfill Gas | IC |  | S | X | X | 36181301 |  | 0.3 | 1 | 0.3 | 0.3 | 0.1 | N |  |  | OP | X | 6 | 2004 | 2004 |  |  | N | IPP Non-CHP | IPP | IPP | 2 | X | LFG | Renewable | 0.3 | 0 | 1 | 0 | DFO
Operable | 55938 | Industrial Power Generating Company LLC |  | 56684 | Chesterfield Landfill Gas | VA | Vertical | Chesterfield | 38 | Landfill Gas | IC |  | S | X | X | 36181301 |  | 0.3 | 1 | 0.3 | 0.3 | 0.1 | N |  |  | OP | X | 6 | 2004 | 2004 |  |  | N | IPP Non-CHP | IPP | IPP | 2 | X | LFG | Renewable | 0.3 | 0 | 1 | 0 | DFO
Operable | 55938 | Industrial Power Generating Company LLC |  | 56684 | Chesterfield Landfill Gas | VA | Vertical | Chesterfield | 39 | Landfill Gas | IC |  | S | X | X | 36181301 |  | 0.3 | 1 | 0.3 | 0.3 | 0.1 | N |  |  | OP | X | 6 | 2004 | 2004 |  |  | N | IPP Non-CHP | IPP | IPP | 2 | X | LFG | Renewable | 0.3 | 0 | 1 | 0 | DFO
Operable | 55938 | Industrial Power Generating Company LLC |  | 56684 | Chesterfield Landfill Gas | VA | Vertical | Chesterfield | 4 | Landfill Gas | IC |  | S | X | X | 36181301 |  | 0.3 | 1 | 0.3 | 0.3 | 0.1 | N |  |  | OP | X | 6 | 2004 | 2004 |  |  | N | IPP Non-CHP | IPP | IPP | 2 | X | LFG | Renewable | 0.3 | 0 | 1 | 0 | DFO
Operable | 55938 | Industrial Power Generating Company LLC |  | 56684 | Chesterfield Landfill Gas | VA | Vertical | Chesterfield | 40 | Landfill Gas | IC |  | S | X | X | 36181301 |  | 0.3 | 1 | 0.3 | 0.3 | 0.1 | N |  |  | OP | X | 6 | 2004 | 2004 |  |  | N | IPP Non-CHP | IPP | IPP | 2 | X | LFG | Renewable | 0.3 | 0 | 1 | 0 | DFO
Operable | 55938 | Industrial Power Generating Company LLC |  | 56684 | Chesterfield Landfill Gas | VA | Vertical | Chesterfield | 41 | Landfill Gas | IC |  | S | X | X | 36181301 |  | 0.3 | 1 | 0.3 | 0.3 | 0.1 | N |  |  | OP | X | 6 | 2004 | 2004 |  |  | N | IPP Non-CHP | IPP | IPP | 2 | X | LFG | Renewable | 0.3 | 0 | 1 | 0 | DFO
Operable | 55938 | Industrial Power Generating Company LLC |  | 56684 | Chesterfield Landfill Gas | VA | Vertical | Chesterfield | 42 | Landfill Gas | IC |  | S | X | X | 36181301 |  | 0.3 | 1 | 0.3 | 0.3 | 0.1 | N |  |  | OP | X | 6 | 2004 | 2004 |  |  | N | IPP Non-CHP | IPP | IPP | 2 | X | LFG | Renewable | 0.3 | 0 | 1 | 0 | DFO
Operable | 55938 | Industrial Power Generating Company LLC |  | 56684 | Chesterfield Landfill Gas | VA | Vertical | Chesterfield | 43 | Landfill Gas | IC |  | S | X | X | 36181301 |  | 0.3 | 1 | 0.3 | 0.3 | 0.1 | N |  |  | OP | X | 6 | 2004 | 2004 |  |  | N | IPP Non-CHP | IPP | IPP | 2 | X | LFG | Renewable | 0.3 | 0 | 1 | 0 | DFO
Operable | 55938 | Industrial Power Generating Company LLC |  | 56684 | Chesterfield Landfill Gas | VA | Vertical | Chesterfield | 44 | Landfill Gas | IC |  | S | X | X | 36181301 |  | 0.3 | 1 | 0.3 | 0.3 | 0.1 | N |  |  | OP | X | 6 | 2004 | 2004 |  |  | N | IPP Non-CHP | IPP | IPP | 2 | X | LFG | Renewable | 0.3 | 0 | 1 | 0 | DFO
Operable | 55938 | Industrial Power Generating Company LLC |  | 56684 | Chesterfield Landfill Gas | VA | Vertical | Chesterfield | 45 | Landfill Gas | IC |  | S | X | X | 36181301 |  | 0.3 | 1 | 0.3 | 0.3 | 0.1 | N |  |  | OP | X | 6 | 2004 | 2004 |  |  | N | IPP Non-CHP | IPP | IPP | 2 | X | LFG | Renewable | 0.3 | 0 | 1 | 0 | DFO
Operable | 55938 | Industrial Power Generating Company LLC |  | 56684 | Chesterfield Landfill Gas | VA | Vertical | Chesterfield | 46 | Landfill Gas | IC |  | S | X | X | 36181301 |  | 0.3 | 1 | 0.3 | 0.3 | 0.1 | N |  |  | OP | X | 6 | 2004 | 2004 |  |  | N | IPP Non-CHP | IPP | IPP | 2 | X | LFG | Renewable | 0.3 | 0 | 1 | 0 | DFO
Operable | 55938 | Industrial Power Generating Company LLC |  | 56684 | Chesterfield Landfill Gas | VA | Vertical | Chesterfield | 47 | Landfill Gas | IC |  | S | X | X | 36181301 |  | 0.3 | 1 | 0.3 | 0.3 | 0.1 | N |  |  | OP | X | 6 | 2004 | 2004 |  |  | N | IPP Non-CHP | IPP | IPP | 2 | X | LFG | Renewable | 0.3 | 0 | 1 | 0 | DFO
Operable | 55938 | Industrial Power Generating Company LLC |  | 56684 | Chesterfield Landfill Gas | VA | Vertical | Chesterfield | 48 | Landfill Gas | IC |  | S | X | X | 36181301 |  | 0.3 | 1 | 0.3 | 0.3 | 0.1 | N |  |  | OP | X | 6 | 2004 | 2004 |  |  | N | IPP Non-CHP | IPP | IPP | 2 | X | LFG | Renewable | 0.3 | 0 | 1 | 0 | DFO
Operable | 55938 | Industrial Power Generating Company LLC |  | 56684 | Chesterfield Landfill Gas | VA | Vertical | Chesterfield | 5 | Landfill Gas | IC |  | S | X | X | 36181301 |  | 0.3 | 1 | 0.3 | 0.3 | 0.1 | N |  |  | OP | X | 6 | 2004 | 2004 |  |  | N | IPP Non-CHP | IPP | IPP | 2 | X | LFG | Renewable | 0.3 | 0 | 1 | 0 | DFO
Operable | 55938 | Industrial Power Generating Company LLC |  | 56684 | Chesterfield Landfill Gas | VA | Vertical | Chesterfield | 6 | Landfill Gas | IC |  | S | X | X | 36181301 |  | 0.3 | 1 | 0.3 | 0.3 | 0.1 | N |  |  | OP | X | 6 | 2004 | 2004 |  |  | N | IPP Non-CHP | IPP | IPP | 2 | X | LFG | Renewable | 0.3 | 0 | 1 | 0 | DFO
Operable | 55938 | Industrial Power Generating Company LLC |  | 56684 | Chesterfield Landfill Gas | VA | Vertical | Chesterfield | 7 | Landfill Gas | IC |  | S | X | X | 36181301 |  | 0.3 | 1 | 0.3 | 0.3 | 0.1 | N |  |  | OP | X | 6 | 2004 | 2004 |  |  | N | IPP Non-CHP | IPP | IPP | 2 | X | LFG | Renewable | 0.3 | 0 | 1 | 0 | DFO
Operable | 55938 | Industrial Power Generating Company LLC |  | 56684 | Chesterfield Landfill Gas | VA | Vertical | Chesterfield | 8 | Landfill Gas | IC |  | S | X | X | 36181301 |  | 0.3 | 1 | 0.3 | 0.3 | 0.1 | N |  |  | OP | X | 6 | 2004 | 2004 |  |  | N | IPP Non-CHP | IPP | IPP | 2 | X | LFG | Renewable | 0.3 | 0 | 1 | 0 | DFO
Operable | 55938 | Industrial Power Generating Company LLC |  | 56684 | Chesterfield Landfill Gas | VA | Vertical | Chesterfield | 9 | Landfill Gas | IC |  | S | X | X | 36181301 |  | 0.3 | 1 | 0.3 | 0.3 | 0.1 | N |  |  | OP | X | 6 | 2004 | 2004 |  |  | N | IPP Non-CHP | IPP | IPP | 2 | X | LFG | Renewable | 0.3 | 0 | 1 | 0 | DFO
Operable | 55938 | Industrial Power Generating Company LLC |  | 56686 | King & Queen | VA | Vertical | King and Queen | 1 | Landfill Gas | IC |  | S | X | X | 61482315 |  | 0.3 | 1 | 0.3 | 0.3 | 0.1 | N |  |  | OP | X | 1 | 2008 | 2008 |  |  | N | IPP Non-CHP | IPP | IPP | 2 | X | LFG | Renewable | 0.3 | 0 | 1 | 0 | DFO
Operable | 55938 | Industrial Power Generating Company LLC |  | 56686 | King & Queen | VA | Vertical | King and Queen | 10 | Landfill Gas | IC |  | S | X | X | 61482315 |  | 0.3 | 1 | 0.3 | 0.3 | 0.1 | N |  |  | OP | X | 1 | 2008 | 2008 |  |  | N | IPP Non-CHP | IPP | IPP | 2 | X | LFG | Renewable | 0.3 | 0 | 1 | 0 | DFO
Operable | 55938 | Industrial Power Generating Company LLC |  | 56686 | King & Queen | VA | Vertical | King and Queen | 11 | Landfill Gas | IC |  | S | X | X | 61482315 |  | 0.3 | 1 | 0.3 | 0.3 | 0.1 | N |  |  | OP | X | 1 | 2008 | 2008 |  |  | N | IPP Non-CHP | IPP | IPP | 2 | X | LFG | Renewable | 0.3 | 0 | 1 | 0 | DFO
Operable | 55938 | Industrial Power Generating Company LLC |  | 56686 | King & Queen | VA | Vertical | King and Queen | 12 | Landfill Gas | IC |  | S | X | X | 61482315 |  | 0.3 | 1 | 0.3 | 0.3 | 0.1 | N |  |  | OP | X | 1 | 2008 | 2008 |  |  | N | IPP Non-CHP | IPP | IPP | 2 | X | LFG | Renewable | 0.3 | 0 | 1 | 0 | DFO
Operable | 55938 | Industrial Power Generating Company LLC |  | 56686 | King & Queen | VA | Vertical | King and Queen | 13 | Landfill Gas | IC |  | S | X | X | 61482315 |  | 0.3 | 1 | 0.3 | 0.3 | 0.1 | N |  |  | OP | X | 1 | 2008 | 2008 |  |  | N | IPP Non-CHP | IPP | IPP | 2 | X | LFG | Renewable | 0.3 | 0 | 1 | 0 | DFO
Operable | 55938 | Industrial Power Generating Company LLC |  | 56686 | King & Queen | VA | Vertical | King and Queen | 14 | Landfill Gas | IC |  | S | X | X | 61482315 |  | 0.3 | 1 | 0.3 | 0.3 | 0.1 | N |  |  | OP | X | 1 | 2008 | 2008 |  |  | N | IPP Non-CHP | IPP | IPP | 2 | X | LFG | Renewable | 0.3 | 0 | 1 | 0 | DFO
Operable | 55938 | Industrial Power Generating Company LLC |  | 56686 | King & Queen | VA | Vertical | King and Queen | 15 | Landfill Gas | IC |  | S | X | X | 61482315 |  | 0.3 | 1 | 0.3 | 0.3 | 0.1 | N |  |  | OP | X | 1 | 2008 | 2008 |  |  | N | IPP Non-CHP | IPP | IPP | 2 | X | LFG | Renewable | 0.3 | 0 | 1 | 0 | DFO
Operable | 55938 | Industrial Power Generating Company LLC |  | 56686 | King & Queen | VA | Vertical | King and Queen | 16 | Landfill Gas | IC |  | S | X | X | 61482315 |  | 0.3 | 1 | 0.3 | 0.3 | 0.1 | N |  |  | OP | X | 1 | 2008 | 2008 |  |  | N | IPP Non-CHP | IPP | IPP | 2 | X | LFG | Renewable | 0.3 | 0 | 1 | 0 | DFO
Operable | 55938 | Industrial Power Generating Company LLC |  | 56686 | King & Queen | VA | Vertical | King and Queen | 17 | Landfill Gas | IC |  | S | X | X | 61482315 |  | 0.3 | 1 | 0.3 | 0.3 | 0.1 | N |  |  | OP | X | 1 | 2008 | 2008 |  |  | N | IPP Non-CHP | IPP | IPP | 2 | X | LFG | Renewable | 0.3 | 0 | 1 | 0 | DFO
Operable | 55938 | Industrial Power Generating Company LLC |  | 56686 | King & Queen | VA | Vertical | King and Queen | 18 | Landfill Gas | IC |  | S | X | X | 61482315 |  | 0.3 | 1 | 0.3 | 0.3 | 0.1 | N |  |  | OP | X | 1 | 2008 | 2008 |  |  | N | IPP Non-CHP | IPP | IPP | 2 | X | LFG | Renewable | 0.3 | 0 | 1 | 0 | DFO
Operable | 55938 | Industrial Power Generating Company LLC |  | 56686 | King & Queen | VA | Vertical | King and Queen | 19 | Landfill Gas | IC |  | S | X | X | 61482315 |  | 0.3 | 1 | 0.3 | 0.3 | 0.1 | N |  |  | OP | X | 1 | 2008 | 2008 |  |  | N | IPP Non-CHP | IPP | IPP | 2 | X | LFG | Renewable | 0.3 | 0 | 1 | 0 | DFO
Operable | 55938 | Industrial Power Generating Company LLC |  | 56686 | King & Queen | VA | Vertical | King and Queen | 2 | Landfill Gas | IC |  | S | X | X | 61482315 |  | 0.3 | 1 | 0.3 | 0.3 | 0.1 | N |  |  | OP | X | 1 | 2008 | 2008 |  |  | N | IPP Non-CHP | IPP | IPP | 2 | X | LFG | Renewable | 0.3 | 0 | 1 | 0 | DFO
Operable | 55938 | Industrial Power Generating Company LLC |  | 56686 | King & Queen | VA | Vertical | King and Queen | 20 | Landfill Gas | IC |  | S | X | X | 61482315 |  | 0.3 | 1 | 0.3 | 0.3 | 0.1 | N |  |  | OP | X | 1 | 2008 | 2008 |  |  | N | IPP Non-CHP | IPP | IPP | 2 | X | LFG | Renewable | 0.3 | 0 | 1 | 0 | DFO
Operable | 55938 | Industrial Power Generating Company LLC |  | 56686 | King & Queen | VA | Vertical | King and Queen | 21 | Landfill Gas | IC |  | S | X | X | 61482315 |  | 0.3 | 1 | 0.3 | 0.3 | 0.1 | N |  |  | OP | X | 1 | 2008 | 2008 |  |  | N | IPP Non-CHP | IPP | IPP | 2 | X | LFG | Renewable | 0.3 | 0 | 1 | 0 | DFO
Operable | 55938 | Industrial Power Generating Company LLC |  | 56686 | King & Queen | VA | Vertical | King and Queen | 22 | Landfill Gas | IC |  | S | X | X | 61482315 |  | 0.3 | 1 | 0.3 | 0.3 | 0.1 | N |  |  | OP | X | 1 | 2008 | 2008 |  |  | N | IPP Non-CHP | IPP | IPP | 2 | X | LFG | Renewable | 0.3 | 0 | 1 | 0 | DFO
Operable | 55938 | Industrial Power Generating Company LLC |  | 56686 | King & Queen | VA | Vertical | King and Queen | 23 | Landfill Gas | IC |  | S | X | X | 61482315 |  | 0.3 | 1 | 0.3 | 0.3 | 0.1 | N |  |  | OP | X | 1 | 2008 | 2008 |  |  | N | IPP Non-CHP | IPP | IPP | 2 | X | LFG | Renewable | 0.3 | 0 | 1 | 0 | DFO
Operable | 55938 | Industrial Power Generating Company LLC |  | 56686 | King & Queen | VA | Vertical | King and Queen | 24 | Landfill Gas | IC |  | S | X | X | 61482315 |  | 0.3 | 1 | 0.3 | 0.3 | 0.1 | N |  |  | OP | X | 1 | 2008 | 2008 |  |  | N | IPP Non-CHP | IPP | IPP | 2 | X | LFG | Renewable | 0.3 | 0 | 1 | 0 | DFO
Operable | 55938 | Industrial Power Generating Company LLC |  | 56686 | King & Queen | VA | Vertical | King and Queen | 25 | Landfill Gas | IC |  | S | X | X | 61482315 |  | 0.3 | 1 | 0.3 | 0.3 | 0.1 | N |  |  | OP | X | 1 | 2008 | 2008 |  |  | N | IPP Non-CHP | IPP | IPP | 2 | X | LFG | Renewable | 0.3 | 0 | 1 | 0 | DFO
Operable | 55938 | Industrial Power Generating Company LLC |  | 56686 | King & Queen | VA | Vertical | King and Queen | 26 | Landfill Gas | IC |  | S | X | X | 61482315 |  | 0.3 | 1 | 0.3 | 0.3 | 0.1 | N |  |  | OP | X | 1 | 2008 | 2008 |  |  | N | IPP Non-CHP | IPP | IPP | 2 | X | LFG | Renewable | 0.3 | 0 | 1 | 0 | DFO
Operable | 55938 | Industrial Power Generating Company LLC |  | 56686 | King & Queen | VA | Vertical | King and Queen | 27 | Landfill Gas | IC |  | S | X | X | 61482315 |  | 0.3 | 1 | 0.3 | 0.3 | 0.1 | N |  |  | OP | X | 1 | 2008 | 2008 |  |  | N | IPP Non-CHP | IPP | IPP | 2 | X | LFG | Renewable | 0.3 | 0 | 1 | 0 | DFO
Operable | 55938 | Industrial Power Generating Company LLC |  | 56686 | King & Queen | VA | Vertical | King and Queen | 28 | Landfill Gas | IC |  | S | X | X | 61482315 |  | 0.3 | 1 | 0.3 | 0.3 | 0.1 | N |  |  | OP | X | 1 | 2008 | 2008 |  |  | N | IPP Non-CHP | IPP | IPP | 2 | X | LFG | Renewable | 0.3 | 0 | 1 | 0 | DFO
Operable | 55938 | Industrial Power Generating Company LLC |  | 56686 | King & Queen | VA | Vertical | King and Queen | 29 | Landfill Gas | IC |  | S | X | X | 61482315 |  | 0.3 | 1 | 0.3 | 0.3 | 0.1 | N |  |  | OP | X | 1 | 2008 | 2008 |  |  | N | IPP Non-CHP | IPP | IPP | 2 | X | LFG | Renewable | 0.3 | 0 | 1 | 0 | DFO
Operable | 55938 | Industrial Power Generating Company LLC |  | 56686 | King & Queen | VA | Vertical | King and Queen | 3 | Landfill Gas | IC |  | S | X | X | 61482315 |  | 0.3 | 1 | 0.3 | 0.3 | 0.1 | N |  |  | OP | X | 1 | 2008 | 2008 |  |  | N | IPP Non-CHP | IPP | IPP | 2 | X | LFG | Renewable | 0.3 | 0 | 1 | 0 | DFO
Operable | 55938 | Industrial Power Generating Company LLC |  | 56686 | King & Queen | VA | Vertical | King and Queen | 30 | Landfill Gas | IC |  | S | X | X | 61482315 |  | 0.3 | 1 | 0.3 | 0.3 | 0.1 | N |  |  | OP | X | 1 | 2008 | 2008 |  |  | N | IPP Non-CHP | IPP | IPP | 2 | X | LFG | Renewable | 0.3 | 0 | 1 | 0 | DFO
Operable | 55938 | Industrial Power Generating Company LLC |  | 56686 | King & Queen | VA | Vertical | King and Queen | 31 | Landfill Gas | IC |  | S | X | X | 61482315 |  | 0.3 | 1 | 0.3 | 0.3 | 0.1 | N |  |  | OP | X | 1 | 2008 | 2008 |  |  | N | IPP Non-CHP | IPP | IPP | 2 | X | LFG | Renewable | 0.3 | 0 | 1 | 0 | DFO
Operable | 55938 | Industrial Power Generating Company LLC |  | 56686 | King & Queen | VA | Vertical | King and Queen | 32 | Landfill Gas | IC |  | S | X | X | 61482315 |  | 0.3 | 1 | 0.3 | 0.3 | 0.1 | N |  |  | OP | X | 1 | 2008 | 2008 |  |  | N | IPP Non-CHP | IPP | IPP | 2 | X | LFG | Renewable | 0.3 | 0 | 1 | 0 | DFO
Operable | 55938 | Industrial Power Generating Company LLC |  | 56686 | King & Queen | VA | Vertical | King and Queen | 33 | Landfill Gas | IC |  | S | X | X | 61482315 |  | 0.3 | 1 | 0.3 | 0.3 | 0.1 | N |  |  | OP | X | 1 | 2008 | 2008 |  |  | N | IPP Non-CHP | IPP | IPP | 2 | X | LFG | Renewable | 0.3 | 0 | 1 | 0 | DFO
Operable | 55938 | Industrial Power Generating Company LLC |  | 56686 | King & Queen | VA | Vertical | King and Queen | 34 | Landfill Gas | IC |  | S | X | X | 61482315 |  | 0.3 | 1 | 0.3 | 0.3 | 0.1 | N |  |  | OP | X | 1 | 2008 | 2008 |  |  | N | IPP Non-CHP | IPP | IPP | 2 | X | LFG | Renewable | 0.3 | 0 | 1 | 0 | DFO
Operable | 55938 | Industrial Power Generating Company LLC |  | 56686 | King & Queen | VA | Vertical | King and Queen | 35 | Landfill Gas | IC |  | S | X | X | 61482315 |  | 0.3 | 1 | 0.3 | 0.3 | 0.1 | N |  |  | OP | X | 1 | 2008 | 2008 |  |  | N | IPP Non-CHP | IPP | IPP | 2 | X | LFG | Renewable | 0.3 | 0 | 1 | 0 | DFO
Operable | 55938 | Industrial Power Generating Company LLC |  | 56686 | King & Queen | VA | Vertical | King and Queen | 36 | Landfill Gas | IC |  | S | X | X | 61482315 |  | 0.3 | 1 | 0.3 | 0.3 | 0.1 | N |  |  | OP | X | 1 | 2008 | 2008 |  |  | N | IPP Non-CHP | IPP | IPP | 2 | X | LFG | Renewable | 0.3 | 0 | 1 | 0 | DFO
Operable | 55938 | Industrial Power Generating Company LLC |  | 56686 | King & Queen | VA | Vertical | King and Queen | 4 | Landfill Gas | IC |  | S | X | X | 61482315 |  | 0.3 | 1 | 0.3 | 0.3 | 0.1 | N |  |  | OP | X | 1 | 2008 | 2008 |  |  | N | IPP Non-CHP | IPP | IPP | 2 | X | LFG | Renewable | 0.3 | 0 | 1 | 0 | DFO
Operable | 55938 | Industrial Power Generating Company LLC |  | 56686 | King & Queen | VA | Vertical | King and Queen | 5 | Landfill Gas | IC |  | S | X | X | 61482315 |  | 0.3 | 1 | 0.3 | 0.3 | 0.1 | N |  |  | OP | X | 1 | 2008 | 2008 |  |  | N | IPP Non-CHP | IPP | IPP | 2 | X | LFG | Renewable | 0.3 | 0 | 1 | 0 | DFO
Operable | 55938 | Industrial Power Generating Company LLC |  | 56686 | King & Queen | VA | Vertical | King and Queen | 6 | Landfill Gas | IC |  | S | X | X | 61482315 |  | 0.3 | 1 | 0.3 | 0.3 | 0.1 | N |  |  | OP | X | 1 | 2008 | 2008 |  |  | N | IPP Non-CHP | IPP | IPP | 2 | X | LFG | Renewable | 0.3 | 0 | 1 | 0 | DFO
Operable | 55938 | Industrial Power Generating Company LLC |  | 56686 | King & Queen | VA | Vertical | King and Queen | 7 | Landfill Gas | IC |  | S | X | X | 61482315 |  | 0.3 | 1 | 0.3 | 0.3 | 0.1 | N |  |  | OP | X | 1 | 2008 | 2008 |  |  | N | IPP Non-CHP | IPP | IPP | 2 | X | LFG | Renewable | 0.3 | 0 | 1 | 0 | DFO
Operable | 55938 | Industrial Power Generating Company LLC |  | 56686 | King & Queen | VA | Vertical | King and Queen | 8 | Landfill Gas | IC |  | S | X | X | 61482315 |  | 0.3 | 1 | 0.3 | 0.3 | 0.1 | N |  |  | OP | X | 1 | 2008 | 2008 |  |  | N | IPP Non-CHP | IPP | IPP | 2 | X | LFG | Renewable | 0.3 | 0 | 1 | 0 | DFO
Operable | 55938 | Industrial Power Generating Company LLC |  | 56686 | King & Queen | VA | Vertical | King and Queen | 9 | Landfill Gas | IC |  | S | X | X | 61482315 |  | 0.3 | 1 | 0.3 | 0.3 | 0.1 | N |  |  | OP | X | 1 | 2008 | 2008 |  |  | N | IPP Non-CHP | IPP | IPP | 2 | X | LFG | Renewable | 0.3 | 0 | 1 | 0 | DFO
Operable | 55938 | Industrial Power Generating Company LLC |  | 56687 | Mountain View | PA | Restructured | Franklin | 1 | Landfill Gas | IC |  | S | X | X | 21601804 |  | 0.3 | 1 | 0.3 | 0.3 | 0.1 | N |  |  | OP | X | 3 | 2003 | 2003 |  |  | N | IPP Non-CHP | IPP | IPP | 2 | X | LFG | Renewable | 0.3 | 0 | 1 | 0 | DFO
Operable | 55938 | Industrial Power Generating Company LLC |  | 56687 | Mountain View | PA | Restructured | Franklin | 10 | Landfill Gas | IC |  | S | X | X | 21601804 |  | 0.3 | 1 | 0.3 | 0.3 | 0.1 | N |  |  | OP | X | 3 | 2003 | 2003 |  |  | N | IPP Non-CHP | IPP | IPP | 2 | X | LFG | Renewable | 0.3 | 0 | 1 | 0 | DFO
Operable | 55938 | Industrial Power Generating Company LLC |  | 56687 | Mountain View | PA | Restructured | Franklin | 11 | Landfill Gas | IC |  | S | X | X | 21601804 |  | 0.3 | 1 | 0.3 | 0.3 | 0.1 | N |  |  | OP | X | 3 | 2003 | 2003 |  |  | N | IPP Non-CHP | IPP | IPP | 2 | X | LFG | Renewable | 0.3 | 0 | 1 | 0 | DFO
Operable | 55938 | Industrial Power Generating Company LLC |  | 56687 | Mountain View | PA | Restructured | Franklin | 12 | Landfill Gas | IC |  | S | X | X | 21601804 |  | 0.3 | 1 | 0.3 | 0.3 | 0.1 | N |  |  | OP | X | 3 | 2003 | 2003 |  |  | N | IPP Non-CHP | IPP | IPP | 2 | X | LFG | Renewable | 0.3 | 0 | 1 | 0 | DFO
Operable | 55938 | Industrial Power Generating Company LLC |  | 56687 | Mountain View | PA | Restructured | Franklin | 13 | Landfill Gas | IC |  | S | X | X | 21601804 |  | 0.3 | 1 | 0.3 | 0.3 | 0.1 | N |  |  | OP | X | 3 | 2003 | 2003 |  |  | N | IPP Non-CHP | IPP | IPP | 2 | X | LFG | Renewable | 0.3 | 0 | 1 | 0 | DFO
Operable | 55938 | Industrial Power Generating Company LLC |  | 56687 | Mountain View | PA | Restructured | Franklin | 14 | Landfill Gas | IC |  | S | X | X | 21601804 |  | 0.3 | 1 | 0.3 | 0.3 | 0.1 | N |  |  | OP | X | 3 | 2003 | 2003 |  |  | N | IPP Non-CHP | IPP | IPP | 2 | X | LFG | Renewable | 0.3 | 0 | 1 | 0 | DFO
Operable | 55938 | Industrial Power Generating Company LLC |  | 56687 | Mountain View | PA | Restructured | Franklin | 15 | Landfill Gas | IC |  | S | X | X | 21601804 |  | 0.3 | 1 | 0.3 | 0.3 | 0.1 | N |  |  | OP | X | 3 | 2003 | 2003 |  |  | N | IPP Non-CHP | IPP | IPP | 2 | X | LFG | Renewable | 0.3 | 0 | 1 | 0 | DFO
Operable | 55938 | Industrial Power Generating Company LLC |  | 56687 | Mountain View | PA | Restructured | Franklin | 16 | Landfill Gas | IC |  | S | X | X | 21601804 |  | 0.3 | 1 | 0.3 | 0.3 | 0.1 | N |  |  | OP | X | 3 | 2003 | 2003 |  |  | N | IPP Non-CHP | IPP | IPP | 2 | X | LFG | Renewable | 0.3 | 0 | 1 | 0 | DFO
Operable | 55938 | Industrial Power Generating Company LLC |  | 56687 | Mountain View | PA | Restructured | Franklin | 17 | Landfill Gas | IC |  | S | X | X | 21601804 |  | 0.3 | 1 | 0.3 | 0.3 | 0.1 | N |  |  | OP | X | 3 | 2003 | 2003 |  |  | N | IPP Non-CHP | IPP | IPP | 2 | X | LFG | Renewable | 0.3 | 0 | 1 | 0 | DFO
Operable | 55938 | Industrial Power Generating Company LLC |  | 56687 | Mountain View | PA | Restructured | Franklin | 18 | Landfill Gas | IC |  | S | X | X | 21601804 |  | 0.3 | 1 | 0.3 | 0.3 | 0.1 | N |  |  | OP | X | 3 | 2003 | 2003 |  |  | N | IPP Non-CHP | IPP | IPP | 2 | X | LFG | Renewable | 0.3 | 0 | 1 | 0 | DFO
Operable | 55938 | Industrial Power Generating Company LLC |  | 56687 | Mountain View | PA | Restructured | Franklin | 19 | Landfill Gas | IC |  | S | X | X | 21601804 |  | 0.3 | 1 | 0.3 | 0.3 | 0.1 | N |  |  | OP | X | 3 | 2003 | 2003 |  |  | N | IPP Non-CHP | IPP | IPP | 2 | X | LFG | Renewable | 0.3 | 0 | 1 | 0 | DFO
Operable | 55938 | Industrial Power Generating Company LLC |  | 56687 | Mountain View | PA | Restructured | Franklin | 2 | Landfill Gas | IC |  | S | X | X | 21601804 |  | 0.3 | 1 | 0.3 | 0.3 | 0.1 | N |  |  | OP | X | 3 | 2003 | 2003 |  |  | N | IPP Non-CHP | IPP | IPP | 2 | X | LFG | Renewable | 0.3 | 0 | 1 | 0 | DFO
Operable | 55938 | Industrial Power Generating Company LLC |  | 56687 | Mountain View | PA | Restructured | Franklin | 20 | Landfill Gas | IC |  | S | X | X | 21601804 |  | 0.3 | 1 | 0.3 | 0.3 | 0.1 | N |  |  | OP | X | 3 | 2003 | 2003 |  |  | N | IPP Non-CHP | IPP | IPP | 2 | X | LFG | Renewable | 0.3 | 0 | 1 | 0 | DFO
Operable | 55938 | Industrial Power Generating Company LLC |  | 56687 | Mountain View | PA | Restructured | Franklin | 21 | Landfill Gas | IC |  | S | X | X | 21601804 |  | 0.3 | 1 | 0.3 | 0.3 | 0.1 | N |  |  | OP | X | 3 | 2003 | 2003 |  |  | N | IPP Non-CHP | IPP | IPP | 2 | X | LFG | Renewable | 0.3 | 0 | 1 | 0 | DFO
Operable | 55938 | Industrial Power Generating Company LLC |  | 56687 | Mountain View | PA | Restructured | Franklin | 22 | Landfill Gas | IC |  | S | X | X | 21601804 |  | 0.3 | 1 | 0.3 | 0.3 | 0.1 | N |  |  | OP | X | 3 | 2003 | 2003 |  |  | N | IPP Non-CHP | IPP | IPP | 2 | X | LFG | Renewable | 0.3 | 0 | 1 | 0 | DFO
Operable | 55938 | Industrial Power Generating Company LLC |  | 56687 | Mountain View | PA | Restructured | Franklin | 23 | Landfill Gas | IC |  | S | X | X | 21601804 |  | 0.3 | 1 | 0.3 | 0.3 | 0.1 | N |  |  | OP | X | 3 | 2003 | 2003 |  |  | N | IPP Non-CHP | IPP | IPP | 2 | X | LFG | Renewable | 0.3 | 0 | 1 | 0 | DFO
Operable | 55938 | Industrial Power Generating Company LLC |  | 56687 | Mountain View | PA | Restructured | Franklin | 24 | Landfill Gas | IC |  | S | X | X | 21601804 |  | 0.3 | 1 | 0.3 | 0.3 | 0.1 | N |  |  | OP | X | 3 | 2003 | 2003 |  |  | N | IPP Non-CHP | IPP | IPP | 2 | X | LFG | Renewable | 0.3 | 0 | 1 | 0 | DFO
Operable | 55938 | Industrial Power Generating Company LLC |  | 56687 | Mountain View | PA | Restructured | Franklin | 25 | Landfill Gas | IC |  | S | X | X | 21601804 |  | 0.3 | 1 | 0.3 | 0.3 | 0.1 | N |  |  | OP | X | 3 | 2003 | 2003 |  |  | N | IPP Non-CHP | IPP | IPP | 2 | X | LFG | Renewable | 0.3 | 0 | 1 | 0 | DFO
Operable | 55938 | Industrial Power Generating Company LLC |  | 56687 | Mountain View | PA | Restructured | Franklin | 26 | Landfill Gas | IC |  | S | X | X | 21601804 |  | 0.3 | 1 | 0.3 | 0.3 | 0.1 | N |  |  | OP | X | 3 | 2003 | 2003 |  |  | N | IPP Non-CHP | IPP | IPP | 2 | X | LFG | Renewable | 0.3 | 0 | 1 | 0 | DFO
Operable | 55938 | Industrial Power Generating Company LLC |  | 56687 | Mountain View | PA | Restructured | Franklin | 27 | Landfill Gas | IC |  | S | X | X | 21601804 |  | 0.3 | 1 | 0.3 | 0.3 | 0.1 | N |  |  | OP | X | 3 | 2003 | 2003 |  |  | N | IPP Non-CHP | IPP | IPP | 2 | X | LFG | Renewable | 0.3 | 0 | 1 | 0 | DFO
Operable | 55938 | Industrial Power Generating Company LLC |  | 56687 | Mountain View | PA | Restructured | Franklin | 28 | Landfill Gas | IC |  | S | X | X | 21601804 |  | 0.3 | 1 | 0.3 | 0.3 | 0.1 | N |  |  | OP | X | 3 | 2003 | 2003 |  |  | N | IPP Non-CHP | IPP | IPP | 2 | X | LFG | Renewable | 0.3 | 0 | 1 | 0 | DFO
Operable | 55938 | Industrial Power Generating Company LLC |  | 56687 | Mountain View | PA | Restructured | Franklin | 29 | Landfill Gas | IC |  | S | X | X | 21601804 |  | 0.3 | 1 | 0.3 | 0.3 | 0.1 | N |  |  | OP | X | 3 | 2003 | 2003 |  |  | N | IPP Non-CHP | IPP | IPP | 2 | X | LFG | Renewable | 0.3 | 0 | 1 | 0 | DFO
Operable | 55938 | Industrial Power Generating Company LLC |  | 56687 | Mountain View | PA | Restructured | Franklin | 3 | Landfill Gas | IC |  | S | X | X | 21601804 |  | 0.3 | 1 | 0.3 | 0.3 | 0.1 | N |  |  | OP | X | 3 | 2003 | 2003 |  |  | N | IPP Non-CHP | IPP | IPP | 2 | X | LFG | Renewable | 0.3 | 0 | 1 | 0 | DFO
Operable | 55938 | Industrial Power Generating Company LLC |  | 56687 | Mountain View | PA | Restructured | Franklin | 30 | Landfill Gas | IC |  | S | X | X | 21601804 |  | 0.3 | 1 | 0.3 | 0.3 | 0.1 | N |  |  | OP | X | 3 | 2003 | 2003 |  |  | N | IPP Non-CHP | IPP | IPP | 2 | X | LFG | Renewable | 0.3 | 0 | 1 | 0 | DFO
Operable | 55938 | Industrial Power Generating Company LLC |  | 56687 | Mountain View | PA | Restructured | Franklin | 31 | Landfill Gas | IC |  | S | X | X | 21601804 |  | 0.3 | 1 | 0.3 | 0.3 | 0.1 | N |  |  | OP | X | 3 | 2003 | 2003 |  |  | N | IPP Non-CHP | IPP | IPP | 2 | X | LFG | Renewable | 0.3 | 0 | 1 | 0 | DFO
Operable | 55938 | Industrial Power Generating Company LLC |  | 56687 | Mountain View | PA | Restructured | Franklin | 32 | Landfill Gas | IC |  | S | X | X | 21601804 |  | 0.3 | 1 | 0.3 | 0.3 | 0.1 | N |  |  | OP | X | 3 | 2003 | 2003 |  |  | N | IPP Non-CHP | IPP | IPP | 2 | X | LFG | Renewable | 0.3 | 0 | 1 | 0 | DFO
Operable | 55938 | Industrial Power Generating Company LLC |  | 56687 | Mountain View | PA | Restructured | Franklin | 33 | Landfill Gas | IC |  | S | X | X | 21601804 |  | 0.3 | 1 | 0.3 | 0.3 | 0.1 | N |  |  | OP | X | 3 | 2003 | 2003 |  |  | N | IPP Non-CHP | IPP | IPP | 2 | X | LFG | Renewable | 0.3 | 0 | 1 | 0 | DFO
Operable | 55938 | Industrial Power Generating Company LLC |  | 56687 | Mountain View | PA | Restructured | Franklin | 34 | Landfill Gas | IC |  | S | X | X | 21601804 |  | 0.3 | 1 | 0.3 | 0.3 | 0.1 | N |  |  | OP | X | 3 | 2003 | 2003 |  |  | N | IPP Non-CHP | IPP | IPP | 2 | X | LFG | Renewable | 0.3 | 0 | 1 | 0 | DFO
Operable | 55938 | Industrial Power Generating Company LLC |  | 56687 | Mountain View | PA | Restructured | Franklin | 35 | Landfill Gas | IC |  | S | X | X | 21601804 |  | 0.3 | 1 | 0.3 | 0.3 | 0.1 | N |  |  | OP | X | 3 | 2003 | 2003 |  |  | N | IPP Non-CHP | IPP | IPP | 2 | X | LFG | Renewable | 0.3 | 0 | 1 | 0 | DFO
Operable | 55938 | Industrial Power Generating Company LLC |  | 56687 | Mountain View | PA | Restructured | Franklin | 36 | Landfill Gas | IC |  | S | X | X | 21601804 |  | 0.3 | 1 | 0.3 | 0.3 | 0.1 | N |  |  | OP | X | 3 | 2003 | 2003 |  |  | N | IPP Non-CHP | IPP | IPP | 2 | X | LFG | Renewable | 0.3 | 0 | 1 | 0 | DFO
Operable | 55938 | Industrial Power Generating Company LLC |  | 56687 | Mountain View | PA | Restructured | Franklin | 37 | Landfill Gas | IC |  | S | X | X | 21601804 |  | 0.3 | 1 | 0.3 | 0.3 | 0.1 | N |  |  | OP | X | 3 | 2003 | 2003 |  |  | N | IPP Non-CHP | IPP | IPP | 2 | X | LFG | Renewable | 0.3 | 0 | 1 | 0 | DFO
Operable | 55938 | Industrial Power Generating Company LLC |  | 56687 | Mountain View | PA | Restructured | Franklin | 38 | Landfill Gas | IC |  | S | X | X | 21601804 |  | 0.3 | 1 | 0.3 | 0.3 | 0.1 | N |  |  | OP | X | 3 | 2003 | 2003 |  |  | N | IPP Non-CHP | IPP | IPP | 2 | X | LFG | Renewable | 0.3 | 0 | 1 | 0 | DFO
Operable | 55938 | Industrial Power Generating Company LLC |  | 56687 | Mountain View | PA | Restructured | Franklin | 39 | Landfill Gas | IC |  | S | X | X | 21601804 |  | 0.3 | 1 | 0.3 | 0.3 | 0.1 | N |  |  | OP | X | 3 | 2003 | 2003 |  |  | N | IPP Non-CHP | IPP | IPP | 2 | X | LFG | Renewable | 0.3 | 0 | 1 | 0 | DFO
Operable | 55938 | Industrial Power Generating Company LLC |  | 56687 | Mountain View | PA | Restructured | Franklin | 4 | Landfill Gas | IC |  | S | X | X | 21601804 |  | 0.3 | 1 | 0.3 | 0.3 | 0.1 | N |  |  | OP | X | 3 | 2003 | 2003 |  |  | N | IPP Non-CHP | IPP | IPP | 2 | X | LFG | Renewable | 0.3 | 0 | 1 | 0 | DFO
Operable | 55938 | Industrial Power Generating Company LLC |  | 56687 | Mountain View | PA | Restructured | Franklin | 40 | Landfill Gas | IC |  | S | X | X | 21601804 |  | 0.3 | 1 | 0.3 | 0.3 | 0.1 | N |  |  | OP | X | 3 | 2003 | 2003 |  |  | N | IPP Non-CHP | IPP | IPP | 2 | X | LFG | Renewable | 0.3 | 0 | 1 | 0 | DFO
Operable | 55938 | Industrial Power Generating Company LLC |  | 56687 | Mountain View | PA | Restructured | Franklin | 41 | Landfill Gas | IC |  | S | X | X | 21601804 |  | 0.3 | 1 | 0.3 | 0.3 | 0.1 | N |  |  | OP | X | 3 | 2003 | 2003 |  |  | N | IPP Non-CHP | IPP | IPP | 2 | X | LFG | Renewable | 0.3 | 0 | 1 | 0 | DFO
Operable | 55938 | Industrial Power Generating Company LLC |  | 56687 | Mountain View | PA | Restructured | Franklin | 42 | Landfill Gas | IC |  | S | X | X | 21601804 |  | 0.3 | 1 | 0.3 | 0.3 | 0.1 | N |  |  | OP | X | 3 | 2003 | 2003 |  |  | N | IPP Non-CHP | IPP | IPP | 2 | X | LFG | Renewable | 0.3 | 0 | 1 | 0 | DFO
Operable | 55938 | Industrial Power Generating Company LLC |  | 56687 | Mountain View | PA | Restructured | Franklin | 43 | Landfill Gas | IC |  | S | X | X | 21601804 |  | 0.3 | 1 | 0.3 | 0.3 | 0.1 | N |  |  | OP | X | 3 | 2003 | 2003 |  |  | N | IPP Non-CHP | IPP | IPP | 2 | X | LFG | Renewable | 0.3 | 0 | 1 | 0 | DFO
Operable | 55938 | Industrial Power Generating Company LLC |  | 56687 | Mountain View | PA | Restructured | Franklin | 44 | Landfill Gas | IC |  | S | X | X | 21601804 |  | 0.3 | 1 | 0.3 | 0.3 | 0.1 | N |  |  | OP | X | 3 | 2003 | 2003 |  |  | N | IPP Non-CHP | IPP | IPP | 2 | X | LFG | Renewable | 0.3 | 0 | 1 | 0 | DFO
Operable | 55938 | Industrial Power Generating Company LLC |  | 56687 | Mountain View | PA | Restructured | Franklin | 45 | Landfill Gas | IC |  | S | X | X | 21601804 |  | 0.3 | 1 | 0.3 | 0.3 | 0.1 | N |  |  | OP | X | 3 | 2003 | 2003 |  |  | N | IPP Non-CHP | IPP | IPP | 2 | X | LFG | Renewable | 0.3 | 0 | 1 | 0 | DFO
Operable | 55938 | Industrial Power Generating Company LLC |  | 56687 | Mountain View | PA | Restructured | Franklin | 46 | Landfill Gas | IC |  | S | X | X | 21601804 |  | 0.3 | 1 | 0.3 | 0.3 | 0.1 | N |  |  | OP | X | 3 | 2003 | 2003 |  |  | N | IPP Non-CHP | IPP | IPP | 2 | X | LFG | Renewable | 0.3 | 0 | 1 | 0 | DFO
Operable | 55938 | Industrial Power Generating Company LLC |  | 56687 | Mountain View | PA | Restructured | Franklin | 47 | Landfill Gas | IC |  | S | X | X | 21601804 |  | 0.3 | 1 | 0.3 | 0.3 | 0.1 | N |  |  | OP | X | 3 | 2003 | 2003 |  |  | N | IPP Non-CHP | IPP | IPP | 2 | X | LFG | Renewable | 0.3 | 0 | 1 | 0 | DFO
Operable | 55938 | Industrial Power Generating Company LLC |  | 56687 | Mountain View | PA | Restructured | Franklin | 48 | Landfill Gas | IC |  | S | X | X | 21601804 |  | 0.3 | 1 | 0.3 | 0.3 | 0.1 | N |  |  | OP | X | 3 | 2003 | 2003 |  |  | N | IPP Non-CHP | IPP | IPP | 2 | X | LFG | Renewable | 0.3 | 0 | 1 | 0 | DFO
Operable | 55938 | Industrial Power Generating Company LLC |  | 56687 | Mountain View | PA | Restructured | Franklin | 5 | Landfill Gas | IC |  | S | X | X | 21601804 |  | 0.3 | 1 | 0.3 | 0.3 | 0.1 | N |  |  | OP | X | 3 | 2003 | 2003 |  |  | N | IPP Non-CHP | IPP | IPP | 2 | X | LFG | Renewable | 0.3 | 0 | 1 | 0 | DFO
Operable | 55938 | Industrial Power Generating Company LLC |  | 56687 | Mountain View | PA | Restructured | Franklin | 6 | Landfill Gas | IC |  | S | X | X | 21601804 |  | 0.3 | 1 | 0.3 | 0.3 | 0.1 | N |  |  | OP | X | 3 | 2003 | 2003 |  |  | N | IPP Non-CHP | IPP | IPP | 2 | X | LFG | Renewable | 0.3 | 0 | 1 | 0 | DFO
Operable | 55938 | Industrial Power Generating Company LLC |  | 56687 | Mountain View | PA | Restructured | Franklin | 7 | Landfill Gas | IC |  | S | X | X | 21601804 |  | 0.3 | 1 | 0.3 | 0.3 | 0.1 | N |  |  | OP | X | 3 | 2003 | 2003 |  |  | N | IPP Non-CHP | IPP | IPP | 2 | X | LFG | Renewable | 0.3 | 0 | 1 | 0 | DFO
Operable | 55938 | Industrial Power Generating Company LLC |  | 56687 | Mountain View | PA | Restructured | Franklin | 8 | Landfill Gas | IC |  | S | X | X | 21601804 |  | 0.3 | 1 | 0.3 | 0.3 | 0.1 | N |  |  | OP | X | 3 | 2003 | 2003 |  |  | N | IPP Non-CHP | IPP | IPP | 2 | X | LFG | Renewable | 0.3 | 0 | 1 | 0 | DFO
Operable | 55938 | Industrial Power Generating Company LLC |  | 56687 | Mountain View | PA | Restructured | Franklin | 9 | Landfill Gas | IC |  | S | X | X | 21601804 |  | 0.3 | 1 | 0.3 | 0.3 | 0.1 | N |  |  | OP | X | 3 | 2003 | 2003 |  |  | N | IPP Non-CHP | IPP | IPP | 2 | X | LFG | Renewable | 0.3 | 0 | 1 | 0 | DFO
Operable | 55938 | Industrial Power Generating Company LLC |  | 56688 | New Bern | NC | Vertical | Craven | 1 | Landfill Gas | IC |  | S | X | X |  |  | 0.3 | 1 | 0.3 | 0.3 | 0.1 | N |  |  | OP | X | 8 | 2007 | 2007 |  |  | N | IPP Non-CHP | IPP | IPP | 2 | X | LFG | Renewable | 0.3 | 0 | 1 | 0 | DFO
Operable | 55938 | Industrial Power Generating Company LLC |  | 56688 | New Bern | NC | Vertical | Craven | 10 | Landfill Gas | IC |  | S | X | X |  |  | 0.3 | 1 | 0.3 | 0.3 | 0.1 | N |  |  | OP | X | 8 | 2007 | 2007 |  |  | N | IPP Non-CHP | IPP | IPP | 2 | X | LFG | Renewable | 0.3 | 0 | 1 | 0 | DFO
Operable | 55938 | Industrial Power Generating Company LLC |  | 56688 | New Bern | NC | Vertical | Craven | 11 | Landfill Gas | IC |  | S | X | X |  |  | 0.3 | 1 | 0.3 | 0.3 | 0.1 | N |  |  | OP | X | 8 | 2007 | 2007 |  |  | N | IPP Non-CHP | IPP | IPP | 2 | X | LFG | Renewable | 0.3 | 0 | 1 | 0 | DFO
Operable | 55938 | Industrial Power Generating Company LLC |  | 56688 | New Bern | NC | Vertical | Craven | 12 | Landfill Gas | IC |  | S | X | X |  |  | 0.3 | 1 | 0.3 | 0.3 | 0.1 | N |  |  | OP | X | 8 | 2007 | 2007 |  |  | N | IPP Non-CHP | IPP | IPP | 2 | X | LFG | Renewable | 0.3 | 0 | 1 | 0 | DFO
Operable | 55938 | Industrial Power Generating Company LLC |  | 56688 | New Bern | NC | Vertical | Craven | 13 | Landfill Gas | IC |  | S | X | X |  |  | 0.3 | 1 | 0.3 | 0.3 | 0.1 | N |  |  | OP | X | 5 | 2011 | 2011 |  |  | N | IPP Non-CHP | IPP | IPP | 2 | X | LFG | Renewable | 0.3 | 0 | 1 | 0 | DFO
Operable | 55938 | Industrial Power Generating Company LLC |  | 56688 | New Bern | NC | Vertical | Craven | 14 | Landfill Gas | IC |  | S | X | X |  |  | 0.3 | 1 | 0.3 | 0.3 | 0.1 | N |  |  | OP | X | 5 | 2011 | 2011 |  |  | N | IPP Non-CHP | IPP | IPP | 2 | X | LFG | Renewable | 0.3 | 0 | 1 | 0 | DFO
Operable | 55938 | Industrial Power Generating Company LLC |  | 56688 | New Bern | NC | Vertical | Craven | 15 | Landfill Gas | IC |  | S | X | X |  |  | 0.3 | 1 | 0.3 | 0.3 | 0.1 | N |  |  | OP | X | 5 | 2011 | 2011 |  |  | N | IPP Non-CHP | IPP | IPP | 2 | X | LFG | Renewable | 0.3 | 0 | 1 | 0 | DFO
Operable | 55938 | Industrial Power Generating Company LLC |  | 56688 | New Bern | NC | Vertical | Craven | 16 | Landfill Gas | IC |  | S | X | X |  |  | 0.3 | 1 | 0.3 | 0.3 | 0.1 | N |  |  | OP | X | 5 | 2011 | 2011 |  |  | N | IPP Non-CHP | IPP | IPP | 2 | X | LFG | Renewable | 0.3 | 0 | 1 | 0 | DFO
Operable | 55938 | Industrial Power Generating Company LLC |  | 56688 | New Bern | NC | Vertical | Craven | 17 | Landfill Gas | IC |  | S | X | X |  |  | 0.3 | 1 | 0.3 | 0.3 | 0.1 | N |  |  | OP | X | 5 | 2011 | 2011 |  |  | N | IPP Non-CHP | IPP | IPP | 2 | X | LFG | Renewable | 0.3 | 0 | 1 | 0 | DFO
Operable | 55938 | Industrial Power Generating Company LLC |  | 56688 | New Bern | NC | Vertical | Craven | 18 | Landfill Gas | IC |  | S | X | X |  |  | 0.3 | 1 | 0.3 | 0.3 | 0.1 | N |  |  | OP | X | 5 | 2011 | 2011 |  |  | N | IPP Non-CHP | IPP | IPP | 2 | X | LFG | Renewable | 0.3 | 0 | 1 | 0 | DFO
Operable | 55938 | Industrial Power Generating Company LLC |  | 56688 | New Bern | NC | Vertical | Craven | 2 | Landfill Gas | IC |  | S | X | X |  |  | 0.3 | 1 | 0.3 | 0.3 | 0.1 | N |  |  | OP | X | 8 | 2007 | 2007 |  |  | N | IPP Non-CHP | IPP | IPP | 2 | X | LFG | Renewable | 0.3 | 0 | 1 | 0 | DFO
Operable | 55938 | Industrial Power Generating Company LLC |  | 56688 | New Bern | NC | Vertical | Craven | 3 | Landfill Gas | IC |  | S | X | X |  |  | 0.3 | 1 | 0.3 | 0.3 | 0.1 | N |  |  | OP | X | 8 | 2007 | 2007 |  |  | N | IPP Non-CHP | IPP | IPP | 2 | X | LFG | Renewable | 0.3 | 0 | 1 | 0 | DFO
Operable | 55938 | Industrial Power Generating Company LLC |  | 56688 | New Bern | NC | Vertical | Craven | 4 | Landfill Gas | IC |  | S | X | X |  |  | 0.3 | 1 | 0.3 | 0.3 | 0.1 | N |  |  | OP | X | 8 | 2007 | 2007 |  |  | N | IPP Non-CHP | IPP | IPP | 2 | X | LFG | Renewable | 0.3 | 0 | 1 | 0 | DFO
Operable | 55938 | Industrial Power Generating Company LLC |  | 56688 | New Bern | NC | Vertical | Craven | 5 | Landfill Gas | IC |  | S | X | X |  |  | 0.3 | 1 | 0.3 | 0.3 | 0.1 | N |  |  | OP | X | 8 | 2007 | 2007 |  |  | N | IPP Non-CHP | IPP | IPP | 2 | X | LFG | Renewable | 0.3 | 0 | 1 | 0 | DFO
Operable | 55938 | Industrial Power Generating Company LLC |  | 56688 | New Bern | NC | Vertical | Craven | 6 | Landfill Gas | IC |  | S | X | X |  |  | 0.3 | 1 | 0.3 | 0.3 | 0.1 | N |  |  | OP | X | 8 | 2007 | 2007 |  |  | N | IPP Non-CHP | IPP | IPP | 2 | X | LFG | Renewable | 0.3 | 0 | 1 | 0 | DFO
Operable | 55938 | Industrial Power Generating Company LLC |  | 56688 | New Bern | NC | Vertical | Craven | 7 | Landfill Gas | IC |  | S | X | X |  |  | 0.3 | 1 | 0.3 | 0.3 | 0.1 | N |  |  | OP | X | 8 | 2007 | 2007 |  |  | N | IPP Non-CHP | IPP | IPP | 2 | X | LFG | Renewable | 0.3 | 0 | 1 | 0 | DFO
Operable | 55938 | Industrial Power Generating Company LLC |  | 56688 | New Bern | NC | Vertical | Craven | 8 | Landfill Gas | IC |  | S | X | X |  |  | 0.3 | 1 | 0.3 | 0.3 | 0.1 | N |  |  | OP | X | 8 | 2007 | 2007 |  |  | N | IPP Non-CHP | IPP | IPP | 2 | X | LFG | Renewable | 0.3 | 0 | 1 | 0 | DFO
Operable | 55938 | Industrial Power Generating Company LLC |  | 56688 | New Bern | NC | Vertical | Craven | 9 | Landfill Gas | IC |  | S | X | X |  |  | 0.3 | 1 | 0.3 | 0.3 | 0.1 | N |  |  | OP | X | 8 | 2007 | 2007 |  |  | N | IPP Non-CHP | IPP | IPP | 2 | X | LFG | Renewable | 0.3 | 0 | 1 | 0 | DFO
Operable | 55938 | Industrial Power Generating Company LLC |  | 56690 | Pine Grove | PA | Restructured | Schuylkill | 1 | Petroleum Liquids | IC |  | S | X | X | 51520089 |  | 0.3 | 1 | 0.3 | 0.3 | 0.1 | N |  |  | OP | X | 2 | 2008 | 2008 |  |  | N | IPP Non-CHP | IPP | IPP | 2 | X | DFO | Non-Renewable | 0 | 0.3 | 0 | 1 | LFG
Operable | 55938 | Industrial Power Generating Company LLC |  | 56690 | Pine Grove | PA | Restructured | Schuylkill | 10 | Petroleum Liquids | IC |  | S | X | X | 51520089 |  | 0.3 | 1 | 0.3 | 0.3 | 0.1 | N |  |  | OP | X | 2 | 2008 | 2008 |  |  | N | IPP Non-CHP | IPP | IPP | 2 | X | DFO | Non-Renewable | 0 | 0.3 | 0 | 1 | LFG
Operable | 55938 | Industrial Power Generating Company LLC |  | 56690 | Pine Grove | PA | Restructured | Schuylkill | 11 | Petroleum Liquids | IC |  | S | X | X | 51520089 |  | 0.3 | 1 | 0.3 | 0.3 | 0.1 | N |  |  | OP | X | 2 | 2008 | 2008 |  |  | N | IPP Non-CHP | IPP | IPP | 2 | X | DFO | Non-Renewable | 0 | 0.3 | 0 | 1 | LFG
Operable | 55938 | Industrial Power Generating Company LLC |  | 56690 | Pine Grove | PA | Restructured | Schuylkill | 12 | Petroleum Liquids | IC |  | S | X | X | 51520089 |  | 0.3 | 1 | 0.3 | 0.3 | 0.1 | N |  |  | OP | X | 2 | 2008 | 2008 |  |  | N | IPP Non-CHP | IPP | IPP | 2 | X | DFO | Non-Renewable | 0 | 0.3 | 0 | 1 | LFG
Operable | 55938 | Industrial Power Generating Company LLC |  | 56690 | Pine Grove | PA | Restructured | Schuylkill | 13 | Petroleum Liquids | IC |  | S | X | X | 51520089 |  | 0.3 | 1 | 0.3 | 0.3 | 0.1 | N |  |  | OP | X | 2 | 2008 | 2008 |  |  | N | IPP Non-CHP | IPP | IPP | 2 | X | DFO | Non-Renewable | 0 | 0.3 | 0 | 1 | LFG
Operable | 55938 | Industrial Power Generating Company LLC |  | 56690 | Pine Grove | PA | Restructured | Schuylkill | 14 | Petroleum Liquids | IC |  | S | X | X | 51520089 |  | 0.3 | 1 | 0.3 | 0.3 | 0.1 | N |  |  | OP | X | 2 | 2008 | 2008 |  |  | N | IPP Non-CHP | IPP | IPP | 2 | X | DFO | Non-Renewable | 0 | 0.3 | 0 | 1 | LFG
Operable | 55938 | Industrial Power Generating Company LLC |  | 56690 | Pine Grove | PA | Restructured | Schuylkill | 15 | Petroleum Liquids | IC |  | S | X | X | 51520089 |  | 0.3 | 1 | 0.3 | 0.3 | 0.1 | N |  |  | OP | X | 2 | 2008 | 2008 |  |  | N | IPP Non-CHP | IPP | IPP | 2 | X | DFO | Non-Renewable | 0 | 0.3 | 0 | 1 | LFG
Operable | 55938 | Industrial Power Generating Company LLC |  | 56690 | Pine Grove | PA | Restructured | Schuylkill | 16 | Petroleum Liquids | IC |  | S | X | X | 51520089 |  | 0.3 | 1 | 0.3 | 0.3 | 0.1 | N |  |  | OP | X | 2 | 2008 | 2008 |  |  | N | IPP Non-CHP | IPP | IPP | 2 | X | DFO | Non-Renewable | 0 | 0.3 | 0 | 1 | LFG
Operable | 55938 | Industrial Power Generating Company LLC |  | 56690 | Pine Grove | PA | Restructured | Schuylkill | 17 | Petroleum Liquids | IC |  | S | X | X | 51520089 |  | 0.3 | 1 | 0.3 | 0.3 | 0.1 | N |  |  | OP | X | 2 | 2008 | 2008 |  |  | N | IPP Non-CHP | IPP | IPP | 2 | X | DFO | Non-Renewable | 0 | 0.3 | 0 | 1 | LFG
Operable | 55938 | Industrial Power Generating Company LLC |  | 56690 | Pine Grove | PA | Restructured | Schuylkill | 18 | Petroleum Liquids | IC |  | S | X | X | 51520089 |  | 0.3 | 1 | 0.3 | 0.3 | 0.1 | N |  |  | OP | X | 2 | 2008 | 2008 |  |  | N | IPP Non-CHP | IPP | IPP | 2 | X | DFO | Non-Renewable | 0 | 0.3 | 0 | 1 | LFG
Operable | 55938 | Industrial Power Generating Company LLC |  | 56690 | Pine Grove | PA | Restructured | Schuylkill | 2 | Petroleum Liquids | IC |  | S | X | X | 51520089 |  | 0.3 | 1 | 0.3 | 0.3 | 0.1 | N |  |  | OP | X | 2 | 2008 | 2008 |  |  | N | IPP Non-CHP | IPP | IPP | 2 | X | DFO | Non-Renewable | 0 | 0.3 | 0 | 1 | LFG
Operable | 55938 | Industrial Power Generating Company LLC |  | 56690 | Pine Grove | PA | Restructured | Schuylkill | 3 | Petroleum Liquids | IC |  | S | X | X | 51520089 |  | 0.3 | 1 | 0.3 | 0.3 | 0.1 | N |  |  | OP | X | 2 | 2008 | 2008 |  |  | N | IPP Non-CHP | IPP | IPP | 2 | X | DFO | Non-Renewable | 0 | 0.3 | 0 | 1 | LFG
Operable | 55938 | Industrial Power Generating Company LLC |  | 56690 | Pine Grove | PA | Restructured | Schuylkill | 4 | Petroleum Liquids | IC |  | S | X | X | 51520089 |  | 0.3 | 1 | 0.3 | 0.3 | 0.1 | N |  |  | OP | X | 2 | 2008 | 2008 |  |  | N | IPP Non-CHP | IPP | IPP | 2 | X | DFO | Non-Renewable | 0 | 0.3 | 0 | 1 | LFG
Operable | 55938 | Industrial Power Generating Company LLC |  | 56690 | Pine Grove | PA | Restructured | Schuylkill | 5 | Petroleum Liquids | IC |  | S | X | X | 51520089 |  | 0.3 | 1 | 0.3 | 0.3 | 0.1 | N |  |  | OP | X | 2 | 2008 | 2008 |  |  | N | IPP Non-CHP | IPP | IPP | 2 | X | DFO | Non-Renewable | 0 | 0.3 | 0 | 1 | LFG
Operable | 55938 | Industrial Power Generating Company LLC |  | 56690 | Pine Grove | PA | Restructured | Schuylkill | 6 | Petroleum Liquids | IC |  | S | X | X | 51520089 |  | 0.3 | 1 | 0.3 | 0.3 | 0.1 | N |  |  | OP | X | 2 | 2008 | 2008 |  |  | N | IPP Non-CHP | IPP | IPP | 2 | X | DFO | Non-Renewable | 0 | 0.3 | 0 | 1 | LFG
Operable | 55938 | Industrial Power Generating Company LLC |  | 56690 | Pine Grove | PA | Restructured | Schuylkill | 7 | Petroleum Liquids | IC |  | S | X | X | 51520089 |  | 0.3 | 1 | 0.3 | 0.3 | 0.1 | N |  |  | OP | X | 2 | 2008 | 2008 |  |  | N | IPP Non-CHP | IPP | IPP | 2 | X | DFO | Non-Renewable | 0 | 0.3 | 0 | 1 | LFG
Operable | 55938 | Industrial Power Generating Company LLC |  | 56690 | Pine Grove | PA | Restructured | Schuylkill | 8 | Petroleum Liquids | IC |  | S | X | X | 51520089 |  | 0.3 | 1 | 0.3 | 0.3 | 0.1 | N |  |  | OP | X | 2 | 2008 | 2008 |  |  | N | IPP Non-CHP | IPP | IPP | 2 | X | DFO | Non-Renewable | 0 | 0.3 | 0 | 1 | LFG
Operable | 55938 | Industrial Power Generating Company LLC |  | 56690 | Pine Grove | PA | Restructured | Schuylkill | 9 | Petroleum Liquids | IC |  | S | X | X | 51520089 |  | 0.3 | 1 | 0.3 | 0.3 | 0.1 | N |  |  | OP | X | 2 | 2008 | 2008 |  |  | N | IPP Non-CHP | IPP | IPP | 2 | X | DFO | Non-Renewable | 0 | 0.3 | 0 | 1 | LFG
Operable | 55938 | Industrial Power Generating Company LLC |  | 56692 | Rockville 1 & 2 | VA | Vertical | Goochland | 1A | Petroleum Liquids | IC |  | S | X | X | 36181315 | 36181315 | 0.3 | 1 | 0.3 | 0.3 | 0.1 | N |  |  | OP | X | 10 | 1995 | Pre-2000 |  |  | N | IPP Non-CHP | IPP | IPP | 2 | X | DFO | Non-Renewable | 0 | 0.3 | 0 | 1
Operable | 55938 | Industrial Power Generating Company LLC |  | 56692 | Rockville 1 & 2 | VA | Vertical | Goochland | 1B | Petroleum Liquids | IC |  | S | X | X | 36181315 | 36181315 | 0.3 | 1 | 0.3 | 0.3 | 0.1 | N |  |  | OP | X | 10 | 1995 | Pre-2000 |  |  | N | IPP Non-CHP | IPP | IPP | 2 | X | DFO | Non-Renewable | 0 | 0.3 | 0 | 1
Operable | 55938 | Industrial Power Generating Company LLC |  | 56692 | Rockville 1 & 2 | VA | Vertical | Goochland | 1C | Petroleum Liquids | IC |  | S | X | X | 36181315 | 36181315 | 0.3 | 1 | 0.3 | 0.3 | 0.1 | N |  |  | OP | X | 10 | 1995 | Pre-2000 |  |  | N | IPP Non-CHP | IPP | IPP | 2 | X | DFO | Non-Renewable | 0 | 0.3 | 0 | 1
Operable | 55938 | Industrial Power Generating Company LLC |  | 56692 | Rockville 1 & 2 | VA | Vertical | Goochland | 1D | Petroleum Liquids | IC |  | S | X | X | 36181315 | 36181315 | 0.3 | 1 | 0.3 | 0.3 | 0.1 | N |  |  | OP | X | 10 | 1995 | Pre-2000 |  |  | N | IPP Non-CHP | IPP | IPP | 2 | X | DFO | Non-Renewable | 0 | 0.3 | 0 | 1
Operable | 55938 | Industrial Power Generating Company LLC |  | 56692 | Rockville 1 & 2 | VA | Vertical | Goochland | 1E | Petroleum Liquids | IC |  | S | X | X | 36181315 | 36181315 | 0.3 | 1 | 0.3 | 0.3 | 0.1 | N |  |  | OP | X | 10 | 1995 | Pre-2000 |  |  | N | IPP Non-CHP | IPP | IPP | 2 | X | DFO | Non-Renewable | 0 | 0.3 | 0 | 1
Operable | 55938 | Industrial Power Generating Company LLC |  | 56692 | Rockville 1 & 2 | VA | Vertical | Goochland | 1F | Petroleum Liquids | IC |  | S | X | X | 36181315 | 36181315 | 0.3 | 1 | 0.3 | 0.3 | 0.1 | N |  |  | OP | X | 10 | 1995 | Pre-2000 |  |  | N | IPP Non-CHP | IPP | IPP | 2 | X | DFO | Non-Renewable | 0 | 0.3 | 0 | 1
Operable | 55938 | Industrial Power Generating Company LLC |  | 56693 | Virginia Beach | VA | Vertical | Virginia Beach City | 1 | Landfill Gas | IC |  | S | X | X | 36181319 |  | 0.3 | 1 | 0.3 | 0.3 | 0.1 | N |  |  | OP | X | 11 | 2001 | 2001 | 5 | 2024 | N | IPP Non-CHP | IPP | IPP | 2 | X | LFG | Renewable | 0.3 | 0 | 1 | 0 | DFO
Operable | 55938 | Industrial Power Generating Company LLC |  | 56693 | Virginia Beach | VA | Vertical | Virginia Beach City | 10 | Landfill Gas | IC |  | S | X | X | 36181319 |  | 0.3 | 1 | 0.3 | 0.3 | 0.1 | N |  |  | OP | X | 11 | 2001 | 2001 | 5 | 2024 | N | IPP Non-CHP | IPP | IPP | 2 | X | LFG | Renewable | 0.3 | 0 | 1 | 0 | DFO
Operable | 55938 | Industrial Power Generating Company LLC |  | 56693 | Virginia Beach | VA | Vertical | Virginia Beach City | 11 | Landfill Gas | IC |  | S | X | X | 36181319 |  | 0.3 | 1 | 0.3 | 0.3 | 0.1 | N |  |  | OP | X | 11 | 2001 | 2001 | 5 | 2024 | N | IPP Non-CHP | IPP | IPP | 2 | X | LFG | Renewable | 0.3 | 0 | 1 | 0 | DFO
Operable | 55938 | Industrial Power Generating Company LLC |  | 56693 | Virginia Beach | VA | Vertical | Virginia Beach City | 12 | Landfill Gas | IC |  | S | X | X | 36181319 |  | 0.3 | 1 | 0.3 | 0.3 | 0.1 | N |  |  | OP | X | 11 | 2001 | 2001 | 5 | 2024 | N | IPP Non-CHP | IPP | IPP | 2 | X | LFG | Renewable | 0.3 | 0 | 1 | 0 | DFO
Operable | 55938 | Industrial Power Generating Company LLC |  | 56693 | Virginia Beach | VA | Vertical | Virginia Beach City | 13 | Landfill Gas | IC |  | S | X | X | 36181319 |  | 0.3 | 1 | 0.3 | 0.3 | 0.1 | N |  |  | OP | X | 11 | 2001 | 2001 | 5 | 2024 | N | IPP Non-CHP | IPP | IPP | 2 | X | LFG | Renewable | 0.3 | 0 | 1 | 0 | DFO
Operable | 55938 | Industrial Power Generating Company LLC |  | 56693 | Virginia Beach | VA | Vertical | Virginia Beach City | 14 | Landfill Gas | IC |  | S | X | X | 36181319 |  | 0.3 | 1 | 0.3 | 0.3 | 0.1 | N |  |  | OP | X | 11 | 2001 | 2001 | 5 | 2024 | N | IPP Non-CHP | IPP | IPP | 2 | X | LFG | Renewable | 0.3 | 0 | 1 | 0 | DFO
Operable | 55938 | Industrial Power Generating Company LLC |  | 56693 | Virginia Beach | VA | Vertical | Virginia Beach City | 15 | Landfill Gas | IC |  | S | X | X | 36181319 |  | 0.3 | 1 | 0.3 | 0.3 | 0.1 | N |  |  | OP | X | 11 | 2001 | 2001 | 5 | 2024 | N | IPP Non-CHP | IPP | IPP | 2 | X | LFG | Renewable | 0.3 | 0 | 1 | 0 | DFO
Operable | 55938 | Industrial Power Generating Company LLC |  | 56693 | Virginia Beach | VA | Vertical | Virginia Beach City | 16 | Landfill Gas | IC |  | S | X | X | 36181319 |  | 0.3 | 1 | 0.3 | 0.3 | 0.1 | N |  |  | OP | X | 11 | 2001 | 2001 | 5 | 2024 | N | IPP Non-CHP | IPP | IPP | 2 | X | LFG | Renewable | 0.3 | 0 | 1 | 0 | DFO
Operable | 55938 | Industrial Power Generating Company LLC |  | 56693 | Virginia Beach | VA | Vertical | Virginia Beach City | 17 | Landfill Gas | IC |  | S | X | X | 36181319 |  | 0.3 | 1 | 0.3 | 0.3 | 0.1 | N |  |  | OP | X | 11 | 2001 | 2001 | 5 | 2024 | N | IPP Non-CHP | IPP | IPP | 2 | X | LFG | Renewable | 0.3 | 0 | 1 | 0 | DFO
Operable | 55938 | Industrial Power Generating Company LLC |  | 56693 | Virginia Beach | VA | Vertical | Virginia Beach City | 18 | Landfill Gas | IC |  | S | X | X | 36181319 |  | 0.3 | 1 | 0.3 | 0.3 | 0.1 | N |  |  | OP | X | 11 | 2001 | 2001 | 5 | 2024 | N | IPP Non-CHP | IPP | IPP | 2 | X | LFG | Renewable | 0.3 | 0 | 1 | 0 | DFO
Operable | 55938 | Industrial Power Generating Company LLC |  | 56693 | Virginia Beach | VA | Vertical | Virginia Beach City | 19 | Landfill Gas | IC |  | S | X | X | 36181319 |  | 0.3 | 1 | 0.3 | 0.3 | 0.1 | N |  |  | OP | X | 11 | 2001 | 2001 | 5 | 2024 | N | IPP Non-CHP | IPP | IPP | 2 | X | LFG | Renewable | 0.3 | 0 | 1 | 0 | DFO
Operable | 55938 | Industrial Power Generating Company LLC |  | 56693 | Virginia Beach | VA | Vertical | Virginia Beach City | 2 | Landfill Gas | IC |  | S | X | X | 36181319 |  | 0.3 | 1 | 0.3 | 0.3 | 0.1 | N |  |  | OP | X | 11 | 2001 | 2001 | 5 | 2024 | N | IPP Non-CHP | IPP | IPP | 2 | X | LFG | Renewable | 0.3 | 0 | 1 | 0 | DFO
Operable | 55938 | Industrial Power Generating Company LLC |  | 56693 | Virginia Beach | VA | Vertical | Virginia Beach City | 20 | Landfill Gas | IC |  | S | X | X | 36181319 |  | 0.3 | 1 | 0.3 | 0.3 | 0.1 | N |  |  | OP | X | 11 | 2001 | 2001 | 5 | 2024 | N | IPP Non-CHP | IPP | IPP | 2 | X | LFG | Renewable | 0.3 | 0 | 1 | 0 | DFO
Operable | 55938 | Industrial Power Generating Company LLC |  | 56693 | Virginia Beach | VA | Vertical | Virginia Beach City | 21 | Landfill Gas | IC |  | S | X | X | 36181319 |  | 0.3 | 1 | 0.3 | 0.3 | 0.1 | N |  |  | OP | X | 11 | 2001 | 2001 | 5 | 2024 | N | IPP Non-CHP | IPP | IPP | 2 | X | LFG | Renewable | 0.3 | 0 | 1 | 0 | DFO
Operable | 55938 | Industrial Power Generating Company LLC |  | 56693 | Virginia Beach | VA | Vertical | Virginia Beach City | 22 | Landfill Gas | IC |  | S | X | X | 36181319 |  | 0.3 | 1 | 0.3 | 0.3 | 0.1 | N |  |  | OP | X | 11 | 2001 | 2001 | 5 | 2024 | N | IPP Non-CHP | IPP | IPP | 2 | X | LFG | Renewable | 0.3 | 0 | 1 | 0 | DFO
Operable | 55938 | Industrial Power Generating Company LLC |  | 56693 | Virginia Beach | VA | Vertical | Virginia Beach City | 23 | Landfill Gas | IC |  | S | X | X | 36181319 |  | 0.3 | 1 | 0.3 | 0.3 | 0.1 | N |  |  | OP | X | 11 | 2001 | 2001 | 5 | 2024 | N | IPP Non-CHP | IPP | IPP | 2 | X | LFG | Renewable | 0.3 | 0 | 1 | 0 | DFO
Operable | 55938 | Industrial Power Generating Company LLC |  | 56693 | Virginia Beach | VA | Vertical | Virginia Beach City | 24 | Landfill Gas | IC |  | S | X | X | 36181319 |  | 0.3 | 1 | 0.3 | 0.3 | 0.1 | N |  |  | OP | X | 11 | 2001 | 2001 | 5 | 2024 | N | IPP Non-CHP | IPP | IPP | 2 | X | LFG | Renewable | 0.3 | 0 | 1 | 0 | DFO
Operable | 55938 | Industrial Power Generating Company LLC |  | 56693 | Virginia Beach | VA | Vertical | Virginia Beach City | 25 | Landfill Gas | IC |  | S | X | X | 36181319 |  | 0.3 | 1 | 0.3 | 0.3 | 0.1 | N |  |  | OP | X | 11 | 2001 | 2001 | 5 | 2024 | N | IPP Non-CHP | IPP | IPP | 2 | X | LFG | Renewable | 0.3 | 0 | 1 | 0 | DFO
Operable | 55938 | Industrial Power Generating Company LLC |  | 56693 | Virginia Beach | VA | Vertical | Virginia Beach City | 26 | Landfill Gas | IC |  | S | X | X | 36181319 |  | 0.3 | 1 | 0.3 | 0.3 | 0.1 | N |  |  | OP | X | 11 | 2001 | 2001 | 5 | 2024 | N | IPP Non-CHP | IPP | IPP | 2 | X | LFG | Renewable | 0.3 | 0 | 1 | 0 | DFO
Operable | 55938 | Industrial Power Generating Company LLC |  | 56693 | Virginia Beach | VA | Vertical | Virginia Beach City | 27 | Landfill Gas | IC |  | S | X | X | 36181319 |  | 0.3 | 1 | 0.3 | 0.3 | 0.1 | N |  |  | OP | X | 11 | 2001 | 2001 | 5 | 2024 | N | IPP Non-CHP | IPP | IPP | 2 | X | LFG | Renewable | 0.3 | 0 | 1 | 0 | DFO
Operable | 55938 | Industrial Power Generating Company LLC |  | 56693 | Virginia Beach | VA | Vertical | Virginia Beach City | 28 | Landfill Gas | IC |  | S | X | X | 36181319 |  | 0.3 | 1 | 0.3 | 0.3 | 0.1 | N |  |  | OP | X | 11 | 2001 | 2001 | 5 | 2024 | N | IPP Non-CHP | IPP | IPP | 2 | X | LFG | Renewable | 0.3 | 0 | 1 | 0 | DFO
Operable | 55938 | Industrial Power Generating Company LLC |  | 56693 | Virginia Beach | VA | Vertical | Virginia Beach City | 29 | Landfill Gas | IC |  | S | X | X | 36181319 |  | 0.3 | 1 | 0.3 | 0.3 | 0.1 | N |  |  | OP | X | 11 | 2001 | 2001 | 5 | 2024 | N | IPP Non-CHP | IPP | IPP | 2 | X | LFG | Renewable | 0.3 | 0 | 1 | 0 | DFO
Operable | 55938 | Industrial Power Generating Company LLC |  | 56693 | Virginia Beach | VA | Vertical | Virginia Beach City | 3 | Landfill Gas | IC |  | S | X | X | 36181319 |  | 0.3 | 1 | 0.3 | 0.3 | 0.1 | N |  |  | OP | X | 11 | 2001 | 2001 | 5 | 2024 | N | IPP Non-CHP | IPP | IPP | 2 | X | LFG | Renewable | 0.3 | 0 | 1 | 0 | DFO
Operable | 55938 | Industrial Power Generating Company LLC |  | 56693 | Virginia Beach | VA | Vertical | Virginia Beach City | 30 | Landfill Gas | IC |  | S | X | X | 36181319 |  | 0.3 | 1 | 0.3 | 0.3 | 0.1 | N |  |  | OP | X | 11 | 2001 | 2001 | 5 | 2024 | N | IPP Non-CHP | IPP | IPP | 2 | X | LFG | Renewable | 0.3 | 0 | 1 | 0 | DFO
Operable | 55938 | Industrial Power Generating Company LLC |  | 56693 | Virginia Beach | VA | Vertical | Virginia Beach City | 31 | Landfill Gas | IC |  | S | X | X | 36181319 |  | 0.3 | 1 | 0.3 | 0.3 | 0.1 | N |  |  | OP | X | 11 | 2001 | 2001 | 5 | 2024 | N | IPP Non-CHP | IPP | IPP | 2 | X | LFG | Renewable | 0.3 | 0 | 1 | 0 | DFO
Operable | 55938 | Industrial Power Generating Company LLC |  | 56693 | Virginia Beach | VA | Vertical | Virginia Beach City | 32 | Landfill Gas | IC |  | S | X | X | 36181319 |  | 0.3 | 1 | 0.3 | 0.3 | 0.1 | N |  |  | OP | X | 11 | 2001 | 2001 | 5 | 2024 | N | IPP Non-CHP | IPP | IPP | 2 | X | LFG | Renewable | 0.3 | 0 | 1 | 0 | DFO
Operable | 55938 | Industrial Power Generating Company LLC |  | 56693 | Virginia Beach | VA | Vertical | Virginia Beach City | 33 | Landfill Gas | IC |  | S | X | X | 36181319 |  | 0.3 | 1 | 0.3 | 0.3 | 0.1 | N |  |  | OP | X | 11 | 2001 | 2001 | 5 | 2024 | N | IPP Non-CHP | IPP | IPP | 2 | X | LFG | Renewable | 0.3 | 0 | 1 | 0 | DFO
Operable | 55938 | Industrial Power Generating Company LLC |  | 56693 | Virginia Beach | VA | Vertical | Virginia Beach City | 34 | Landfill Gas | IC |  | S | X | X | 36181319 |  | 0.3 | 1 | 0.3 | 0.3 | 0.1 | N |  |  | OP | X | 11 | 2001 | 2001 | 5 | 2024 | N | IPP Non-CHP | IPP | IPP | 2 | X | LFG | Renewable | 0.3 | 0 | 1 | 0 | DFO
Operable | 55938 | Industrial Power Generating Company LLC |  | 56693 | Virginia Beach | VA | Vertical | Virginia Beach City | 35 | Landfill Gas | IC |  | S | X | X | 36181319 |  | 0.3 | 1 | 0.3 | 0.3 | 0.1 | N |  |  | OP | X | 11 | 2001 | 2001 | 5 | 2024 | N | IPP Non-CHP | IPP | IPP | 2 | X | LFG | Renewable | 0.3 | 0 | 1 | 0 | DFO
Operable | 55938 | Industrial Power Generating Company LLC |  | 56693 | Virginia Beach | VA | Vertical | Virginia Beach City | 36 | Landfill Gas | IC |  | S | X | X | 36181319 |  | 0.3 | 1 | 0.3 | 0.3 | 0.1 | N |  |  | OP | X | 11 | 2001 | 2001 | 5 | 2024 | N | IPP Non-CHP | IPP | IPP | 2 | X | LFG | Renewable | 0.3 | 0 | 1 | 0 | DFO
Operable | 55938 | Industrial Power Generating Company LLC |  | 56693 | Virginia Beach | VA | Vertical | Virginia Beach City | 4 | Landfill Gas | IC |  | S | X | X | 36181319 |  | 0.3 | 1 | 0.3 | 0.3 | 0.1 | N |  |  | OP | X | 11 | 2001 | 2001 | 5 | 2024 | N | IPP Non-CHP | IPP | IPP | 2 | X | LFG | Renewable | 0.3 | 0 | 1 | 0 | DFO
Operable | 55938 | Industrial Power Generating Company LLC |  | 56693 | Virginia Beach | VA | Vertical | Virginia Beach City | 5 | Landfill Gas | IC |  | S | X | X | 36181319 |  | 0.3 | 1 | 0.3 | 0.3 | 0.1 | N |  |  | OP | X | 11 | 2001 | 2001 | 5 | 2024 | N | IPP Non-CHP | IPP | IPP | 2 | X | LFG | Renewable | 0.3 | 0 | 1 | 0 | DFO
Operable | 55938 | Industrial Power Generating Company LLC |  | 56693 | Virginia Beach | VA | Vertical | Virginia Beach City | 6 | Landfill Gas | IC |  | S | X | X | 36181319 |  | 0.3 | 1 | 0.3 | 0.3 | 0.1 | N |  |  | OP | X | 11 | 2001 | 2001 | 5 | 2024 | N | IPP Non-CHP | IPP | IPP | 2 | X | LFG | Renewable | 0.3 | 0 | 1 | 0 | DFO
Operable | 55938 | Industrial Power Generating Company LLC |  | 56693 | Virginia Beach | VA | Vertical | Virginia Beach City | 7 | Landfill Gas | IC |  | S | X | X | 36181319 |  | 0.3 | 1 | 0.3 | 0.3 | 0.1 | N |  |  | OP | X | 11 | 2001 | 2001 | 5 | 2024 | N | IPP Non-CHP | IPP | IPP | 2 | X | LFG | Renewable | 0.3 | 0 | 1 | 0 | DFO
Operable | 55938 | Industrial Power Generating Company LLC |  | 56693 | Virginia Beach | VA | Vertical | Virginia Beach City | 8 | Landfill Gas | IC |  | S | X | X | 36181319 |  | 0.3 | 1 | 0.3 | 0.3 | 0.1 | N |  |  | OP | X | 11 | 2001 | 2001 | 5 | 2024 | N | IPP Non-CHP | IPP | IPP | 2 | X | LFG | Renewable | 0.3 | 0 | 1 | 0 | DFO
Operable | 55938 | Industrial Power Generating Company LLC |  | 56693 | Virginia Beach | VA | Vertical | Virginia Beach City | 9 | Landfill Gas | IC |  | S | X | X | 36181319 |  | 0.3 | 1 | 0.3 | 0.3 | 0.1 | N |  |  | OP | X | 11 | 2001 | 2001 | 5 | 2024 | N | IPP Non-CHP | IPP | IPP | 2 | X | LFG | Renewable | 0.3 | 0 | 1 | 0 | DFO
Operable | 55938 | Industrial Power Generating Company LLC |  | 57356 | Henrico | VA | Vertical | Henrico | 1 | Landfill Gas | IC |  | S | X | X | 98370469 |  | 0.3 | 1 | 0.3 | 0.3 | 0.1 | N |  |  | OP | X | 9 | 2010 | 2010 |  |  | N | IPP Non-CHP | IPP | IPP | 2 | X | LFG | Renewable | 0.3 | 0 | 1 | 0 | DFO
Operable | 55938 | Industrial Power Generating Company LLC |  | 57356 | Henrico | VA | Vertical | Henrico | 10 | Landfill Gas | IC |  | S | X | X | 98370469 |  | 0.3 | 1 | 0.3 | 0.3 | 0.1 | N |  |  | OP | X | 9 | 2010 | 2010 |  |  | N | IPP Non-CHP | IPP | IPP | 2 | X | LFG | Renewable | 0.3 | 0 | 1 | 0 | DFO
Operable | 55938 | Industrial Power Generating Company LLC |  | 57356 | Henrico | VA | Vertical | Henrico | 11 | Landfill Gas | IC |  | S | X | X | 98370469 |  | 0.3 | 1 | 0.3 | 0.3 | 0.1 | N |  |  | OP | X | 9 | 2010 | 2010 |  |  | N | IPP Non-CHP | IPP | IPP | 2 | X | LFG | Renewable | 0.3 | 0 | 1 | 0 | DFO
Operable | 55938 | Industrial Power Generating Company LLC |  | 57356 | Henrico | VA | Vertical | Henrico | 12 | Landfill Gas | IC |  | S | X | X | 98370469 |  | 0.3 | 1 | 0.3 | 0.3 | 0.1 | N |  |  | OP | X | 9 | 2010 | 2010 |  |  | N | IPP Non-CHP | IPP | IPP | 2 | X | LFG | Renewable | 0.3 | 0 | 1 | 0 | DFO
Operable | 55938 | Industrial Power Generating Company LLC |  | 57356 | Henrico | VA | Vertical | Henrico | 2 | Landfill Gas | IC |  | S | X | X | 98370469 |  | 0.3 | 1 | 0.3 | 0.3 | 0.1 | N |  |  | OP | X | 9 | 2010 | 2010 |  |  | N | IPP Non-CHP | IPP | IPP | 2 | X | LFG | Renewable | 0.3 | 0 | 1 | 0 | DFO
Operable | 55938 | Industrial Power Generating Company LLC |  | 57356 | Henrico | VA | Vertical | Henrico | 3 | Landfill Gas | IC |  | S | X | X | 98370469 |  | 0.3 | 1 | 0.3 | 0.3 | 0.1 | N |  |  | OP | X | 9 | 2010 | 2010 |  |  | N | IPP Non-CHP | IPP | IPP | 2 | X | LFG | Renewable | 0.3 | 0 | 1 | 0 | DFO
Operable | 55938 | Industrial Power Generating Company LLC |  | 57356 | Henrico | VA | Vertical | Henrico | 4 | Landfill Gas | IC |  | S | X | X | 98370469 |  | 0.3 | 1 | 0.3 | 0.3 | 0.1 | N |  |  | OP | X | 9 | 2010 | 2010 |  |  | N | IPP Non-CHP | IPP | IPP | 2 | X | LFG | Renewable | 0.3 | 0 | 1 | 0 | DFO
Operable | 55938 | Industrial Power Generating Company LLC |  | 57356 | Henrico | VA | Vertical | Henrico | 5 | Landfill Gas | IC |  | S | X | X | 98370469 |  | 0.3 | 1 | 0.3 | 0.3 | 0.1 | N |  |  | OP | X | 9 | 2010 | 2010 |  |  | N | IPP Non-CHP | IPP | IPP | 2 | X | LFG | Renewable | 0.3 | 0 | 1 | 0 | DFO
Operable | 55938 | Industrial Power Generating Company LLC |  | 57356 | Henrico | VA | Vertical | Henrico | 6 | Landfill Gas | IC |  | S | X | X | 98370469 |  | 0.3 | 1 | 0.3 | 0.3 | 0.1 | N |  |  | OP | X | 9 | 2010 | 2010 |  |  | N | IPP Non-CHP | IPP | IPP | 2 | X | LFG | Renewable | 0.3 | 0 | 1 | 0 | DFO
Operable | 55938 | Industrial Power Generating Company LLC |  | 57356 | Henrico | VA | Vertical | Henrico | 7 | Landfill Gas | IC |  | S | X | X | 98370469 |  | 0.3 | 1 | 0.3 | 0.3 | 0.1 | N |  |  | OP | X | 9 | 2010 | 2010 |  |  | N | IPP Non-CHP | IPP | IPP | 2 | X | LFG | Renewable | 0.3 | 0 | 1 | 0 | DFO
Operable | 55938 | Industrial Power Generating Company LLC |  | 57356 | Henrico | VA | Vertical | Henrico | 8 | Landfill Gas | IC |  | S | X | X | 98370469 |  | 0.3 | 1 | 0.3 | 0.3 | 0.1 | N |  |  | OP | X | 9 | 2010 | 2010 |  |  | N | IPP Non-CHP | IPP | IPP | 2 | X | LFG | Renewable | 0.3 | 0 | 1 | 0 | DFO
Operable | 55938 | Industrial Power Generating Company LLC |  | 57356 | Henrico | VA | Vertical | Henrico | 9 | Landfill Gas | IC |  | S | X | X | 98370469 |  | 0.3 | 1 | 0.3 | 0.3 | 0.1 | N |  |  | OP | X | 9 | 2010 | 2010 |  |  | N | IPP Non-CHP | IPP | IPP | 2 | X | LFG | Renewable | 0.3 | 0 | 1 | 0 | DFO
Operable | 59596 | Industrial Power Services Corp. |  | 59815 | Granby LFG | MA | Restructured | Hampshire | GLFG1 | Landfill Gas | IC |  | S | X | X |  |  | 3.2 | 1 | 2.8 | 2.8 | 0.4 | N |  |  | OP | X | 9 | 2001 | 2001 |  |  | N | IPP Non-CHP | IPP | IPP | 2 | X | LFG | Renewable | 3.2 | 0 | 1 | 0
Operable | 54837 | INEOS Nitriles Greenlake |  | 50404 | BP Chemicals Green Lake Plant | TX | Restructured | Calhoun | TG2 | All Other | ST |  | S | X | X |  |  | 15 | 0.85 | 15 | 15 | 2 | N |  |  | OP | X | 3 | 1989 | Pre-2000 |  |  | N | Industrial Non-CHP | Customer Sited | Other | 6 | X | WH | Other | 0 | 0 | 0 | 0
Operable | 54837 | INEOS Nitriles Greenlake |  | 50404 | BP Chemicals Green Lake Plant | TX | Restructured | Calhoun | TG3 | All Other | ST |  | S | X | X |  |  | 23.8 | 0.85 | 23.8 | 23.8 | 2 | N |  |  | OP | X | 1 | 1997 | Pre-2000 |  |  | N | Industrial Non-CHP | Customer Sited | Other | 6 | X | WH | Other | 0 | 0 | 0 | 0
Operable | 54769 | INEOS USA LLC |  | 10154 | Power Island | TX | Restructured | Brazoria | GEN1 | Natural Gas Fired Combustion Turbine | GT |  | S | X | X |  |  | 41 | 0.85 | 30 | 38 | 29 | N |  |  | OP | X | 11 | 1985 | Pre-2000 |  |  | Y | Industrial CHP | Customer Sited | Other | 7 | T | NG | Non-Renewable | 0 | 41 | 0 | 1
Operable | 54769 | INEOS USA LLC |  | 10154 | Power Island | TX | Restructured | Brazoria | GEN2 | Natural Gas Fired Combustion Turbine | GT |  | S | X | X |  |  | 50 | 0.85 | 40 | 50 | 20 | N |  |  | OP | X | 1 | 2020 | 2020 |  |  | Y | Industrial CHP | Customer Sited | Other | 7 | T | NG | Non-Renewable | 0 | 50 | 0 | 1
Operable | 54769 | INEOS USA LLC |  | 10154 | Power Island | TX | Restructured | Brazoria | GEN3 | Natural Gas Fired Combustion Turbine | GT |  | S | X | X |  |  | 50 | 0.85 | 40 | 50 | 20 | N |  |  | OP | X | 2 | 2020 | 2020 |  |  | Y | Industrial CHP | Customer Sited | Other | 7 | T | NG | Non-Renewable | 0 | 50 | 0 | 1
Operable | 64847 | Inertia Wind Project, LLC |  | 65546 | Inertia Wind Project | TX | Restructured | Haskell | WINER | Onshore Wind Turbine | WT |  | S | X | X |  |  | 301 |  | 301 | 301 | 0 | N |  |  | OP | X | 1 | 2023 | 2023 |  |  | N | IPP Non-CHP | IPP | IPP | 2 | X | WND | Renewable | 301 | 0 | 1 | 0
Operable | 59452 | Ingenco Renewable Development, LLC |  | 59688 | Wake County LFG Facility | NC | Vertical | Wake | E1 | Landfill Gas | IC |  | S | X | X |  |  | 0.3 | 1 | 0.3 | 0.3 | 0.1 | N |  |  | OP | X | 9 | 2013 | 2013 | 1 | 2024 | N | IPP Non-CHP | IPP | IPP | 2 | X | LFG | Renewable | 0.3 | 0 | 1 | 0 | DFO
Operable | 59452 | Ingenco Renewable Development, LLC |  | 59688 | Wake County LFG Facility | NC | Vertical | Wake | E10 | Landfill Gas | IC |  | S | X | X |  |  | 0.3 | 1 | 0.3 | 0.3 | 0.1 | N |  |  | OP | X | 9 | 2013 | 2013 | 1 | 2024 | N | IPP Non-CHP | IPP | IPP | 2 | X | LFG | Renewable | 0.3 | 0 | 1 | 0 | DFO
Operable | 59452 | Ingenco Renewable Development, LLC |  | 59688 | Wake County LFG Facility | NC | Vertical | Wake | E11 | Landfill Gas | IC |  | S | X | X |  |  | 0.3 | 1 | 0.3 | 0.3 | 0.1 | N |  |  | OP | X | 9 | 2013 | 2013 | 1 | 2024 | N | IPP Non-CHP | IPP | IPP | 2 | X | LFG | Renewable | 0.3 | 0 | 1 | 0 | DFO
Operable | 59452 | Ingenco Renewable Development, LLC |  | 59688 | Wake County LFG Facility | NC | Vertical | Wake | E12 | Landfill Gas | IC |  | S | X | X |  |  | 0.3 | 1 | 0.3 | 0.3 | 0.1 | N |  |  | OP | X | 9 | 2013 | 2013 | 1 | 2024 | N | IPP Non-CHP | IPP | IPP | 2 | X | LFG | Renewable | 0.3 | 0 | 1 | 0 | DFO
Operable | 59452 | Ingenco Renewable Development, LLC |  | 59688 | Wake County LFG Facility | NC | Vertical | Wake | E13 | Landfill Gas | IC |  | S | X | X |  |  | 0.3 | 1 | 0.3 | 0.3 | 0.1 | N |  |  | OP | X | 9 | 2013 | 2013 | 1 | 2024 | N | IPP Non-CHP | IPP | IPP | 2 | X | LFG | Renewable | 0.3 | 0 | 1 | 0 | DFO
Operable | 59452 | Ingenco Renewable Development, LLC |  | 59688 | Wake County LFG Facility | NC | Vertical | Wake | E14 | Landfill Gas | IC |  | S | X | X |  |  | 0.3 | 1 | 0.3 | 0.3 | 0.1 | N |  |  | OP | X | 9 | 2013 | 2013 | 1 | 2024 | N | IPP Non-CHP | IPP | IPP | 2 | X | LFG | Renewable | 0.3 | 0 | 1 | 0 | DFO
Operable | 59452 | Ingenco Renewable Development, LLC |  | 59688 | Wake County LFG Facility | NC | Vertical | Wake | E15 | Landfill Gas | IC |  | S | X | X |  |  | 0.3 | 1 | 0.3 | 0.3 | 0.1 | N |  |  | OP | X | 9 | 2013 | 2013 | 1 | 2024 | N | IPP Non-CHP | IPP | IPP | 2 | X | LFG | Renewable | 0.3 | 0 | 1 | 0 | DFO
Operable | 59452 | Ingenco Renewable Development, LLC |  | 59688 | Wake County LFG Facility | NC | Vertical | Wake | E16 | Landfill Gas | IC |  | S | X | X |  |  | 0.3 | 1 | 0.3 | 0.3 | 0.1 | N |  |  | OP | X | 9 | 2013 | 2013 | 1 | 2024 | N | IPP Non-CHP | IPP | IPP | 2 | X | LFG | Renewable | 0.3 | 0 | 1 | 0 | DFO
Operable | 59452 | Ingenco Renewable Development, LLC |  | 59688 | Wake County LFG Facility | NC | Vertical | Wake | E17 | Landfill Gas | IC |  | S | X | X |  |  | 0.3 | 1 | 0.3 | 0.3 | 0.1 | N |  |  | OP | X | 9 | 2013 | 2013 | 1 | 2024 | N | IPP Non-CHP | IPP | IPP | 2 | X | LFG | Renewable | 0.3 | 0 | 1 | 0 | DFO
Operable | 59452 | Ingenco Renewable Development, LLC |  | 59688 | Wake County LFG Facility | NC | Vertical | Wake | E18 | Landfill Gas | IC |  | S | X | X |  |  | 0.3 | 1 | 0.3 | 0.3 | 0.1 | N |  |  | OP | X | 9 | 2013 | 2013 | 1 | 2024 | N | IPP Non-CHP | IPP | IPP | 2 | X | LFG | Renewable | 0.3 | 0 | 1 | 0 | DFO
Operable | 59452 | Ingenco Renewable Development, LLC |  | 59688 | Wake County LFG Facility | NC | Vertical | Wake | E19 | Landfill Gas | IC |  | S | X | X |  |  | 0.3 | 1 | 0.3 | 0.3 | 0.1 | N |  |  | OP | X | 9 | 2015 | 2015 | 1 | 2024 | N | IPP Non-CHP | IPP | IPP | 2 | X | LFG | Renewable | 0.3 | 0 | 1 | 0 | DFO
Operable | 59452 | Ingenco Renewable Development, LLC |  | 59688 | Wake County LFG Facility | NC | Vertical | Wake | E2 | Landfill Gas | IC |  | S | X | X |  |  | 0.3 | 1 | 0.3 | 0.3 | 0.1 | N |  |  | OP | X | 9 | 2013 | 2013 | 1 | 2024 | N | IPP Non-CHP | IPP | IPP | 2 | X | LFG | Renewable | 0.3 | 0 | 1 | 0 | DFO
Operable | 59452 | Ingenco Renewable Development, LLC |  | 59688 | Wake County LFG Facility | NC | Vertical | Wake | E20 | Landfill Gas | IC |  | S | X | X |  |  | 0.3 | 1 | 0.3 | 0.3 | 0.1 | N |  |  | OP | X | 9 | 2015 | 2015 | 1 | 2024 | N | IPP Non-CHP | IPP | IPP | 2 | X | LFG | Renewable | 0.3 | 0 | 1 | 0 | DFO
Operable | 59452 | Ingenco Renewable Development, LLC |  | 59688 | Wake County LFG Facility | NC | Vertical | Wake | E21 | Landfill Gas | IC |  | S | X | X |  |  | 0.3 | 1 | 0.3 | 0.3 | 0.1 | N |  |  | OP | X | 9 | 2015 | 2015 | 1 | 2024 | N | IPP Non-CHP | IPP | IPP | 2 | X | LFG | Renewable | 0.3 | 0 | 1 | 0 | DFO
Operable | 59452 | Ingenco Renewable Development, LLC |  | 59688 | Wake County LFG Facility | NC | Vertical | Wake | E22 | Landfill Gas | IC |  | S | X | X |  |  | 0.3 | 1 | 0.3 | 0.3 | 0.1 | N |  |  | OP | X | 9 | 2015 | 2015 | 1 | 2024 | N | IPP Non-CHP | IPP | IPP | 2 | X | LFG | Renewable | 0.3 | 0 | 1 | 0 | DFO
Operable | 59452 | Ingenco Renewable Development, LLC |  | 59688 | Wake County LFG Facility | NC | Vertical | Wake | E23 | Landfill Gas | IC |  | S | X | X |  |  | 0.3 | 1 | 0.3 | 0.3 | 0.1 | N |  |  | OP | X | 9 | 2015 | 2015 | 1 | 2024 | N | IPP Non-CHP | IPP | IPP | 2 | X | LFG | Renewable | 0.3 | 0 | 1 | 0 | DFO
Operable | 59452 | Ingenco Renewable Development, LLC |  | 59688 | Wake County LFG Facility | NC | Vertical | Wake | E24 | Landfill Gas | IC |  | S | X | X |  |  | 0.3 | 1 | 0.3 | 0.3 | 0.1 | N |  |  | OP | X | 9 | 2015 | 2015 | 1 | 2024 | N | IPP Non-CHP | IPP | IPP | 2 | X | LFG | Renewable | 0.3 | 0 | 1 | 0 | DFO
Operable | 59452 | Ingenco Renewable Development, LLC |  | 59688 | Wake County LFG Facility | NC | Vertical | Wake | E25 | Landfill Gas | IC |  | S | X | X |  |  | 0.3 | 1 | 0.3 | 0.3 | 0.1 | N |  |  | OP | X | 8 | 2019 | 2019 | 1 | 2024 | N | IPP Non-CHP | IPP | IPP | 2 | X | LFG | Renewable | 0.3 | 0 | 1 | 0 | DFO
Operable | 59452 | Ingenco Renewable Development, LLC |  | 59688 | Wake County LFG Facility | NC | Vertical | Wake | E26 | Landfill Gas | IC |  | S | X | X |  |  | 0.3 | 1 | 0.3 | 0.3 | 0.1 | N |  |  | OP | X | 8 | 2019 | 2019 | 1 | 2024 | N | IPP Non-CHP | IPP | IPP | 2 | X | LFG | Renewable | 0.3 | 0 | 1 | 0 | DFO
Operable | 59452 | Ingenco Renewable Development, LLC |  | 59688 | Wake County LFG Facility | NC | Vertical | Wake | E27 | Landfill Gas | IC |  | S | X | X |  |  | 0.3 | 1 | 0.3 | 0.3 | 0.1 | N |  |  | OP | X | 8 | 2019 | 2019 | 1 | 2024 | N | IPP Non-CHP | IPP | IPP | 2 | X | LFG | Renewable | 0.3 | 0 | 1 | 0 | DFO
Operable | 59452 | Ingenco Renewable Development, LLC |  | 59688 | Wake County LFG Facility | NC | Vertical | Wake | E28 | Landfill Gas | IC |  | S | X | X |  |  | 0.3 | 1 | 0.3 | 0.3 | 0.1 | N |  |  | OP | X | 8 | 2019 | 2019 | 1 | 2024 | N | IPP Non-CHP | IPP | IPP | 2 | X | LFG | Renewable | 0.3 | 0 | 1 | 0 | DFO
Operable | 59452 | Ingenco Renewable Development, LLC |  | 59688 | Wake County LFG Facility | NC | Vertical | Wake | E29 | Landfill Gas | IC |  | S | X | X |  |  | 0.3 | 1 | 0.3 | 0.3 | 0.1 | N |  |  | OP | X | 8 | 2019 | 2019 | 1 | 2024 | N | IPP Non-CHP | IPP | IPP | 2 | X | LFG | Renewable | 0.3 | 0 | 1 | 0 | DFO
Operable | 59452 | Ingenco Renewable Development, LLC |  | 59688 | Wake County LFG Facility | NC | Vertical | Wake | E3 | Landfill Gas | IC |  | S | X | X |  |  | 0.3 | 1 | 0.3 | 0.3 | 0.1 | N |  |  | OP | X | 9 | 2013 | 2013 | 1 | 2024 | N | IPP Non-CHP | IPP | IPP | 2 | X | LFG | Renewable | 0.3 | 0 | 1 | 0 | DFO
Operable | 59452 | Ingenco Renewable Development, LLC |  | 59688 | Wake County LFG Facility | NC | Vertical | Wake | E30 | Landfill Gas | IC |  | S | X | X |  |  | 0.3 | 1 | 0.3 | 0.3 | 0.1 | N |  |  | OP | X | 8 | 2019 | 2019 | 1 | 2024 | N | IPP Non-CHP | IPP | IPP | 2 | X | LFG | Renewable | 0.3 | 0 | 1 | 0 | DFO
Operable | 59452 | Ingenco Renewable Development, LLC |  | 59688 | Wake County LFG Facility | NC | Vertical | Wake | E4 | Landfill Gas | IC |  | S | X | X |  |  | 0.3 | 1 | 0.3 | 0.3 | 0.1 | N |  |  | OP | X | 9 | 2013 | 2013 | 1 | 2024 | N | IPP Non-CHP | IPP | IPP | 2 | X | LFG | Renewable | 0.3 | 0 | 1 | 0 | DFO
Operable | 59452 | Ingenco Renewable Development, LLC |  | 59688 | Wake County LFG Facility | NC | Vertical | Wake | E5 | Landfill Gas | IC |  | S | X | X |  |  | 0.3 | 1 | 0.3 | 0.3 | 0.1 | N |  |  | OP | X | 9 | 2013 | 2013 | 1 | 2024 | N | IPP Non-CHP | IPP | IPP | 2 | X | LFG | Renewable | 0.3 | 0 | 1 | 0 | DFO
Operable | 59452 | Ingenco Renewable Development, LLC |  | 59688 | Wake County LFG Facility | NC | Vertical | Wake | E6 | Landfill Gas | IC |  | S | X | X |  |  | 0.3 | 1 | 0.3 | 0.3 | 0.1 | N |  |  | OP | X | 9 | 2013 | 2013 | 1 | 2024 | N | IPP Non-CHP | IPP | IPP | 2 | X | LFG | Renewable | 0.3 | 0 | 1 | 0 | DFO
Operable | 59452 | Ingenco Renewable Development, LLC |  | 59688 | Wake County LFG Facility | NC | Vertical | Wake | E7 | Landfill Gas | IC |  | S | X | X |  |  | 0.3 | 1 | 0.3 | 0.3 | 0.1 | N |  |  | OP | X | 9 | 2013 | 2013 | 1 | 2024 | N | IPP Non-CHP | IPP | IPP | 2 | X | LFG | Renewable | 0.3 | 0 | 1 | 0 | DFO
Operable | 59452 | Ingenco Renewable Development, LLC |  | 59688 | Wake County LFG Facility | NC | Vertical | Wake | E8 | Landfill Gas | IC |  | S | X | X |  |  | 0.3 | 1 | 0.3 | 0.3 | 0.1 | N |  |  | OP | X | 9 | 2013 | 2013 | 1 | 2024 | N | IPP Non-CHP | IPP | IPP | 2 | X | LFG | Renewable | 0.3 | 0 | 1 | 0 | DFO
Operable | 59452 | Ingenco Renewable Development, LLC |  | 59688 | Wake County LFG Facility | NC | Vertical | Wake | E9 | Landfill Gas | IC |  | S | X | X |  |  | 0.3 | 1 | 0.3 | 0.3 | 0.1 | N |  |  | OP | X | 9 | 2013 | 2013 | 1 | 2024 | N | IPP Non-CHP | IPP | IPP | 2 | X | LFG | Renewable | 0.3 | 0 | 1 | 0 | DFO
Operable | 59452 | Ingenco Renewable Development, LLC |  | 59845 | New River | VA | Vertical | Pulaski | E1 | Landfill Gas | IC |  | S | X | X | 1165480777 |  | 0.3 | 1 | 0.3 | 0.3 | 0.1 | N |  |  | OP | X | 9 | 2013 | 2013 |  |  | N | IPP Non-CHP | IPP | IPP | 2 | X | LFG | Renewable | 0.3 | 0 | 1 | 0 | DFO
Operable | 59452 | Ingenco Renewable Development, LLC |  | 59845 | New River | VA | Vertical | Pulaski | E10 | Landfill Gas | IC |  | S | X | X | 1165480777 |  | 0.3 | 1 | 0.3 | 0.3 | 0.1 | N |  |  | OP | X | 9 | 2013 | 2013 |  |  | N | IPP Non-CHP | IPP | IPP | 2 | X | LFG | Renewable | 0.3 | 0 | 1 | 0 | DFO
Operable | 59452 | Ingenco Renewable Development, LLC |  | 59845 | New River | VA | Vertical | Pulaski | E11 | Landfill Gas | IC |  | S | X | X | 1165480777 |  | 0.3 | 1 | 0.3 | 0.3 | 0.1 | N |  |  | OP | X | 9 | 2013 | 2013 |  |  | N | IPP Non-CHP | IPP | IPP | 2 | X | LFG | Renewable | 0.3 | 0 | 1 | 0 | DFO
Operable | 59452 | Ingenco Renewable Development, LLC |  | 59845 | New River | VA | Vertical | Pulaski | E12 | Landfill Gas | IC |  | S | X | X | 1165480777 |  | 0.3 | 1 | 0.3 | 0.3 | 0.1 | N |  |  | OP | X | 9 | 2013 | 2013 |  |  | N | IPP Non-CHP | IPP | IPP | 2 | X | LFG | Renewable | 0.3 | 0 | 1 | 0 | DFO
Operable | 59452 | Ingenco Renewable Development, LLC |  | 59845 | New River | VA | Vertical | Pulaski | E13 | Landfill Gas | IC |  | S | X | X | 1165480777 |  | 0.3 | 1 | 0.3 | 0.3 | 0.1 | N |  |  | OP | X | 9 | 2013 | 2013 |  |  | N | IPP Non-CHP | IPP | IPP | 2 | X | LFG | Renewable | 0.3 | 0 | 1 | 0 | DFO
Operable | 59452 | Ingenco Renewable Development, LLC |  | 59845 | New River | VA | Vertical | Pulaski | E14 | Landfill Gas | IC |  | S | X | X | 1165480777 |  | 0.3 | 1 | 0.3 | 0.3 | 0.1 | N |  |  | OP | X | 9 | 2013 | 2013 |  |  | N | IPP Non-CHP | IPP | IPP | 2 | X | LFG | Renewable | 0.3 | 0 | 1 | 0 | DFO
Operable | 59452 | Ingenco Renewable Development, LLC |  | 59845 | New River | VA | Vertical | Pulaski | E15 | Landfill Gas | IC |  | S | X | X | 1165480777 |  | 0.3 | 1 | 0.3 | 0.3 | 0.1 | N |  |  | OP | X | 9 | 2013 | 2013 |  |  | N | IPP Non-CHP | IPP | IPP | 2 | X | LFG | Renewable | 0.3 | 0 | 1 | 0 | DFO
Operable | 59452 | Ingenco Renewable Development, LLC |  | 59845 | New River | VA | Vertical | Pulaski | E16 | Landfill Gas | IC |  | S | X | X | 1165480777 |  | 0.3 | 1 | 0.3 | 0.3 | 0.1 | N |  |  | OP | X | 9 | 2013 | 2013 |  |  | N | IPP Non-CHP | IPP | IPP | 2 | X | LFG | Renewable | 0.3 | 0 | 1 | 0 | DFO
Operable | 59452 | Ingenco Renewable Development, LLC |  | 59845 | New River | VA | Vertical | Pulaski | E17 | Landfill Gas | IC |  | S | X | X | 1165480777 |  | 0.3 | 1 | 0.3 | 0.3 | 0.1 | N |  |  | OP | X | 9 | 2013 | 2013 |  |  | N | IPP Non-CHP | IPP | IPP | 2 | X | LFG | Renewable | 0.3 | 0 | 1 | 0 | DFO
Operable | 59452 | Ingenco Renewable Development, LLC |  | 59845 | New River | VA | Vertical | Pulaski | E18 | Landfill Gas | IC |  | S | X | X | 1165480777 |  | 0.3 | 1 | 0.3 | 0.3 | 0.1 | N |  |  | OP | X | 9 | 2013 | 2013 |  |  | N | IPP Non-CHP | IPP | IPP | 2 | X | LFG | Renewable | 0.3 | 0 | 1 | 0 | DFO
Operable | 59452 | Ingenco Renewable Development, LLC |  | 59845 | New River | VA | Vertical | Pulaski | E2 | Landfill Gas | IC |  | S | X | X | 1165480777 |  | 0.3 | 1 | 0.3 | 0.3 | 0.1 | N |  |  | OP | X | 9 | 2013 | 2013 |  |  | N | IPP Non-CHP | IPP | IPP | 2 | X | LFG | Renewable | 0.3 | 0 | 1 | 0 | DFO
Operable | 59452 | Ingenco Renewable Development, LLC |  | 59845 | New River | VA | Vertical | Pulaski | E3 | Landfill Gas | IC |  | S | X | X | 1165480777 |  | 0.3 | 1 | 0.3 | 0.3 | 0.1 | N |  |  | OP | X | 9 | 2013 | 2013 |  |  | N | IPP Non-CHP | IPP | IPP | 2 | X | LFG | Renewable | 0.3 | 0 | 1 | 0 | DFO
Operable | 59452 | Ingenco Renewable Development, LLC |  | 59845 | New River | VA | Vertical | Pulaski | E4 | Landfill Gas | IC |  | S | X | X | 1165480777 |  | 0.3 | 1 | 0.3 | 0.3 | 0.1 | N |  |  | OP | X | 9 | 2013 | 2013 |  |  | N | IPP Non-CHP | IPP | IPP | 2 | X | LFG | Renewable | 0.3 | 0 | 1 | 0 | DFO
Operable | 59452 | Ingenco Renewable Development, LLC |  | 59845 | New River | VA | Vertical | Pulaski | E5 | Landfill Gas | IC |  | S | X | X | 1165480777 |  | 0.3 | 1 | 0.3 | 0.3 | 0.1 | N |  |  | OP | X | 9 | 2013 | 2013 |  |  | N | IPP Non-CHP | IPP | IPP | 2 | X | LFG | Renewable | 0.3 | 0 | 1 | 0 | DFO
Operable | 59452 | Ingenco Renewable Development, LLC |  | 59845 | New River | VA | Vertical | Pulaski | E6 | Landfill Gas | IC |  | S | X | X | 1165480777 |  | 0.3 | 1 | 0.3 | 0.3 | 0.1 | N |  |  | OP | X | 9 | 2013 | 2013 |  |  | N | IPP Non-CHP | IPP | IPP | 2 | X | LFG | Renewable | 0.3 | 0 | 1 | 0 | DFO
Operable | 59452 | Ingenco Renewable Development, LLC |  | 59845 | New River | VA | Vertical | Pulaski | E7 | Landfill Gas | IC |  | S | X | X | 1165480777 |  | 0.3 | 1 | 0.3 | 0.3 | 0.1 | N |  |  | OP | X | 9 | 2013 | 2013 |  |  | N | IPP Non-CHP | IPP | IPP | 2 | X | LFG | Renewable | 0.3 | 0 | 1 | 0 | DFO
Operable | 59452 | Ingenco Renewable Development, LLC |  | 59845 | New River | VA | Vertical | Pulaski | E8 | Landfill Gas | IC |  | S | X | X | 1165480777 |  | 0.3 | 1 | 0.3 | 0.3 | 0.1 | N |  |  | OP | X | 9 | 2013 | 2013 |  |  | N | IPP Non-CHP | IPP | IPP | 2 | X | LFG | Renewable | 0.3 | 0 | 1 | 0 | DFO
Operable | 59452 | Ingenco Renewable Development, LLC |  | 59845 | New River | VA | Vertical | Pulaski | E9 | Landfill Gas | IC |  | S | X | X | 1165480777 |  | 0.3 | 1 | 0.3 | 0.3 | 0.1 | N |  |  | OP | X | 9 | 2013 | 2013 |  |  | N | IPP Non-CHP | IPP | IPP | 2 | X | LFG | Renewable | 0.3 | 0 | 1 | 0 | DFO
Operable | 59452 | Ingenco Renewable Development, LLC |  | 60222 | Bristol Plant | VA | Vertical | Bristol City | A1 | Landfill Gas | IC |  | S | X | X |  |  | 0.3 | 1 | 0.3 | 0.3 | 0.1 | N |  |  | OP | X | 10 | 2016 | 2016 |  |  | N | IPP Non-CHP | IPP | IPP | 2 | X | LFG | Renewable | 0.3 | 0 | 1 | 0 | DFO
Operable | 59452 | Ingenco Renewable Development, LLC |  | 60222 | Bristol Plant | VA | Vertical | Bristol City | A2 | Landfill Gas | IC |  | S | X | X |  |  | 0.3 | 1 | 0.3 | 0.3 | 0.1 | N |  |  | OP | X | 10 | 2016 | 2016 |  |  | N | IPP Non-CHP | IPP | IPP | 2 | X | LFG | Renewable | 0.3 | 0 | 1 | 0 | DFO
Operable | 59452 | Ingenco Renewable Development, LLC |  | 60222 | Bristol Plant | VA | Vertical | Bristol City | A3 | Landfill Gas | IC |  | S | X | X |  |  | 0.3 | 1 | 0.3 | 0.3 | 0.1 | N |  |  | OP | X | 10 | 2016 | 2016 |  |  | N | IPP Non-CHP | IPP | IPP | 2 | X | LFG | Renewable | 0.3 | 0 | 1 | 0 | DFO
Operable | 59452 | Ingenco Renewable Development, LLC |  | 60222 | Bristol Plant | VA | Vertical | Bristol City | A4 | Landfill Gas | IC |  | S | X | X |  |  | 0.3 | 1 | 0.3 | 0.3 | 0.1 | N |  |  | OP | X | 10 | 2016 | 2016 |  |  | N | IPP Non-CHP | IPP | IPP | 2 | X | LFG | Renewable | 0.3 | 0 | 1 | 0 | DFO
Operable | 59452 | Ingenco Renewable Development, LLC |  | 60222 | Bristol Plant | VA | Vertical | Bristol City | A5 | Landfill Gas | IC |  | S | X | X |  |  | 0.3 | 1 | 0.3 | 0.3 | 0.1 | N |  |  | OP | X | 10 | 2016 | 2016 |  |  | N | IPP Non-CHP | IPP | IPP | 2 | X | LFG | Renewable | 0.3 | 0 | 1 | 0 | DFO
Operable | 59452 | Ingenco Renewable Development, LLC |  | 60222 | Bristol Plant | VA | Vertical | Bristol City | A6 | Landfill Gas | IC |  | S | X | X |  |  | 0.3 | 1 | 0.3 | 0.3 | 0.1 | N |  |  | OP | X | 10 | 2016 | 2016 |  |  | N | IPP Non-CHP | IPP | IPP | 2 | X | LFG | Renewable | 0.3 | 0 | 1 | 0 | DFO
Operable | 59452 | Ingenco Renewable Development, LLC |  | 60222 | Bristol Plant | VA | Vertical | Bristol City | C1 | Landfill Gas | IC |  | S | X | X |  |  | 0.3 | 1 | 0.3 | 0.3 | 0.1 | N |  |  | OP | X | 12 | 2015 | 2015 |  |  | N | IPP Non-CHP | IPP | IPP | 2 | X | LFG | Renewable | 0.3 | 0 | 1 | 0 | DFO
Operable | 59452 | Ingenco Renewable Development, LLC |  | 60222 | Bristol Plant | VA | Vertical | Bristol City | C2 | Landfill Gas | IC |  | S | X | X |  |  | 0.3 | 1 | 0.3 | 0.3 | 0.1 | N |  |  | OP | X | 12 | 2015 | 2015 |  |  | N | IPP Non-CHP | IPP | IPP | 2 | X | LFG | Renewable | 0.3 | 0 | 1 | 0 | DFO
Operable | 59452 | Ingenco Renewable Development, LLC |  | 60222 | Bristol Plant | VA | Vertical | Bristol City | C3 | Landfill Gas | IC |  | S | X | X |  |  | 0.3 | 1 | 0.3 | 0.3 | 0.1 | N |  |  | OP | X | 12 | 2015 | 2015 |  |  | N | IPP Non-CHP | IPP | IPP | 2 | X | LFG | Renewable | 0.3 | 0 | 1 | 0 | DFO
Operable | 59452 | Ingenco Renewable Development, LLC |  | 60222 | Bristol Plant | VA | Vertical | Bristol City | C4 | Landfill Gas | IC |  | S | X | X |  |  | 0.3 | 1 | 0.3 | 0.3 | 0.1 | N |  |  | OP | X | 12 | 2015 | 2015 |  |  | N | IPP Non-CHP | IPP | IPP | 2 | X | LFG | Renewable | 0.3 | 0 | 1 | 0 | DFO
Operable | 59452 | Ingenco Renewable Development, LLC |  | 60222 | Bristol Plant | VA | Vertical | Bristol City | C5 | Landfill Gas | IC |  | S | X | X |  |  | 0.3 | 1 | 0.3 | 0.3 | 0.1 | N |  |  | OP | X | 12 | 2015 | 2015 |  |  | N | IPP Non-CHP | IPP | IPP | 2 | X | LFG | Renewable | 0.3 | 0 | 1 | 0 | DFO
Operable | 59452 | Ingenco Renewable Development, LLC |  | 60222 | Bristol Plant | VA | Vertical | Bristol City | C6 | Landfill Gas | IC |  | S | X | X |  |  | 0.3 | 1 | 0.3 | 0.3 | 0.1 | N |  |  | OP | X | 12 | 2015 | 2015 |  |  | N | IPP Non-CHP | IPP | IPP | 2 | X | LFG | Renewable | 0.3 | 0 | 1 | 0 | DFO
Operable | 26469 | Ingleside Cogeneration LP |  | 55313 | Ingleside Cogeneration | TX | Restructured | San Patricio | CTG1 | Natural Gas Fired Combined Cycle | CT | CC1 | J | X | N |  |  | 170.1 | 0.85 | 155 | 179 |  | N |  |  | OP | X | 7 | 1999 | Pre-2000 |  |  | Y | Industrial CHP | Customer Sited | Other | 7 | T | NG | Non-Renewable | 0 | 170.1 | 0 | 1
Operable | 26469 | Ingleside Cogeneration LP |  | 55313 | Ingleside Cogeneration | TX | Restructured | San Patricio | CTG2 | Natural Gas Fired Combined Cycle | CT | CC1 | J | X | N |  |  | 170.1 | 0.85 | 155 | 179 |  | N |  |  | OP | X | 7 | 1999 | Pre-2000 |  |  | Y | Industrial CHP | Customer Sited | Other | 7 | T | NG | Non-Renewable | 0 | 170.1 | 0 | 1
Operable | 26469 | Ingleside Cogeneration LP |  | 55313 | Ingleside Cogeneration | TX | Restructured | San Patricio | STG | Natural Gas Fired Combined Cycle | CA | CC1 | J | Y | X |  |  | 176.8 | 0.85 | 150 | 150 |  | N |  |  | OP | X | 7 | 1999 | Pre-2000 |  |  | Y | Industrial CHP | Customer Sited | Other | 7 | T | NG | Non-Renewable | 0 | 176.8 | 0 | 1
Operable | 4222 | Ingredion Inc - Illinois |  | 54556 | Ingredion Incorporated | IL | Restructured | Cook | TG03 | Natural Gas Fired Combustion Turbine | GT |  | S | X | X |  |  | 4.8 | 0.8 | 4.4 | 4.8 | 0.5 | N |  |  | SB | Y | 2 | 1996 | Pre-2000 |  |  | N | Industrial CHP | Customer Sited | Other | 7 | X | NG | Non-Renewable | 0 | 4.8 | 0 | 1
Operable | 4222 | Ingredion Inc - Illinois |  | 54556 | Ingredion Incorporated | IL | Restructured | Cook | TG04 | Natural Gas Fired Combustion Turbine | GT |  | S | X | X |  |  | 4.8 | 0.8 | 4.4 | 4.8 | 0.5 | N |  |  | SB | Y | 2 | 1996 | Pre-2000 |  |  | N | Industrial CHP | Customer Sited | Other | 7 | X | NG | Non-Renewable | 0 | 4.8 | 0 | 1
Operable | 4222 | Ingredion Inc - Illinois |  | 54556 | Ingredion Incorporated | IL | Restructured | Cook | TGO1 | Natural Gas Steam Turbine | ST |  | S | X | X |  |  | 22.5 | 0.8 | 21.1 | 21.2 | 5 | N |  |  | OP | X | 5 | 1991 | Pre-2000 |  |  | Y | Industrial CHP | Customer Sited | Other | 7 | T | NG | Non-Renewable | 0 | 22.5 | 0 | 1
Operable | 4222 | Ingredion Inc - Illinois |  | 54556 | Ingredion Incorporated | IL | Restructured | Cook | TGO2 | Natural Gas Steam Turbine | ST |  | S | X | X |  |  | 22.5 | 0.8 | 21.1 | 21.2 | 5 | N |  |  | OP | X | 5 | 1991 | Pre-2000 |  |  | Y | Industrial CHP | Customer Sited | Other | 7 | T | NG | Non-Renewable | 0 | 22.5 | 0 | 1
Operable | 4417 | Ingredion Inc - Winston Salem |  | 54618 | Ingredion Winston Salem | NC | Vertical | Forsyth | 7500 | Wood/Wood Waste Biomass | ST |  | S | X | X |  |  | 7.5 | 0.8 | 6.6 | 6.6 | 1 | N |  |  | OP | X | 12 | 1985 | Pre-2000 |  |  | Y | Industrial CHP | Customer Sited | Other | 7 | T | WDS | Renewable | 7.5 | 0 | 1 | 0 | NG
Operable | 4417 | Ingredion Inc - Winston Salem |  | 54618 | Ingredion Winston Salem | NC | Vertical | Forsyth | 900 | Wood/Wood Waste Biomass | ST |  | S | X | X |  |  | 0.9 | 0.8 | 0.4 | 0.5 | 0.1 | N |  |  | OP | X | 5 | 1993 | Pre-2000 |  |  | Y | Industrial CHP | Customer Sited | Other | 7 | T | WDS | Renewable | 0.9 | 0 | 1 | 0 | NG
Operable | 23632 | Inland Paperboard - Rome Mill |  | 10426 | Inland Paperboard Packaging Rome | GA | Vertical | Floyd | GEN2 | Wood/Wood Waste Biomass | ST |  | S | X | X |  |  | 5 | 0.8 | 5 | 5 | 5 | N |  |  | OP | X | 10 | 1954 | Pre-2000 |  |  | Y | Industrial CHP | Customer Sited | Other | 7 | T | BLQ | Renewable | 5 | 0 | 1 | 0 | RFO | WDS | OTH | NG
Operable | 23632 | Inland Paperboard - Rome Mill |  | 10426 | Inland Paperboard Packaging Rome | GA | Vertical | Floyd | GEN3 | Wood/Wood Waste Biomass | ST |  | S | X | X |  |  | 5 | 0.8 | 5 | 5 | 5 | N |  |  | OP | X | 10 | 1954 | Pre-2000 |  |  | Y | Industrial CHP | Customer Sited | Other | 7 | T | BLQ | Renewable | 5 | 0 | 1 | 0 | RFO | WDS | OTH | NG
Operable | 23632 | Inland Paperboard - Rome Mill |  | 10426 | Inland Paperboard Packaging Rome | GA | Vertical | Floyd | GEN4 | Wood/Wood Waste Biomass | ST |  | S | X | X |  |  | 22 | 0.85 | 20 | 20 | 20 | N |  |  | OP | X | 4 | 1961 | Pre-2000 |  |  | Y | Industrial CHP | Customer Sited | Other | 7 | T | BLQ | Renewable | 22 | 0 | 1 | 0 | RFO | WDS | OTH | NG
Operable | 23632 | Inland Paperboard - Rome Mill |  | 10426 | Inland Paperboard Packaging Rome | GA | Vertical | Floyd | GEN5 | Wood/Wood Waste Biomass | ST |  | S | X | X |  |  | 38.4 | 0.85 | 31 | 30 | 30 | N |  |  | OP | X | 4 | 1989 | Pre-2000 |  |  | Y | Industrial CHP | Customer Sited | Other | 7 | T | BLQ | Renewable | 38.4 | 0 | 1 | 0 | RFO | WDS | OTH | NG
Operable | 50158 | Innovative Energy Systems Inc |  | 56323 | Modern Innovative Energy LLC | NY | Restructured | Niagara | GEN1 | Landfill Gas | IC |  | S | X | X |  |  | 1.6 | 0.8 | 1.6 | 1.6 | 0.8 | N |  |  | OP | X | 2 | 2006 | 2006 |  |  | N | IPP Non-CHP | IPP | IPP | 2 | X | LFG | Renewable | 1.6 | 0 | 1 | 0
Operable | 50158 | Innovative Energy Systems Inc |  | 56323 | Modern Innovative Energy LLC | NY | Restructured | Niagara | GEN2 | Landfill Gas | IC |  | S | X | X |  |  | 1.6 | 0.8 | 1.6 | 1.6 | 0.8 | N |  |  | OP | X | 2 | 2006 | 2006 |  |  | N | IPP Non-CHP | IPP | IPP | 2 | X | LFG | Renewable | 1.6 | 0 | 1 | 0
Operable | 50158 | Innovative Energy Systems Inc |  | 56323 | Modern Innovative Energy LLC | NY | Restructured | Niagara | GEN3 | Landfill Gas | IC |  | S | X | X |  |  | 1.6 | 0.8 | 1.6 | 1.6 | 0.8 | N |  |  | SB | Y | 2 | 2006 | 2006 |  |  | N | IPP Non-CHP | IPP | IPP | 2 | X | LFG | Renewable | 1.6 | 0 | 1 | 0
Operable | 50158 | Innovative Energy Systems Inc |  | 56323 | Modern Innovative Energy LLC | NY | Restructured | Niagara | GEN4 | Landfill Gas | IC |  | S | X | X |  |  | 1.6 | 0.8 | 1.6 | 1.6 | 0.8 | N |  |  | SB | N | 2 | 2006 | 2006 |  |  | N | IPP Non-CHP | IPP | IPP | 2 | X | LFG | Renewable | 1.6 | 0 | 1 | 0
Operable | 50158 | Innovative Energy Systems Inc |  | 56324 | Colonie LFGTE Facility | NY | Restructured | Albany | GEN1 | Landfill Gas | IC |  | S | X | X |  |  | 1.6 | 0.8 | 1.6 | 1.6 | 0.8 | N |  |  | OP | X | 2 | 2006 | 2006 |  |  | N | IPP Non-CHP | IPP | IPP | 2 | X | LFG | Renewable | 1.6 | 0 | 1 | 0
Operable | 50158 | Innovative Energy Systems Inc |  | 56324 | Colonie LFGTE Facility | NY | Restructured | Albany | GEN2 | Landfill Gas | IC |  | S | X | X |  |  | 1.6 | 0.8 | 1.6 | 1.6 | 0.8 | N |  |  | OP | X | 2 | 2006 | 2006 |  |  | N | IPP Non-CHP | IPP | IPP | 2 | X | LFG | Renewable | 1.6 | 0 | 1 | 0
Operable | 50158 | Innovative Energy Systems Inc |  | 56324 | Colonie LFGTE Facility | NY | Restructured | Albany | GEN3 | Landfill Gas | IC |  | S | X | X |  |  | 1.6 | 0.8 | 1.6 | 1.6 | 0.8 | N |  |  | OP | X | 2 | 2006 | 2006 |  |  | N | IPP Non-CHP | IPP | IPP | 2 | X | LFG | Renewable | 1.6 | 0 | 1 | 0
Operable | 50158 | Innovative Energy Systems Inc |  | 56324 | Colonie LFGTE Facility | NY | Restructured | Albany | GEN4 | Landfill Gas | IC |  | S | X | X |  |  | 1.6 | 0.8 | 1.6 | 1.6 | 0.8 | N |  |  | OP | X | 6 | 2016 | 2016 |  |  | N | IPP Non-CHP | IPP | IPP | 2 | X | LFG | Renewable | 1.6 | 0 | 1 | 0
Operable | 50158 | Innovative Energy Systems Inc |  | 56958 | DANC LFGTE Facility | NY | Restructured | Jefferson | GEN1 | Landfill Gas | IC |  | S | X | X |  |  | 1.6 | 0.8 | 1.6 | 1.6 | 0.8 | N |  |  | OP | X | 10 | 2008 | 2008 |  |  | N | IPP Non-CHP | IPP | IPP | 2 | X | LFG | Renewable | 1.6 | 0 | 1 | 0
Operable | 50158 | Innovative Energy Systems Inc |  | 56958 | DANC LFGTE Facility | NY | Restructured | Jefferson | GEN2 | Landfill Gas | IC |  | S | X | X |  |  | 1.6 | 0.8 | 1.6 | 1.6 | 0.8 | N |  |  | OP | X | 10 | 2008 | 2008 |  |  | N | IPP Non-CHP | IPP | IPP | 2 | X | LFG | Renewable | 1.6 | 0 | 1 | 0
Operable | 50158 | Innovative Energy Systems Inc |  | 56958 | DANC LFGTE Facility | NY | Restructured | Jefferson | GEN3 | Landfill Gas | IC |  | S | X | X |  |  | 1.6 | 0.8 | 1.6 | 1.6 | 0.8 | N |  |  | OP | X | 10 | 2008 | 2008 |  |  | N | IPP Non-CHP | IPP | IPP | 2 | X | LFG | Renewable | 1.6 | 0 | 1 | 0
Operable | 50158 | Innovative Energy Systems Inc |  | 56958 | DANC LFGTE Facility | NY | Restructured | Jefferson | GEN4 | Landfill Gas | IC |  | S | X | X |  |  | 1.6 | 0.8 | 1.6 | 1.6 | 0.8 | N |  |  | OP | X | 4 | 2012 | 2012 |  |  | N | IPP Non-CHP | IPP | IPP | 2 | X | LFG | Renewable | 1.6 | 0 | 1 | 0
Operable | 50158 | Innovative Energy Systems Inc |  | 56986 | Clinton LFGTE Facility | NY | Restructured | Clinton | GEN1 | Landfill Gas | IC |  | W | X | X |  |  | 1.6 | 0.8 | 1.6 | 1.6 | 0.8 | N |  |  | OP | X | 10 | 2008 | 2008 |  |  | N | IPP Non-CHP | IPP | IPP | 2 | X | LFG | Renewable | 1.6 | 0 | 1 | 0
Operable | 50158 | Innovative Energy Systems Inc |  | 56986 | Clinton LFGTE Facility | NY | Restructured | Clinton | GEN2 | Landfill Gas | IC |  | W | X | X |  |  | 1.6 | 0.8 | 1.6 | 1.6 | 0.8 | N |  |  | OP | X | 10 | 2008 | 2008 |  |  | N | IPP Non-CHP | IPP | IPP | 2 | X | LFG | Renewable | 1.6 | 0 | 1 | 0
Operable | 50158 | Innovative Energy Systems Inc |  | 56986 | Clinton LFGTE Facility | NY | Restructured | Clinton | GEN3 | Landfill Gas | IC |  | W | X | X |  |  | 1.6 | 0.8 | 1.6 | 1.6 | 0.8 | N |  |  | OP | X | 10 | 2008 | 2008 |  |  | N | IPP Non-CHP | IPP | IPP | 2 | X | LFG | Renewable | 1.6 | 0 | 1 | 0
Operable | 50158 | Innovative Energy Systems Inc |  | 56986 | Clinton LFGTE Facility | NY | Restructured | Clinton | GEN4 | Landfill Gas | IC |  | W | X | X |  |  | 1.6 | 0.8 | 1.6 | 1.6 | 0.8 | N |  |  | OP | X | 8 | 2009 | 2009 |  |  | N | IPP Non-CHP | IPP | IPP | 2 | X | LFG | Renewable | 1.6 | 0 | 1 | 0
Operable | 50158 | Innovative Energy Systems Inc |  | 56987 | Hyland LFGTE Facility | NY | Restructured | Allegany | GEN1 | Landfill Gas | IC |  | W | X | X |  |  | 1.6 | 0.8 | 1.6 | 1.6 | 0.8 | N |  |  | OP | X | 8 | 2008 | 2008 |  |  | N | IPP Non-CHP | IPP | IPP | 2 | X | LFG | Renewable | 1.6 | 0 | 1 | 0
Operable | 50158 | Innovative Energy Systems Inc |  | 56987 | Hyland LFGTE Facility | NY | Restructured | Allegany | GEN2 | Landfill Gas | IC |  | W | X | X |  |  | 1.6 | 0.8 | 1.6 | 1.6 | 0.8 | N |  |  | OP | X | 8 | 2008 | 2008 |  |  | N | IPP Non-CHP | IPP | IPP | 2 | X | LFG | Renewable | 1.6 | 0 | 1 | 0
Operable | 50158 | Innovative Energy Systems Inc |  | 56987 | Hyland LFGTE Facility | NY | Restructured | Allegany | GEN3 | Landfill Gas | IC |  | W | X | X |  |  | 1.6 | 0.8 | 1.6 | 1.6 | 0.8 | N |  |  | OP | X | 8 | 2008 | 2008 |  |  | N | IPP Non-CHP | IPP | IPP | 2 | X | LFG | Renewable | 1.6 | 0 | 1 | 0
Operable | 50158 | Innovative Energy Systems Inc |  | 57003 | Fulton LFGTE Facility | NY | Restructured | Fulton | GEN1 | Landfill Gas | IC |  | S | X | X |  |  | 1.6 | 0.8 | 1.6 | 1.6 | 0.8 | N |  |  | OP | X | 6 | 2010 | 2010 |  |  | N | IPP Non-CHP | IPP | IPP | 2 | X | LFG | Renewable | 1.6 | 0 | 1 | 0
Operable | 50158 | Innovative Energy Systems Inc |  | 57003 | Fulton LFGTE Facility | NY | Restructured | Fulton | GEN2 | Landfill Gas | IC |  | S | X | X |  |  | 1.6 | 0.8 | 1.6 | 1.6 | 0.8 | N |  |  | OP | X | 6 | 2010 | 2010 |  |  | N | IPP Non-CHP | IPP | IPP | 2 | X | LFG | Renewable | 1.6 | 0 | 1 | 0
Operable | 60303 | Innovative Solar 42, LLC |  | 60539 | Innovative Solar 42 | NC | Vertical | Bladen | IS042 | Solar Photovoltaic | PV |  | S | X | X |  |  | 71 |  | 71 | 71 |  | N |  |  | OP | X | 9 | 2017 | 2017 |  |  | N | IPP Non-CHP | IPP | IPP | 2 | X | SUN | Renewable | 71 | 0 | 1 | 0
Operable | 60628 | Inovateus Solar, LLC |  | 66442 | LSE Musca Solar | NY | Restructured | Schuyler | ORANG | Solar Photovoltaic | PV |  | S | X | X |  |  | 5 |  | 5 | 5 |  | N |  |  | OP | X | 10 | 2022 | 2022 |  |  | N | IPP Non-CHP | IPP | IPP | 2 | X | SUN | Renewable | 5 | 0 | 1 | 0
Operable | 60628 | Inovateus Solar, LLC |  | 66473 | LSE Pavo Solar | NY | Restructured | Delaware | WALTO | Solar Photovoltaic | PV |  | S | X | X |  |  | 2.3 |  | 2.3 | 2.3 |  | N |  |  | OP | X | 9 | 2022 | 2022 |  |  | N | IPP Non-CHP | IPP | IPP | 2 | X | SUN | Renewable | 2.3 | 0 | 1 | 0
Operable | 18963 | Inside Passage Elec Coop, Inc |  | 7462 | Angoon | AK | Vertical | Skagway Hoonah Angoon | 1A | Petroleum Liquids | IC |  | S | X | X |  |  | 0.5 | 0.8 | 0.5 | 0.5 | 0.1 | N |  |  | OP | X | 8 | 2009 | 2009 |  |  | N | Electric Utility | Utility | Cooperative | 1 | X | DFO | Non-Renewable | 0 | 0.5 | 0 | 1
Operable | 18963 | Inside Passage Elec Coop, Inc |  | 7462 | Angoon | AK | Vertical | Skagway Hoonah Angoon | 2A | Petroleum Liquids | IC |  | S | X | X |  |  | 0.5 | 0.8 | 0.5 | 0.5 | 0.1 | N |  |  | OP | X | 10 | 1998 | Pre-2000 |  |  | N | Electric Utility | Utility | Cooperative | 1 | X | DFO | Non-Renewable | 0 | 0.5 | 0 | 1
Operable | 18963 | Inside Passage Elec Coop, Inc |  | 7462 | Angoon | AK | Vertical | Skagway Hoonah Angoon | 3 | Petroleum Liquids | IC |  | S | X | X |  |  | 0.5 | 0.8 | 0.5 | 0.5 | 0.1 | N |  |  | OP | X | 5 | 1990 | Pre-2000 |  |  | N | Electric Utility | Utility | Cooperative | 1 | X | DFO | Non-Renewable | 0 | 0.5 | 0 | 1
Operable | 18963 | Inside Passage Elec Coop, Inc |  | 7463 | Hoonah | AK | Vertical | Skagway Hoonah Angoon | 2A | Petroleum Liquids | IC |  | S | X | X |  |  | 1 | 0.8 | 1 | 1 | 0.1 | N |  |  | OP | X | 7 | 1997 | Pre-2000 |  |  | N | Electric Utility | Utility | Cooperative | 1 | X | DFO | Non-Renewable | 0 | 1 | 0 | 1 | JF
Operable | 18963 | Inside Passage Elec Coop, Inc |  | 7463 | Hoonah | AK | Vertical | Skagway Hoonah Angoon | 3A | Petroleum Liquids | IC |  | S | X | X |  |  | 0.5 | 0.8 | 0.5 | 0.5 | 0.1 | N |  |  | OP | X | 8 | 2012 | 2012 |  |  | N | Electric Utility | Utility | Cooperative | 1 | X | DFO | Non-Renewable | 0 | 0.5 | 0 | 1 | JF
Operable | 18963 | Inside Passage Elec Coop, Inc |  | 7463 | Hoonah | AK | Vertical | Skagway Hoonah Angoon | 4 | Petroleum Liquids | IC |  | S | X | X |  |  | 0.5 | 0.8 | 0.5 | 0.5 | 0.1 | N |  |  | OP | X | 8 | 2012 | 2012 |  |  | N | Electric Utility | Utility | Cooperative | 1 | X | DFO | Non-Renewable | 0 | 0.5 | 0 | 1 | JF
Operable | 18963 | Inside Passage Elec Coop, Inc |  | 7464 | Kake | AK | Vertical | Wrangell Petersburg | 1B | Petroleum Liquids | IC |  | S | X | X |  |  | 0.5 | 0.8 | 0.5 | 0.5 | 0.1 | N |  |  | OP | X | 9 | 2017 | 2017 |  |  | N | Electric Utility | Utility | Cooperative | 1 | X | DFO | Non-Renewable | 0 | 0.5 | 0 | 1 | JF
Operable | 18963 | Inside Passage Elec Coop, Inc |  | 7464 | Kake | AK | Vertical | Wrangell Petersburg | 2 | Petroleum Liquids | IC |  | S | X | X |  |  | 1.1 | 0.8 | 1.1 | 1.1 | 0.1 | N |  |  | OP | X | 5 | 1993 | Pre-2000 |  |  | N | Electric Utility | Utility | Cooperative | 1 | X | DFO | Non-Renewable | 0 | 1.1 | 0 | 1 | JF
Operable | 18963 | Inside Passage Elec Coop, Inc |  | 7464 | Kake | AK | Vertical | Wrangell Petersburg | 2A | Petroleum Liquids | IC |  | S | X | X |  |  | 0.5 | 0.8 | 0.5 | 0.5 | 0.1 | N |  |  | OP | X | 9 | 2017 | 2017 |  |  | N | Electric Utility | Utility | Cooperative | 1 | X | DFO | Non-Renewable | 0 | 0.5 | 0 | 1 | JF
Operable | 18963 | Inside Passage Elec Coop, Inc |  | 7464 | Kake | AK | Vertical | Wrangell Petersburg | 3B | Petroleum Liquids | IC |  | S | X | X |  |  | 0.5 | 0.8 | 0.5 | 0.5 | 0.1 | N |  |  | OP | X | 9 | 2017 | 2017 |  |  | N | Electric Utility | Utility | Cooperative | 1 | X | DFO | Non-Renewable | 0 | 0.5 | 0 | 1 | JF
Operable | 18963 | Inside Passage Elec Coop, Inc |  | 7464 | Kake | AK | Vertical | Wrangell Petersburg | 4 | Petroleum Liquids | IC |  | S | X | X |  |  | 0.5 | 0.8 | 0.5 | 0.5 | 0.1 | N |  |  | OP | X | 9 | 2017 | 2017 |  |  | N | Electric Utility | Utility | Cooperative | 1 | X | DFO | Non-Renewable | 0 | 0.5 | 0 | 1 | JF
Operable | 59135 | Inst and Envir Div Marine Logistics Base |  | 59335 | MCLB Landfill Gas to Energy | GA | Vertical | Dougherty | GEN1 | Landfill Gas | IC |  | S | X | X |  |  | 1.9 | 0.85 | 1.7 | 1.8 | 0.5 | N |  |  | OP | X | 9 | 2011 | 2011 |  |  | Y | IPP CHP | IPP | IPP | 3 | T | LFG | Renewable | 1.9 | 0 | 1 | 0 | NG
Operable | 59135 | Inst and Envir Div Marine Logistics Base |  | 59335 | MCLB Landfill Gas to Energy | GA | Vertical | Dougherty | GEN2 | Landfill Gas | IC |  | S | X | X |  |  | 2.1 | 0.85 | 1.9 | 1.9 | 0.5 | N |  |  | SB | Y | 12 | 2021 | 2021 |  |  | N | IPP CHP | IPP | IPP | 3 | X | LFG | Renewable | 2.1 | 0 | 1 | 0 | NG
Operable | 59135 | Inst and Envir Div Marine Logistics Base |  | 66190 | Inst and Envir Dir Marine Logistics Base | GA | Vertical | Dougherty | 1 | Landfill Gas | IC |  | S | X | X | ISA | RTO | 1.9 | 0.85 | 1.8 | 1.9 | 0.7 | N |  |  | OP | X | 10 | 2005 | 2005 |  |  | Y | IPP CHP | IPP | IPP | 3 | T | LFG | Renewable | 1.9 | 0 | 1 | 0 | NG
Operable | 58801 | Integrys MA Solar, LLC |  | 58934 | Integrys MA Solar, LLC - Ashburnham Site | MA | Restructured | Worcester | ASH-R | Solar Photovoltaic | PV |  | S | X | X |  |  | 2.6 |  | 2.6 | 2.6 |  | N |  |  | OP | X | 12 | 2013 | 2013 |  |  | N | IPP Non-CHP | IPP | IPP | 2 | X | SUN | Renewable | 2.6 | 0 | 1 | 0
Operable | 58801 | Integrys MA Solar, LLC |  | 58934 | Integrys MA Solar, LLC - Ashburnham Site | MA | Restructured | Worcester | ASH10 | Solar Photovoltaic | PV |  | S | X | X |  |  | 0.3 |  | 0.3 | 0.3 |  | N |  |  | OP | X | 12 | 2013 | 2013 |  |  | N | IPP Non-CHP | IPP | IPP | 2 | X | SUN | Renewable | 0.3 | 0 | 1 | 0
Operable | 58801 | Integrys MA Solar, LLC |  | 59241 | Brockelman | MA | Restructured | Worcester | BROCK | Solar Photovoltaic | PV |  | S | X | X |  |  | 3 |  | 3 | 3 |  | N |  |  | OP | X | 11 | 2013 | 2013 |  |  | N | IPP Non-CHP | IPP | IPP | 2 | X | SUN | Renewable | 3 | 0 | 1 | 0
Operable | 58801 | Integrys MA Solar, LLC |  | 59242 | Beverly | MA | Restructured | Essex | BVRLY | Solar Photovoltaic | PV |  | S | X | X |  |  | 2 |  | 2 | 2 |  | N |  |  | OP | X | 5 | 2014 | 2014 |  |  | N | IPP Non-CHP | IPP | IPP | 2 | X | SUN | Renewable | 2 | 0 | 1 | 0
Operable | 9379 | Inter-Power/AhlCon Partners, L.P. |  | 10143 | Colver Green Energy | PA | Restructured | Cambria | COLV | Conventional Steam Coal | ST |  | S | X | X | Glory | Glory | 118 | 0.9 | 110 | 110 | 77 | N |  |  | OP | X | 2 | 1995 | Pre-2000 |  |  | N | IPP Non-CHP | IPP | IPP | 2 | X | WC | Non-Renewable | 0 | 118 | 0 | 1 | PG
Operable | 64107 | Interchange Solar, LLC |  | 64470 | Interchange Solar, LLC | MI | Vertical | Genesee | FACIC | Solar Photovoltaic | PV |  | S | X | X | Cons.Cetr |  | 2 |  | 2 | 2 |  | N |  |  | OP | X | 12 | 2020 | 2020 |  |  | N | IPP Non-CHP | IPP | IPP | 2 | X | SUN | Renewable | 2 | 0 | 1 | 0
Operable | 63650 | Interfaith Medical Center |  | 64004 | Interfaith Medical Center | NY | Restructured | Kings | EGB17 | Petroleum Liquids | IC |  | S | X | X |  |  | 1.2 | 0.8 | 1.2 | 1.2 | 0.1 | N |  |  | SB | N | 8 | 2012 | 2012 |  |  | N | Commercial Non-CHP | Customer Sited | Other | 4 | X | DFO | Non-Renewable | 0 | 1.2 | 0 | 1
Operable | 9339 | International Bound & Wtr Comm |  | 6128 | Amistad Dam & Power | TX | Restructured | Val Verde | 1 | Conventional Hydroelectric | HY |  | S | X | X |  |  | 33 | 0.9 | 29 | 29 | 29 | N |  |  | OP | X | 6 | 1983 | Pre-2000 |  |  | N | Electric Utility | Utility | Municipal | 1 | X | WAT | Renewable | 33 | 0 | 1 | 0
Operable | 9339 | International Bound & Wtr Comm |  | 6128 | Amistad Dam & Power | TX | Restructured | Val Verde | 2 | Conventional Hydroelectric | HY |  | S | X | X |  |  | 33 | 0.9 | 29 | 29 | 27 | N |  |  | OP | X | 10 | 1983 | Pre-2000 |  |  | N | Electric Utility | Utility | Municipal | 1 | X | WAT | Renewable | 33 | 0 | 1 | 0
Operable | 9339 | International Bound & Wtr Comm |  | 6410 | Falcon Dam & Power | TX | Restructured | Starr | 1 | Conventional Hydroelectric | HY |  | S | X | X |  |  | 10.5 | 0.9 | 10.5 | 10.5 | 3 | N |  |  | OP | X | 10 | 1954 | Pre-2000 |  |  | N | Electric Utility | Utility | Municipal | 1 | X | WAT | Renewable | 10.5 | 0 | 1 | 0
Operable | 9339 | International Bound & Wtr Comm |  | 6410 | Falcon Dam & Power | TX | Restructured | Starr | 2 | Conventional Hydroelectric | HY |  | S | X | X |  |  | 10.5 | 0.9 | 10 | 10 | 3 | N |  |  | OP | X | 10 | 1954 | Pre-2000 |  |  | N | Electric Utility | Utility | Municipal | 1 | X | WAT | Renewable | 10.5 | 0 | 1 | 0
Operable | 9339 | International Bound & Wtr Comm |  | 6410 | Falcon Dam & Power | TX | Restructured | Starr | 3 | Conventional Hydroelectric | HY |  | S | X | X |  |  | 10.5 | 0.9 | 10 | 10 | 3 | N |  |  | OP | X | 10 | 1954 | Pre-2000 |  |  | N | Electric Utility | Utility | Municipal | 1 | X | WAT | Renewable | 10.5 | 0 | 1 | 0
Operable | 9348 | International Paper |  | 52152 | International Paper Franklin Mill | VA | Vertical | Isle of Wight | GE10 | Natural Gas Fired Combustion Turbine | GT |  | S | X | X | 1075455179 | 35010337 | 46.4 | 0.85 | 38 | 59.5 | 25 | N |  |  | OP | X | 11 | 1997 | Pre-2000 |  |  | Y | Industrial CHP | Customer Sited | Other | 7 | T | NG | Non-Renewable | 0 | 46.4 | 0 | 1
Operable | 9348 | International Paper |  | 52152 | International Paper Franklin Mill | VA | Vertical | Isle of Wight | GEN9 | Wood/Wood Waste Biomass | ST |  | S | X | X | 1075455179 | 35010337 | 36.1 | 0.85 | 36.1 | 36.1 | 5 | N |  |  | OP | X | 11 | 1977 | Pre-2000 |  |  | Y | Industrial CHP | Customer Sited | Other | 7 | T | BLQ | Renewable | 36.1 | 0 | 1 | 0 | NG
Operable | 61982 | International Paper - Flint River Mill |  | 50465 | Flint River Operations | GA | Vertical | Macon | GEN1 | Wood/Wood Waste Biomass | ST |  | S | X | X |  |  | 42 | 0.9 | 42 | 42 | 5 | N |  |  | OP | X | 12 | 1980 | Pre-2000 |  |  | Y | Industrial CHP | Customer Sited | Other | 7 | T | BLQ | Renewable | 42 | 0 | 1 | 0 | WDS | NG
Operable | 61982 | International Paper - Flint River Mill |  | 50465 | Flint River Operations | GA | Vertical | Macon | GEN2 | Wood/Wood Waste Biomass | ST |  | S | X | X |  |  | 35 | 0.9 | 35 | 35 | 5 | N |  |  | OP | X | 4 | 2015 | 2015 |  |  | Y | Industrial CHP | Customer Sited | Other | 7 | T | WDS | Renewable | 35 | 0 | 1 | 0 | NG | BLQ | DFO
Operable | 54745 | International Paper - Orange |  | 10425 | International Paper - Orange | TX | Restructured | Orange | TG | Wood/Wood Waste Biomass | ST |  | W | X | X |  |  | 48 | 1 | 33.2 | 33.8 | 5 | N |  |  | OP | X | 11 | 1967 | Pre-2000 |  |  | Y | Industrial CHP | Customer Sited | Other | 7 | B | BLQ | Renewable | 48 | 0 | 1 | 0 | NG | WDS | TDF
Operable | 56164 | International Paper - Valliant |  | 50192 | International Paper Valliant OK | OK | Vertical | McCurtain | TG1 | Wood/Wood Waste Biomass | ST |  | S | X | X |  |  | 68 | 0.9 | 57.8 | 57.8 | 25 | N |  |  | OP | X | 10 | 1971 | Pre-2000 |  |  | Y | Industrial CHP | Customer Sited | Other | 7 | T | BLQ | Renewable | 68 | 0 | 1 | 0 | NG | RFO | DFO | WDS | OBS
Operable | 30002 | International Paper Co |  | 50398 | International Paper Savanna Mill | GA | Vertical | Chatham | GE10 | Wood/Wood Waste Biomass | ST |  | S | X | X |  |  | 82.8 | 0.85 | 82.7 | 82.8 | 10 | N |  |  | OP | X | 4 | 1998 | Pre-2000 |  |  | Y | Industrial CHP | Customer Sited | Other | 7 | T | BLQ | Renewable | 82.8 | 0 | 1 | 0 | NG | DFO | RFO
Operable | 30002 | International Paper Co |  | 50398 | International Paper Savanna Mill | GA | Vertical | Chatham | GEN9 | Natural Gas Steam Turbine | ST |  | S | X | X |  |  | 71.2 | 0.85 | 71.2 | 71.2 | 20 | N |  |  | OP | X | 6 | 1981 | Pre-2000 |  |  | Y | Industrial CHP | Customer Sited | Other | 7 | T | NG | Non-Renewable | 0 | 71.2 | 0 | 1 | WDS | BIT | DFO | RFO
Operable | 8009 | International Paper Co |  | 52140 | International Paper Prattville Mill | AL | Vertical | Autauga | GEN1 | Wood/Wood Waste Biomass | ST |  | S | X | X |  |  | 40.5 | 0.9 | 37 | 38 | 8 | N |  |  | OP | X | 2 | 1967 | Pre-2000 |  |  | Y | Industrial CHP | Customer Sited | Other | 7 | T | BLQ | Renewable | 40.5 | 0 | 1 | 0 | NG | WDS | WO | OBG
Operable | 8009 | International Paper Co |  | 52140 | International Paper Prattville Mill | AL | Vertical | Autauga | GEN2 | Wood/Wood Waste Biomass | ST |  | S | X | X |  |  | 49.3 | 0.85 | 48 | 48 | 10 | N |  |  | OP | X | 5 | 1980 | Pre-2000 |  |  | Y | Industrial CHP | Customer Sited | Other | 7 | T | BLQ | Renewable | 49.3 | 0 | 1 | 0 | NG | WDS | WO | OBG | BIT
Operable | 9390 | International Paper Co-GT Mill |  | 54087 | International Paper Georgetown Mill | SC | Vertical | Georgetown | GEN1 | Wood/Wood Waste Biomass | ST |  | S | X | X |  |  | 25.6 | 0.85 | 25.3 | 25.6 | 10 | N |  |  | OP | X | 1 | 1966 | Pre-2000 |  |  | Y | Industrial CHP | Customer Sited | Other | 7 | T | BLQ | Renewable | 25.6 | 0 | 1 | 0 | RFO
Operable | 9390 | International Paper Co-GT Mill |  | 54087 | International Paper Georgetown Mill | SC | Vertical | Georgetown | GEN2 | Wood/Wood Waste Biomass | ST |  | S | X | X |  |  | 29.5 | 0.85 | 27.4 | 27.7 | 10 | N |  |  | OP | X | 9 | 1984 | Pre-2000 |  |  | Y | Industrial CHP | Customer Sited | Other | 7 | T | WDS | Renewable | 29.5 | 0 | 1 | 0 | TDF | NG | RFO | BIT
Operable | 9390 | International Paper Co-GT Mill |  | 54087 | International Paper Georgetown Mill | SC | Vertical | Georgetown | GEN3 | Wood/Wood Waste Biomass | ST |  | S | X | X |  |  | 40.5 | 0.85 | 37.7 | 38.1 | 10 | N |  |  | OP | X | 9 | 1984 | Pre-2000 |  |  | Y | Industrial CHP | Customer Sited | Other | 7 | T | WDS | Renewable | 40.5 | 0 | 1 | 0 | TDF | NG | RFO | BIT
Operable | 9401 | International Paper Co-Pensacola |  | 50250 | International Paper Pensacola | FL | Vertical | Escambia | GEN1 | Wood/Wood Waste Biomass | ST |  | S | X | X |  |  | 39.6 | 0.9 | 36 | 36 | 22 | N |  |  | OP | X | 1 | 1981 | Pre-2000 |  |  | Y | Industrial CHP | Customer Sited | Other | 7 | T | BLQ | Renewable | 39.6 | 0 | 1 | 0 | WDS | NG
Operable | 9401 | International Paper Co-Pensacola |  | 50250 | International Paper Pensacola | FL | Vertical | Escambia | GEN2 | Wood/Wood Waste Biomass | ST |  | S | X | X |  |  | 43.2 | 0.9 | 40 | 40 | 30 | N |  |  | OP | X | 1 | 1981 | Pre-2000 |  |  | Y | Industrial CHP | Customer Sited | Other | 7 | T | BLQ | Renewable | 43.2 | 0 | 1 | 0 | WDS | NG
Operable | 9210 | International Paper Co-Riegelwood |  | 54656 | International Paper Riegelwood Mill | NC | Vertical | Columbus | NO3 | Wood/Wood Waste Biomass | ST |  | S | X | X |  |  | 44 | 0.85 | 44.5 | 40.7 | 17.3 | N |  |  | OP | X | 12 | 1976 | Pre-2000 |  |  | Y | Industrial CHP | Customer Sited | Other | 7 | T | BLQ | Renewable | 44 | 0 | 1 | 0 | SLW | WDS
Operable | 9393 | International Paper Co-Riverdl |  | 54096 | International Paper Riverdale Mill | AL | Vertical | Dallas | GEN1 | Natural Gas Steam Turbine | ST |  | S | X | X |  |  | 11.6 | 0.85 | 11.6 | 11.6 | 2 | N |  |  | OP | X | 1 | 1967 | Pre-2000 |  |  | N | Industrial CHP | Customer Sited | Other | 7 | X | NG | Non-Renewable | 0 | 11.6 | 0 | 1 | BLQ | WDS | DFO
Operable | 9393 | International Paper Co-Riverdl |  | 54096 | International Paper Riverdale Mill | AL | Vertical | Dallas | GEN2 | Wood/Wood Waste Biomass | ST |  | S | X | X |  |  | 37.4 | 0.85 | 37.4 | 37.4 | 10 | N |  |  | OP | X | 1 | 1985 | Pre-2000 |  |  | N | Industrial CHP | Customer Sited | Other | 7 | X | BLQ | Renewable | 37.4 | 0 | 1 | 0 | NG | WDS | DFO
Operable | 9393 | International Paper Co-Riverdl |  | 54096 | International Paper Riverdale Mill | AL | Vertical | Dallas | GEN3 | Natural Gas Fired Combined Cycle | CA | CC01 | S | Y | X |  |  | 17 | 1 | 17 | 17 | 2 | N |  |  | OP | X | 11 | 1994 | Pre-2000 |  |  | N | Industrial CHP | Customer Sited | Other | 7 | X | NG | Non-Renewable | 0 | 17 | 0 | 1 | BFG | WDS | DFO
Operable | 9393 | International Paper Co-Riverdl |  | 54096 | International Paper Riverdale Mill | AL | Vertical | Dallas | GEN4 | Natural Gas Fired Combined Cycle | CT | CC01 | S | X | Y |  |  | 38.2 | 0.85 | 38.2 | 38.2 | 17 | N |  |  | SB | Y | 11 | 1994 | Pre-2000 |  |  | Y | Industrial CHP | Customer Sited | Other | 7 | T | NG | Non-Renewable | 0 | 38.2 | 0 | 1 | DFO
Operable | 9382 | International Paper Co-Vicksbg |  | 54100 | International Paper Vicksburg Mill | MS | Vertical | Warren | GEN1 | Wood/Wood Waste Biomass | ST |  | S | X | X |  |  | 2.5 | 0.8 | 1.5 | 1.5 | 0.5 | N |  |  | OP | X | 1 | 1967 | Pre-2000 |  |  | Y | Industrial CHP | Customer Sited | Other | 7 | T | BLQ | Renewable | 2.5 | 0 | 1 | 0 | NG | RFO | AB | TDF
Operable | 9382 | International Paper Co-Vicksbg |  | 54100 | International Paper Vicksburg Mill | MS | Vertical | Warren | GEN2 | Wood/Wood Waste Biomass | ST |  | S | X | X |  |  | 48 | 0.95 | 37 | 37 | 6 | N |  |  | OP | X | 1 | 1967 | Pre-2000 |  |  | Y | Industrial CHP | Customer Sited | Other | 7 | T | BLQ | Renewable | 48 | 0 | 1 | 0 | NG | RFO | AB | TDF
Operable | 56291 | International Paper Co. |  | 54752 | International Paper Pine Hill Mill | AL | Vertical | Wilcox | NO1 | Wood/Wood Waste Biomass | ST |  | S | X | X |  |  | 40 | 0.85 | 40 | 40 | 10 | N |  |  | OP | X | 8 | 1968 | Pre-2000 |  |  | Y | Industrial CHP | Customer Sited | Other | 7 | B | WDS | Renewable | 40 | 0 | 1 | 0 | NG | BIT
Operable | 56291 | International Paper Co. |  | 54752 | International Paper Pine Hill Mill | AL | Vertical | Wilcox | NO2 | Wood/Wood Waste Biomass | ST |  | S | X | X |  |  | 37.4 | 0.85 | 34.8 | 35.1 | 10 | N |  |  | OP | X | 11 | 1982 | Pre-2000 |  |  | Y | Industrial CHP | Customer Sited | Other | 7 | T | BLQ | Renewable | 37.4 | 0 | 1 | 0 | RFO | NG
Operable | 20511 | International Paper Co. - New Bern Mill |  | 50188 | International Paper Co. - New Bern Mill | NC | Vertical | Craven | TG2 | Wood/Wood Waste Biomass | ST |  | S | X | X |  |  | 38.1 | 0.85 | 29 | 33 | 10 | N |  |  | OP | X | 4 | 2014 | 2014 |  |  | Y | Industrial CHP | Customer Sited | Other | 7 | T | BLQ | Renewable | 38.1 | 0 | 1 | 0 | NG | DFO | OBG
Operable | 20492 | International Paper Columbus Mill |  | 50184 | Columbus MS | MS | Vertical | Lowndes | TG1 | Wood/Wood Waste Biomass | ST |  | S | X | X |  |  | 64 | 0.9 | 64 | 64 | 2 | N |  |  | OP | X | 4 | 1990 | Pre-2000 |  |  | Y | Industrial CHP | Customer Sited | Other | 7 | T | BLQ | Renewable | 64 | 0 | 1 | 0 | WDS | NG | DFO | BIT
Operable | 20492 | International Paper Columbus Mill |  | 50184 | Columbus MS | MS | Vertical | Lowndes | TG2 | Wood/Wood Waste Biomass | ST |  | S | X | X |  |  | 46 | 0.8 | 46 | 46 | 5 | N |  |  | OP | X | 6 | 1982 | Pre-2000 |  |  | Y | Industrial CHP | Customer Sited | Other | 7 | T | BLQ | Renewable | 46 | 0 | 1 | 0 | WDS | NG | DFO | BIT
Operable | 20492 | International Paper Columbus Mill |  | 50184 | Columbus MS | MS | Vertical | Lowndes | TG3 | Wood/Wood Waste Biomass | ST |  | S | X | X |  |  | 14.6 | 0.8 | 14.6 | 14.6 | 3 | N |  |  | OP | X | 6 | 1982 | Pre-2000 |  |  | Y | Industrial CHP | Customer Sited | Other | 7 | T | BLQ | Renewable | 14.6 | 0 | 1 | 0 | WDS | NG | DFO | BIT
Operable | 20492 | International Paper Columbus Mill |  | 50184 | Columbus MS | MS | Vertical | Lowndes | TG4 | Wood/Wood Waste Biomass | ST |  | S | X | X |  |  | 4 | 1 | 4 | 4 | 1 | N |  |  | SB | Y | 8 | 1987 | Pre-2000 |  |  | Y | Industrial CHP | Customer Sited | Other | 7 | T | BLQ | Renewable | 4 | 0 | 1 | 0 | WDS | NG | DFO | BIT
Operable | 56289 | International Paper Corporation - Springfield |  | 50191 | IP Springfield Oregon | OR | Vertical | Lane | TG1 | Wood/Wood Waste Biomass | ST |  | S | X | X | midc | midc | 7.5 | 0.8 | 7.5 | 7.5 | 2 | N |  |  | OS | X | 1 | 1949 | Pre-2000 |  |  | N | Industrial CHP | Customer Sited | Other | 7 | X | BLQ | Renewable | 7.5 | 0 | 1 | 0 | NG | DFO
Operable | 56289 | International Paper Corporation - Springfield |  | 50191 | IP Springfield Oregon | OR | Vertical | Lane | TG2 | Wood/Wood Waste Biomass | ST |  | S | X | X | midc | midc | 5 | 0.8 | 5 | 5 | 1 | N |  |  | OS | X | 1 | 1949 | Pre-2000 |  |  | N | Industrial CHP | Customer Sited | Other | 7 | X | BLQ | Renewable | 5 | 0 | 1 | 0 | NG | DFO
Operable | 56289 | International Paper Corporation - Springfield |  | 50191 | IP Springfield Oregon | OR | Vertical | Lane | TG3 | Wood/Wood Waste Biomass | ST |  | S | X | X | midc | midc | 12.5 | 0.8 | 12.5 | 12.5 | 2.5 | N |  |  | OS | X | 1 | 1953 | Pre-2000 |  |  | Y | Industrial CHP | Customer Sited | Other | 7 | B | BLQ | Renewable | 12.5 | 0 | 1 | 0 | NG | DFO
Operable | 56289 | International Paper Corporation - Springfield |  | 50191 | IP Springfield Oregon | OR | Vertical | Lane | TG4 | Wood/Wood Waste Biomass | ST |  | W | X | X | midc | midc | 40 | 0.8 | 33 | 33 | 8 | N |  |  | OP | X | 10 | 1976 | Pre-2000 |  |  | Y | Industrial CHP | Customer Sited | Other | 7 | B | BLQ | Renewable | 40 | 0 | 1 | 0 | NG
Operable | 20505 | International Paper Port Wentworth Mill |  | 50804 | Port Wentworth Mill | GA | Vertical | Chatham | GEN4 | Wood/Wood Waste Biomass | ST |  | S | X | X |  |  | 47.3 | 0.85 | 47.3 | 47.3 | 1 | N |  |  | OP | X | 8 | 1991 | Pre-2000 |  |  | Y | Industrial CHP | Customer Sited | Other | 7 | B | BLQ | Renewable | 47.3 | 0 | 1 | 0 | WDS | OBG | OBL | SLW
Operable | 20505 | International Paper Port Wentworth Mill |  | 50804 | Port Wentworth Mill | GA | Vertical | Chatham | GEN5 | Wood/Wood Waste Biomass | ST |  | S | X | X |  |  | 25 | 0.85 | 25 | 25 | 1 | N |  |  | OA | X | 1 | 2004 | 2004 |  |  | N | Industrial CHP | Customer Sited | Other | 7 | X | BLQ | Renewable | 25 | 0 | 1 | 0 | WDS | OBG | OBL | SLW
Operable | 9397 | International Turbine Res Inc |  | 10005 | Dinosaur Point | CA | Vertical | Merced | WTGS | Onshore Wind Turbine | WT |  | S | X | X |  |  | 17.4 |  | 17 | 16 | 15 | N |  |  | OP | X | 5 | 1988 | Pre-2000 |  |  | N | IPP Non-CHP | IPP | IPP | 2 | X | WND | Renewable | 17.4 | 0 | 1 | 0
Operable | 9394 | Interstate Paper LLC |  | 54281 | Interstate Paper LLC Riceboro | GA | Vertical | Liberty | 577A | Wood/Wood Waste Biomass | ST |  | S | X | X |  |  | 14.5 | 0.97 | 14.5 | 14.5 | 2 | N |  |  | OP | X | 3 | 1968 | Pre-2000 |  |  | Y | Industrial CHP | Customer Sited | Other | 7 | T | BLQ | Renewable | 14.5 | 0 | 1 | 0 | WDS | NG | RFO | TDF | SLW
Operable | 9417 | Interstate Power and Light Co |  | 1068 | Marshalltown | IA | Vertical | Marshall | 1 | Natural Gas Fired Combustion Turbine | GT |  | S | X | X | ALTW.MTOWNCT1 | ALTW.MTOWNCT1 | 63 | 0.9 | 26.9 | 35.5 | 15 | N |  |  | OP | X | 6 | 1978 | Pre-2000 |  |  | N | Electric Utility | Utility | Investor Owned Utility | 1 | X | NG | Non-Renewable | 0 | 63 | 0 | 1
Operable | 9417 | Interstate Power and Light Co |  | 1068 | Marshalltown | IA | Vertical | Marshall | 2 | Natural Gas Fired Combustion Turbine | GT |  | S | X | X | ALTW.MTOWNCT2 | ALTW.MTOWNCT2 | 63 | 0.9 | 51.3 | 67 | 30 | N |  |  | OP | X | 6 | 1978 | Pre-2000 |  |  | N | Electric Utility | Utility | Investor Owned Utility | 1 | X | NG | Non-Renewable | 0 | 63 | 0 | 1
Operable | 9417 | Interstate Power and Light Co |  | 1068 | Marshalltown | IA | Vertical | Marshall | 3 | Natural Gas Fired Combustion Turbine | GT |  | S | X | X | ALTW.MTOWNCT3 | ALTW.MTOWNCT3 | 63 | 0.9 | 26.6 | 32.2 | 15 | N |  |  | OP | X | 7 | 1978 | Pre-2000 |  |  | N | Electric Utility | Utility | Investor Owned Utility | 1 | X | NG | Non-Renewable | 0 | 63 | 0 | 1
Operable | 9417 | Interstate Power and Light Co |  | 1073 | Prairie Creek | IA | Vertical | Linn | 1 | Conventional Steam Coal | ST |  | S | X | X | ALTW.PRARC1 | ALTW.PRARC1 | 14.6 | 0.9 | 3.6 | 3.6 | 1.5 | N |  |  | OP | X | 4 | 1997 | Pre-2000 |  |  | Y | Electric Utility | Utility | Investor Owned Utility | 1 | T | SUB | Non-Renewable | 0 | 14.6 | 0 | 1 | NG
Operable | 9417 | Interstate Power and Light Co |  | 1073 | Prairie Creek | IA | Vertical | Linn | 3 | Conventional Steam Coal | ST |  | S | X | X | ALTW.PRARC3 | ALTW.PRARC3 | 50 | 0.85 | 26.3 | 30.5 | 9.2 | N |  |  | OP | X | 10 | 1958 | Pre-2000 |  |  | Y | Electric Utility | Utility | Investor Owned Utility | 1 | T | SUB | Non-Renewable | 0 | 50 | 0 | 1 | NG
Operable | 9417 | Interstate Power and Light Co |  | 1073 | Prairie Creek | IA | Vertical | Linn | 4 | Natural Gas Steam Turbine | ST |  | S | X | X | ALTW.PRARC4 | ALTW.PRARC4 | 148.8 | 0.85 | 126.4 | 130.9 | 35 | N |  |  | OP | X | 4 | 1967 | Pre-2000 |  |  | Y | Electric Utility | Utility | Investor Owned Utility | 1 | T | NG | Non-Renewable | 0 | 148.8 | 0 | 1
Operable | 9417 | Interstate Power and Light Co |  | 1104 | Burlington (IA) | IA | Vertical | Des Moines | 1 | Natural Gas Steam Turbine | ST |  | S | X | X | ALTW.BRLGTN5 | ALTW.BRLGTN5 | 212 | 0.9 | 131.1 | 138.3 | 60 | N |  |  | OP | X | 6 | 1968 | Pre-2000 |  |  | N | Electric Utility | Utility | Investor Owned Utility | 1 | X | NG | Non-Renewable | 0 | 212 | 0 | 1
Operable | 9417 | Interstate Power and Light Co |  | 1104 | Burlington (IA) | IA | Vertical | Des Moines | GT1 | Natural Gas Fired Combustion Turbine | GT |  | S | X | X | ALTW.BRLGTN 1 | ALTW.BRLGTN 1 | 19.7 | 0.9 | 9.6 | 13.1 | 5 | N |  |  | OA | X | 5 | 1994 | Pre-2000 | 6 | 2026 | N | Electric Utility | Utility | Investor Owned Utility | 1 | X | NG | Non-Renewable | 0 | 19.7 | 0 | 1
Operable | 9417 | Interstate Power and Light Co |  | 1104 | Burlington (IA) | IA | Vertical | Des Moines | GT2 | Natural Gas Fired Combustion Turbine | GT |  | S | X | X | ALTW.BRLGTN 2 | ALTW.BRLGTN 2 | 19.7 | 0.9 | 9.7 | 15.9 | 5 | N |  |  | OP | X | 5 | 1995 | Pre-2000 | 6 | 2026 | N | Electric Utility | Utility | Investor Owned Utility | 1 | X | NG | Non-Renewable | 0 | 19.7 | 0 | 1
Operable | 9417 | Interstate Power and Light Co |  | 1104 | Burlington (IA) | IA | Vertical | Des Moines | GT3 | Natural Gas Fired Combustion Turbine | GT |  | S | X | X | ALTW.BRLGTN 3 | ALTW.BRLGTN 3 | 19.7 | 0.9 | 12.1 | 15.5 | 5 | N |  |  | OP | X | 4 | 1996 | Pre-2000 | 6 | 2026 | N | Electric Utility | Utility | Investor Owned Utility | 1 | X | NG | Non-Renewable | 0 | 19.7 | 0 | 1
Operable | 9417 | Interstate Power and Light Co |  | 1104 | Burlington (IA) | IA | Vertical | Des Moines | GT4 | Natural Gas Fired Combustion Turbine | GT |  | S | X | X | ALTW.BRLGTN 4 | ALTW.BRLGTN 4 | 19.7 | 0.9 | 5.8 | 5.8 | 5 | N |  |  | OP | X | 7 | 1994 | Pre-2000 | 6 | 2026 | N | Electric Utility | Utility | Investor Owned Utility | 1 | X | NG | Non-Renewable | 0 | 19.7 | 0 | 1
Operable | 9417 | Interstate Power and Light Co |  | 6254 | Ottumwa | IA | Vertical | Wapello | 1 | Conventional Steam Coal | ST |  | J | X | X | ALTW.OTTUMW1 | ALTW.OTTUMW1 | 725.9 | 0.9 | 705.2 | 719.7 | 190 | N |  |  | OP | X | 5 | 1981 | Pre-2000 |  |  | N | Electric Utility | Utility | Investor Owned Utility | 1 | X | SUB | Non-Renewable | 0 | 725.9 | 0 | 1
Operable | 9417 | Interstate Power and Light Co |  | 7155 | Lime Creek | IA | Vertical | Cerro Gordo | 1 | Petroleum Liquids | GT |  | S | X | X | ALTW.LIMEC1 | ALTW.LIMEC1 | 45.1 | 0.85 | 35 | 49 | 13 | N |  |  | OP | X | 5 | 1991 | Pre-2000 |  |  | N | Electric Utility | Utility | Investor Owned Utility | 1 | X | DFO | Non-Renewable | 0 | 45.1 | 0 | 1
Operable | 9417 | Interstate Power and Light Co |  | 7155 | Lime Creek | IA | Vertical | Cerro Gordo | 2 | Petroleum Liquids | GT |  | S | X | X | ALTW.LIMEC2 | ALTW.LIMEC2 | 45.1 | 0.85 | 35.3 | 49.4 | 13 | N |  |  | OP | X | 5 | 1991 | Pre-2000 |  |  | N | Electric Utility | Utility | Investor Owned Utility | 1 | X | DFO | Non-Renewable | 0 | 45.1 | 0 | 1
Operable | 9417 | Interstate Power and Light Co |  | 8031 | Emery Station | IA | Vertical | Cerro Gordo | 11 | Natural Gas Fired Combined Cycle | CT | G821 | S | X | Y | ALTW.CC.EMERY1 | ALTW.CC.EMERY1 | 173.4 | 0.85 | 145.7 | 177 | 95 | N |  |  | OP | X | 5 | 2004 | 2004 |  |  | N | Electric Utility | Utility | Investor Owned Utility | 1 | X | NG | Non-Renewable | 0 | 173.4 | 0 | 1
Operable | 9417 | Interstate Power and Light Co |  | 8031 | Emery Station | IA | Vertical | Cerro Gordo | 12 | Natural Gas Fired Combined Cycle | CT | G821 | S | X | Y | ALTW.CC.EMERY2 | ALTW.CC.EMERY2 | 173.4 | 0.85 | 148.2 | 180.6 | 95 | N |  |  | OP | X | 5 | 2004 | 2004 |  |  | N | Electric Utility | Utility | Investor Owned Utility | 1 | X | NG | Non-Renewable | 0 | 173.4 | 0 | 1
Operable | 9417 | Interstate Power and Light Co |  | 8031 | Emery Station | IA | Vertical | Cerro Gordo | ST1 | Natural Gas Fired Combined Cycle | CA | G821 | S | Y | X |  |  | 256 | 0.85 | 237.2 | 245.1 | 63 | N |  |  | OP | X | 5 | 2004 | 2004 |  |  | N | Electric Utility | Utility | Investor Owned Utility | 1 | X | NG | Non-Renewable | 0 | 256 | 0 | 1
Operable | 9417 | Interstate Power and Light Co |  | 56355 | Whispering Willow Wind Farm - East | IA | Vertical | Franklin | 1 | Onshore Wind Turbine | WT |  | S | X | X | ALTW.WHISPERWI | ALTW.WHISPERWI | 199.7 |  | 199.7 | 199.7 | 0.4 | N |  |  | OP | X | 12 | 2009 | 2009 |  |  | N | Electric Utility | Utility | Investor Owned Utility | 1 | X | WND | Renewable | 199.7 | 0 | 1 | 0
Operable | 9417 | Interstate Power and Light Co |  | 57844 | Franklin County Wind Farm | IA | Vertical | Franklin | 1 | Onshore Wind Turbine | WT |  | S | X | X | ALTW.FRNKLNCO | ALTW.FRNKLNCO | 99 | 0.9 | 99 | 99 | 0.4 | N |  |  | OP | X | 12 | 2012 | 2012 |  |  | N | Electric Utility | Utility | Investor Owned Utility | 1 | X | WND | Renewable | 99 | 0 | 1 | 0
Operable | 9417 | Interstate Power and Light Co |  | 58236 | Marshalltown Generating Station | IA | Vertical | Marshall | BESS1 | Batteries | BA | MGPV | S | X | X |  |  | 0.3 |  | 0.3 | 0.3 | 0 | N |  |  | OP | X | 10 | 2020 | 2020 |  |  | N | Electric Utility | Utility | Investor Owned Utility | 1 | X | MWH | Other | 0 | 0 | 0 | 0
Operable | 9417 | Interstate Power and Light Co |  | 58236 | Marshalltown Generating Station | IA | Vertical | Marshall | CTG1 | Natural Gas Fired Combined Cycle | CT | MGS1 | S | X | N | ALTW.CC.MGS1 | ALTW.CC.MGS1 | 222.7 | 0.85 | 205.3 | 226.3 | 115 | N |  |  | OP | X | 4 | 2017 | 2017 |  |  | N | Electric Utility | Utility | Investor Owned Utility | 1 | X | NG | Non-Renewable | 0 | 222.7 | 0 | 1
Operable | 9417 | Interstate Power and Light Co |  | 58236 | Marshalltown Generating Station | IA | Vertical | Marshall | CTG2 | Natural Gas Fired Combined Cycle | CT | MGS1 | S | X | N | ALTW.CC.MGS2 | ALTW.CC.MGS2 | 222.7 | 0.85 | 204.1 | 226.4 | 115 | N |  |  | OP | X | 4 | 2017 | 2017 |  |  | N | Electric Utility | Utility | Investor Owned Utility | 1 | X | NG | Non-Renewable | 0 | 222.7 | 0 | 1
Operable | 9417 | Interstate Power and Light Co |  | 58236 | Marshalltown Generating Station | IA | Vertical | Marshall | PV1 | Solar Photovoltaic | PV | MGPV | S | X | X |  |  | 2.6 | 1 | 2.6 | 2.1 | 0 | N |  |  | OP | X | 2 | 2020 | 2020 |  |  | N | Electric Utility | Utility | Investor Owned Utility | 1 | X | SUN | Renewable | 2.6 | 0 | 1 | 0
Operable | 9417 | Interstate Power and Light Co |  | 58236 | Marshalltown Generating Station | IA | Vertical | Marshall | STG1 | Natural Gas Fired Combined Cycle | CA | MGS1 | S | N | X | ALTW.CC.MGS2 | ALTW.CC.MGS2 | 260.5 | 0.85 | 242.2 | 238 | 80 | N |  |  | OP | X | 4 | 2017 | 2017 |  |  | N | Electric Utility | Utility | Investor Owned Utility | 1 | X | NG | Non-Renewable | 0 | 260.5 | 0 | 1
Operable | 9417 | Interstate Power and Light Co |  | 60951 | West Dubuque Solar | IA | Vertical | Dubuque | PV1 | Solar Photovoltaic | PV |  | S | X | X |  |  | 3.8 |  | 3.4 | 3.1 |  | N |  |  | OP | X | 9 | 2017 | 2017 |  |  | N | Electric Utility | Utility | Investor Owned Utility | 1 | X | SUN | Renewable | 3.8 | 0 | 1 | 0
Operable | 9417 | Interstate Power and Light Co |  | 61564 | Upland Prairie | IA | Vertical | Clay | 1 | Onshore Wind Turbine | WT |  | S | X | X | ALTW.UPLANDPR | ALTW.UPLANDPR | 299.3 | 0.95 | 299.3 | 299.3 | 0.1 | N |  |  | OP | X | 3 | 2019 | 2019 |  |  | N | Electric Utility | Utility | Investor Owned Utility | 1 | X | WND | Renewable | 299.3 | 0 | 1 | 0
Operable | 9417 | Interstate Power and Light Co |  | 61565 | English Farms | IA | Vertical | Poweshiek | 1 | Onshore Wind Turbine | WT |  | S | X | X | ALTW.ENGLFARMS | ALTW.ENGLFARMS | 171.5 | 0.95 | 171.5 | 171.5 | 0.1 | N |  |  | OP | X | 3 | 2019 | 2019 |  |  | N | Electric Utility | Utility | Investor Owned Utility | 1 | X | WND | Renewable | 171.5 | 0 | 1 | 0
Operable | 9417 | Interstate Power and Light Co |  | 62079 | Whispering Willow North | IA | Vertical | Franklin | 1 | Onshore Wind Turbine | WT |  | S | X | X | ALTW.WWNORTH | ALTW.WWNORTH | 201.3 | 0.95 | 201.3 | 201.3 | 0.1 | N |  |  | OP | X | 1 | 2020 | 2020 |  |  | N | Electric Utility | Utility | Investor Owned Utility | 1 | X | WND | Renewable | 201.3 | 0 | 1 | 0
Operable | 9417 | Interstate Power and Light Co |  | 62080 | Richland | IA | Vertical | Sac | 1 | Onshore Wind Turbine | WT |  | S | X | X | ALTW.RICHLAND | ALTW.RICHLAND | 130.9 | 0.95 | 130.9 | 130.9 | 0.1 | N |  |  | OP | X | 9 | 2020 | 2020 |  |  | N | Electric Utility | Utility | Investor Owned Utility | 1 | X | WND | Renewable | 130.9 | 0 | 1 | 0
Operable | 9417 | Interstate Power and Light Co |  | 62081 | Golden Plains | IA | Vertical | Winnebago | 1 | Onshore Wind Turbine | WT |  | S | X | X | ALTW.GOLDENPLN | ALTW.GOLDENPLN | 199.8 | 0.95 | 199.8 | 199.8 | 0.1 | N |  |  | OP | X | 3 | 2020 | 2020 |  |  | N | Electric Utility | Utility | Investor Owned Utility | 1 | X | WND | Renewable | 199.8 | 0 | 1 | 0
Operable | 9417 | Interstate Power and Light Co |  | 64375 | Decorah Battery | IA | Vertical | Winneshiek | BESS1 | Batteries | BA |  | S | X | X |  |  | 2.5 | 0.9 | 2.5 | 2.5 | 0.1 | N |  |  | OP | X | 6 | 2021 | 2021 |  |  | N | Electric Utility | Utility | Investor Owned Utility | 1 | X | MWH | Other | 0 | 0 | 0 | 0
Operable | 9417 | Interstate Power and Light Co |  | 65531 | Deer Run Battery | IA | Vertical | Linn | BESS1 | Batteries | BA |  | S | X | X | ALTW.DRUN.ESR1 | ALTW.DRUN.ESR1 | 5 | 1 | 5 | 5 |  | N |  |  | OP | X | 1 | 2023 | 2023 |  |  | N | Electric Utility | Utility | Investor Owned Utility | 1 | X | MWH | Other | 0 | 0 | 0 | 0
Operable | 49893 | Invenergy Services LLC |  | 7999 | Grays Harbor Energy Facility | WA | Vertical | Grays Harbor | CT1 | Natural Gas Fired Combined Cycle | CT | CC01 | S | X | N |  |  | 198.9 | 0.85 | 151 | 188 | 100 | N |  |  | OP | X | 5 | 2008 | 2008 |  |  | N | IPP Non-CHP | IPP | IPP | 2 | X | NG | Non-Renewable | 0 | 198.9 | 0 | 1
Operable | 49893 | Invenergy Services LLC |  | 7999 | Grays Harbor Energy Facility | WA | Vertical | Grays Harbor | CT2 | Natural Gas Fired Combined Cycle | CT | CC01 | S | X | N |  |  | 198.9 | 0.85 | 153 | 190 | 100 | N |  |  | OP | X | 5 | 2008 | 2008 |  |  | N | IPP Non-CHP | IPP | IPP | 2 | X | NG | Non-Renewable | 0 | 198.9 | 0 | 1
Operable | 49893 | Invenergy Services LLC |  | 7999 | Grays Harbor Energy Facility | WA | Vertical | Grays Harbor | ST1 | Natural Gas Fired Combined Cycle | CA | CC01 | S | Y | X |  |  | 317.1 | 0.85 | 291 | 291 | 100 | N |  |  | OP | X | 5 | 2008 | 2008 |  |  | N | IPP Non-CHP | IPP | IPP | 2 | X | NG | Non-Renewable | 0 | 317.1 | 0 | 1
Operable | 49893 | Invenergy Services LLC |  | 50949 | Hardee Power Station | FL | Vertical | Hardee | GEN1 | Natural Gas Fired Combined Cycle | CT | CC01 | W | X | Y |  |  | 95.9 | 0.85 | 70 | 85 | 20 | N |  |  | OP | X | 1 | 1993 | Pre-2000 |  |  | N | IPP Non-CHP | IPP | IPP | 2 | X | NG | Non-Renewable | 0 | 95.9 | 0 | 1 | DFO
Operable | 49893 | Invenergy Services LLC |  | 50949 | Hardee Power Station | FL | Vertical | Hardee | GEN2 | Natural Gas Fired Combined Cycle | CT | CC01 | W | X | Y |  |  | 95.9 | 0.85 | 70 | 85 | 20 | N |  |  | OP | X | 1 | 1993 | Pre-2000 |  |  | N | IPP Non-CHP | IPP | IPP | 2 | X | NG | Non-Renewable | 0 | 95.9 | 0 | 1 | DFO
Operable | 49893 | Invenergy Services LLC |  | 50949 | Hardee Power Station | FL | Vertical | Hardee | GEN3 | Natural Gas Fired Combined Cycle | CA | CC01 | W | N | X |  |  | 95.9 | 0.85 | 78 | 85 | 25 | N |  |  | OP | X | 1 | 1993 | Pre-2000 |  |  | N | IPP Non-CHP | IPP | IPP | 2 | X | NG | Non-Renewable | 0 | 95.9 | 0 | 1 | DFO
Operable | 49893 | Invenergy Services LLC |  | 50949 | Hardee Power Station | FL | Vertical | Hardee | GEN4 | Natural Gas Fired Combustion Turbine | GT |  | W | X | X |  |  | 86.5 | 0.85 | 70 | 84 | 20 | N |  |  | OP | X | 1 | 1993 | Pre-2000 |  |  | N | IPP Non-CHP | IPP | IPP | 2 | X | NG | Non-Renewable | 0 | 86.5 | 0 | 1 | DFO
Operable | 49893 | Invenergy Services LLC |  | 50949 | Hardee Power Station | FL | Vertical | Hardee | GEN5 | Natural Gas Fired Combustion Turbine | GT |  | W | X | X |  |  | 95.9 | 0.85 | 85 | 85 | 55 | N |  |  | OP | X | 5 | 2000 | 2000 |  |  | N | IPP Non-CHP | IPP | IPP | 2 | X | NG | Non-Renewable | 0 | 95.9 | 0 | 1 | DFO
Operable | 49893 | Invenergy Services LLC |  | 55183 | Nelson Energy Center | IL | Restructured | Lee | CT1 | Natural Gas Fired Combined Cycle | CT | BLK1 | S | X | Y | NELSON SVC 138 KV | TSS 155 NELSON | 181.9 | 0.85 | 168 | 178 | 105 | N |  |  | OP | X | 5 | 2015 | 2015 |  |  | N | IPP Non-CHP | IPP | IPP | 2 | X | NG | Non-Renewable | 0 | 181.9 | 0 | 1
Operable | 49893 | Invenergy Services LLC |  | 55183 | Nelson Energy Center | IL | Restructured | Lee | CT2 | Natural Gas Fired Combined Cycle | CT | BLK2 | S | X | Y | NELSON SVC 138 KV | TSS 155 NELSON | 179.4 | 0.85 | 168 | 178 | 105 | N |  |  | OP | X | 5 | 2015 | 2015 |  |  | N | IPP Non-CHP | IPP | IPP | 2 | X | NG | Non-Renewable | 0 | 179.4 | 0 | 1
Operable | 49893 | Invenergy Services LLC |  | 55183 | Nelson Energy Center | IL | Restructured | Lee | ST1 | Natural Gas Fired Combined Cycle | CA | BLK1 | S | Y | X | NELSON SVC 138 KV | TSS 155 NELSON | 133.1 | 0.85 | 125 | 128 | 60 | N |  |  | OP | X | 5 | 2015 | 2015 |  |  | N | IPP Non-CHP | IPP | IPP | 2 | X | NG | Non-Renewable | 0 | 133.1 | 0 | 1
Operable | 49893 | Invenergy Services LLC |  | 55183 | Nelson Energy Center | IL | Restructured | Lee | ST2 | Natural Gas Fired Combined Cycle | CA | BLK2 | S | Y | X | NELSON SVC 138 KV | TSS 155 NELSON | 133.1 | 0.85 | 125 | 128 | 60 | N |  |  | OP | X | 5 | 2015 | 2015 |  |  | N | IPP Non-CHP | IPP | IPP | 2 | X | NG | Non-Renewable | 0 | 133.1 | 0 | 1
Operable | 49893 | Invenergy Services LLC |  | 56241 | Cannon Falls Energy Center | MN | Vertical | Goodhue | UNT1 | Natural Gas Fired Combustion Turbine | GT |  | S | X | X |  |  | 173.4 | 0.85 | 158 | 181 | 90 | N |  |  | OP | X | 4 | 2008 | 2008 |  |  | N | IPP Non-CHP | IPP | IPP | 2 | X | NG | Non-Renewable | 0 | 173.4 | 0 | 1 | DFO
Operable | 49893 | Invenergy Services LLC |  | 56241 | Cannon Falls Energy Center | MN | Vertical | Goodhue | UNT2 | Natural Gas Fired Combustion Turbine | GT |  | S | X | X |  |  | 173.4 | 0.85 | 158 | 181 | 90 | N |  |  | OP | X | 4 | 2008 | 2008 |  |  | N | IPP Non-CHP | IPP | IPP | 2 | X | NG | Non-Renewable | 0 | 173.4 | 0 | 1 | DFO
Operable | 49893 | Invenergy Services LLC |  | 56301 | Wolverine Creek | ID | Vertical | Bonneville | 1 | Onshore Wind Turbine | WT |  | W | X | X |  |  | 64.5 |  | 64.5 | 64.5 | 0 | N |  |  | OP | X | 2 | 2006 | 2006 |  |  | N | IPP Non-CHP | IPP | IPP | 2 | X | WND | Renewable | 64.5 | 0 | 1 | 0
Operable | 49893 | Invenergy Services LLC |  | 56320 | Spring Canyon | CO | Vertical | Logan | 1 | Onshore Wind Turbine | WT |  | S | X | X |  |  | 60 |  | 60 | 60 | 0 | N |  |  | OP | X | 2 | 2006 | 2006 |  |  | N | IPP Non-CHP | IPP | IPP | 2 | X | WND | Renewable | 60 | 0 | 1 | 0
Operable | 49893 | Invenergy Services LLC |  | 56377 | Judith Gap Wind Energy Center | MT | Vertical | Wheatland | 1 | Onshore Wind Turbine | WT |  | S | X | X |  |  | 135 |  | 135 | 135 | 0 | N |  |  | OP | X | 12 | 2005 | 2005 |  |  | N | IPP Non-CHP | IPP | IPP | 2 | X | WND | Renewable | 135 | 0 | 1 | 0
Operable | 49893 | Invenergy Services LLC |  | 56445 | Spindle Hill Energy Center | CO | Vertical | Weld | GEN1 | Natural Gas Fired Combustion Turbine | GT |  | S | X | X |  |  | 210 | 0.85 | 135 | 155 | 80 | N |  |  | OP | X | 5 | 2007 | 2007 |  |  | N | IPP Non-CHP | IPP | IPP | 2 | X | NG | Non-Renewable | 0 | 210 | 0 | 1 | DFO
Operable | 49893 | Invenergy Services LLC |  | 56445 | Spindle Hill Energy Center | CO | Vertical | Weld | GEN2 | Natural Gas Fired Combustion Turbine | GT |  | S | X | X |  |  | 210 | 0.85 | 135 | 155 | 80 | N |  |  | OP | X | 5 | 2007 | 2007 |  |  | N | IPP Non-CHP | IPP | IPP | 2 | X | NG | Non-Renewable | 0 | 210 | 0 | 1 | DFO
Operable | 49893 | Invenergy Services LLC |  | 56493 | Buffalo Mountain Energy Center | TN | Vertical | Anderson | 4 | Onshore Wind Turbine | WT |  | S | X | X |  |  | 27 |  | 27 | 27 | 0 | N |  |  | OP | X | 12 | 2004 | 2004 |  |  | N | IPP Non-CHP | IPP | IPP | 2 | X | WND | Renewable | 27 | 0 | 1 | 0
Operable | 49893 | Invenergy Services LLC |  | 56506 | Scurry County Wind LP | TX | Restructured | Scurry | SCW | Onshore Wind Turbine | WT |  | S | X | X | CSC_CSECG1_2 | Oncor's Golden 138kv switching station | 130.5 |  | 130.5 | 130.5 | 0 | N |  |  | OP | X | 5 | 2007 | 2007 |  |  | N | IPP Non-CHP | IPP | IPP | 2 | X | WND | Renewable | 130.5 | 0 | 1 | 0
Operable | 49893 | Invenergy Services LLC |  | 56644 | Stanton Wind Energy LLC | TX | Restructured | Martin | 1 | Onshore Wind Turbine | WT |  | S | X | X | SWEC_G1 | Oncor's 138kv Stanton East switiching station | 120 |  | 120 | 120 | 0 | N |  |  | OP | X | 2 | 2008 | 2008 |  |  | N | IPP Non-CHP | IPP | IPP | 2 | X | WND | Renewable | 120 | 0 | 1 | 0
Operable | 49893 | Invenergy Services LLC |  | 56773 | McAdoo Wind Energy LLC | TX | Restructured | Dickens | 1 | Onshore Wind Turbine | WT |  | S | X | X | MWEC_G1 | aep 138kv Spur Switching Station | 150 |  | 150 | 150 | 0 | N |  |  | OP | X | 9 | 2008 | 2008 |  |  | N | IPP Non-CHP | IPP | IPP | 2 | X | WND | Renewable | 150 | 0 | 1 | 0
Operable | 49893 | Invenergy Services LLC |  | 56774 | Turkey Track Wind Energy LLC | TX | Restructured | Nolan | 1 | Onshore Wind Turbine | WT |  | S | X | X | TTWEC_G1 | AEP Nicole 138kv switching station | 169.5 |  | 169.5 | 169.5 | 0 | N |  |  | OP | X | 11 | 2008 | 2008 |  |  | N | IPP Non-CHP | IPP | IPP | 2 | X | WND | Renewable | 169.5 | 0 | 1 | 0
Operable | 49893 | Invenergy Services LLC |  | 56775 | Scurry County Wind II | TX | Restructured | Scurry | 1 | Onshore Wind Turbine | WT |  | S | X | X | CSC_CSECG1_2 | Oncor Golden 138kv switching station | 120 |  | 120 | 120 | 0 | N |  |  | OP | X | 12 | 2007 | 2007 |  |  | N | IPP Non-CHP | IPP | IPP | 2 | X | WND | Renewable | 120 | 0 | 1 | 0
Operable | 49893 | Invenergy Services LLC |  | 56776 | Gunsight Mountain Wind Energy LLC | TX | Restructured | Howard | 1 | Onshore Wind Turbine | WT |  | S | X | X |  |  | 120 |  | 120 | 120 | 0 | N |  |  | OP | X | 6 | 2016 | 2016 |  |  | N | IPP Non-CHP | IPP | IPP | 2 | X | WND | Renewable | 120 | 0 | 1 | 0
Operable | 49893 | Invenergy Services LLC |  | 56941 | Grand Ridge Wind Energy Center | IL | Restructured | LaSalle | 1 | Onshore Wind Turbine | WT |  | S | X | X | 93354005 - 941 GRND34.5 KV GRIDGEWF | LaSalle-Streator 138kv line | 99 |  | 99 | 99 | 0 | N |  |  | OP | X | 10 | 2008 | 2008 |  |  | N | IPP Non-CHP | IPP | IPP | 2 | X | WND | Renewable | 99 | 0 | 1 | 0
Operable | 49893 | Invenergy Services LLC |  | 56941 | Grand Ridge Wind Energy Center | IL | Restructured | LaSalle | 2 | Onshore Wind Turbine | WT |  | S | X | X | 93354007 - 941 grnd34.5 kv gridg2wf | LASALLE-STREATOR 138KV LINE | 51 |  | 51 | 51 | 0 | N |  |  | OP | X | 12 | 2009 | 2009 |  |  | N | IPP Non-CHP | IPP | IPP | 2 | X | WND | Renewable | 51 | 0 | 1 | 0
Operable | 49893 | Invenergy Services LLC |  | 56941 | Grand Ridge Wind Energy Center | IL | Restructured | LaSalle | 3 | Onshore Wind Turbine | WT |  | S | X | X | 93354009-941 GRND34.5 KV GRIDG3WF | LASALLE-STREATOR 138KV LINE | 49.5 |  | 49.5 | 49.5 | 0 | N |  |  | OP | X | 12 | 2009 | 2009 |  |  | N | IPP Non-CHP | IPP | IPP | 2 | X | WND | Renewable | 49.5 | 0 | 1 | 0
Operable | 49893 | Invenergy Services LLC |  | 56941 | Grand Ridge Wind Energy Center | IL | Restructured | LaSalle | 4 | Onshore Wind Turbine | WT |  | S | X | X | 93354011-941 GRND34.5 KV GRIDG4WF | LASALLE-STREATOR 138KV LINE | 10.5 |  | 10.5 | 10.5 | 0 | N |  |  | OP | X | 12 | 2009 | 2009 |  |  | N | IPP Non-CHP | IPP | IPP | 2 | X | WND | Renewable | 10.5 | 0 | 1 | 0
Operable | 49893 | Invenergy Services LLC |  | 56952 | Willow Creek Energy Center | OR | Vertical | Morrow | 1 | Onshore Wind Turbine | WT |  | S | X | X |  |  | 72 |  | 72 | 72 | 0 | N |  |  | OP | X | 1 | 2009 | 2009 |  |  | N | IPP Non-CHP | IPP | IPP | 2 | X | WND | Renewable | 72 | 0 | 1 | 0
Operable | 49893 | Invenergy Services LLC |  | 56953 | High Sheldon Wind Farm | NY | Restructured | Wyoming | 1 | Onshore Wind Turbine | WT |  | S | X | X | HISHELDN_WT_PWR | SHELDON 230KV SUBSTATION | 112.5 |  | 112 | 112 | 0 | N |  |  | OP | X | 2 | 2009 | 2009 |  |  | N | IPP Non-CHP | IPP | IPP | 2 | X | WND | Renewable | 112.5 | 0 | 1 | 0
Operable | 49893 | Invenergy Services LLC |  | 57151 | Beech Ridge Energy LLC | WV | Vertical | Greenbrier | GEN1 | Onshore Wind Turbine | WT |  | S | X | X | 83734403 GRASSYFA34.5 KV BEECHG1 | GRASSY FALLS 138KV SUBSTATION | 100.5 |  | 100.5 | 100.5 | 0 | N |  |  | OP | X | 1 | 2010 | 2010 |  |  | N | IPP Non-CHP | IPP | IPP | 2 | X | WND | Renewable | 100.5 | 0 | 1 | 0
Operable | 49893 | Invenergy Services LLC |  | 57188 | Vantage Wind Energy LLC | WA | Vertical | Kittitas | 1 | Onshore Wind Turbine | WT |  | S | X | X |  |  | 90 |  | 90 | 90 | 0 | N |  |  | OP | X | 10 | 2010 | 2010 |  |  | N | IPP Non-CHP | IPP | IPP | 2 | X | WND | Renewable | 90 | 0 | 1 | 0
Operable | 49893 | Invenergy Services LLC |  | 57912 | Grand Ridge Solar Farm | IL | Restructured | LaSalle | 1 | Solar Photovoltaic | PV |  | S | X | X | 33092371 comed | Streator-Pontiac | 20 |  | 20 | 20 |  | N |  |  | OP | X | 7 | 2012 | 2012 |  |  | N | IPP Non-CHP | IPP | IPP | 2 | X | SUN | Renewable | 20 | 0 | 1 | 0
Operable | 49893 | Invenergy Services LLC |  | 57959 | Desert Green Solar Farm LLC | CA | Vertical | San Diego | 1 | Solar Photovoltaic | PV |  | S | X | X | BREGGO_6_DEGRSL | Borrego 12kv substation | 6.3 |  | 6.3 | 6.3 |  | N |  |  | OP | X | 11 | 2014 | 2014 |  |  | N | IPP Non-CHP | IPP | IPP | 2 | X | SUN | Renewable | 6.3 | 0 | 1 | 0
Operable | 49893 | Invenergy Services LLC |  | 58088 | Stony Creek Wind Farm NY | NY | Restructured | Wyoming | 1 | Onshore Wind Turbine | WT |  | S | X | X | ORANGEVILLE_WT_PWR | NSEG Stony Creek Substation | 94.4 |  | 94.4 | 94.4 | 0 | N |  |  | OP | X | 11 | 2013 | 2013 |  |  | N | IPP Non-CHP | IPP | IPP | 2 | X | WND | Renewable | 94.4 | 0 | 1 | 0
Operable | 49893 | Invenergy Services LLC |  | 58321 | Goldthwaite Wind Energy Facility | TX | Restructured | Mills | 1 | Onshore Wind Turbine | WT |  | S | X | X | GWEC_G1 | GOLDTHWAITE 138KV SUBSTATION | 150 |  | 150 | 150 | 0 | N |  |  | OP | X | 12 | 2013 | 2013 |  |  | N | IPP Non-CHP | IPP | IPP | 2 | X | WND | Renewable | 150 | 0 | 1 | 0
Operable | 49893 | Invenergy Services LLC |  | 58572 | Lakeland Solar Energy LLC | GA | Vertical | Lanier | 1 | Solar Photovoltaic | PV |  | S | X | X |  |  | 0.9 |  | 0.9 | 0.9 |  | N |  |  | OP | X | 12 | 2013 | 2013 |  |  | N | IPP Non-CHP | IPP | IPP | 2 | X | SUN | Renewable | 0.9 | 0 | 1 | 0
Operable | 49893 | Invenergy Services LLC |  | 58572 | Lakeland Solar Energy LLC | GA | Vertical | Lanier | 2 | Solar Photovoltaic | PV |  | S | X | X |  |  | 0.9 |  | 0.9 | 0.9 |  | N |  |  | OP | X | 12 | 2013 | 2013 |  |  | N | IPP Non-CHP | IPP | IPP | 2 | X | SUN | Renewable | 0.9 | 0 | 1 | 0
Operable | 49893 | Invenergy Services LLC |  | 58677 | Gratiot County Wind LLC | MI | Vertical | Gratiot | 1 | Onshore Wind Turbine | WT |  | S | X | X |  |  | 110.4 |  | 110.4 | 110.4 | 0 | N |  |  | OP | X | 5 | 2012 | 2012 |  |  | N | IPP Non-CHP | IPP | IPP | 2 | X | WND | Renewable | 110.4 | 0 | 1 | 0
Operable | 49893 | Invenergy Services LLC |  | 58765 | Miami Wind Energy Center | TX | Restructured | Roberts | 1 | Onshore Wind Turbine | WT |  | S | X | X | MIAM1_G1_G2 | CROSS TEXAS GRAY COUNTY 345 KV SUBSTATION | 288.6 |  | 288.6 | 288.6 | 0 | N |  |  | OP | X | 8 | 2014 | 2014 |  |  | N | IPP Non-CHP | IPP | IPP | 2 | X | WND | Renewable | 288.6 | 0 | 1 | 0
Operable | 49893 | Invenergy Services LLC |  | 58767 | Buckeye Wind Energy Center | KS | Vertical | Ellis | 1 | Onshore Wind Turbine | WT |  | S | X | X |  |  | 200.5 |  | 200.5 | 200.5 | 0 | N |  |  | OP | X | 8 | 2015 | 2015 |  |  | N | IPP Non-CHP | IPP | IPP | 2 | X | WND | Renewable | 200.5 | 0 | 1 | 0
Operable | 49893 | Invenergy Services LLC |  | 58768 | Marsh Hill Wind Farm | NY | Restructured | Steuben | 1 | Onshore Wind Turbine | WT |  | S | X | X | MARSH_HILL_WT_PWR |  | 16.2 |  | 16.2 | 16.2 | 0 | N |  |  | OP | X | 11 | 2014 | 2014 |  |  | N | IPP Non-CHP | IPP | IPP | 2 | X | WND | Renewable | 16.2 | 0 | 1 | 0
Operable | 49893 | Invenergy Services LLC |  | 59957 | Grand Ridge Battery Projects | IL | Restructured | LaSalle | GIVB | Batteries | BA |  | S | X | X |  |  | 4.5 |  | 4.5 | 4.5 | 0 | N |  |  | OP | X | 12 | 2013 | 2013 |  |  | N | IPP Non-CHP | IPP | IPP | 2 | X | MWH | Other | 0 | 0 | 0 | 0
Operable | 49893 | Invenergy Services LLC |  | 59957 | Grand Ridge Battery Projects | IL | Restructured | LaSalle | GRES | Batteries | BA |  | S | X | X |  |  | 31.5 |  | 31.5 | 31.5 | 0 | N |  |  | OP | X | 3 | 2015 | 2015 |  |  | N | IPP Non-CHP | IPP | IPP | 2 | X | MWH | Other | 0 | 0 | 0 | 0
Operable | 49893 | Invenergy Services LLC |  | 60262 | Prairie Breeze II | NE | Vertical | Antelope | GEN1 | Onshore Wind Turbine | WT |  | S | X | X |  |  | 73.4 |  | 73.4 | 73.4 | 0 | N |  |  | OP | X | 10 | 2015 | 2015 |  |  | N | IPP Non-CHP | IPP | IPP | 2 | X | WND | Renewable | 73.4 | 0 | 1 | 0
Operable | 49893 | Invenergy Services LLC |  | 60314 | Prairie Breeze III | NE | Vertical | Antelope | GEN1 | Onshore Wind Turbine | WT |  | S | X | X |  |  | 35.8 |  | 35.8 | 35.8 | 0 | N |  |  | OP | X | 4 | 2016 | 2016 |  |  | N | IPP Non-CHP | IPP | IPP | 2 | X | WND | Renewable | 35.8 | 0 | 1 | 0
Operable | 49893 | Invenergy Services LLC |  | 60357 | Lackawanna Energy Center | PA | Restructured | Lackawanna | GEN1 | Natural Gas Fired Combined Cycle | CS |  | S | N | N |  |  | 499.5 | 0.9 | 454 | 489 | 454 | N |  |  | OP | X | 3 | 2018 | 2018 |  |  | N | IPP Non-CHP | IPP | IPP | 2 | X | NG | Non-Renewable | 0 | 499.5 | 0 | 1
Operable | 49893 | Invenergy Services LLC |  | 60357 | Lackawanna Energy Center | PA | Restructured | Lackawanna | GEN2 | Natural Gas Fired Combined Cycle | CS |  | S | N | N |  |  | 499.5 | 0.9 | 454 | 489 | 454 | N |  |  | OP | X | 10 | 2018 | 2018 |  |  | N | IPP Non-CHP | IPP | IPP | 2 | X | NG | Non-Renewable | 0 | 499.5 | 0 | 1
Operable | 49893 | Invenergy Services LLC |  | 60357 | Lackawanna Energy Center | PA | Restructured | Lackawanna | GEN3 | Natural Gas Fired Combined Cycle | CS |  | S | N | N |  |  | 499.5 | 0.9 | 454 | 489 | 454 | N |  |  | OP | X | 12 | 2018 | 2018 |  |  | N | IPP Non-CHP | IPP | IPP | 2 | X | NG | Non-Renewable | 0 | 499.5 | 0 | 1
Operable | 49893 | Invenergy Services LLC |  | 60387 | Invenergy Nelson Expansion LLC | IL | Restructured | Lee | GEN3 | Natural Gas Fired Combustion Turbine | GT |  | S | X | X |  |  | 190 | 0.9 | 157 | 157 | 455 | N |  |  | OP | X | 4 | 2023 | 2023 |  |  | N | IPP Non-CHP | IPP | IPP | 2 | X | NG | Non-Renewable | 0 | 190 | 0 | 1
Operable | 49893 | Invenergy Services LLC |  | 60387 | Invenergy Nelson Expansion LLC | IL | Restructured | Lee | GEN4 | Natural Gas Fired Combustion Turbine | GT |  | S | X | X |  |  | 190 | 0.9 | 157 | 157 | 455 | N |  |  | OP | X | 4 | 2023 | 2023 |  |  | N | IPP Non-CHP | IPP | IPP | 2 | X | NG | Non-Renewable | 0 | 190 | 0 | 1
Operable | 49893 | Invenergy Services LLC |  | 60390 | Beech Ridge Energy Storage | WV | Vertical | Greenbrier | BRES | Batteries | BA |  | S | X | X |  |  | 31.5 |  | 31.5 | 31.5 | 0 | N |  |  | OP | X | 10 | 2015 | 2015 |  |  | N | IPP Non-CHP | IPP | IPP | 2 | X | MWH | Other | 0 | 0 | 0 | 0
Operable | 49893 | Invenergy Services LLC |  | 60885 | Boulder Solar II, LLC | NV | Vertical | Clark | BSII | Solar Photovoltaic | PV |  | S | X | X |  |  | 50 |  | 50 | 50 |  | N |  |  | OP | X | 1 | 2017 | 2017 |  |  | N | IPP Non-CHP | IPP | IPP | 2 | X | SUN | Renewable | 50 | 0 | 1 | 0
Operable | 49893 | Invenergy Services LLC |  | 60886 | Pavant Solar III | UT | Vertical | Millard | PSIII | Solar Photovoltaic | PV |  | S | X | X |  |  | 20 |  | 20 | 20 |  | N |  |  | OP | X | 12 | 2016 | 2016 |  |  | N | IPP Non-CHP | IPP | IPP | 2 | X | SUN | Renewable | 20 | 0 | 1 | 0
Operable | 49893 | Invenergy Services LLC |  | 60947 | Jacumba Solar Farm | CA | Vertical | San Diego | Q644A | Solar Photovoltaic | PV |  | S | X | X |  |  | 20 |  | 20 | 20 |  | N |  |  | OP | X | 7 | 2017 | 2017 |  |  | N | IPP Non-CHP | IPP | IPP | 2 | X | SUN | Renewable | 20 | 0 | 1 | 0
Operable | 49893 | Invenergy Services LLC |  | 61784 | Upstream Wind Energy LLC | NE | Vertical | Antelope | UWE | Onshore Wind Turbine | WT |  | S | X | X |  |  | 202.5 |  | 202.5 | 202.5 | 2 | N |  |  | OP | X | 12 | 2018 | 2018 |  |  | N | IPP Non-CHP | IPP | IPP | 2 | X | WND | Renewable | 202.5 | 0 | 1 | 0
Operable | 49893 | Invenergy Services LLC |  | 61785 | Camilla Solar Energy Project | GA | Vertical | Mitchell | CAMSR | Solar Photovoltaic | PV |  | S | X | X |  |  | 171.4 |  | 171.4 | 171.4 |  | N |  |  | OP | X | 2 | 2020 | 2020 |  |  | N | IPP Non-CHP | IPP | IPP | 2 | X | SUN | Renewable | 171.4 | 0 | 1 | 0
Operable | 49893 | Invenergy Services LLC |  | 61787 | Bishop Hill III | IL | Restructured | Henry | BHIII | Onshore Wind Turbine | WT |  | S | X | X |  |  | 119 | 0.9 | 119 | 119 | 2 | N |  |  | OP | X | 6 | 2018 | 2018 |  |  | N | IPP Non-CHP | IPP | IPP | 2 | X | WND | Renewable | 119 | 0 | 1 | 0
Operable | 49893 | Invenergy Services LLC |  | 62038 | Santa Rita East | TX | Restructured | Irion | STRAE | Onshore Wind Turbine | WT |  | S | X | X |  |  | 302.4 |  | 302.4 | 302.4 | 13 | N |  |  | OP | X | 6 | 2019 | 2019 |  |  | N | IPP Non-CHP | IPP | IPP | 2 | X | WND | Renewable | 302.4 | 0 | 1 | 0
Operable | 49893 | Invenergy Services LLC |  | 62956 | Thunderhead Wind Energy LLC | NE | Vertical | Antelope | GEN1 | Onshore Wind Turbine | WT |  | S | X | X |  |  | 300 |  | 300 | 300 | 0 | N |  |  | OP | X | 11 | 2022 | 2022 |  |  | N | IPP Non-CHP | IPP | IPP | 2 | X | WND | Renewable | 300 | 0 | 1 | 0
Operable | 49893 | Invenergy Services LLC |  | 62964 | El Sol BESS | AZ | Vertical | Maricopa | EL50M | Batteries | BA |  | S | X | X |  |  | 50 |  | 50 | 50 |  | N |  |  | OP | X | 2 | 2023 | 2023 |  |  | N | Electric Utility | Utility | IPP | 1 | X | MWH | Other | 0 | 0 | 0 | 0
Operable | 49893 | Invenergy Services LLC |  | 63029 | Hardin Solar Energy LLC | OH | Restructured | Hardin | GEN1 | Solar Photovoltaic | PV |  | S | X | X |  |  | 150 |  | 150 | 150 |  | N |  |  | OP | X | 2 | 2021 | 2021 |  |  | N | IPP Non-CHP | IPP | IPP | 2 | X | SUN | Renewable | 150 | 0 | 1 | 0
Operable | 49893 | Invenergy Services LLC |  | 63049 | Prineville Solar Energy LLC | OR | Vertical | Crook | GEN1 | Solar Photovoltaic | PV |  | S | X | X |  |  | 40 |  | 46.2 | 46.2 |  | N |  |  | OP | X | 2 | 2021 | 2021 |  |  | N | IPP Non-CHP | IPP | IPP | 2 | X | SUN | Renewable | 40 | 0 | 1 | 0
Operable | 49893 | Invenergy Services LLC |  | 63050 | Millican Solar Energy LLC | OR | Vertical | Crook | GEN1 | Solar Photovoltaic | PV |  | S | X | X |  |  | 70 |  | 71.4 | 71.4 |  | N |  |  | OP | X | 3 | 2021 | 2021 |  |  | N | IPP Non-CHP | IPP | IPP | 2 | X | SUN | Renewable | 70 | 0 | 1 | 0
Operable | 49893 | Invenergy Services LLC |  | 63080 | Harry Allen Solar Energy LLC | NV | Vertical | Clark | GEN1 | Solar Photovoltaic | PV |  | J | X | X |  |  | 100 |  | 100 | 100 |  | N |  |  | OP | X | 5 | 2021 | 2021 |  |  | N | IPP Non-CHP | IPP | IPP | 2 | X | SUN | Renewable | 100 | 0 | 1 | 0
Operable | 49893 | Invenergy Services LLC |  | 63211 | Samson Solar Energy | TX | Restructured | Franklin | GEN1 | Solar Photovoltaic | PV |  | S | X | X |  |  | 250 |  | 250 | 250 |  | N |  |  | OP | X | 5 | 2022 | 2022 |  |  | N | IPP Non-CHP | IPP | IPP | 2 | X | SUN | Renewable | 250 | 0 | 1 | 0
Operable | 49893 | Invenergy Services LLC |  | 63883 | Samson Solar Energy III LLC | TX | Restructured | Lamar | GEN1 | Solar Photovoltaic | PV |  | S | X | X |  |  | 250 |  | 250 | 250 |  | N |  |  | OP | X | 11 | 2022 | 2022 |  |  | N | IPP Non-CHP | IPP | IPP | 2 | X | SUN | Renewable | 250 | 0 | 1 | 0
Operable | 49893 | Invenergy Services LLC |  | 63988 | Blooming Grove Wind Energy Center | IL | Restructured | Livingston | GEN1 | Onshore Wind Turbine | WT |  | S | X | X |  |  | 250 |  | 250 | 250 | 0 | N |  |  | OP | X | 12 | 2020 | 2020 |  |  | N | IPP Non-CHP | IPP | IPP | 2 | X | WND | Renewable | 250 | 0 | 1 | 0
Operable | 49893 | Invenergy Services LLC |  | 64686 | Orangeville Storage | NY | Restructured | Wyoming | 65002 | Batteries | BA |  | S | X | X |  |  | 24.7 |  | 20 | 20 |  | N |  |  | OP | X | 10 | 2022 | 2022 |  |  | N | IPP Non-CHP | IPP | IPP | 2 | X | MWH | Other | 0 | 0 | 0 | 0
Operable | 49893 | Invenergy Services LLC |  | 64690 | Todd Solar | MD | Restructured | Dorchester | 65004 | Solar Photovoltaic | PV |  | S | X | X |  |  | 20 |  | 20 | 20 |  | N |  |  | OP | X | 7 | 2021 | 2021 |  |  | N | IPP Non-CHP | IPP | IPP | 2 | X | SUN | Renewable | 20 | 0 | 1 | 0
Operable | 49893 | Invenergy Services LLC |  | 64856 | Calhoun Solar | MI | Vertical | Calhoun | 65009 | Solar Photovoltaic | PV |  | S | X | X |  |  | 200 |  | 200 | 200 |  | N |  |  | OP | X | 12 | 2022 | 2022 |  |  | N | IPP Non-CHP | IPP | IPP | 2 | X | SUN | Renewable | 200 | 0 | 1 | 0
Operable | 49893 | Invenergy Services LLC |  | 65129 | Jayhawk Wind Energy Center | KS | Vertical | Crawford | 65010 | Onshore Wind Turbine | WT |  | J | X | X |  |  | 197.4 |  | 197.4 | 197.4 | 0 | N |  |  | OP | X | 1 | 2022 | 2022 |  |  | N | IPP Non-CHP | IPP | IPP | 2 | X | WND | Renewable | 197.4 | 0 | 1 | 0
Operable | 49893 | Invenergy Services LLC |  | 65316 | Sapphire Sky Wind Energy LLC | IL | Restructured | DeWitt | 65011 | Onshore Wind Turbine | WT |  | J | X | X |  |  | 259.8 |  | 259.8 | 259.8 | 0 | N |  |  | OP | X | 2 | 2023 | 2023 |  |  | N | IPP Non-CHP | IPP | IPP | 2 | X | WND | Renewable | 259.8 | 0 | 1 | 0
Operable | 49893 | Invenergy Services LLC |  | 65522 | Number Three Wind Project | NY | Restructured | Lewis | 65013 | Onshore Wind Turbine | WT |  | S | X | X |  |  | 106 |  | 106 | 106 |  | N |  |  | OP | X | 5 | 2023 | 2023 |  |  | N | IPP Non-CHP | IPP | IPP | 2 | X | WND | Renewable | 106 | 0 | 1 | 0
Operable | 50006 | Invista |  | 10790 | Victoria Texas Plant | TX | Restructured | Victoria | GEN1 | Natural Gas Fired Combustion Turbine | GT |  | S | X | X |  |  | 102.4 | 0.85 | 75 | 88 | 20 | N |  |  | OP | X | 4 | 1987 | Pre-2000 |  |  | Y | Industrial CHP | Customer Sited | Other | 7 | T | NG | Non-Renewable | 0 | 102.4 | 0 | 1
Operable | 50006 | Invista |  | 10795 | Camden South Carolina | SC | Vertical | Kershaw | GEN3 | Natural Gas Steam Turbine | ST |  | S | X | X |  |  | 19 | 0.8 | 17.5 | 18 | 1 | N |  |  | OP | X | 7 | 1993 | Pre-2000 |  |  | Y | Industrial CHP | Customer Sited | Other | 7 | B | NG | Non-Renewable | 0 | 19 | 0 | 1 | DFO
Operable | 61620 | IOS II LLC |  | 62041 | Cuyahoga County Landfill | OH | Restructured | Cuyahoga | CCBO1 | Solar Photovoltaic | PV |  | S | X | X |  |  | 3.7 |  | 3.7 | 2.9 |  | N |  |  | OP | X | 9 | 2018 | 2018 |  |  | N | IPP Non-CHP | IPP | IPP | 2 | X | SUN | Renewable | 3.7 | 0 | 1 | 0
Operable | 61620 | IOS II LLC |  | 62043 | First Baptist Church of Glenarden | MD | Restructured | Prince Georges | FBCG1 | Solar Photovoltaic | PV |  | S | X | X |  |  | 1.5 |  | 1.6 | 1.5 |  | N |  |  | OP | X | 4 | 2018 | 2018 |  |  | N | IPP Non-CHP | IPP | IPP | 2 | X | SUN | Renewable | 1.5 | 0 | 1 | 0
Operable | 61620 | IOS II LLC |  | 63414 | IOS II-LAX9 | CA | Vertical | San Bernardino | IOSII | Solar Photovoltaic | PV |  | S | X | X |  |  | 4 | 1 | 3.7 | 3.3 |  | N |  |  | OP | X | 2 | 2020 | 2020 |  |  | N | IPP Non-CHP | IPP | IPP | 2 | X | SUN | Renewable | 4 | 0 | 1 | 0
Operable | 56617 | Iowa Lakes Community College |  | 57257 | Iowa Lakes Community College Wind Farm | IA | Vertical | Emmet | VMN82 | Onshore Wind Turbine | WT |  | S | X | X |  |  | 1.7 |  | 1 | 1 | 1 | N |  |  | OP | X | 2 | 2005 | 2005 |  |  | N | Commercial Non-CHP | Customer Sited | Other | 4 | X | WND | Renewable | 1.7 | 0 | 1 | 0
Operable | 9425 | Iowa Lakes Electric Coop |  | 57251 | Lakota Wind Wind Farm | IA | Vertical | Kossuth | LAK1 | Onshore Wind Turbine | WT |  | S | X | X |  |  | 10.5 |  | 10.5 | 10.5 | 0.2 | N |  |  | OP | X | 3 | 2009 | 2009 |  |  | N | Electric Utility | Utility | Cooperative | 1 | X | WND | Renewable | 10.5 | 0 | 1 | 0
Operable | 9425 | Iowa Lakes Electric Coop |  | 57252 | Iowa Lakes Superior Wind Farm | IA | Vertical | Dickinson | SUP1 | Onshore Wind Turbine | WT |  | S | X | X |  |  | 10.5 |  | 10.5 | 10.5 | 0.2 | N |  |  | OP | X | 4 | 2009 | 2009 |  |  | N | Electric Utility | Utility | Cooperative | 1 | X | WND | Renewable | 10.5 | 0 | 1 | 0
Operable | 9434 | Iowa State University |  | 54201 | Iowa State University | IA | Vertical | Story | GEN3 | Natural Gas Steam Turbine | ST |  | S | X | X |  |  | 13.2 | 0.85 | 13.3 | 13.3 | 2 | N |  |  | OP | X | 9 | 1978 | Pre-2000 |  |  | Y | Commercial CHP | Customer Sited | Other | 5 | T | NG | Non-Renewable | 0 | 13.2 | 0 | 1 | BIT | DFO
Operable | 9434 | Iowa State University |  | 54201 | Iowa State University | IA | Vertical | Story | GEN5 | Natural Gas Steam Turbine | ST |  | S | X | X |  |  | 11.5 | 0.85 | 11.5 | 11.5 | 2 | N |  |  | OP | X | 3 | 1970 | Pre-2000 |  |  | Y | Commercial CHP | Customer Sited | Other | 5 | T | NG | Non-Renewable | 0 | 11.5 | 0 | 1 | BIT | DFO
Operable | 9434 | Iowa State University |  | 54201 | Iowa State University | IA | Vertical | Story | GEN6 | Natural Gas Steam Turbine | ST |  | S | X | X |  |  | 15.1 | 0.85 | 15.1 | 15.1 | 3 | N |  |  | OP | X | 5 | 2005 | 2005 |  |  | Y | Commercial CHP | Customer Sited | Other | 5 | T | NG | Non-Renewable | 0 | 15.1 | 0 | 1 | BIT | DFO
Operable | 64972 | IP Oberon II, LLC |  | 65735 | Oberon II Solar Project | CA | Vertical | Riverside | OBIIB | Batteries | BA |  | S | X | X | REDBLUFF_2_B1 | REDBLUFF_2_B1 | 125 |  | 125 | 125 |  | N |  |  | OP | X | 9 | 2023 | 2023 |  |  | N | IPP Non-CHP | IPP | IPP | 2 | X | MWH | Other | 0 | 0 | 0 | 0
Operable | 64972 | IP Oberon II, LLC |  | 65735 | Oberon II Solar Project | CA | Vertical | Riverside | OBIIP | Solar Photovoltaic | PV |  | S | X | X | REDBLUFF_2_B1 | REDBLUFF_2_B1 | 250 |  | 250 | 250 |  | N |  |  | OP | X | 10 | 2023 | 2023 |  |  | N | IPP Non-CHP | IPP | IPP | 2 | X | SUN | Renewable | 250 | 0 | 1 | 0
Operable | 64971 | IP Oberon LLC |  | 65734 | Oberon Solar Project | CA | Vertical | Riverside | OBIBS | Batteries | BA |  | S | X | X | REDBLUFF_2_B1 | REDBLUFF_2_B1 | 125 |  | 125 | 125 |  | N |  |  | OP | X | 9 | 2023 | 2023 |  |  | N | IPP Non-CHP | IPP | IPP | 2 | X | MWH | Other | 0 | 0 | 0 | 0
Operable | 64971 | IP Oberon LLC |  | 65734 | Oberon Solar Project | CA | Vertical | Riverside | OBIPV | Solar Photovoltaic | PV |  | S | X | X | REDBLUFF_2_B1 | REDBLUFF_2_B1 | 250 |  | 250 | 250 |  | N |  |  | OP | X | 9 | 2023 | 2023 |  |  | N | IPP Non-CHP | IPP | IPP | 2 | X | SUN | Renewable | 250 | 0 | 1 | 0
Operable | 64370 | IP Radian, LLC |  | 64859 | IP Radian, LLC | TX | Restructured | Brown | IPRAD | Solar Photovoltaic | PV |  | S | X | X | RADN_SLR_ALL |  | 320 |  | 320 | 320 |  | N |  |  | OP | X | 5 | 2023 | 2023 |  |  | N | IPP Non-CHP | IPP | IPP | 2 | X | SUN | Renewable | 320 | 0 | 1 | 0
Operable | 56213 | IPA Operations Inc - Calumet |  | 55296 | Calumet Energy Team LLC | IL | Restructured | Cook | CT11 | Natural Gas Fired Combustion Turbine | GT |  | W | X | X |  |  | 156.4 | 1 | 162 | 176 | 109 | N |  |  | OP | X | 6 | 2002 | 2002 |  |  | N | IPP Non-CHP | IPP | IPP | 2 | X | NG | Non-Renewable | 0 | 156.4 | 0 | 1
Operable | 56213 | IPA Operations Inc - Calumet |  | 55296 | Calumet Energy Team LLC | IL | Restructured | Cook | CT12 | Natural Gas Fired Combustion Turbine | GT |  | W | X | X |  |  | 156.4 | 1 | 164.1 | 176 | 109 | N |  |  | OP | X | 6 | 2002 | 2002 |  |  | N | IPP Non-CHP | IPP | IPP | 2 | X | NG | Non-Renewable | 0 | 156.4 | 0 | 1
Operable | 9312 | IPC-Mansfield Mill |  | 54091 | Mansfield Mill | LA | Vertical | DeSoto | GEN1 | Wood/Wood Waste Biomass | ST |  | S | X | X |  |  | 40 | 0.9 | 24.6 | 27.8 | 10 | N |  |  | OP | X | 10 | 1981 | Pre-2000 |  |  | Y | Industrial CHP | Customer Sited | Other | 7 | T | BLQ | Renewable | 40 | 0 | 1 | 0 | NG | WDS | TDF | WO
Operable | 9312 | IPC-Mansfield Mill |  | 54091 | Mansfield Mill | LA | Vertical | DeSoto | GEN2 | Wood/Wood Waste Biomass | ST |  | S | X | X |  |  | 40 | 0.9 | 25.6 | 27.7 | 10 | N |  |  | OP | X | 12 | 1981 | Pre-2000 |  |  | Y | Industrial CHP | Customer Sited | Other | 7 | T | BLQ | Renewable | 40 | 0 | 1 | 0 | NG | WDS | TDF | WO
Operable | 9312 | IPC-Mansfield Mill |  | 54091 | Mansfield Mill | LA | Vertical | DeSoto | GEN3 | Wood/Wood Waste Biomass | ST |  | S | X | X |  |  | 30 | 0.9 | 22.1 | 25 | 10 | N |  |  | OP | X | 12 | 1981 | Pre-2000 |  |  | Y | Industrial CHP | Customer Sited | Other | 7 | T | BLQ | Renewable | 30 | 0 | 1 | 0 | NG | WDS | TDF | WO
Operable | 9312 | IPC-Mansfield Mill |  | 54091 | Mansfield Mill | LA | Vertical | DeSoto | GEN5 | Natural Gas Fired Combustion Turbine | GT |  | S | X | X |  |  | 62 | 0.85 | 45 | 48 | 10 | N |  |  | OP | X | 7 | 2019 | 2019 |  |  | N | Industrial CHP | Customer Sited | Other | 7 | X | NG | Non-Renewable | 0 | 62 | 0 | 1
Operable | 9297 | IPT SRI Cogeneration Inc |  | 50537 | SRI International Cogen Project | CA | Vertical | San Mateo | GEN1 | Natural Gas Fired Combustion Turbine | GT |  | W | X | X |  |  | 6 | 0.8 | 5.6 | 5.6 | 0.2 | N |  |  | OP | X | 4 | 1987 | Pre-2000 |  |  | Y | Commercial CHP | Customer Sited | Other | 5 | T | NG | Non-Renewable | 0 | 6 | 0 | 1
Operable | 56261 | Iredell Transmission LLC |  | 56962 | Iredell County LFG Facility | NC | Vertical | Iredell | 1 | Landfill Gas | IC |  | S | X | X | n/a | n/a | 1.6 | 0.8 | 1.6 | 1.6 | 1.1 | N |  |  | OP | X | 8 | 2008 | 2008 |  |  | N | IPP Non-CHP | IPP | IPP | 2 | X | LFG | Renewable | 1.6 | 0 | 1 | 0
Operable | 56261 | Iredell Transmission LLC |  | 56962 | Iredell County LFG Facility | NC | Vertical | Iredell | 2 | Landfill Gas | IC |  | S | X | X | n/a | n/a | 1.6 | 0.8 | 1.6 | 1.6 | 1.1 | N |  |  | OP | X | 8 | 2008 | 2008 |  |  | N | IPP Non-CHP | IPP | IPP | 2 | X | LFG | Renewable | 1.6 | 0 | 1 | 0
Operable | 62912 | Iris Solar LLC |  | 63128 | Iris Solar LLC | LA | Vertical | Washington | ISLLC | Solar Photovoltaic | PV |  | S | X | X |  |  | 50 |  | 50 | 50 |  | N |  |  | OP | X | 10 | 2022 | 2022 |  |  | N | IPP Non-CHP | IPP | IPP | 2 | X | SUN | Renewable | 50 | 0 | 1 | 0
Operable | 63765 | Irish Creek Wind, LLC |  | 64138 | Irish Creek Wind | KS | Vertical | Marshall | ICW1 | Onshore Wind Turbine | WT |  | S | X | X |  |  | 300.6 | 0.9 | 300.6 | 300.6 | 30 | N |  |  | OP | X | 12 | 2021 | 2021 |  |  | N | IPP Non-CHP | IPP | IPP | 2 | X | WND | Renewable | 300.6 | 0 | 1 | 0
Operable | 60514 | Iron Horse Solar 1, LLC |  | 60855 | Iron Horse Solar I CSG | MA | Restructured | Middlesex | DOW | Solar Photovoltaic | PV |  | S | X | X |  |  | 2.9 |  | 2.9 | 2.9 |  | N |  |  | OP | X | 12 | 2016 | 2016 |  |  | N | IPP Non-CHP | IPP | IPP | 2 | X | SUN | Renewable | 2.9 | 0 | 1 | 0
Operable | 60479 | Iron Horse Solar 4, LLC |  | 60799 | Iron Horse Solar 4, LLC | MA | Restructured | Middlesex | PV1 | Solar Photovoltaic | PV |  | S | X | X |  |  | 4.5 |  | 4.5 | 4.5 |  | N |  |  | OP | X | 6 | 2017 | 2017 |  |  | N | IPP Non-CHP | IPP | IPP | 2 | X | SUN | Renewable | 4.5 | 0 | 1 | 0
Operable | 63833 | Iroquois Solar 1B LLC |  | 64229 | Iroquois Solar 1B LLC CSG | IL | Restructured | Iroquois | IROQ | Solar Photovoltaic | PV |  | S | X | X |  |  | 2 |  | 2 | 2 |  | N |  |  | OP | X | 12 | 2020 | 2020 |  |  | N | IPP Non-CHP | IPP | IPP | 2 | X | SUN | Renewable | 2 | 0 | 1 | 0
Operable | 63952 | Irwindale Brew Yard, LLC |  | 58056 | Irwindale Brew Yard, LLC | CA | Vertical | Los Angeles | JEN1 | Other Waste Biomass | IC |  | S | X | X |  |  | 0.5 | 1 | 0.6 | 0.6 | 0.3 | N |  |  | OA | X | 7 | 2007 | 2007 |  |  | N | Industrial Non-CHP | Customer Sited | Other | 6 | X | OBG | Renewable | 0.5 | 0 | 1 | 0
Operable | 63952 | Irwindale Brew Yard, LLC |  | 58056 | Irwindale Brew Yard, LLC | CA | Vertical | Los Angeles | PV | Solar Photovoltaic | PV |  | S | X | X |  |  | 2.5 |  | 0.8 | 0.8 |  | N |  |  | OP | X | 3 | 2015 | 2015 |  |  | N | Industrial Non-CHP | Customer Sited | Other | 6 | X | SUN | Renewable | 2.5 | 0 | 1 | 0
Operable | 63952 | Irwindale Brew Yard, LLC |  | 58056 | Irwindale Brew Yard, LLC | CA | Vertical | Los Angeles | T100 | Natural Gas Fired Combustion Turbine | GT |  | S | X | X |  |  | 5.2 | 1 | 4.1 | 4.7 | 3 | N |  |  | OS | X | 2 | 2002 | 2002 |  |  | N | Industrial Non-CHP | Customer Sited | Other | 6 | X | NG | Non-Renewable | 0 | 5.2 | 0 | 1
Operable | 63952 | Irwindale Brew Yard, LLC |  | 58056 | Irwindale Brew Yard, LLC | CA | Vertical | Los Angeles | T200 | Natural Gas Fired Combustion Turbine | GT |  | S | X | X |  |  | 5.2 | 1 | 4.1 | 4.7 | 3 | N |  |  | OS | X | 2 | 2002 | 2002 |  |  | N | Industrial Non-CHP | Customer Sited | Other | 6 | X | NG | Non-Renewable | 0 | 5.2 | 0 | 1
Operable | 9439 | Isabella Partners |  | 10139 | Isabella Hydro Project | CA | Vertical | Kern | GEN1 | Conventional Hydroelectric | HY |  | S | X | X |  |  | 5.9 | 0.95 | 5.9 | 5.9 | 0.5 | N |  |  | OP | X | 12 | 1990 | Pre-2000 |  |  | N | IPP Non-CHP | IPP | IPP | 2 | X | WAT | Renewable | 5.9 | 0 | 1 | 0
Operable | 9439 | Isabella Partners |  | 10139 | Isabella Hydro Project | CA | Vertical | Kern | GEN2 | Conventional Hydroelectric | HY |  | S | X | X |  |  | 5.9 | 0.95 | 5.9 | 5.9 | 0.5 | N |  |  | OP | X | 12 | 1990 | Pre-2000 |  |  | N | IPP Non-CHP | IPP | IPP | 2 | X | WAT | Renewable | 5.9 | 0 | 1 | 0
Operable | 3453 | Island Energy Services |  | 10194 | Hawaii Cogen | HI | Vertical | Honolulu | GEN1 | Petroleum Liquids | GT |  | W | X | X |  |  | 3 | 0.8 | 3.2 | 3.2 | 2 |  |  |  | OS | X | 8 | 1990 | Pre-2000 |  |  | Y | Industrial CHP | Customer Sited | Other | 7 | T | WO | Non-Renewable | 0 | 3 | 0 | 1 | OG
Operable | 3453 | Island Energy Services |  | 10194 | Hawaii Cogen | HI | Vertical | Honolulu | GEN2 | Petroleum Liquids | GT |  | W | X | X |  |  | 3 | 0.8 | 3.2 | 3.2 | 2 |  |  |  | OS | X | 8 | 1990 | Pre-2000 |  |  | Y | Industrial CHP | Customer Sited | Other | 7 | T | WO | Non-Renewable | 0 | 3 | 0 | 1 | OG
Operable | 3453 | Island Energy Services |  | 10194 | Hawaii Cogen | HI | Vertical | Honolulu | GEN3 | Petroleum Liquids | GT |  | W | X | X |  |  | 3 | 0.8 | 3.2 | 3.2 | 2 |  |  |  | OS | X | 8 | 1990 | Pre-2000 |  |  | Y | Industrial CHP | Customer Sited | Other | 7 | T | WO | Non-Renewable | 0 | 3 | 0 | 1 | OG
Operable | 3453 | Island Energy Services |  | 10194 | Hawaii Cogen | HI | Vertical | Honolulu | GEN4 | Petroleum Liquids | GT |  | W | X | X |  |  | 3.2 | 0.8 | 3.2 | 3.2 | 2 |  |  |  | OS | X | 6 | 2011 | 2011 |  |  | Y | Industrial CHP | Customer Sited | Other | 7 | T | WO | Non-Renewable | 0 | 3.2 | 0 | 1 | OG
Operable | 64067 | ISM Solar Dighton 3, LLC |  | 64419 | Elm Street | MA | Restructured | Bristol | ELM | Solar Photovoltaic | PV |  | S | X | X |  |  | 2.8 |  | 2.8 | 2.8 |  | N |  |  | OP | X | 12 | 2020 | 2020 |  |  | N | IPP Non-CHP | IPP | IPP | 2 | X | SUN | Renewable | 2.8 | 0 | 1 | 0
Operable | 63994 | IXYS Integrated Circuits Division, LLC |  | 64382 | IXYS - Beverly | MA | Restructured | Essex | EG1 | Petroleum Liquids | IC |  | S | X | X | 10341 |  | 0.6 | 0.8 | 0.6 | 0.6 | 0.1 | N |  |  | OP | X | 1 | 1997 | Pre-2000 |  |  | N | Industrial Non-CHP | Customer Sited | Other | 6 | X | DFO | Non-Renewable | 0 | 0.6 | 0 | 1
Operable | 63994 | IXYS Integrated Circuits Division, LLC |  | 64382 | IXYS - Beverly | MA | Restructured | Essex | NG1 | Natural Gas Internal Combustion Engine | IC |  | S | X | X | 10341 |  | 0.7 | 0.8 | 0.7 | 0.7 | 0.1 | N |  |  | OP | X | 8 | 2019 | 2019 |  |  | N | Industrial Non-CHP | Customer Sited | Other | 6 | X | NG | Non-Renewable | 0 | 0.7 | 0 | 1
Operable | 63994 | IXYS Integrated Circuits Division, LLC |  | 64382 | IXYS - Beverly | MA | Restructured | Essex | NG2 | Natural Gas Internal Combustion Engine | IC |  | S | X | X | 10341 |  | 0.7 | 0.8 | 0.7 | 0.7 | 0.1 | N |  |  | OP | X | 8 | 2019 | 2019 |  |  | N | Industrial Non-CHP | Customer Sited | Other | 6 | X | NG | Non-Renewable | 0 | 0.7 | 0 | 1
Operable | 63994 | IXYS Integrated Circuits Division, LLC |  | 64382 | IXYS - Beverly | MA | Restructured | Essex | NG3 | Natural Gas Internal Combustion Engine | IC |  | S | X | X | 10341 |  | 0.7 | 0.8 | 0.7 | 0.7 | 0.1 | N |  |  | OP | X | 8 | 2019 | 2019 |  |  | N | Industrial Non-CHP | Customer Sited | Other | 6 | X | NG | Non-Renewable | 0 | 0.7 | 0 | 1
Operable | 58183 | J.R. Simplot Company |  | 58216 | J.R. Simplot Company | CA | Vertical | San Joaquin | 1 | All Other | ST |  | S | X | X |  |  | 4 | 0.95 | 3.2 | 3.2 | 1.5 | N |  |  | OP | X | 10 | 1993 | Pre-2000 | 1 | 2024 | N | Industrial Non-CHP | Customer Sited | Other | 6 | X | WH | Other | 0 | 0 | 0 | 0
Operable | 60818 | J.T. Hobby and Son, Inc. |  | 61187 | Century Drive Solar Farm | NC | Vertical | Wake | CENT1 | Solar Photovoltaic | PV |  | S | X | X |  |  | 1 |  | 1 | 1 |  | N |  |  | OP | X | 4 | 2014 | 2014 |  |  | N | IPP Non-CHP | IPP | IPP | 2 | X | SUN | Renewable | 1 | 0 | 1 | 0
Operable | 56397 | J&A-Santa Maria II LLC |  | 57101 | J&A-Santa Maria II LLC | CA | Vertical | Santa Barbara | 1 | Landfill Gas | IC |  | S | X | X |  |  | 1.4 | 1 | 1.4 | 1.4 | 0.7 | N |  |  | OP | X | 9 | 2010 | 2010 |  |  | Y | IPP CHP | IPP | IPP | 3 | T | LFG | Renewable | 1.4 | 0 | 1 | 0
Operable | 56396 | J&A-Santa Maria LLC |  | 57100 | Santa Maria LFG Power Plant | CA | Vertical | Santa Barbara | EN01 | Landfill Gas | IC |  | S | X | X |  |  | 1.1 | 1 | 1 | 1 | 0.5 | N |  |  | OP | X | 1 | 2008 | 2008 |  |  | Y | IPP CHP | IPP | IPP | 3 | T | LFG | Renewable | 1.1 | 0 | 1 | 0
Operable | 56395 | J&A-Whittier LLC |  | 57102 | Whittier LFG Power Plant #1 | CA | Vertical | Los Angeles | EN01 | Landfill Gas | IC |  | S | X | X |  |  | 1.1 | 1 | 1 | 1 | 0.5 | N |  |  | OP | X | 12 | 2006 | 2006 |  |  | Y | IPP CHP | IPP | IPP | 3 | T | LFG | Renewable | 1.1 | 0 | 1 | 0
Operable | 56395 | J&A-Whittier LLC |  | 57102 | Whittier LFG Power Plant #1 | CA | Vertical | Los Angeles | EN02 | Landfill Gas | IC |  | S | X | X |  |  | 1.1 | 1 | 1 | 1 | 0.5 | N |  |  | OP | X | 4 | 2010 | 2010 |  |  | N | IPP CHP | IPP | IPP | 3 | X | LFG | Renewable | 1.1 | 0 | 1 | 0
Operable | 66085 | Jack County Power, LLC |  | 55230 | Jack County | TX | Restructured | Wise | CT1 | Natural Gas Fired Combined Cycle | CT | CC01 | S | X | N | JACKCNTY_CC1 | JACKCNTY_CT1 | 170 | 0.85 | 165 | 170 | 164 | N |  |  | OP | X | 2 | 2006 | 2006 |  |  | N | Electric Utility | Utility | IPP | 1 | X | NG | Non-Renewable | 0 | 170 | 0 | 1
Operable | 66085 | Jack County Power, LLC |  | 55230 | Jack County | TX | Restructured | Wise | CT2 | Natural Gas Fired Combined Cycle | CT | CC01 | S | X | N | JACKCNTY_CC2 | JACKCNTY_CT2 | 170 | 0.85 | 165 | 170 | 164 | N |  |  | OP | X | 2 | 2006 | 2006 |  |  | N | Electric Utility | Utility | IPP | 1 | X | NG | Non-Renewable | 0 | 170 | 0 | 1
Operable | 66085 | Jack County Power, LLC |  | 55230 | Jack County | TX | Restructured | Wise | CT3 | Natural Gas Fired Combined Cycle | CT | CC02 | S | X | N | JACKCNTY2_CC3 | JACKCNTY2_CT3 | 170 | 0.85 | 165 | 170 | 164 | N |  |  | OP | X | 3 | 2011 | 2011 |  |  | N | Electric Utility | Utility | IPP | 1 | X | NG | Non-Renewable | 0 | 170 | 0 | 1
Operable | 66085 | Jack County Power, LLC |  | 55230 | Jack County | TX | Restructured | Wise | CT4 | Natural Gas Fired Combined Cycle | CT | CC02 | S | X | N | JACKCNTY2_CC4 | JACKCNTY2_CT4 | 170 | 0.85 | 165 | 170 | 164 | N |  |  | OP | X | 3 | 2011 | 2011 |  |  | N | Electric Utility | Utility | IPP | 1 | X | NG | Non-Renewable | 0 | 170 | 0 | 1
Operable | 66085 | Jack County Power, LLC |  | 55230 | Jack County | TX | Restructured | Wise | ST1 | Natural Gas Fired Combined Cycle | CA | CC01 | S | Y | X | JACKCNTY_STG | JACKCNTY_STG | 300 | 0.85 | 290.5 | 300 | 60 | N |  |  | OP | X | 2 | 2006 | 2006 |  |  | N | Electric Utility | Utility | IPP | 1 | X | NG | Non-Renewable | 0 | 300 | 0 | 1
Operable | 66085 | Jack County Power, LLC |  | 55230 | Jack County | TX | Restructured | Wise | ST2 | Natural Gas Fired Combined Cycle | CA | CC02 | S | Y | X | JACKCNTY2_ST2 | JACKCNTY2_ST2 | 300 | 0.85 | 290.5 | 300 | 60 | N |  |  | OP | X | 3 | 2011 | 2011 |  |  | N | Electric Utility | Utility | IPP | 1 | X | NG | Non-Renewable | 0 | 300 | 0 | 1
Operable | 64111 | Jack Francis Solar, LLC |  | 64460 | Jack Francis Solar, LLC | MI | Vertical | Genesee | FACJF | Solar Photovoltaic | PV |  | S | X | X | Cons.Cetr |  | 2 |  | 2 | 2 |  | N |  |  | OP | X | 12 | 2020 | 2020 |  |  | N | IPP Non-CHP | IPP | IPP | 2 | X | SUN | Renewable | 2 | 0 | 1 | 0
Operable | 63818 | Jack's Solar Garden |  | 64200 | Jack's Solar Garden | CO | Vertical | Boulder | JSG | Solar Photovoltaic | PV |  | S | X | X |  |  | 1 |  | 1 | 1 |  | N |  |  | OP | X | 10 | 2020 | 2020 |  |  | N | IPP Non-CHP | IPP | IPP | 2 | X | SUN | Renewable | 1 | 0 | 1 | 0
Operable | 62787 | Jackson Generation, LLC |  | 62926 | Jackson Generation, LLC | IL | Restructured | Will | 1 | Natural Gas Fired Combined Cycle | CS |  | S | Y | N | 2156111010 | 2156111010 | 644.3 | 0.85 | 558 | 558 | 340 | N |  |  | OP | X | 5 | 2022 | 2022 |  |  | N | IPP Non-CHP | IPP | IPP | 2 | X | NG | Non-Renewable | 0 | 644.3 | 0 | 1
Operable | 62787 | Jackson Generation, LLC |  | 62926 | Jackson Generation, LLC | IL | Restructured | Will | 2 | Natural Gas Fired Combined Cycle | CS |  | S | Y | N | 2156111011 | 2156111011 | 644.3 | 0.85 | 558 | 558 | 340 | N |  |  | OP | X | 5 | 2022 | 2022 |  |  | N | IPP Non-CHP | IPP | IPP | 2 | X | NG | Non-Renewable | 0 | 644.3 | 0 | 1
Operable | 56582 | Jacksonville Solar LLC |  | 57202 | Jacksonville Solar | FL | Vertical | Duval | 1 | Solar Photovoltaic | PV |  | S | X | X |  |  | 12.6 |  | 12.5 | 12.5 |  | N |  |  | OP | X | 4 | 2010 | 2010 |  |  | N | IPP Non-CHP | IPP | IPP | 2 | X | SUN | Renewable | 12.6 | 0 | 1 | 0
Operable | 63353 | Jacobi Medical Center |  | 63646 | Jacobi Medical Center | NY | Restructured | Bronx | CATA | Petroleum Liquids | IC |  | S | X | X |  |  | 1 | 0.8 | 1 | 1 | 0.1 | N |  |  | SB | N | 1 | 2010 | 2010 |  |  | N | Commercial Non-CHP | Customer Sited | Other | 4 | X | DFO | Non-Renewable | 0 | 1 | 0 | 1
Operable | 63353 | Jacobi Medical Center |  | 63646 | Jacobi Medical Center | NY | Restructured | Bronx | CATB | Petroleum Liquids | IC |  | S | X | X |  |  | 1 | 0.8 | 1 | 1 | 0.1 | N |  |  | SB | N | 1 | 2010 | 2010 |  |  | N | Commercial Non-CHP | Customer Sited | Other | 4 | X | DFO | Non-Renewable | 0 | 1 | 0 | 1
Operable | 63353 | Jacobi Medical Center |  | 63646 | Jacobi Medical Center | NY | Restructured | Bronx | CATC | Petroleum Liquids | IC |  | S | X | X |  |  | 1.2 | 0.8 | 1.2 | 1.2 | 0.1 | N |  |  | SB | N | 1 | 1998 | Pre-2000 |  |  | N | Commercial Non-CHP | Customer Sited | Other | 4 | X | DFO | Non-Renewable | 0 | 1.2 | 0 | 1
Operable | 63353 | Jacobi Medical Center |  | 63646 | Jacobi Medical Center | NY | Restructured | Bronx | CATD | Petroleum Liquids | IC |  | S | X | X |  |  | 1.2 | 0.8 | 1.2 | 1.2 | 0.1 | N |  |  | SB | N | 1 | 1998 | Pre-2000 |  |  | N | Commercial Non-CHP | Customer Sited | Other | 4 | X | DFO | Non-Renewable | 0 | 1.2 | 0 | 1
Operable | 63353 | Jacobi Medical Center |  | 63646 | Jacobi Medical Center | NY | Restructured | Bronx | CU1 | Petroleum Liquids | IC |  | S | X | X |  |  | 0.9 | 0.8 | 0.9 | 0.9 | 0.1 | N |  |  | SB | N | 1 | 2005 | 2005 |  |  | N | Commercial Non-CHP | Customer Sited | Other | 4 | X | DFO | Non-Renewable | 0 | 0.9 | 0 | 1
Operable | 63353 | Jacobi Medical Center |  | 63646 | Jacobi Medical Center | NY | Restructured | Bronx | CU2 | Petroleum Liquids | IC |  | S | X | X |  |  | 0.9 | 0.8 | 0.9 | 0.9 | 0.1 | N |  |  | SB | N | 1 | 2005 | 2005 |  |  | N | Commercial Non-CHP | Customer Sited | Other | 4 | X | DFO | Non-Renewable | 0 | 0.9 | 0 | 1
Operable | 63353 | Jacobi Medical Center |  | 63646 | Jacobi Medical Center | NY | Restructured | Bronx | CU2SH | Petroleum Liquids | IC |  | S | X | X |  |  | 0.3 | 0.8 | 0.3 | 0.3 | 0.1 | N |  |  | SB | N | 1 | 1995 | Pre-2000 |  |  | N | Commercial Non-CHP | Customer Sited | Other | 4 | X | DFO | Non-Renewable | 0 | 0.3 | 0 | 1
Operable | 63353 | Jacobi Medical Center |  | 63646 | Jacobi Medical Center | NY | Restructured | Bronx | CU3 | Petroleum Liquids | IC |  | S | X | X |  |  | 0.9 | 0.8 | 0.9 | 0.9 | 0.1 | N |  |  | SB | N | 1 | 2005 | 2005 |  |  | N | Commercial Non-CHP | Customer Sited | Other | 4 | X | DFO | Non-Renewable | 0 | 0.9 | 0 | 1
Operable | 63353 | Jacobi Medical Center |  | 63646 | Jacobi Medical Center | NY | Restructured | Bronx | CU4 | Petroleum Liquids | IC |  | S | X | X |  |  | 0.2 | 0.8 | 0.2 | 0.2 | 0.1 | N |  |  | SB | N | 1 | 2001 | 2001 |  |  | N | Commercial Non-CHP | Customer Sited | Other | 4 | X | DFO | Non-Renewable | 0 | 0.2 | 0 | 1
Operable | 63353 | Jacobi Medical Center |  | 63646 | Jacobi Medical Center | NY | Restructured | Bronx | DET | Petroleum Liquids | IC |  | S | X | X |  |  | 1 | 0.8 | 1 | 1 | 0.1 | N |  |  | SB | N | 1 | 2012 | 2012 |  |  | N | Commercial Non-CHP | Customer Sited | Other | 4 | X | DFO | Non-Renewable | 0 | 1 | 0 | 1
Operable | 63353 | Jacobi Medical Center |  | 63646 | Jacobi Medical Center | NY | Restructured | Bronx | GEN1 | Petroleum Liquids | IC |  | S | X | X |  |  | 0.5 | 0.8 | 0.5 | 0.5 | 0.1 | N |  |  | SB | N | 1 | 2008 | 2008 |  |  | N | Commercial Non-CHP | Customer Sited | Other | 4 | X | DFO | Non-Renewable | 0 | 0.5 | 0 | 1
Operable | 49786 | Jamaica Bay Peaking Facility, LLC |  | 56141 | Jamaica Bay Peaking | NY | Restructured | Queens | 2 | Natural Gas Fired Combustion Turbine | GT |  | S | X | X | 23815 |  | 60.5 | 1 | 55.8 | 60 | 26 | N |  |  | OP | X | 7 | 2003 | 2003 |  |  | N | IPP Non-CHP | IPP | IPP | 2 | X | NG | Non-Renewable | 0 | 60.5 | 0 | 1 | KER
Operable | 63751 | James W. Broderick Hydropower Plant |  | 64123 | James W. Broderick Hydropower Plant | CO | Vertical | Pueblo | GEN35 | Conventional Hydroelectric | HY |  | S | X | X |  |  | 3.5 | 0.95 | 3.3 | 3.3 | 1 | N |  |  | OP | X | 5 | 2019 | 2019 |  |  | N | IPP Non-CHP | IPP | IPP | 2 | X | WAT | Renewable | 3.5 | 0 | 1 | 0
Operable | 63751 | James W. Broderick Hydropower Plant |  | 64123 | James W. Broderick Hydropower Plant | CO | Vertical | Pueblo | GEN40 | Conventional Hydroelectric | HY |  | S | X | X |  |  | 4 | 0.95 | 3.8 | 3.8 | 1.5 | N |  |  | OP | X | 5 | 2019 | 2019 |  |  | N | IPP Non-CHP | IPP | IPP | 2 | X | WAT | Renewable | 4 | 0 | 1 | 0
Operable | 9645 | Jamestown Board of Public Util |  | 2682 | S A Carlson | NY | Restructured | Chautauqua | 5 | Natural Gas Steam Turbine | ST | 1 | S | X | X |  |  | 24.5 | 0.9 | 22.5 | 22.5 | 5 | N |  |  | OP | X | 8 | 1951 | Pre-2000 |  |  | N | Electric Utility | Utility | Municipal | 1 | X | NG | Non-Renewable | 0 | 24.5 | 0 | 1 | DFO
Operable | 9645 | Jamestown Board of Public Util |  | 2682 | S A Carlson | NY | Restructured | Chautauqua | 6 | Natural Gas Steam Turbine | ST | 1 | S | X | X |  |  | 24.5 | 0.9 | 22.5 | 22.5 | 5 | N |  |  | OP | X | 8 | 1968 | Pre-2000 |  |  | N | Electric Utility | Utility | Municipal | 1 | X | NG | Non-Renewable | 0 | 24.5 | 0 | 1 | DFO
Operable | 9645 | Jamestown Board of Public Util |  | 2682 | S A Carlson | NY | Restructured | Chautauqua | 7 | Natural Gas Fired Combustion Turbine | GT | 1 | S | X | X |  |  | 47.3 | 0.9 | 42 | 47 | 9 | N |  |  | OP | X | 11 | 2001 | 2001 |  |  | N | Electric Utility | Utility | Municipal | 1 | X | NG | Non-Renewable | 0 | 47.3 | 0 | 1
Operable | 61928 | Jamison Solar Farm |  | 62396 | Jamison Solar Farm | SC | Vertical | Orangeburg | 1 | Solar Photovoltaic | PV |  | S | X | X |  |  | 1.1 |  | 1.2 | 1.2 |  | N |  |  | OP | X | 4 | 2019 | 2019 |  |  | N | Electric Utility | Utility | IPP | 1 | X | SUN | Renewable | 1.1 | 0 | 1 | 0
Operable | 57130 | Janssen Pharmaceutical Co |  | 57815 | Titusville Solar | NJ | Restructured | Mercer | PV1 | Solar Photovoltaic | PV |  | S | X | X |  |  | 4.1 |  | 4.1 | 4.1 |  | N |  |  | OP | X | 9 | 2010 | 2010 |  |  | N | Commercial Non-CHP | Customer Sited | Other | 4 | X | SUN | Renewable | 4.1 | 0 | 1 | 0
Operable | 57130 | Janssen Pharmaceutical Co |  | 59055 | Rariton OMP | NJ | Restructured | Somerset | CHP1 | Natural Gas Internal Combustion Engine | IC |  | S | X | X |  |  | 3 | 0.9 | 3 | 3 | 1.6 | N |  |  | OP | X | 2 | 2009 | 2009 |  |  | N | IPP Non-CHP | IPP | IPP | 2 | X | NG | Non-Renewable | 0 | 3 | 0 | 1
Operable | 57130 | Janssen Pharmaceutical Co |  | 59055 | Rariton OMP | NJ | Restructured | Somerset | PV1 | Solar Photovoltaic | PV |  | S | X | X |  |  | 2.4 |  | 2.4 | 2.1 |  | N |  |  | OP | X | 4 | 2012 | 2012 |  |  | N | IPP Non-CHP | IPP | IPP | 2 | X | SUN | Renewable | 2.4 | 0 | 1 | 0
Operable | 57130 | Janssen Pharmaceutical Co |  | 59056 | Spring House | PA | Restructured | Montgomery | GEN 1 | Natural Gas Internal Combustion Engine | IC |  | S | X | X |  |  | 3.8 | 1 | 3.8 | 3.8 | 2.8 | N |  |  | OP | X | 4 | 2013 | 2013 |  |  | N | IPP Non-CHP | IPP | IPP | 2 | X | NG | Non-Renewable | 0 | 3.8 | 0 | 1
Operable | 57130 | Janssen Pharmaceutical Co |  | 59058 | Vacaville | CA | Vertical | Solano | GEN 1 | Solar Photovoltaic | PV |  | S | X | X |  |  | 1 |  | 1 | 1 |  | N |  |  | OS | X | 9 | 2007 | 2007 |  |  | N | IPP Non-CHP | IPP | IPP | 2 | X | SUN | Renewable | 1 | 0 | 1 | 0
Operable | 57130 | Janssen Pharmaceutical Co |  | 59059 | Raritan ITS | NJ | Restructured | Somerset | GEN 1 | Solar Photovoltaic | PV |  | S | X | X |  |  | 2 |  | 2 | 2 |  | N |  |  | OP | X | 8 | 2010 | 2010 |  |  | N | IPP Non-CHP | IPP | IPP | 2 | X | SUN | Renewable | 2 | 0 | 1 | 0
Operable | 65147 | Java Solar, LLC |  | 65965 | Java Solar, LLC | CA | Vertical | Kings | JAVA | Solar Photovoltaic | PV |  | S | X | X |  |  | 13.5 |  | 13.5 | 13.5 |  | N |  |  | OP | X | 11 | 2022 | 2022 |  |  | N | IPP Non-CHP | IPP | IPP | 2 | X | SUN | Renewable | 13.5 | 0 | 1 | 0
Operable | 60384 | Javelina Wind Energy II, LLC |  | 60645 | Javelina Wind Energy II, LLC | TX | Restructured | Webb | WJ21 | Onshore Wind Turbine | WT |  | S | X | X |  |  | 200 |  | 200 | 200 | 0.1 | N |  |  | OP | X | 11 | 2016 | 2016 |  |  | N | IPP Non-CHP | IPP | IPP | 2 | X | WND | Renewable | 200 | 0 | 1 | 0
Operable | 59882 | Javelina Wind Energy, LLC |  | 60104 | Javelina Wind Energy, LLC | TX | Restructured | Webb | GEWTG | Onshore Wind Turbine | WT |  | S | X | X | BORDAS | BORDAS | 249.7 |  | 249.7 | 249.7 | 0 | N |  |  | OP | X | 12 | 2015 | 2015 |  |  | N | IPP Non-CHP | IPP | IPP | 2 | X | WND | Renewable | 249.7 | 0 | 1 | 0
Operable | 65356 | Jax LNG |  | 66392 | Jax LNG | FL | Vertical | Duval | 1110 | Natural Gas Internal Combustion Engine | IC |  | S | X | X |  |  | 2.5 | 0.8 | 2.5 | 2.5 | 1.3 | N |  |  | OP | X | 10 | 2018 | 2018 |  |  | N | Commercial Non-CHP | Customer Sited | Other | 4 | X | NG | Non-Renewable | 0 | 2.5 | 0 | 1 | OG
Operable | 65356 | Jax LNG |  | 66392 | Jax LNG | FL | Vertical | Duval | 1120 | Natural Gas Internal Combustion Engine | IC |  | S | X | X |  |  | 2.5 | 0.8 | 2.5 | 2.5 | 1.3 | N |  |  | OP | X | 10 | 2018 | 2018 |  |  | N | Commercial Non-CHP | Customer Sited | Other | 4 | X | NG | Non-Renewable | 0 | 2.5 | 0 | 1 | OG
Operable | 65356 | Jax LNG |  | 66392 | Jax LNG | FL | Vertical | Duval | 1130 | Natural Gas Internal Combustion Engine | IC |  | S | X | X |  |  | 2.5 | 0.8 | 2.5 | 2.5 | 1.3 | N |  |  | OP | X | 10 | 2018 | 2018 |  |  | N | Commercial Non-CHP | Customer Sited | Other | 4 | X | NG | Non-Renewable | 0 | 2.5 | 0 | 1 | OG
Operable | 65356 | Jax LNG |  | 66392 | Jax LNG | FL | Vertical | Duval | 1140 | Natural Gas Internal Combustion Engine | IC |  | S | X | X |  |  | 2.5 | 0.8 | 2.5 | 2.5 | 1.3 | N |  |  | OP | X | 10 | 2018 | 2018 |  |  | N | Commercial Non-CHP | Customer Sited | Other | 4 | X | NG | Non-Renewable | 0 | 2.5 | 0 | 1 | OG
Operable | 65356 | Jax LNG |  | 66392 | Jax LNG | FL | Vertical | Duval | 1150 | Natural Gas Internal Combustion Engine | IC |  | S | X | X |  |  | 2.6 | 0.8 | 2.6 | 2.6 | 1.3 | N |  |  | OP | X | 1 | 2023 | 2023 |  |  | N | Commercial Non-CHP | Customer Sited | Other | 4 | X | NG | Non-Renewable | 0 | 2.6 | 0 | 1 | OG
Operable | 61907 | JBAB Solar I, LLC. |  | 62374 | JBAB - Washington DC | DC | Restructured | District of Columbia | PV1 | Solar Photovoltaic | PV |  | S | X | X |  |  | 5.9 |  | 5.9 | 5.9 |  | N |  |  | OP | X | 1 | 2019 | 2019 |  |  | N | IPP Non-CHP | IPP | IPP | 2 | X | SUN | Renewable | 5.9 | 0 | 1 | 0
Operable | 64585 | JDC 65R Owner, LLC |  | 64378 | Signature Breads Chelsea | MA | Restructured | Suffolk | EG1 | Petroleum Liquids | IC |  | S | X | X |  |  | 1.5 | 1 | 1.5 | 1.5 | 0.2 | N |  |  | OP | X | 5 | 2019 | 2019 |  |  | N | Industrial Non-CHP | Customer Sited | Other | 6 | X | DFO | Non-Renewable | 0 | 1.5 | 0 | 1
Operable | 9617 | JEA |  | 666 | J D Kennedy | FL | Vertical | Duval | GT37 | Natural Gas Fired Combustion Turbine | GT |  | S | X | X | FRCC | FRCC | 185 | 0.9 | 178.6 | 191.2 | 65 | N |  |  | OP | X | 6 | 2000 | 2000 |  |  | N | Electric Utility | Utility | Municipal | 1 | X | NG | Non-Renewable | 0 | 185 | 0 | 1 | DFO
Operable | 9617 | JEA |  | 666 | J D Kennedy | FL | Vertical | Duval | GT38 | Natural Gas Fired Combustion Turbine | GT |  | S | X | X | FRCC | FRCC | 185 | 0.85 | 178.6 | 191.2 | 65 | N |  |  | OP | X | 6 | 2009 | 2009 |  |  | N | Electric Utility | Utility | Municipal | 1 | X | NG | Non-Renewable | 0 | 185 | 0 | 1 | DFO
Operable | 9617 | JEA |  | 667 | Northside Generating Station | FL | Vertical | Duval | 1 | Conventional Steam Coal | ST |  | S | X | X | FRCC | FRCC | 297.5 | 0.85 | 293 | 293 | 165 | N |  |  | OP | X | 3 | 1966 | Pre-2000 |  |  | N | Electric Utility | Utility | Municipal | 1 | X | BIT | Non-Renewable | 0 | 297.5 | 0 | 1 | PC
Operable | 9617 | JEA |  | 667 | Northside Generating Station | FL | Vertical | Duval | 2 | Conventional Steam Coal | ST |  | S | X | X | FRCC | FRCC | 297.5 | 0.85 | 293 | 293 | 165 | N |  |  | OP | X | 6 | 1972 | Pre-2000 |  |  | N | Electric Utility | Utility | Municipal | 1 | X | BIT | Non-Renewable | 0 | 297.5 | 0 | 1 | PC
Operable | 9617 | JEA |  | 667 | Northside Generating Station | FL | Vertical | Duval | 4 | Petroleum Liquids | GT |  | S | X | X | FRCC | FRCC | 62.1 | 0.9 | 53 | 61.6 | 15 | N |  |  | OP | X | 1 | 1975 | Pre-2000 |  |  | N | Electric Utility | Utility | Municipal | 1 | X | DFO | Non-Renewable | 0 | 62.1 | 0 | 1
Operable | 9617 | JEA |  | 667 | Northside Generating Station | FL | Vertical | Duval | 5 | Petroleum Liquids | GT |  | S | X | X | FRCC | FRCC | 62.1 | 0.9 | 53 | 61.6 | 15 | N |  |  | OP | X | 12 | 1974 | Pre-2000 |  |  | N | Electric Utility | Utility | Municipal | 1 | X | DFO | Non-Renewable | 0 | 62.1 | 0 | 1
Operable | 9617 | JEA |  | 667 | Northside Generating Station | FL | Vertical | Duval | 6 | Petroleum Liquids | GT |  | S | X | X | FRCC | FRCC | 62.1 | 0.9 | 53 | 61.6 | 15 | N |  |  | OP | X | 12 | 1974 | Pre-2000 |  |  | N | Electric Utility | Utility | Municipal | 1 | X | DFO | Non-Renewable | 0 | 62.1 | 0 | 1
Operable | 9617 | JEA |  | 667 | Northside Generating Station | FL | Vertical | Duval | GT3 | Petroleum Liquids | GT |  | S | X | X | FRCC | FRCC | 62.1 | 0.9 | 53 | 61.6 | 15 | N |  |  | OP | X | 1 | 1975 | Pre-2000 |  |  | N | Electric Utility | Utility | Municipal | 1 | X | DFO | Non-Renewable | 0 | 62.1 | 0 | 1
Operable | 9617 | JEA |  | 667 | Northside Generating Station | FL | Vertical | Duval | ST3 | Natural Gas Steam Turbine | ST |  | S | X | X | FRCC | FRCC | 563.7 | 0.9 | 524 | 524 | 50 | N |  |  | OP | X | 6 | 1977 | Pre-2000 |  |  | N | Electric Utility | Utility | Municipal | 1 | X | NG | Non-Renewable | 0 | 563.7 | 0 | 1 | RFO | LFG
Operable | 9617 | JEA |  | 7846 | Brandy Branch | FL | Vertical | Duval | 1 | Natural Gas Fired Combustion Turbine | GT |  | S | X | X | FRCC | FRCC | 185 | 0.9 | 178.6 | 191.2 | 85 | N |  |  | OP | X | 5 | 2001 | 2001 |  |  | N | Electric Utility | Utility | Municipal | 1 | X | NG | Non-Renewable | 0 | 185 | 0 | 1 | DFO
Operable | 9617 | JEA |  | 7846 | Brandy Branch | FL | Vertical | Duval | 2 | Natural Gas Fired Combined Cycle | CT | CC1 | S | X | N | FRCC | FRCC | 185 | 0.9 | 189.8 | 211.1 | 65 | N |  |  | OP | X | 5 | 2001 | 2001 |  |  | N | Electric Utility | Utility | Municipal | 1 | X | NG | Non-Renewable | 0 | 185 | 0 | 1
Operable | 9617 | JEA |  | 7846 | Brandy Branch | FL | Vertical | Duval | 3 | Natural Gas Fired Combined Cycle | CT | CC1 | S | X | N | FRCC | FRCC | 185 | 0.9 | 189.8 | 211.1 | 65 | N |  |  | OP | X | 10 | 2001 | 2001 |  |  | N | Electric Utility | Utility | Municipal | 1 | X | NG | Non-Renewable | 0 | 185 | 0 | 1
Operable | 9617 | JEA |  | 7846 | Brandy Branch | FL | Vertical | Duval | 4 | Natural Gas Fired Combined Cycle | CA | CC1 | S | Y | X | FRCC | FRCC | 228.1 | 0.85 | 185 | 190 | 65 | N |  |  | OP | X | 2 | 2005 | 2005 |  |  | N | Electric Utility | Utility | Municipal | 1 | X | NG | Non-Renewable | 0 | 228.1 | 0 | 1
Operable | 9617 | JEA |  | 56799 | Greenland Energy Center | FL | Vertical | Duval | 1 | Natural Gas Fired Combustion Turbine | GT |  | S | X | X | FRCC | FRCC | 190.4 | 0.85 | 178.6 | 192.1 | 65 | N |  |  | OP | X | 6 | 2011 | 2011 |  |  | N | Electric Utility | Utility | Municipal | 1 | X | NG | Non-Renewable | 0 | 190.4 | 0 | 1 | DFO
Operable | 9617 | JEA |  | 56799 | Greenland Energy Center | FL | Vertical | Duval | 2 | Natural Gas Fired Combustion Turbine | GT |  | S | X | X | FRCC | FRCC | 190.4 | 0.85 | 178.6 | 192.1 | 65 | N |  |  | OP | X | 6 | 2011 | 2011 |  |  | N | Electric Utility | Utility | Municipal | 1 | X | NG | Non-Renewable | 0 | 190.4 | 0 | 1 | DFO
Operable | 61750 | Jefferson Solar |  | 62233 | Jefferson Solar | SC | Vertical | Darlington | 47 | Solar Photovoltaic | PV |  | S | X | X |  |  | 8.2 |  | 8.2 | 8.2 |  | N |  |  | OP | X | 11 | 2022 | 2022 |  |  | N | IPP Non-CHP | IPP | IPP | 2 | X | SUN | Renewable | 8.2 | 0 | 1 | 0
Operable | 62877 | Jefferson Torresdale Hospital |  | 63023 | Jefferson Torresdale Hospital | PA | Restructured | Philadelphia | COGEN | Natural Gas Internal Combustion Engine | IC |  | S | X | X |  |  | 1.1 | 0.8 | 1.1 | 1.1 | 0.6 | N |  |  | SB | Y | 5 | 2016 | 2016 |  |  | Y | Commercial CHP | Customer Sited | Other | 5 | T | NG | Non-Renewable | 0 | 1.1 | 0 | 1
Operable | 63213 | Jemez Cuba LLC |  | 63477 | Alcalde Solar Array | NM | Vertical | Rio Arriba | SOLAR | Solar Photovoltaic | PV |  | S | X | X |  |  | 2.4 |  | 2.4 | 2.4 |  | N |  |  | OP | X | 2 | 2020 | 2020 |  |  | N | IPP Non-CHP | IPP | IPP | 2 | X | SUN | Renewable | 2.4 | 0 | 1 | 0
Operable | 58891 | Jericho Power LLC |  | 59070 | Jericho Power | NH | Restructured | Coos | WT 1 | Onshore Wind Turbine | WT |  | S | X | X |  |  | 14.3 |  | 12.1 | 12.1 | 0.2 | N |  |  | OP | X | 1 | 2016 | 2016 |  |  | N | IPP Non-CHP | IPP | IPP | 2 | X | WND | Renewable | 14.3 | 0 | 1 | 0
Operable | 59362 | Jericho Rise Wind Farm LLC |  | 59629 | Jericho Rise Wind Farm LLC | NY | Restructured | Franklin | GEN1 | Onshore Wind Turbine | WT |  | S | X | X |  |  | 77.7 |  | 77.7 | 77.7 | 1 | N |  |  | OP | X | 12 | 2016 | 2016 |  |  | N | IPP Non-CHP | IPP | IPP | 2 | X | WND | Renewable | 77.7 | 0 | 1 | 0
Operable | 59860 | Jett Creek |  | 59490 | Jett Creek Windfarm (Burnt River) | OR | Vertical | Baker | JCW | Onshore Wind Turbine | WT |  | S | X | X |  |  | 10 |  | 10 | 10 | 0.1 | N |  |  | OP | X | 3 | 2017 | 2017 |  |  | N | IPP Non-CHP | IPP | IPP | 2 | X | WND | Renewable | 10 | 0 | 1 | 0
Operable | 66314 | JGT2 Energy LLC |  | 55031 | Androscoggin Energy Center | ME | Restructured | Franklin | CT01 | Natural Gas Fired Combustion Turbine | GT |  | S | X | X | 13703 | 13703 | 54.5 | 0.85 | 48.9 | 55.5 | 38 | N |  |  | OS | X | 10 | 1999 | Pre-2000 |  |  | Y | Industrial CHP | Customer Sited | Other | 7 | T | NG | Non-Renewable | 0 | 54.5 | 0 | 1 | DFO
Operable | 66314 | JGT2 Energy LLC |  | 55031 | Androscoggin Energy Center | ME | Restructured | Franklin | CT02 | Natural Gas Fired Combustion Turbine | GT |  | S | X | X | 13704 | 13704 | 54.5 | 0.85 | 40.7 | 55.1 | 38 | N |  |  | OS | X | 11 | 1999 | Pre-2000 |  |  | Y | Industrial CHP | Customer Sited | Other | 7 | T | NG | Non-Renewable | 0 | 54.5 | 0 | 1 | DFO
Operable | 66314 | JGT2 Energy LLC |  | 55031 | Androscoggin Energy Center | ME | Restructured | Franklin | CT03 | Natural Gas Fired Combustion Turbine | GT |  | S | X | X | 13705 | 13705 | 54.5 | 0.85 | 40.6 | 54 | 38 | N |  |  | OS | X | 7 | 2000 | 2000 |  |  | Y | Industrial CHP | Customer Sited | Other | 7 | T | NG | Non-Renewable | 0 | 54.5 | 0 | 1 | DFO
Operable | 64493 | Jicarilla Solar 2 LLC |  | 65103 | Jicarilla Solar 2 | NM | Vertical | Rio Arriba | JICS2 | Solar Photovoltaic | PV |  | S | X | X |  |  | 50 | 0.95 | 50 | 50 |  | N |  |  | OP | X | 4 | 2023 | 2023 |  |  | N | IPP Non-CHP | IPP | IPP | 2 | X | SUN | Renewable | 50 | 0 | 1 | 0
Operable | 62069 | Jiminy Peak Mountain Resort, LLC |  | 62570 | Jiminy Peak Wind QF | MA | Restructured | Berkshire | 32651 | Onshore Wind Turbine | WT |  | S | X | X |  |  | 1.5 |  | 1.8 | 2.7 | 0.1 | N |  |  | OP | X | 8 | 2007 | 2007 |  |  | N | Commercial Non-CHP | Customer Sited | Other | 4 | X | WND | Renewable | 1.5 | 0 | 1 | 0
Operable | 61955 | JLL-One Rockwood Road |  | 62446 | JLL-One Rockwood Road | NY | Restructured | Westchester | EGEN1 | Petroleum Liquids | IC |  | S | X | X |  |  | 1.5 | 0.8 | 1.5 | 1.5 | 0.3 | N |  |  | SB | N | 1 | 2003 | 2003 |  |  | N | Commercial Non-CHP | Customer Sited | Other | 4 | X | DFO | Non-Renewable | 0 | 1.5 | 0 | 1
Operable | 61955 | JLL-One Rockwood Road |  | 62446 | JLL-One Rockwood Road | NY | Restructured | Westchester | EGEN2 | Petroleum Liquids | IC |  | S | X | X |  |  | 1.5 | 0.8 | 1.5 | 1.5 | 0.3 | N |  |  | SB | N | 1 | 2003 | 2003 |  |  | N | Commercial Non-CHP | Customer Sited | Other | 4 | X | DFO | Non-Renewable | 0 | 1.5 | 0 | 1
Operable | 63522 | Johanna Energy Center, LLC |  | 63843 | Johanna Energy Center, LLC | CA | Vertical | Orange | SASP1 | Batteries | BA |  | S | X | X |  |  | 20 | 0.9 | 20 | 20 | 1 | N |  |  | OP | X | 6 | 2021 | 2021 |  |  | N | IPP Non-CHP | IPP | IPP | 2 | X | MWH | Other | 0 | 0 | 0 | 0
Operable | 63522 | Johanna Energy Center, LLC |  | 64921 | Santa Ana Storage 2 | CA | Vertical | Orange | SAP2 | Batteries | BA |  | S | X | X |  |  | 20 |  | 20 | 20 | 1 | N |  |  | OP | X | 6 | 2022 | 2022 |  |  | N | IPP Non-CHP | IPP | IPP | 2 | X | MWH | Other | 0 | 0 | 0 | 0
Operable | 9765 | John Deere Dubuque Works |  | 54414 | John Deere Dubuque Works | IA | Vertical | Dubuque | GE10 | Petroleum Liquids | IC |  | S | X | X |  |  | 1.5 | 0.8 | 1.4 | 1.4 | 1 | N |  |  | SB | Y | 6 | 1994 | Pre-2000 |  |  | N | Industrial Non-CHP | Customer Sited | Other | 6 | X | DFO | Non-Renewable | 0 | 1.5 | 0 | 1
Operable | 9765 | John Deere Dubuque Works |  | 54414 | John Deere Dubuque Works | IA | Vertical | Dubuque | GEN5 | Petroleum Liquids | IC |  | S | X | X |  |  | 1.5 | 0.8 | 1.4 | 1.4 | 1 | N |  |  | SB | Y | 6 | 1994 | Pre-2000 |  |  | N | Industrial Non-CHP | Customer Sited | Other | 6 | X | DFO | Non-Renewable | 0 | 1.5 | 0 | 1
Operable | 9765 | John Deere Dubuque Works |  | 54414 | John Deere Dubuque Works | IA | Vertical | Dubuque | GEN6 | Petroleum Liquids | IC |  | S | X | X |  |  | 1.5 | 0.8 | 1.4 | 1.4 | 1 | N |  |  | SB | Y | 6 | 1994 | Pre-2000 |  |  | N | Industrial Non-CHP | Customer Sited | Other | 6 | X | DFO | Non-Renewable | 0 | 1.5 | 0 | 1
Operable | 9765 | John Deere Dubuque Works |  | 54414 | John Deere Dubuque Works | IA | Vertical | Dubuque | GEN7 | Petroleum Liquids | IC |  | S | X | X |  |  | 1.5 | 0.8 | 1.4 | 1.4 | 1 | N |  |  | SB | Y | 6 | 1994 | Pre-2000 |  |  | N | Industrial Non-CHP | Customer Sited | Other | 6 | X | DFO | Non-Renewable | 0 | 1.5 | 0 | 1
Operable | 9765 | John Deere Dubuque Works |  | 54414 | John Deere Dubuque Works | IA | Vertical | Dubuque | GEN8 | Petroleum Liquids | IC |  | S | X | X |  |  | 1.5 | 0.8 | 1.4 | 1.4 | 1 | N |  |  | SB | Y | 6 | 1994 | Pre-2000 |  |  | N | Industrial Non-CHP | Customer Sited | Other | 6 | X | DFO | Non-Renewable | 0 | 1.5 | 0 | 1
Operable | 9765 | John Deere Dubuque Works |  | 54414 | John Deere Dubuque Works | IA | Vertical | Dubuque | GEN9 | Petroleum Liquids | IC |  | S | X | X |  |  | 1.5 | 0.8 | 1.4 | 1.4 | 1 | N |  |  | SB | Y | 6 | 1994 | Pre-2000 |  |  | N | Industrial Non-CHP | Customer Sited | Other | 6 | X | DFO | Non-Renewable | 0 | 1.5 | 0 | 1
Operable | 61694 | John Laing US Solar Corp. |  | 59669 | Innovative Solar 54 | NC | Vertical | Lenoir | IS054 | Solar Photovoltaic | PV |  | S | X | X |  |  | 50 |  | 50 | 50 |  | N |  |  | OP | X | 12 | 2018 | 2018 |  |  | N | IPP Non-CHP | IPP | IPP | 2 | X | SUN | Renewable | 50 | 0 | 1 | 0
Operable | 61694 | John Laing US Solar Corp. |  | 59678 | Innovative Solar 67 | NC | Vertical | Pender | IS067 | Solar Photovoltaic | PV |  | S | X | X |  |  | 33.3 |  | 33.3 | 33.3 |  | N |  |  | OP | X | 12 | 2018 | 2018 |  |  | N | IPP Non-CHP | IPP | IPP | 2 | X | SUN | Renewable | 33.3 | 0 | 1 | 0
Operable | 61694 | John Laing US Solar Corp. |  | 60623 | Brantley Solar | NC | Vertical | Nash | PV1 | Solar Photovoltaic | PV |  | S | X | X |  |  | 50.2 |  | 50.2 | 50.2 |  | N |  |  | OP | X | 10 | 2018 | 2018 |  |  | N | IPP Non-CHP | IPP | IPP | 2 | X | SUN | Renewable | 50.2 | 0 | 1 | 0
Operable | 61694 | John Laing US Solar Corp. |  | 60624 | Fox Creek Solar | NC | Vertical | Franklin | PV1 | Solar Photovoltaic | PV |  | S | X | X |  |  | 50.2 |  | 50.2 | 50.2 |  | N |  |  | OP | X | 11 | 2018 | 2018 |  |  | N | IPP Non-CHP | IPP | IPP | 2 | X | SUN | Renewable | 50.2 | 0 | 1 | 0
Operable | 61694 | John Laing US Solar Corp. |  | 61693 | Buckleberry Solar | NC | Vertical | Lenoir | GEN | Solar Photovoltaic | PV |  | S | X | X |  |  | 52.1 |  | 52.1 | 52.1 |  | N |  |  | OP | X | 11 | 2018 | 2018 |  |  | N | IPP Non-CHP | IPP | IPP | 2 | X | SUN | Renewable | 52.1 | 0 | 1 | 0
Operable | 66224 | Johnson & Johnson Consumer Inc |  | 59057 | Skillman | NJ | Restructured | Somerset | GEN 1 | Solar Photovoltaic | PV |  | S | X | X |  |  | 1.6 |  | 1.4 | 1.4 |  | N |  |  | OP | X | 3 | 2011 | 2011 |  |  | N | IPP Non-CHP | IPP | IPP | 2 | X | SUN | Renewable | 1.6 | 0 | 1 | 0
Operable | 66083 | Johnson County Power LLC |  | 54817 | Johnson County | TX | Restructured | Johnson | GT-1 | Natural Gas Fired Combined Cycle | CT | CC01 | S | X | N | TEN_CC1 | TEN_CC1 | 178.2 | 0.9 | 163 | 174 | 100 | N |  |  | OP | X | 9 | 1996 | Pre-2000 |  |  | N | Electric Utility | Utility | Municipal | 1 | X | NG | Non-Renewable | 0 | 178.2 | 0 | 1 | DFO
Operable | 66083 | Johnson County Power LLC |  | 54817 | Johnson County | TX | Restructured | Johnson | ST-1 | Natural Gas Fired Combined Cycle | CA | CC01 | S | Y | X | TEN_CT1_STG | TEN_CT1_STG | 104.4 | 0.9 | 104 | 104 | 100 | N |  |  | OP | X | 11 | 1996 | Pre-2000 |  |  | N | Electric Utility | Utility | Municipal | 1 | X | NG | Non-Renewable | 0 | 104.4 | 0 | 1
Operable | 9778 | Johnson County Rural E M C |  | 61267 | Hurricane Creek Lift Station | IN | Vertical | Johnson | HURR | Petroleum Liquids | IC |  | W | X | X |  |  | 2 | 0.8 | 2 | 2 | 1.7 | N |  |  | SB | Y | 9 | 2004 | 2004 |  |  | N | Electric Utility | Utility | Cooperative | 1 | X | DFO | Non-Renewable | 0 | 2 | 0 | 1
Operable | 61287 | Johnson I CSG LLC |  | 61686 | Johnson 1 Community Solar | MN | Vertical | Chisago | PV1 | Solar Photovoltaic | PV |  | S | X | X |  |  | 1 |  | 1 | 1 |  | N |  |  | OP | X | 8 | 2018 | 2018 |  |  | N | IPP Non-CHP | IPP | IPP | 2 | X | SUN | Renewable | 1 | 0 | 1 | 0
Operable | 61309 | Johnson II CSG LLC |  | 61695 | Johnson II Community Solar | MN | Vertical | Chisago | PV1 | Solar Photovoltaic | PV |  | S | X | X |  |  | 1 |  | 1 | 1 |  | N |  |  | OP | X | 9 | 2018 | 2018 |  |  | N | IPP Non-CHP | IPP | IPP | 2 | X | SUN | Renewable | 1 | 0 | 1 | 0
Operable | 62947 | Johnson Melloh Solutions |  | 63213 | Sheridan School Corporation Solar | IN | Vertical | Hamilton | 418ES | Solar Photovoltaic | PV |  | W | X | X |  |  | 0.6 |  | 0.4 | 0.4 |  | N |  |  | OP | X | 6 | 2016 | 2016 |  |  | N | Commercial Non-CHP | Customer Sited | Other | 4 | X | SUN | Renewable | 0.6 | 0 | 1 | 0
Operable | 62947 | Johnson Melloh Solutions |  | 63213 | Sheridan School Corporation Solar | IN | Vertical | Hamilton | 418HS | Solar Photovoltaic | PV |  | W | X | X |  |  | 0.9 |  | 0.4 | 0.4 |  | N |  |  | OP | X | 12 | 2016 | 2016 |  |  | N | Commercial Non-CHP | Customer Sited | Other | 4 | X | SUN | Renewable | 0.9 | 0 | 1 | 0
Operable | 57420 | Jordache Enterprises |  | 58049 | Jordache Enterprises Solar | NJ | Restructured | Middlesex | PV | Solar Photovoltaic | PV |  | S | X | X |  |  | 1.3 |  | 1.3 | 1.3 |  | N |  |  | OP | X | 11 | 2011 | 2011 |  |  | N | Commercial Non-CHP | Customer Sited | Other | 4 | X | SUN | Renewable | 1.3 | 0 | 1 | 0
Operable | 63128 | Jordan Creek Wind Farm, LLC |  | 63389 | Jordan Creek Wind Farm, LLC | IN | Vertical | Warren | JCW | Onshore Wind Turbine | WT |  | S | X | X |  |  | 398.6 |  | 398.6 | 398.6 | 0 | N |  |  | OP | X | 12 | 2020 | 2020 |  |  | N | IPP Non-CHP | IPP | IPP | 2 | X | WND | Renewable | 398.6 | 0 | 1 | 0
Operable | 58378 | Jordan Hydroelectric LTD PTP |  | 58390 | Jordan Hydroelectric Project | NC | Vertical | Chatham | EMOD | Conventional Hydroelectric | HY |  | S | X | X |  |  | 2.2 | 0.9 | 2.2 | 2.2 | 0.2 | N |  |  | OA | X | 1 | 2012 | 2012 |  |  | N | IPP Non-CHP | IPP | IPP | 2 | X | WAT | Renewable | 2.2 | 0 | 1 | 0
Operable | 58378 | Jordan Hydroelectric LTD PTP |  | 58390 | Jordan Hydroelectric Project | NC | Vertical | Chatham | WMOD | Conventional Hydroelectric | HY |  | S | X | X |  |  | 2.2 | 0.9 | 2.2 | 2.2 | 0.2 | N |  |  | OA | X | 8 | 2012 | 2012 |  |  | N | IPP Non-CHP | IPP | IPP | 2 | X | WAT | Renewable | 2.2 | 0 | 1 | 0
Operable | 59685 | JPMorgan Chase Bank |  | 59922 | South Campus Solar | DE | Restructured | New Castle | G1789 | Solar Photovoltaic | PV |  | S | X | X |  |  | 1.3 | 0.99 | 1.3 | 1.3 |  | N |  |  | OP | X | 7 | 2021 | 2021 |  |  | N | Commercial Non-CHP | Customer Sited | Other | 4 | X | SUN | Renewable | 1.3 | 0 | 1 | 0
Operable | 59685 | JPMorgan Chase Bank |  | 59922 | South Campus Solar | DE | Restructured | New Castle | GA500 | Solar Photovoltaic | PV |  | S | X | X |  |  | 0.5 |  | 0.5 | 0.5 |  | N |  |  | OP | X | 8 | 2011 | 2011 |  |  | N | Commercial Non-CHP | Customer Sited | Other | 4 | X | SUN | Renewable | 0.5 | 0 | 1 | 0
Operable | 63776 | JSD Flatwood PV-1, LLC |  | 64155 | Bryant Road Solar | SC | Vertical | Spartanburg | 2001 | Solar Photovoltaic | PV |  | S | X | X |  |  | 2 | 1 | 2 | 2 |  | N |  |  | OP | X | 2 | 2023 | 2023 |  |  | N | IPP Non-CHP | IPP | IPP | 2 | X | SUN | Renewable | 2 | 0 | 1 | 0
Operable | 58439 | Junction Hilltop Management LLC |  | 56859 | Crosswind Energy Project | IA | Vertical | Palo Alto | 1 | Onshore Wind Turbine | WT |  | W | X | X | MISO | MISO | 21 |  | 21 | 21 | 1 | N |  |  | OP | X | 6 | 2007 | 2007 |  |  | N | IPP Non-CHP | IPP | IPP | 2 | X | WND | Renewable | 21 | 0 | 1 | 0
Operable | 58439 | Junction Hilltop Management LLC |  | 56860 | Hardin Hilltop Wind LLC | IA | Vertical | Greene | 1 | Onshore Wind Turbine | WT |  | W | X | X | MISO | MISO | 14.7 |  | 14.7 | 14.7 | 1 | N |  |  | OP | X | 5 | 2007 | 2007 |  |  | N | IPP Non-CHP | IPP | IPP | 2 | X | WND | Renewable | 14.7 | 0 | 1 | 0
Operable | 58439 | Junction Hilltop Management LLC |  | 58444 | Junction Hilltop Wind Farm | IA | Vertical | Greene | JHW | Onshore Wind Turbine | WT |  | J | X | X |  |  | 8 |  | 8 | 8 | 0.1 | N |  |  | OP | X | 3 | 2012 | 2012 |  |  | N | IPP Non-CHP | IPP | IPP | 2 | X | WND | Renewable | 8 | 0 | 1 | 0
Operable | 6985 | Justin McNeilus |  | 56054 | G McNeilus Wind Farm Dodge Center | MN | Vertical | Dodge | GM1 | Onshore Wind Turbine | WT |  | S | X | X |  |  | 32 |  | 32 | 32 | 0.1 | N |  |  | OP | X | 9 | 2002 | 2002 |  |  | N | IPP Non-CHP | IPP | IPP | 2 | X | WND | Renewable | 32 | 0 | 1 | 0
Operable | 6985 | Justin McNeilus |  | 56054 | G McNeilus Wind Farm Dodge Center | MN | Vertical | Dodge | GM2 | Onshore Wind Turbine | WT |  | S | X | X |  |  | 8 |  | 8 | 8 | 0.1 | N |  |  | OP | X | 5 | 2003 | 2003 |  |  | N | IPP Non-CHP | IPP | IPP | 2 | X | WND | Renewable | 8 | 0 | 1 | 0
Operable | 6985 | Justin McNeilus |  | 56054 | G McNeilus Wind Farm Dodge Center | MN | Vertical | Dodge | GM3 | Onshore Wind Turbine | WT |  | S | X | X |  |  | 3 |  | 3 | 3 | 0.1 | N |  |  | OP | X | 5 | 2004 | 2004 |  |  | N | IPP Non-CHP | IPP | IPP | 2 | X | WND | Renewable | 3 | 0 | 1 | 0
Operable | 61120 | K-brink Windfarm, LLC |  | 56206 | K-Brink Windfarm LLC | MN | Vertical | Pipestone | 1 | Onshore Wind Turbine | WT |  | S | X | X | MISO | MISO | 2 |  | 2 | 2 | 1 | N |  |  | OP | X | 2 | 2003 | 2003 |  |  | N | IPP Non-CHP | IPP | IPP | 2 | X | WND | Renewable | 2 | 0 | 1 | 0
Operable | 63727 | Kaieie Waho Company LLC |  | 58549 | Port Allen Solar | HI | Vertical | Kauai | 1 | Solar Photovoltaic | PV |  | S | X | X |  |  | 6 |  | 6 | 6 |  | N |  |  | OP | X | 12 | 2012 | 2012 |  |  | N | IPP Non-CHP | IPP | IPP | 2 | X | SUN | Renewable | 6 | 0 | 1 | 0
Operable | 65005 | Kaiser Creek Solar, LLC |  | 65748 | Kaiser Creek Solar (CSG) | OR | Vertical | Clackamas | KC22 | Solar Photovoltaic | PV |  | S | X | X |  |  | 2 |  | 2 | 2 |  | N |  |  | OP | X | 12 | 2022 | 2022 |  |  | N | IPP Non-CHP | IPP | IPP | 2 | X | SUN | Renewable | 2 | 0 | 1 | 0
Operable | 9989 | Kalaeloa Partners LP |  | 54646 | Kalaeloa Cogen Plant | HI | Vertical | Honolulu | CT1 | Petroleum Liquids | CT | CC1 | W | X | N |  |  | 119.2 | 0.85 | 85 | 85 | 40 | N |  |  | OP | X | 10 | 1989 | Pre-2000 |  |  | Y | IPP CHP | IPP | IPP | 3 | T | RFO | Non-Renewable | 0 | 119.2 | 0 | 1 | DFO
Operable | 9989 | Kalaeloa Partners LP |  | 54646 | Kalaeloa Cogen Plant | HI | Vertical | Honolulu | CT2 | Petroleum Liquids | CT | CC1 | W | X | N |  |  | 119.2 | 0.85 | 85 | 85 | 40 | N |  |  | OP | X | 1 | 1991 | Pre-2000 |  |  | Y | IPP CHP | IPP | IPP | 3 | T | RFO | Non-Renewable | 0 | 119.2 | 0 | 1 | DFO
Operable | 9989 | Kalaeloa Partners LP |  | 54646 | Kalaeloa Cogen Plant | HI | Vertical | Honolulu | ST | Petroleum Liquids | CA | CC1 | W | N | X |  |  | 61 | 0.85 | 50 | 50 | 10 | N |  |  | OP | X | 3 | 1991 | Pre-2000 |  |  | Y | IPP CHP | IPP | IPP | 3 | B | DFO | Non-Renewable | 0 | 61 | 0 | 1
Operable | 62991 | Kale Patch Solar LLC |  | 63208 | Kale Patch Solar | OR | Vertical | Marion | KPPV1 | Solar Photovoltaic | PV |  | S | X | X |  |  | 2.2 | 1 | 2.2 | 2.2 |  | N |  |  | OP | X | 10 | 2019 | 2019 |  |  | N | IPP Non-CHP | IPP | IPP | 2 | X | SUN | Renewable | 2.2 | 0 | 1 | 0
Operable | 26003 | Kankakee City of |  | 54525 | Kankakee Hydro Facility | IL | Restructured | Kankakee | 1 | Conventional Hydroelectric | HY |  | S | X | X |  |  | 0.4 | 0.85 | 0.4 | 0.4 | 0.1 | N |  |  | OS | X | 7 | 1991 | Pre-2000 |  |  | N | Commercial Non-CHP | Customer Sited | Other | 4 | X | WAT | Renewable | 0.4 | 0 | 1 | 0
Operable | 26003 | Kankakee City of |  | 54525 | Kankakee Hydro Facility | IL | Restructured | Kankakee | 2 | Conventional Hydroelectric | HY |  | S | X | X |  |  | 0.4 | 0.85 | 0.4 | 0.4 | 0.1 | N |  |  | OS | X | 7 | 1991 | Pre-2000 |  |  | N | Commercial Non-CHP | Customer Sited | Other | 4 | X | WAT | Renewable | 0.4 | 0 | 1 | 0
Operable | 26003 | Kankakee City of |  | 54525 | Kankakee Hydro Facility | IL | Restructured | Kankakee | 3 | Conventional Hydroelectric | HY |  | S | X | X |  |  | 0.4 | 0.85 | 0.4 | 0.4 | 0.1 | N |  |  | OS | X | 7 | 1991 | Pre-2000 |  |  | N | Commercial Non-CHP | Customer Sited | Other | 4 | X | WAT | Renewable | 0.4 | 0 | 1 | 0
Operable | 65156 | Kankakee Solar 2 LLC |  | 65969 | Kankakee 2 | IL | Restructured | Kankakee | KKS2 | Solar Photovoltaic | PV |  | S | X | X |  |  | 1.5 |  | 1.5 | 1.5 |  | N |  |  | OP | X | 8 | 2022 | 2022 |  |  | N | IPP Non-CHP | IPP | IPP | 2 | X | SUN | Renewable | 1.5 | 0 | 1 | 0
Operable | 63863 | Kankakee Solar 4 LLC |  | 64269 | Kankakee Solar 4 LLC | IL | Restructured | Kankakee | KANK | Solar Photovoltaic | PV |  | S | X | X |  |  | 2 |  | 2 | 2 |  | N |  |  | OP | X | 12 | 2020 | 2020 |  |  | N | IPP Non-CHP | IPP | IPP | 2 | X | SUN | Renewable | 2 | 0 | 1 | 0
Operable | 9961 | Kansas Electric Power Coop Inc |  | 7973 | Sharpe | KS | Vertical | Coffey | 1 | Petroleum Liquids | IC |  | S | X | X | WR.SHARPE.KEPC | WR.SHARPE.KEPC | 2 | 0.8 | 2 | 2 | 0.3 | N |  |  | OP | X | 7 | 2002 | 2002 |  |  | N | Electric Utility | Utility | Cooperative | 1 | X | DFO | Non-Renewable | 0 | 2 | 0 | 1
Operable | 9961 | Kansas Electric Power Coop Inc |  | 7973 | Sharpe | KS | Vertical | Coffey | 10 | Petroleum Liquids | IC |  | S | X | X | WR.SHARPE.KEPC | WR.SHARPE.KEPC | 2 | 0.8 | 2 | 2 | 0.3 | N |  |  | OP | X | 7 | 2002 | 2002 |  |  | N | Electric Utility | Utility | Cooperative | 1 | X | DFO | Non-Renewable | 0 | 2 | 0 | 1
Operable | 9961 | Kansas Electric Power Coop Inc |  | 7973 | Sharpe | KS | Vertical | Coffey | 2 | Petroleum Liquids | IC |  | S | X | X | WR.SHARPE.KEPC | WR.SHARPE.KEPC | 2 | 0.8 | 2 | 2 | 0.3 | N |  |  | OP | X | 7 | 2002 | 2002 |  |  | N | Electric Utility | Utility | Cooperative | 1 | X | DFO | Non-Renewable | 0 | 2 | 0 | 1
Operable | 9961 | Kansas Electric Power Coop Inc |  | 7973 | Sharpe | KS | Vertical | Coffey | 3 | Petroleum Liquids | IC |  | S | X | X | WR.SHARPE.KEPC | WR.SHARPE.KEPC | 2 | 0.8 | 2 | 2 | 0.3 | N |  |  | OP | X | 7 | 2002 | 2002 |  |  | N | Electric Utility | Utility | Cooperative | 1 | X | DFO | Non-Renewable | 0 | 2 | 0 | 1
Operable | 9961 | Kansas Electric Power Coop Inc |  | 7973 | Sharpe | KS | Vertical | Coffey | 4 | Petroleum Liquids | IC |  | S | X | X | WR.SHARPE.KEPC | WR.SHARPE.KEPC | 2 | 0.8 | 2 | 2 | 0.3 | N |  |  | OP | X | 7 | 2002 | 2002 |  |  | N | Electric Utility | Utility | Cooperative | 1 | X | DFO | Non-Renewable | 0 | 2 | 0 | 1
Operable | 9961 | Kansas Electric Power Coop Inc |  | 7973 | Sharpe | KS | Vertical | Coffey | 5 | Petroleum Liquids | IC |  | S | X | X | WR.SHARPE.KEPC | WR.SHARPE.KEPC | 2 | 0.8 | 2 | 2 | 0.3 | N |  |  | OP | X | 7 | 2002 | 2002 |  |  | N | Electric Utility | Utility | Cooperative | 1 | X | DFO | Non-Renewable | 0 | 2 | 0 | 1
Operable | 9961 | Kansas Electric Power Coop Inc |  | 7973 | Sharpe | KS | Vertical | Coffey | 6 | Petroleum Liquids | IC |  | S | X | X | WR.SHARPE.KEPC | WR.SHARPE.KEPC | 2 | 0.8 | 2 | 2 | 0.3 | N |  |  | OP | X | 7 | 2002 | 2002 |  |  | N | Electric Utility | Utility | Cooperative | 1 | X | DFO | Non-Renewable | 0 | 2 | 0 | 1
Operable | 9961 | Kansas Electric Power Coop Inc |  | 7973 | Sharpe | KS | Vertical | Coffey | 7 | Petroleum Liquids | IC |  | S | X | X | WR.SHARPE.KEPC | WR.SHARPE.KEPC | 2 | 0.8 | 2 | 2 | 0.3 | N |  |  | OP | X | 7 | 2002 | 2002 |  |  | N | Electric Utility | Utility | Cooperative | 1 | X | DFO | Non-Renewable | 0 | 2 | 0 | 1
Operable | 9961 | Kansas Electric Power Coop Inc |  | 7973 | Sharpe | KS | Vertical | Coffey | 8 | Petroleum Liquids | IC |  | S | X | X | WR.SHARPE.KEPC | WR.SHARPE.KEPC | 2 | 0.8 | 2 | 2 | 0.3 | N |  |  | OP | X | 7 | 2002 | 2002 |  |  | N | Electric Utility | Utility | Cooperative | 1 | X | DFO | Non-Renewable | 0 | 2 | 0 | 1
Operable | 9961 | Kansas Electric Power Coop Inc |  | 7973 | Sharpe | KS | Vertical | Coffey | 9 | Petroleum Liquids | IC |  | S | X | X | WR.SHARPE.KEPC | WR.SHARPE.KEPC | 2 | 0.8 | 2 | 2 | 0.3 | N |  |  | OP | X | 7 | 2002 | 2002 |  |  | N | Electric Utility | Utility | Cooperative | 1 | X | DFO | Non-Renewable | 0 | 2 | 0 | 1
Operable | 9961 | Kansas Electric Power Coop Inc |  | 61798 | Prairie Sky Solar Farm | KS | Vertical | Butler | 1 | Solar Photovoltaic | PV |  | S | X | X |  |  | 1 |  | 1 | 1 |  | N |  |  | OP | X | 2 | 2017 | 2017 |  |  | N | Electric Utility | Utility | Cooperative | 1 | X | SUN | Renewable | 1 | 0 | 1 | 0
Operable | 64837 | Kansas Ethanol, LLC |  | 65512 | Kansas Ethanol, LLC | KS | Vertical | Rice | KSET | Natural Gas Fired Combustion Turbine | GT | KSET | S | X | X | wr.mw.kse.mw |  | 13.5 | 0.8 | 11.9 | 13.5 | 10.5 | N |  |  | OP | X | 6 | 2020 | 2020 |  |  | Y | Industrial CHP | Customer Sited | Other | 7 | T | NG | Non-Renewable | 0 | 13.5 | 0 | 1
Operable | 10035 | Kansas Municipal Energy Agency |  | 59045 | Jameson Energy Center | KS | Vertical | Finney | JEC1 | Natural Gas Internal Combustion Engine | IC |  | S | X | X | KMEA_EMP2 GARC1 |  | 9.2 | 0.95 | 9 | 10.7 | 4 | N |  |  | OP | X | 6 | 2014 | 2014 |  |  | N | Electric Utility | Utility | Municipal | 1 | X | NG | Non-Renewable | 0 | 9.2 | 0 | 1
Operable | 10035 | Kansas Municipal Energy Agency |  | 59045 | Jameson Energy Center | KS | Vertical | Finney | JEC2 | Natural Gas Internal Combustion Engine | IC |  | S | X | X | KMEA EMP2 GARC2 |  | 9.2 | 0.95 | 9 | 10.7 | 4 | N |  |  | OP | X | 6 | 2014 | 2014 |  |  | N | Electric Utility | Utility | Municipal | 1 | X | NG | Non-Renewable | 0 | 9.2 | 0 | 1
Operable | 10035 | Kansas Municipal Energy Agency |  | 59045 | Jameson Energy Center | KS | Vertical | Finney | JEC3 | Natural Gas Internal Combustion Engine | IC |  | S | X | X | KMEA EMP2 GARC3 |  | 9.2 | 0.95 | 9 | 10.7 | 4 | N |  |  | OP | X | 6 | 2014 | 2014 |  |  | N | Electric Utility | Utility | Municipal | 1 | X | NG | Non-Renewable | 0 | 9.2 | 0 | 1
Operable | 56863 | Kapaa Solar LLC |  | 57525 | Kapaa Photovoltaic Project | HI | Vertical | Kauai | KSPV | Solar Photovoltaic | PV |  | S | X | X |  |  | 1 |  | 1 | 1 |  | N |  |  | OP | X | 12 | 2010 | 2010 |  |  | N | IPP Non-CHP | IPP | IPP | 2 | X | SUN | Renewable | 1 | 0 | 1 | 0
Operable | 65234 | Kapolei Energy Storage I, LLC |  | 66067 | Kapolei Energy Storage | HI | Vertical | Honolulu | KES1 | Batteries | BA |  | S | X | X |  |  | 185 | 0.95 | 185 | 185 |  | N |  |  | OP | X | 12 | 2023 | 2023 |  |  | N | IPP Non-CHP | IPP | IPP | 2 | X | MWH | Other | 0 | 0 | 0 | 0
Operable | 10046 | Kas Brothers Windfarm LLC |  | 55809 | Kas Brothers Windfarm | MN | Vertical | Pipestone | G1 | Onshore Wind Turbine | WT |  | S | X | X |  |  | 1.5 |  | 1.5 | 1.5 | 1 | N |  |  | OP | X | 12 | 2001 | 2001 |  |  | N | IPP Non-CHP | IPP | IPP | 2 | X | WND | Renewable | 1.5 | 0 | 1 | 0
Operable | 10071 | Kauai Island Utility Cooperative |  | 6474 | Port Allen (HI) | HI | Vertical | Kauai | 3 | Petroleum Liquids | IC |  | S | X | X |  |  | 2.7 | 0.8 | 2.5 | 2.5 | 0.5 | N |  |  | OP | X | 6 | 1968 | Pre-2000 |  |  | N | Electric Utility | Utility | Cooperative | 1 | X | DFO | Non-Renewable | 0 | 2.7 | 0 | 1
Operable | 10071 | Kauai Island Utility Cooperative |  | 6474 | Port Allen (HI) | HI | Vertical | Kauai | 4 | Petroleum Liquids | IC |  | S | X | X |  |  | 2.7 | 0.8 | 1.2 | 1.2 | 0.5 | N |  |  | OP | X | 6 | 1968 | Pre-2000 |  |  | N | Electric Utility | Utility | Cooperative | 1 | X | DFO | Non-Renewable | 0 | 2.7 | 0 | 1
Operable | 10071 | Kauai Island Utility Cooperative |  | 6474 | Port Allen (HI) | HI | Vertical | Kauai | 5 | Petroleum Liquids | IC |  | S | X | X |  |  | 2.7 | 0.8 | 2.5 | 2.5 | 0.5 | N |  |  | OP | X | 6 | 1968 | Pre-2000 |  |  | N | Electric Utility | Utility | Cooperative | 1 | X | DFO | Non-Renewable | 0 | 2.7 | 0 | 1
Operable | 10071 | Kauai Island Utility Cooperative |  | 6474 | Port Allen (HI) | HI | Vertical | Kauai | 8 | Petroleum Liquids | IC |  | S | X | X |  |  | 8.6 | 0.8 | 7.6 | 7.6 | 1 | N |  |  | OP | X | 12 | 1991 | Pre-2000 |  |  | N | Electric Utility | Utility | Cooperative | 1 | X | DFO | Non-Renewable | 0 | 8.6 | 0 | 1 | WO
Operable | 10071 | Kauai Island Utility Cooperative |  | 6474 | Port Allen (HI) | HI | Vertical | Kauai | 9 | Petroleum Liquids | IC |  | S | X | X |  |  | 8.6 | 0.8 | 7.6 | 7.6 | 1 | N |  |  | OP | X | 12 | 1991 | Pre-2000 |  |  | N | Electric Utility | Utility | Cooperative | 1 | X | DFO | Non-Renewable | 0 | 8.6 | 0 | 1
Operable | 10071 | Kauai Island Utility Cooperative |  | 6474 | Port Allen (HI) | HI | Vertical | Kauai | D6 | Petroleum Liquids | IC |  | S | X | X |  |  | 8.6 | 0.8 | 7.6 | 7.6 | 1 | N |  |  | OP | X | 11 | 1990 | Pre-2000 |  |  | N | Electric Utility | Utility | Cooperative | 1 | X | DFO | Non-Renewable | 0 | 8.6 | 0 | 1
Operable | 10071 | Kauai Island Utility Cooperative |  | 6474 | Port Allen (HI) | HI | Vertical | Kauai | D7 | Petroleum Liquids | IC |  | S | X | X |  |  | 8.6 | 0.8 | 7.6 | 7.6 | 1 | N |  |  | OP | X | 11 | 1990 | Pre-2000 |  |  | N | Electric Utility | Utility | Cooperative | 1 | X | DFO | Non-Renewable | 0 | 8.6 | 0 | 1
Operable | 10071 | Kauai Island Utility Cooperative |  | 6474 | Port Allen (HI) | HI | Vertical | Kauai | GT1 | Petroleum Liquids | GT | CC1 | S | X | X |  |  | 19.2 | 0.8 | 19 | 19 | 1 | N |  |  | OP | X | 8 | 1973 | Pre-2000 |  |  | N | Electric Utility | Utility | Cooperative | 1 | X | DFO | Non-Renewable | 0 | 19.2 | 0 | 1
Operable | 10071 | Kauai Island Utility Cooperative |  | 6474 | Port Allen (HI) | HI | Vertical | Kauai | GT2 | Petroleum Liquids | GT | CC1 | S | X | X |  |  | 23.8 | 0.85 | 21.5 | 21.5 | 1 | N |  |  | OP | X | 12 | 1977 | Pre-2000 |  |  | N | Electric Utility | Utility | Cooperative | 1 | X | DFO | Non-Renewable | 0 | 23.8 | 0 | 1
Operable | 10071 | Kauai Island Utility Cooperative |  | 6474 | Port Allen (HI) | HI | Vertical | Kauai | IC1 | Petroleum Liquids | IC |  | S | X | X |  |  | 2 | 0.8 | 1.5 | 1.5 | 0.5 | N |  |  | OP | X | 1 | 1964 | Pre-2000 |  |  | N | Electric Utility | Utility | Cooperative | 1 | X | DFO | Non-Renewable | 0 | 2 | 0 | 1
Operable | 10071 | Kauai Island Utility Cooperative |  | 6474 | Port Allen (HI) | HI | Vertical | Kauai | IC2 | Petroleum Liquids | IC |  | S | X | X |  |  | 2 | 0.8 | 1.5 | 1.5 | 0.5 | N |  |  | OP | X | 1 | 1964 | Pre-2000 |  |  | N | Electric Utility | Utility | Cooperative | 1 | X | DFO | Non-Renewable | 0 | 2 | 0 | 1
Operable | 10071 | Kauai Island Utility Cooperative |  | 56258 | Kapaia Power Station | HI | Vertical | Kauai | CT1 | All Other | GT |  | S | X | X |  |  | 39.1 | 0.8 | 27.5 | 27.5 | 8 | N |  |  | OP | X | 9 | 2002 | 2002 |  |  | N | Electric Utility | Utility | Cooperative | 1 | X | OTH | Other | 0 | 0 | 0 | 0 | DFO
Operable | 10071 | Kauai Island Utility Cooperative |  | 58639 | KRS I Anahola Solar Hybrid | HI | Vertical | Kauai | ANAPV | Solar Photovoltaic | PV |  | S | X | X |  |  | 12 |  | 12 | 12 | 0 | N |  |  | OP | X | 8 | 2015 | 2015 |  |  | N | Electric Utility | Utility | Cooperative | 1 | X | SUN | Renewable | 12 | 0 | 1 | 0
Operable | 10071 | Kauai Island Utility Cooperative |  | 58640 | KRS II Koloa Solar | HI | Vertical | Kauai | KOLPV | Solar Photovoltaic | PV |  | S | X | X |  |  | 12 |  | 12 | 12 |  | N |  |  | OP | X | 8 | 2014 | 2014 |  |  | N | Electric Utility | Utility | Cooperative | 1 | X | SUN | Renewable | 12 | 0 | 1 | 0
Operable | 59898 | Kawailoa Solar, LLC |  | 60125 | Kawailoa Solar | HI | Vertical | Honolulu | KAWS | Solar Photovoltaic | PV |  | S | X | X |  |  | 49 |  | 49 | 49 |  | N |  |  | OP | X | 11 | 2019 | 2019 |  |  | N | IPP Non-CHP | IPP | IPP | 2 | X | SUN | Renewable | 49 | 0 | 1 | 0
Operable | 56868 | Kawailoa Wind LLC |  | 57529 | Kawailoa Wind | HI | Vertical | Honolulu | 1 | Onshore Wind Turbine | WT |  | S | X | X |  |  | 69 |  | 69 | 69 | 0 | N |  |  | OP | X | 11 | 2012 | 2012 |  |  | N | IPP Non-CHP | IPP | IPP | 2 | X | WND | Renewable | 69 | 0 | 1 | 0
Operable | 10077 | Kaweah Delta Hospital |  | 10042 | Kaweah Delta District Hospital | CA | Vertical | Tulare | KDHT1 | Natural Gas Fired Combustion Turbine | GT |  | S | X | X |  |  | 3.5 | 0.8 | 3.5 | 3.5 | 1.6 | N |  |  | OP | X | 10 | 2008 | 2008 |  |  | N | Commercial Non-CHP | Customer Sited | Other | 4 | X | NG | Non-Renewable | 0 | 3.5 | 0 | 1
Operable | 61687 | KCE NY 1, LLC |  | 62147 | KCE NY 1 | NY | Restructured | Saratoga | KNY1 | Batteries | BA |  | S | X | X |  |  | 20 |  | 20 | 20 | 0 | N |  |  | OP | X | 3 | 2019 | 2019 |  |  | N | IPP Non-CHP | IPP | IPP | 2 | X | MWH | Other | 0 | 0 | 0 | 0
Operable | 65665 | KDC Solar CV Animal Control LLC |  | 66655 | KDC Solar CV Animal Control LLC | MD | Restructured | Howard | CVAC | Solar Photovoltaic | PV |  | S | X | X |  |  | 2 |  | 2 | 2 |  | N |  |  | OP | X | 11 | 2023 | 2023 |  |  | N | IPP Non-CHP | IPP | IPP | 2 | X | SUN | Renewable | 2 | 0 | 1 | 0
Operable | 65662 | KDC Solar CV Ascend One LLC |  | 66652 | KDC Solar CV Ascend One LLC | MD | Restructured | Howard | CVAO | Solar Photovoltaic | PV |  | S | X | X |  |  | 2 |  | 2 | 2 |  | N |  |  | OP | X | 5 | 2023 | 2023 |  |  | N | IPP Non-CHP | IPP | IPP | 2 | X | SUN | Renewable | 2 | 0 | 1 | 0
Operable | 65663 | KDC Solar CV Cedar Lane Park LLC |  | 66653 | KDC Solar CV Cedar Lane Park LLC | MD | Restructured | Howard | CVCL | Solar Photovoltaic | PV |  | S | X | X |  |  | 2 |  | 2 | 2 |  | N |  |  | OP | X | 11 | 2023 | 2023 |  |  | N | IPP Non-CHP | IPP | IPP | 2 | X | SUN | Renewable | 2 | 0 | 1 | 0
Operable | 65664 | KDC Solar CV Central MD Regional Transit LLC |  | 66654 | KDC Solar CV Central MD Regional Transit | MD | Restructured | Howard | CVRT | Solar Photovoltaic | PV |  | S | X | X |  |  | 2 |  | 2 | 2 |  | N |  |  | OP | X | 5 | 2023 | 2023 |  |  | N | IPP Non-CHP | IPP | IPP | 2 | X | SUN | Renewable | 2 | 0 | 1 | 0
Operable | 65666 | KDC Solar CV O'Donnell Property LLC |  | 66656 | KDC Solar CV O'Donnell Property LLC | MD | Restructured | Howard | CVOD | Solar Photovoltaic | PV |  | S | X | X |  |  | 2 |  | 2 | 2 |  | N |  |  | OP | X | 7 | 2023 | 2023 |  |  | N | IPP Non-CHP | IPP | IPP | 2 | X | SUN | Renewable | 2 | 0 | 1 | 0
Operable | 65388 | Kearny Generating Station |  | 2404 | PSEG Kearny Generating Station | NJ | Restructured | Hudson | 131 | Natural Gas Fired Combustion Turbine | GT |  | S | X | X | 123901463 | KEARNY 13 KV | 60.5 | 0.85 | 46.9 | 46.9 | 25 | N |  |  | OP | X | 6 | 2012 | 2012 |  |  | N | IPP Non-CHP | IPP | IPP | 2 | X | NG | Non-Renewable | 0 | 60.5 | 0 | 1
Operable | 65388 | Kearny Generating Station |  | 2404 | PSEG Kearny Generating Station | NJ | Restructured | Hudson | 132 | Natural Gas Fired Combustion Turbine | GT |  | S | X | X | 123901465 | KEARNY 13 KV | 60.5 | 0.85 | 46.9 | 46.9 | 25 | N |  |  | OP | X | 6 | 2012 | 2012 |  |  | N | IPP Non-CHP | IPP | IPP | 2 | X | NG | Non-Renewable | 0 | 60.5 | 0 | 1
Operable | 65388 | Kearny Generating Station |  | 2404 | PSEG Kearny Generating Station | NJ | Restructured | Hudson | 133 | Natural Gas Fired Combustion Turbine | GT |  | S | X | X | 123901467 | KEARNY 13 KV | 60.5 | 0.85 | 46.9 | 46.9 | 25 | N |  |  | OP | X | 6 | 2012 | 2012 |  |  | N | IPP Non-CHP | IPP | IPP | 2 | X | NG | Non-Renewable | 0 | 60.5 | 0 | 1
Operable | 65388 | Kearny Generating Station |  | 2404 | PSEG Kearny Generating Station | NJ | Restructured | Hudson | 134 | Natural Gas Fired Combustion Turbine | GT |  | S | X | X | 1084390238 | KEARNY 13 KV | 60.5 | 0.85 | 46.9 | 46.9 | 25 | N |  |  | OP | X | 6 | 2012 | 2012 |  |  | N | IPP Non-CHP | IPP | IPP | 2 | X | NG | Non-Renewable | 0 | 60.5 | 0 | 1
Operable | 65388 | Kearny Generating Station |  | 2404 | PSEG Kearny Generating Station | NJ | Restructured | Hudson | 141 | Natural Gas Fired Combustion Turbine | GT |  | S | X | X | 123901459 | KEARNY 13 KV | 60.5 | 0.85 | 46.9 | 46.9 | 25 | N |  |  | OP | X | 6 | 2012 | 2012 |  |  | N | IPP Non-CHP | IPP | IPP | 2 | X | NG | Non-Renewable | 0 | 60.5 | 0 | 1
Operable | 65388 | Kearny Generating Station |  | 2404 | PSEG Kearny Generating Station | NJ | Restructured | Hudson | 142 | Natural Gas Fired Combustion Turbine | GT |  | S | X | X | 123901461 | KEARNY 13 KV | 60.5 | 0.85 | 46.9 | 46.9 | 25 | N |  |  | OP | X | 6 | 2012 | 2012 |  |  | N | IPP Non-CHP | IPP | IPP | 2 | X | NG | Non-Renewable | 0 | 60.5 | 0 | 1
Operable | 65388 | Kearny Generating Station |  | 2404 | PSEG Kearny Generating Station | NJ | Restructured | Hudson | N121 | Natural Gas Fired Combustion Turbine | GT |  | S | X | X | 50436 | KEARNY 13 KV | 60.5 | 0.85 | 43.8 | 43.8 | 25 | N |  |  | OP | X | 8 | 2001 | 2001 |  |  | N | IPP Non-CHP | IPP | IPP | 2 | X | NG | Non-Renewable | 0 | 60.5 | 0 | 1 | KER
Operable | 65388 | Kearny Generating Station |  | 2404 | PSEG Kearny Generating Station | NJ | Restructured | Hudson | N122 | Natural Gas Fired Combustion Turbine | GT |  | S | X | X | 50437 | KEARNY 13 KV | 60.5 | 0.85 | 43.7 | 43.7 | 25 | N |  |  | OP | X | 8 | 2001 | 2001 |  |  | N | IPP Non-CHP | IPP | IPP | 2 | X | NG | Non-Renewable | 0 | 60.5 | 0 | 1 | KER
Operable | 65388 | Kearny Generating Station |  | 2404 | PSEG Kearny Generating Station | NJ | Restructured | Hudson | N123 | Natural Gas Fired Combustion Turbine | GT |  | S | X | X | 50438 | KEARNY 13 KV | 60.5 | 0.85 | 43.8 | 43.8 | 25 | N |  |  | OP | X | 8 | 2001 | 2001 |  |  | N | IPP Non-CHP | IPP | IPP | 2 | X | NG | Non-Renewable | 0 | 60.5 | 0 | 1 | KER
Operable | 65388 | Kearny Generating Station |  | 2404 | PSEG Kearny Generating Station | NJ | Restructured | Hudson | N124 | Natural Gas Fired Combustion Turbine | GT |  | S | X | X | 50439 | KEARNY 13 KV | 60.5 | 0.85 | 43.7 | 43.7 | 25 | N |  |  | OP | X | 8 | 2001 | 2001 |  |  | N | IPP Non-CHP | IPP | IPP | 2 | X | NG | Non-Renewable | 0 | 60.5 | 0 | 1 | KER
Operable | 61957 | Kearny Mesa Storage LLC |  | 62441 | Kearny Mesa Storage LLC | CA | Vertical | San Diego | U1 | Batteries | BA |  | S | X | X |  |  | 1 |  | 1 | 1 | 1 | N |  |  | OP | X | 2 | 2020 | 2020 |  |  | N | IPP Non-CHP | IPP | IPP | 2 | X | MWH | Other | 0 | 0 | 0 | 0
Operable | 64818 | Kearsarge Acushnet LLC |  | 65690 | Kearsarge Acushnet | MA | Restructured | Bristol | ACUSH | Solar Photovoltaic | PV |  | S | X | X |  |  | 1.9 |  | 1.9 | 1.9 |  | N |  |  | OP | X | 2 | 2020 | 2020 |  |  | N | IPP Non-CHP | IPP | IPP | 2 | X | SUN | Renewable | 1.9 | 0 | 1 | 0
Operable | 63163 | Kearsarge Amesbury LLC |  | 63398 | Kearsarge Amesbury Hybrid | MA | Restructured | Essex | AMBAT | Batteries | BA |  | S | X | X |  |  | 1.6 |  | 1.6 | 1.6 | 0 | N |  |  | OP | X | 12 | 2019 | 2019 |  |  | N | IPP Non-CHP | IPP | IPP | 2 | X | MWH | Other | 0 | 0 | 0 | 0
Operable | 63163 | Kearsarge Amesbury LLC |  | 63398 | Kearsarge Amesbury Hybrid | MA | Restructured | Essex | AMES | Solar Photovoltaic | PV |  | S | X | X |  |  | 3.3 |  | 3.3 | 3.3 |  | N |  |  | OP | X | 12 | 2019 | 2019 |  |  | N | IPP Non-CHP | IPP | IPP | 2 | X | SUN | Renewable | 3.3 | 0 | 1 | 0
Operable | 61011 | Kearsarge Bellingham LLC |  | 61373 | Kearsarge Bellingham PV | MA | Restructured | Norfolk | BELL | Solar Photovoltaic | PV |  | S | X | X |  |  | 2.9 |  | 2.9 | 2.9 |  | N |  |  | OP | X | 12 | 2016 | 2016 |  |  | N | IPP Non-CHP | IPP | IPP | 2 | X | SUN | Renewable | 2.9 | 0 | 1 | 0
Operable | 65122 | Kearsarge Beverly LLC |  | 65950 | Kearsarge 100 Sohier Rd | MA | Restructured | Essex | SOBAT | Batteries | BA |  | S | X | X |  |  | 1.8 | 1 | 1.8 | 1.8 |  | N |  |  | OP | X | 5 | 2023 | 2023 |  |  | N | IPP Non-CHP | IPP | IPP | 2 | X | MWH | Other | 0 | 0 | 0 | 0
Operable | 65122 | Kearsarge Beverly LLC |  | 65950 | Kearsarge 100 Sohier Rd | MA | Restructured | Essex | SOH | Solar Photovoltaic | PV |  | S | X | X |  |  | 2 | 1 | 2 | 2 |  | N |  |  | OP | X | 5 | 2023 | 2023 |  |  | N | IPP Non-CHP | IPP | IPP | 2 | X | SUN | Renewable | 2 | 0 | 1 | 0
Operable | 61428 | Kearsarge Concord II LLC |  | 61814 | Kearsarge Concord II | MA | Restructured | Middlesex | CII | Solar Photovoltaic | PV |  | S | X | X |  |  | 4.5 |  | 4.5 | 4.5 |  | N |  |  | OP | X | 1 | 2017 | 2017 |  |  | N | IPP Non-CHP | IPP | IPP | 2 | X | SUN | Renewable | 4.5 | 0 | 1 | 0
Operable | 64330 | Kearsarge East Providence LLC |  | 64783 | Kearsarge East Providence | RI | Restructured | Providence | EPRO | Solar Photovoltaic | PV |  | S | X | X |  |  | 2 |  | 2 | 2 |  | N |  |  | OP | X | 12 | 2020 | 2020 |  |  | N | IPP Non-CHP | IPP | IPP | 2 | X | SUN | Renewable | 2 | 0 | 1 | 0
Operable | 64328 | Kearsarge Fogland LLC |  | 64782 | Kearsarge Fogland | RI | Restructured | Newport | TIV | Solar Photovoltaic | PV |  | S | X | X |  |  | 2.4 |  | 2.4 | 2.4 |  | N |  |  | OP | X | 11 | 2020 | 2020 |  |  | N | IPP Non-CHP | IPP | IPP | 2 | X | SUN | Renewable | 2.4 | 0 | 1 | 0
Operable | 62053 | Kearsarge GB LLC |  | 62550 | Kearsarge GB | MA | Restructured | Berkshire | GB123 | Solar Photovoltaic | PV |  | S | X | X |  |  | 1.9 |  | 1.9 | 1.9 |  | N |  |  | OP | X | 8 | 2018 | 2018 |  |  | N | IPP Non-CHP | IPP | IPP | 2 | X | SUN | Renewable | 1.9 | 0 | 1 | 0
Operable | 62773 | Kearsarge Gill LLC |  | 62911 | Kearsarge Gill | MA | Restructured | Franklin | GILL | Solar Photovoltaic | PV |  | S | X | X |  |  | 2 |  | 2 | 2 |  | N |  |  | OP | X | 1 | 2018 | 2018 |  |  | N | IPP Non-CHP | IPP | IPP | 2 | X | SUN | Renewable | 2 | 0 | 1 | 0
Operable | 61426 | Kearsarge Granby LLC |  | 61815 | Kearsarge Granby | MA | Restructured | Hampshire | KSG1 | Solar Photovoltaic | PV |  | S | X | X |  |  | 0.5 |  | 0.5 | 0.5 |  | N |  |  | OP | X | 3 | 2017 | 2017 |  |  | N | IPP Non-CHP | IPP | IPP | 2 | X | SUN | Renewable | 0.5 | 0 | 1 | 0
Operable | 61426 | Kearsarge Granby LLC |  | 61815 | Kearsarge Granby | MA | Restructured | Hampshire | KSG2 | Solar Photovoltaic | PV |  | S | X | X |  |  | 0.5 |  | 0.5 | 0.5 |  | N |  |  | OP | X | 3 | 2017 | 2017 |  |  | N | IPP Non-CHP | IPP | IPP | 2 | X | SUN | Renewable | 0.5 | 0 | 1 | 0
Operable | 61426 | Kearsarge Granby LLC |  | 61815 | Kearsarge Granby | MA | Restructured | Hampshire | KSG5 | Solar Photovoltaic | PV |  | S | X | X |  |  | 0.5 |  | 0.5 | 0.5 |  | N |  |  | OP | X | 3 | 2017 | 2017 |  |  | N | IPP Non-CHP | IPP | IPP | 2 | X | SUN | Renewable | 0.5 | 0 | 1 | 0
Operable | 61426 | Kearsarge Granby LLC |  | 61815 | Kearsarge Granby | MA | Restructured | Hampshire | KSG6 | Solar Photovoltaic | PV |  | S | X | X |  |  | 0.5 |  | 0.5 | 0.5 |  | N |  |  | OP | X | 3 | 2017 | 2017 |  |  | N | IPP Non-CHP | IPP | IPP | 2 | X | SUN | Renewable | 0.5 | 0 | 1 | 0
Operable | 61426 | Kearsarge Granby LLC |  | 61815 | Kearsarge Granby | MA | Restructured | Hampshire | KSG7 | Solar Photovoltaic | PV |  | S | X | X |  |  | 0.5 |  | 0.5 | 0.5 |  | N |  |  | OP | X | 3 | 2017 | 2017 |  |  | N | IPP Non-CHP | IPP | IPP | 2 | X | SUN | Renewable | 0.5 | 0 | 1 | 0
Operable | 64235 | Kearsarge Haverhill LLC |  | 64618 | Kearsarge Haverhill | MA | Restructured | Essex | HABAT | Batteries | BA |  | S | X | X |  |  | 2 |  | 2 | 2 | 2 | N |  |  | OP | X | 3 | 2021 | 2021 |  |  | N | IPP Non-CHP | IPP | IPP | 2 | X | MWH | Other | 0 | 0 | 0 | 0
Operable | 64235 | Kearsarge Haverhill LLC |  | 64618 | Kearsarge Haverhill | MA | Restructured | Essex | HAV | Solar Photovoltaic | PV |  | S | X | X |  |  | 2.8 |  | 2.8 | 2.8 |  | N |  |  | OP | X | 3 | 2021 | 2021 |  |  | N | IPP Non-CHP | IPP | IPP | 2 | X | SUN | Renewable | 2.8 | 0 | 1 | 0
Operable | 62052 | Kearsarge Johnstown 1 LLC |  | 62549 | Kearsarge Johnstown 1 CSG | NY | Restructured | Fulton | JOHNN | Solar Photovoltaic | PV |  | S | X | X |  |  | 1.5 |  | 1.5 | 1.5 |  | N |  |  | OP | X | 12 | 2018 | 2018 |  |  | N | IPP Non-CHP | IPP | IPP | 2 | X | SUN | Renewable | 1.5 | 0 | 1 | 0
Operable | 62056 | Kearsarge Johnstown 2 LLC |  | 62556 | Kearsarge Johnstown 2 CSG | NY | Restructured | Fulton | JOHNS | Solar Photovoltaic | PV |  | S | X | X |  |  | 2 |  | 2 | 2 |  | N |  |  | OP | X | 12 | 2018 | 2018 |  |  | N | IPP Non-CHP | IPP | IPP | 2 | X | SUN | Renewable | 2 | 0 | 1 | 0
Operable | 64819 | Kearsarge Ludlow LLC |  | 65688 | Kearsarge Ludlow LLC | MA | Restructured | Hampden | LUD | Solar Photovoltaic | PV |  | S | X | X |  |  | 3.7 |  | 3.7 | 3.7 |  | N |  |  | OP | X | 12 | 2020 | 2020 |  |  | N | IPP Non-CHP | IPP | IPP | 2 | X | SUN | Renewable | 3.7 | 0 | 1 | 0
Operable | 64237 | Kearsarge Montague BD LLC |  | 64620 | Kearsarge Montague BD(CSG) | MA | Restructured | Franklin | MBBAT | Batteries | BA |  | S | X | X |  |  | 1.3 | 1 | 1.3 | 1.3 |  | N |  |  | OP | X | 11 | 2021 | 2021 |  |  | N | IPP Non-CHP | IPP | IPP | 2 | X | MWH | Other | 0 | 0 | 0 | 0
Operable | 64237 | Kearsarge Montague BD LLC |  | 64620 | Kearsarge Montague BD(CSG) | MA | Restructured | Franklin | MBD | Solar Photovoltaic | PV |  | S | X | X |  |  | 2.5 | 1 | 2.5 | 2.5 |  | N |  |  | OP | X | 11 | 2021 | 2021 |  |  | N | IPP Non-CHP | IPP | IPP | 2 | X | SUN | Renewable | 2.5 | 0 | 1 | 0
Operable | 62057 | Kearsarge Montague LLC |  | 62557 | Kearsarge Montague | MA | Restructured | Franklin | MONTA | Solar Photovoltaic | PV |  | S | X | X |  |  | 4 |  | 4 | 4 |  | N |  |  | OP | X | 6 | 2018 | 2018 |  |  | N | IPP Non-CHP | IPP | IPP | 2 | X | SUN | Renewable | 4 | 0 | 1 | 0
Operable | 66411 | Kearsarge Onset LLC |  | 61163 | Onset East Community Solar Facility | MA | Restructured | Plymouth | ONSE | Solar Photovoltaic | PV |  | S | X | X |  |  | 1 |  | 1 | 1 |  | N |  |  | OP | X | 4 | 2016 | 2016 |  |  | N | IPP Non-CHP | IPP | IPP | 2 | X | SUN | Renewable | 1 | 0 | 1 | 0
Operable | 66411 | Kearsarge Onset LLC |  | 61164 | Onset West Community Solar Facility | MA | Restructured | Plymouth | ONSW | Solar Photovoltaic | PV |  | S | X | X |  |  | 1 |  | 1 | 1 |  | N |  |  | OP | X | 4 | 2016 | 2016 |  |  | N | IPP Non-CHP | IPP | IPP | 2 | X | SUN | Renewable | 1 | 0 | 1 | 0
Operable | 61520 | Kearsarge Oppenheim LLC |  | 61917 | Kearsarge Oppenheim CSG | NY | Restructured | Fulton | OPPEN | Solar Photovoltaic | PV |  | S | X | X |  |  | 1.4 |  | 1.4 | 1.4 |  | N |  |  | OP | X | 7 | 2018 | 2018 |  |  | N | IPP Non-CHP | IPP | IPP | 2 | X | SUN | Renewable | 1.4 | 0 | 1 | 0
Operable | 62054 | Kearsarge SKSC1 LLC |  | 62551 | Kearsarge SKSC1 LLC | RI | Restructured | Washington | SKSC1 | Solar Photovoltaic | PV |  | S | X | X |  |  | 3.8 |  | 3.8 | 3.8 |  | N |  |  | OP | X | 10 | 2018 | 2018 |  |  | N | IPP Non-CHP | IPP | IPP | 2 | X | SUN | Renewable | 3.8 | 0 | 1 | 0
Operable | 62058 | Kearsarge SKSC2 LLC |  | 62558 | Kearsarge SKSC2 LLC | RI | Restructured | Washington | SKSC2 | Solar Photovoltaic | PV |  | S | X | X |  |  | 3.1 |  | 3.1 | 3.1 |  | N |  |  | OP | X | 10 | 2018 | 2018 |  |  | N | IPP Non-CHP | IPP | IPP | 2 | X | SUN | Renewable | 3.1 | 0 | 1 | 0
Operable | 65120 | Kearsarge Smithfield LLC |  | 65949 | Kearsarge Smithfield LLC | RI | Restructured | Providence | SMITH | Solar Photovoltaic | PV |  | S | X | X |  |  | 8 | 1 | 8 | 8 |  | N |  |  | OP | X | 4 | 2023 | 2023 |  |  | N | IPP Non-CHP | IPP | IPP | 2 | X | SUN | Renewable | 8 | 0 | 1 | 0
Operable | 59232 | Kearsarge Solar LLC |  | 59468 | KS Solar Six LLC | MA | Restructured | Worcester | HUBB | Solar Photovoltaic | PV |  | J | X | X |  |  | 2 |  | 2 | 2 |  | N |  |  | OP | X | 12 | 2013 | 2013 |  |  | N | IPP Non-CHP | IPP | IPP | 2 | X | SUN | Renewable | 2 | 0 | 1 | 0
Operable | 59232 | Kearsarge Solar LLC |  | 59765 | Stetson Road Solar - Barre I | MA | Restructured | Worcester | BI | Solar Photovoltaic | PV |  | S | X | X |  |  | 2 |  | 2 | 2 |  | N |  |  | OP | X | 5 | 2014 | 2014 |  |  | N | IPP Non-CHP | IPP | IPP | 2 | X | SUN | Renewable | 2 | 0 | 1 | 0
Operable | 59232 | Kearsarge Solar LLC |  | 59766 | Barre II Solar Project | MA | Restructured | Worcester | BII | Solar Photovoltaic | PV |  | S | X | X |  |  | 1.5 |  | 1.5 | 1.5 |  | N |  |  | OP | X | 4 | 2014 | 2014 |  |  | N | IPP Non-CHP | IPP | IPP | 2 | X | SUN | Renewable | 1.5 | 0 | 1 | 0
Operable | 59232 | Kearsarge Solar LLC |  | 59767 | Chester Solar Farm | MA | Restructured | Hampden | CHSTR | Solar Photovoltaic | PV |  | S | X | X |  |  | 4.8 |  | 4.8 | 4.8 |  | N |  |  | OP | X | 6 | 2014 | 2014 |  |  | N | IPP Non-CHP | IPP | IPP | 2 | X | SUN | Renewable | 4.8 | 0 | 1 | 0
Operable | 59232 | Kearsarge Solar LLC |  | 59768 | Concord Solar Farm | MA | Restructured | Middlesex | CMLP | Solar Photovoltaic | PV |  | S | X | X |  |  | 1.5 |  | 1.5 | 1.5 |  | N |  |  | OP | X | 4 | 2014 | 2014 |  |  | N | IPP Non-CHP | IPP | IPP | 2 | X | SUN | Renewable | 1.5 | 0 | 1 | 0
Operable | 59232 | Kearsarge Solar LLC |  | 60867 | Kearsarge Southwick LLC | MA | Restructured | Hampden | SOU | Solar Photovoltaic | PV |  | S | X | X |  |  | 3.3 |  | 3.3 | 3.3 |  | N |  |  | OP | X | 3 | 2015 | 2015 |  |  | N | IPP Non-CHP | IPP | IPP | 2 | X | SUN | Renewable | 3.3 | 0 | 1 | 0
Operable | 64236 | Kearsarge Upper Union LLC |  | 64619 | Kearsarge Upper Union | MA | Restructured | Norfolk | FUU | Solar Photovoltaic | PV |  | S | X | X |  |  | 1 | 1 | 1 | 1 |  | N |  |  | OP | X | 3 | 2023 | 2023 |  |  | N | IPP Non-CHP | IPP | IPP | 2 | X | SUN | Renewable | 1 | 0 | 1 | 0
Operable | 64236 | Kearsarge Upper Union LLC |  | 64619 | Kearsarge Upper Union | MA | Restructured | Norfolk | UUBAT | Batteries | BA |  | S | X | X |  |  | 0.8 | 1 | 0.8 | 0.8 |  | N |  |  | OP | X | 3 | 2023 | 2023 |  |  | N | IPP Non-CHP | IPP | IPP | 2 | X | MWH | Other | 0 | 0 | 0 | 0
Operable | 62055 | Kearsarge Uxbridge LLC |  | 62552 | Kearsarge Uxbridge | MA | Restructured | Worcester | UX680 | Solar Photovoltaic | PV |  | S | X | X |  |  | 1.9 |  | 1.9 | 1.9 |  | N |  |  | OP | X | 9 | 2018 | 2018 |  |  | N | IPP Non-CHP | IPP | IPP | 2 | X | SUN | Renewable | 1.9 | 0 | 1 | 0
Operable | 65121 | Kearsarge West Shore Solar LLC |  | 65954 | Kearsarge West Shore Solar LLC | RI | Restructured | Newport | PORT | Solar Photovoltaic | PV |  | S | X | X |  |  | 5 | 0.99 | 5 | 5 |  | N |  |  | OP | X | 12 | 2022 | 2022 |  |  | N | IPP Non-CHP | IPP | IPP | 2 | X | SUN | Renewable | 5 | 0 | 1 | 0
Operable | 64327 | Kearsarge Westerly LLC |  | 64781 | Kearsarge Westerly | RI | Restructured | Washington | WES | Solar Photovoltaic | PV |  | S | X | X |  |  | 4 |  | 4 | 4 |  | N |  |  | OP | X | 12 | 2020 | 2020 |  |  | N | IPP Non-CHP | IPP | IPP | 2 | X | SUN | Renewable | 4 | 0 | 1 | 0
Operable | 64234 | Kearsarge William Way LLC |  | 64617 | Kearsarge William Way | MA | Restructured | Norfolk | BWBAT | Batteries | BA |  | S | X | X |  |  | 2.6 | 1 | 2.6 | 2.6 | 2.6 | N |  |  | OP | X | 12 | 2021 | 2021 |  |  | N | IPP Non-CHP | IPP | IPP | 2 | X | MWH | Other | 0 | 0 | 0 | 0
Operable | 64234 | Kearsarge William Way LLC |  | 64617 | Kearsarge William Way | MA | Restructured | Norfolk | BWW | Solar Photovoltaic | PV |  | S | X | X |  |  | 4.4 |  | 4.4 | 4.4 |  | N |  |  | OP | X | 12 | 2021 | 2021 |  |  | N | IPP Non-CHP | IPP | IPP | 2 | X | SUN | Renewable | 4.4 | 0 | 1 | 0
Operable | 62059 | Kearsarge Wilmington LLC |  | 62559 | Kearsarge Wilmington | MA | Restructured | Middlesex | WILM1 | Solar Photovoltaic | PV |  | S | X | X |  |  | 1.6 |  | 1.6 | 1.6 |  | N |  |  | OP | X | 12 | 2017 | 2017 |  |  | N | IPP Non-CHP | IPP | IPP | 2 | X | SUN | Renewable | 1.6 | 0 | 1 | 0
Operable | 62969 | Keechi Wind, LLC |  | 58838 | Keechi Wind | TX | Restructured | Jack | KW1 | Onshore Wind Turbine | WT |  | S | X | X | ERCOT Bus #562 | ERCOT Bus #562 | 110 |  | 110 | 110 | 0 | N |  |  | OP | X | 1 | 2015 | 2015 |  |  | N | IPP Non-CHP | IPP | IPP | 2 | X | WND | Renewable | 110 | 0 | 1 | 0
Operable | 64372 | Keeversville Solar Energy Center LLC |  | 64868 | Keeversville Solar CSG | IL | Restructured | Will | KEEV | Solar Photovoltaic | PV |  | S | X | X |  |  | 2 |  | 2 | 2 |  | N |  |  | OP | X | 7 | 2021 | 2021 |  |  | N | IPP Non-CHP | IPP | IPP | 2 | X | SUN | Renewable | 2 | 0 | 1 | 0
Operable | 56837 | KEI (Maine) Power Management (II) LLC |  | 50699 | Pumpkin Hill | ME | Restructured | Penobscot | GEN1 | Conventional Hydroelectric | HY |  | S | X | X |  |  | 1 | 0.99 | 1 | 1 | 0.1 | N |  |  | OP | X | 3 | 1987 | Pre-2000 |  |  | N | IPP Non-CHP | IPP | IPP | 2 | X | WAT | Renewable | 1 | 0 | 1 | 0
Operable | 56837 | KEI (Maine) Power Management (II) LLC |  | 54124 | Pittsfield Hydro | ME | Restructured | Somerset | GEN1 | Conventional Hydroelectric | HY |  | S | X | X |  |  | 0.4 | 0.99 | 0.4 | 0.4 | 0.1 | N |  |  | OP | X | 7 | 1986 | Pre-2000 |  |  | N | IPP Non-CHP | IPP | IPP | 2 | X | WAT | Renewable | 0.4 | 0 | 1 | 0
Operable | 56837 | KEI (Maine) Power Management (II) LLC |  | 54124 | Pittsfield Hydro | ME | Restructured | Somerset | GEN2 | Conventional Hydroelectric | HY |  | S | X | X |  |  | 0.3 | 0.99 | 0.3 | 0.3 | 0.1 | N |  |  | OP | X | 7 | 1986 | Pre-2000 |  |  | N | IPP Non-CHP | IPP | IPP | 2 | X | WAT | Renewable | 0.3 | 0 | 1 | 0
Operable | 56837 | KEI (Maine) Power Management (II) LLC |  | 54124 | Pittsfield Hydro | ME | Restructured | Somerset | GEN3 | Conventional Hydroelectric | HY |  | S | X | X |  |  | 0.4 | 0.99 | 0.4 | 0.4 | 0.1 | N |  |  | OP | X | 7 | 1986 | Pre-2000 |  |  | N | IPP Non-CHP | IPP | IPP | 2 | X | WAT | Renewable | 0.4 | 0 | 1 | 0
Operable | 56838 | KEI (Maine) Power Management (III) LLC |  | 10728 | Barker Lower | ME | Restructured | Androscoggin | GEN1 | Conventional Hydroelectric | HY |  | S | X | X |  |  | 1.5 | 0.99 | 1.5 | 1.5 | 0.3 | N |  |  | OP | X | 4 | 1986 | Pre-2000 |  |  | N | IPP Non-CHP | IPP | IPP | 2 | X | WAT | Renewable | 1.5 | 0 | 1 | 0
Operable | 56838 | KEI (Maine) Power Management (III) LLC |  | 50688 | Gardiner | ME | Restructured | Kennebec | GEN1 | Conventional Hydroelectric | HY |  | S | X | X |  |  | 1 | 0.99 | 1 | 1 | 0.3 | N |  |  | OP | X | 7 | 1985 | Pre-2000 |  |  | N | IPP Non-CHP | IPP | IPP | 2 | X | WAT | Renewable | 1 | 0 | 1 | 0
Operable | 56838 | KEI (Maine) Power Management (III) LLC |  | 52171 | Upper Barker | ME | Restructured | Androscoggin | GEN1 | Conventional Hydroelectric | HY |  | S | X | X |  |  | 1 | 0.99 | 1 | 1 | 0.2 | N |  |  | OP | X | 5 | 1987 | Pre-2000 |  |  | N | IPP Non-CHP | IPP | IPP | 2 | X | WAT | Renewable | 1 | 0 | 1 | 0
Operable | 56839 | KEI (Maine) Power Management (IV) LLC |  | 54123 | Mechanic Falls | ME | Restructured | Androscoggin | GEN1 | Conventional Hydroelectric | HY |  | S | X | X |  |  | 1 | 0.99 | 1 | 1 | 0.1 | N |  |  | OP | X | 4 | 1986 | Pre-2000 |  |  | N | IPP Non-CHP | IPP | IPP | 2 | X | WAT | Renewable | 1 | 0 | 1 | 0
Operable | 56839 | KEI (Maine) Power Management (IV) LLC |  | 54123 | Mechanic Falls | ME | Restructured | Androscoggin | GEN2 | Conventional Hydroelectric | HY |  | S | X | X |  |  | 0.4 | 0.99 | 0.4 | 0.4 | 0.1 | N |  |  | OP | X | 4 | 1986 | Pre-2000 |  |  | N | IPP Non-CHP | IPP | IPP | 2 | X | WAT | Renewable | 0.4 | 0 | 1 | 0
Operable | 62682 | Kellam Solar, LLC |  | 62774 | Kellam Solar | TX | Restructured | Van Zandt | BTKEL | Solar Photovoltaic | PV |  | J | X | X |  |  | 59 |  | 59 | 59 |  | N |  |  | OP | X | 12 | 2020 | 2020 |  |  | N | IPP Non-CHP | IPP | IPP | 2 | X | SUN | Renewable | 59 | 0 | 1 | 0
Operable | 59528 | Kendall Green Energy, LLC |  | 1595 | Kendall Square Station | MA | Restructured | Middlesex | 3 | Natural Gas Fired Combined Cycle | CA | CC1 | S | Y | X | 10349 | 10349 | 27.2 | 0.8 | 22.9 | 22.9 | 14 | N |  |  | OP | X | 8 | 1958 | Pre-2000 |  |  | Y | IPP CHP | IPP | IPP | 3 | T | NG | Non-Renewable | 0 | 27.2 | 0 | 1
Operable | 59528 | Kendall Green Energy, LLC |  | 1595 | Kendall Square Station | MA | Restructured | Middlesex | GEN4 | Natural Gas Fired Combined Cycle | CT | CC1 | S | X | N | 1672 | 1672 | 186.2 | 0.85 | 183.1 | 187.4 | 90 | N |  |  | OP | X | 12 | 2002 | 2002 |  |  | Y | IPP CHP | IPP | IPP | 3 | T | NG | Non-Renewable | 0 | 186.2 | 0 | 1 | DFO
Operable | 59528 | Kendall Green Energy, LLC |  | 1595 | Kendall Square Station | MA | Restructured | Middlesex | JET1 | Petroleum Liquids | GT |  | S | X | X | 452 | 452 | 21.3 | 0.85 | 18 | 23 | 14 | N |  |  | OP | X | 9 | 1970 | Pre-2000 |  |  | N | IPP CHP | IPP | IPP | 3 | X | DFO | Non-Renewable | 0 | 21.3 | 0 | 1
Operable | 49805 | Kennecott Utah Copper |  | 56163 | Kennecott Power Plant | UT | Vertical | Salt Lake | RCHP | Natural Gas Fired Combustion Turbine | GT |  | S | X | X |  |  | 6.4 | 0.8 | 5.9 | 6.4 | 0.3 | N |  |  | OA | X | 12 | 2010 | 2010 |  |  | Y | Industrial CHP | Customer Sited | Other | 7 | T | NG | Non-Renewable | 0 | 6.4 | 0 | 1
Operable | 49805 | Kennecott Utah Copper |  | 56163 | Kennecott Power Plant | UT | Vertical | Salt Lake | SM58 | All Other | ST |  | S | X | X |  |  | 31.8 | 0.85 | 31.8 | 31.8 | 3.1 | N |  |  | OP | X | 1 | 1995 | Pre-2000 |  |  | N | Industrial CHP | Customer Sited | Other | 7 | X | WH | Other | 0 | 0 | 0 | 0
Operable | 10162 | Kent County |  | 50860 | Kent County Waste to Energy Facility | MI | Vertical | Kent | GEN1 | Municipal Solid Waste | ST |  | S | X | X |  |  | 18 | 0.9 | 15.7 | 15.7 | 1 | N |  |  | OP | X | 10 | 1989 | Pre-2000 |  |  | N | Commercial Non-CHP | Customer Sited | Other | 4 | X | MSW | Renewable | 18 | 0 | 1 | 0
Operable | 56681 | Kent County Levy Court Dept of Pub Work |  | 57330 | Kent County Wastewater Treatment Solar | DE | Restructured | Kent | 1 | Solar Photovoltaic | PV |  | S | X | X |  |  | 1.2 |  | 1.1 | 1.1 |  | N |  |  | OP | X | 3 | 2011 | 2011 |  |  | N | IPP Non-CHP | IPP | IPP | 2 | X | SUN | Renewable | 1.2 | 0 | 1 | 0
Operable | 63860 | Kent School Road Solar 1 |  | 64254 | Kent School Road Solar 1 | IL | Restructured | Stephenson | KENT | Solar Photovoltaic | PV |  | S | X | X |  |  | 2 |  | 2 | 2 |  | N |  |  | OP | X | 12 | 2020 | 2020 |  |  | N | IPP Non-CHP | IPP | IPP | 2 | X | SUN | Renewable | 2 | 0 | 1 | 0
Operable | 58097 | Kent State University |  | 58140 | Summit Street Power Plant | OH | Restructured | Portage | GT-1 | Natural Gas Fired Combustion Turbine | GT |  | S | X | X |  |  | 5.7 | 0.8 | 4.9 | 5.6 | 3 | N |  |  | OP | X | 1 | 2003 | 2003 |  |  | Y | Commercial CHP | Customer Sited | Other | 5 | T | NG | Non-Renewable | 0 | 5.7 | 0 | 1 | DFO
Operable | 58097 | Kent State University |  | 58140 | Summit Street Power Plant | OH | Restructured | Portage | GT-2 | Natural Gas Fired Combustion Turbine | GT |  | S | X | X |  |  | 7.5 | 0.8 | 6.9 | 7.7 | 4 | N |  |  | OP | X | 4 | 2004 | 2004 |  |  | Y | Commercial CHP | Customer Sited | Other | 5 | T | NG | Non-Renewable | 0 | 7.5 | 0 | 1
Operable | 22053 | Kentucky Power Co |  | 1353 | Big Sandy | KY | Vertical | Lawrence | 1 | Natural Gas Steam Turbine | ST |  | S | X | X |  |  | 280.5 | 0.85 | 260 | 260 | 100 | N |  |  | OP | X | 1 | 1963 | Pre-2000 |  |  | N | Electric Utility | Utility | Investor Owned Utility | 1 | X | NG | Non-Renewable | 0 | 280.5 | 0 | 1
Operable | 22053 | Kentucky Power Co |  | 3948 | Mitchell (WV) | WV | Vertical | Marshall | 1 | Conventional Steam Coal | ST |  | J | X | X |  |  | 816.3 | 0.9 | 770 | 770 | 370 | N |  |  | OP | X | 5 | 1971 | Pre-2000 |  |  | N | Electric Utility | Utility | Investor Owned Utility | 1 | X | BIT | Non-Renewable | 0 | 816.3 | 0 | 1
Operable | 22053 | Kentucky Power Co |  | 3948 | Mitchell (WV) | WV | Vertical | Marshall | 2 | Conventional Steam Coal | ST |  | J | X | X |  |  | 816.3 | 0.9 | 790 | 790 | 410 | N |  |  | OP | X | 5 | 1971 | Pre-2000 |  |  | N | Electric Utility | Utility | Investor Owned Utility | 1 | X | BIT | Non-Renewable | 0 | 816.3 | 0 | 1
Operable | 10171 | Kentucky Utilities Co |  | 1354 | Dix Dam | KY | Vertical | Mercer | 1 | Conventional Hydroelectric | HY |  | S | X | X |  |  | 9.4 | 0.8 | 10.5 | 10.5 | 2 | N |  |  | OP | X | 11 | 1925 | Pre-2000 |  |  | N | Electric Utility | Utility | Investor Owned Utility | 1 | X | WAT | Renewable | 9.4 | 0 | 1 | 0
Operable | 10171 | Kentucky Utilities Co |  | 1354 | Dix Dam | KY | Vertical | Mercer | 2 | Conventional Hydroelectric | HY |  | S | X | X |  |  | 9.4 | 0.8 | 10.5 | 10.5 | 2 | N |  |  | OP | X | 11 | 1925 | Pre-2000 |  |  | N | Electric Utility | Utility | Investor Owned Utility | 1 | X | WAT | Renewable | 9.4 | 0 | 1 | 0
Operable | 10171 | Kentucky Utilities Co |  | 1354 | Dix Dam | KY | Vertical | Mercer | 3 | Conventional Hydroelectric | HY |  | S | X | X |  |  | 9.4 | 0.8 | 10.5 | 10.5 | 2 | N |  |  | OP | X | 11 | 1925 | Pre-2000 |  |  | N | Electric Utility | Utility | Investor Owned Utility | 1 | X | WAT | Renewable | 9.4 | 0 | 1 | 0
Operable | 10171 | Kentucky Utilities Co |  | 1355 | E W Brown | KY | Vertical | Mercer | 10 | Natural Gas Fired Combustion Turbine | GT |  | S | X | X |  |  | 126 | 0.85 | 121 | 138 | 50 | N |  |  | OP | X | 12 | 1995 | Pre-2000 |  |  | N | Electric Utility | Utility | Investor Owned Utility | 1 | X | NG | Non-Renewable | 0 | 126 | 0 | 1 | DFO
Operable | 10171 | Kentucky Utilities Co |  | 1355 | E W Brown | KY | Vertical | Mercer | 11 | Natural Gas Fired Combustion Turbine | GT |  | S | X | X |  |  | 126 | 0.85 | 121 | 128 | 50 | N |  |  | OP | X | 5 | 1996 | Pre-2000 |  |  | N | Electric Utility | Utility | Investor Owned Utility | 1 | X | NG | Non-Renewable | 0 | 126 | 0 | 1 | DFO
Operable | 10171 | Kentucky Utilities Co |  | 1355 | E W Brown | KY | Vertical | Mercer | 3 | Conventional Steam Coal | ST |  | S | X | X |  |  | 464 | 0.9 | 412 | 416 | 155 | N |  |  | OP | X | 7 | 1971 | Pre-2000 |  |  | N | Electric Utility | Utility | Investor Owned Utility | 1 | X | BIT | Non-Renewable | 0 | 464 | 0 | 1
Operable | 10171 | Kentucky Utilities Co |  | 1355 | E W Brown | KY | Vertical | Mercer | 5 | Natural Gas Fired Combustion Turbine | GT |  | J | X | X |  |  | 123 | 0.85 | 130 | 130 | 50 | N |  |  | OP | X | 6 | 2001 | 2001 |  |  | N | Electric Utility | Utility | Investor Owned Utility | 1 | X | NG | Non-Renewable | 0 | 123 | 0 | 1
Operable | 10171 | Kentucky Utilities Co |  | 1355 | E W Brown | KY | Vertical | Mercer | 6 | Natural Gas Fired Combustion Turbine | GT |  | J | X | X |  |  | 176.8 | 0.85 | 146 | 171 | 105 | N |  |  | OP | X | 8 | 1999 | Pre-2000 |  |  | N | Electric Utility | Utility | Investor Owned Utility | 1 | X | NG | Non-Renewable | 0 | 176.8 | 0 | 1
Operable | 10171 | Kentucky Utilities Co |  | 1355 | E W Brown | KY | Vertical | Mercer | 7 | Natural Gas Fired Combustion Turbine | GT |  | J | X | X |  |  | 176.8 | 0.85 | 146 | 171 | 105 | N |  |  | OP | X | 8 | 1999 | Pre-2000 |  |  | N | Electric Utility | Utility | Investor Owned Utility | 1 | X | NG | Non-Renewable | 0 | 176.8 | 0 | 1
Operable | 10171 | Kentucky Utilities Co |  | 1355 | E W Brown | KY | Vertical | Mercer | 8 | Natural Gas Fired Combustion Turbine | GT |  | S | X | X |  |  | 126 | 0.85 | 121 | 128 | 50 | N |  |  | OP | X | 2 | 1995 | Pre-2000 |  |  | N | Electric Utility | Utility | Investor Owned Utility | 1 | X | NG | Non-Renewable | 0 | 126 | 0 | 1 | DFO
Operable | 10171 | Kentucky Utilities Co |  | 1355 | E W Brown | KY | Vertical | Mercer | 9 | Natural Gas Fired Combustion Turbine | GT |  | S | X | X |  |  | 126 | 0.85 | 121 | 138 | 50 | N |  |  | OP | X | 8 | 1994 | Pre-2000 |  |  | N | Electric Utility | Utility | Investor Owned Utility | 1 | X | NG | Non-Renewable | 0 | 126 | 0 | 1 | DFO
Operable | 10171 | Kentucky Utilities Co |  | 1355 | E W Brown | KY | Vertical | Mercer | SOLAR | Solar Photovoltaic | PV |  | J | X | X |  |  | 13 |  | 10 | 10 |  | N |  |  | OP | X | 5 | 2016 | 2016 |  |  | N | Electric Utility | Utility | Investor Owned Utility | 1 | X | SUN | Renewable | 13 | 0 | 1 | 0
Operable | 10171 | Kentucky Utilities Co |  | 1356 | Ghent | KY | Vertical | Carroll | 1 | Conventional Steam Coal | ST |  | S | X | X |  |  | 556.9 | 0.9 | 475 | 479 | 218 | N |  |  | OP | X | 2 | 1974 | Pre-2000 |  |  | N | Electric Utility | Utility | Investor Owned Utility | 1 | X | BIT | Non-Renewable | 0 | 556.9 | 0 | 1
Operable | 10171 | Kentucky Utilities Co |  | 1356 | Ghent | KY | Vertical | Carroll | 2 | Conventional Steam Coal | ST |  | S | X | X |  |  | 556.3 | 0.9 | 485 | 486 | 225 | N |  |  | OP | X | 4 | 1977 | Pre-2000 |  |  | N | Electric Utility | Utility | Investor Owned Utility | 1 | X | BIT | Non-Renewable | 0 | 556.3 | 0 | 1
Operable | 10171 | Kentucky Utilities Co |  | 1356 | Ghent | KY | Vertical | Carroll | 3 | Conventional Steam Coal | ST |  | S | X | X |  |  | 556.5 | 0.9 | 481 | 476 | 210 | N |  |  | OP | X | 5 | 1981 | Pre-2000 |  |  | N | Electric Utility | Utility | Investor Owned Utility | 1 | X | BIT | Non-Renewable | 0 | 556.5 | 0 | 1
Operable | 10171 | Kentucky Utilities Co |  | 1356 | Ghent | KY | Vertical | Carroll | 4 | Conventional Steam Coal | ST |  | S | X | X |  |  | 556.2 | 0.9 | 478 | 478 | 215 | N |  |  | OP | X | 8 | 1984 | Pre-2000 |  |  | N | Electric Utility | Utility | Investor Owned Utility | 1 | X | BIT | Non-Renewable | 0 | 556.2 | 0 | 1
Operable | 10171 | Kentucky Utilities Co |  | 1358 | Haefling | KY | Vertical | Fayette | 1 | Natural Gas Fired Combustion Turbine | GT |  | S | X | X |  |  | 20.7 | 0.85 | 12 | 14 | 2 | N |  |  | OP | X | 10 | 1970 | Pre-2000 |  |  | N | Electric Utility | Utility | Investor Owned Utility | 1 | X | NG | Non-Renewable | 0 | 20.7 | 0 | 1
Operable | 10171 | Kentucky Utilities Co |  | 1358 | Haefling | KY | Vertical | Fayette | 2 | Natural Gas Fired Combustion Turbine | GT |  | S | X | X |  |  | 20.7 | 0.85 | 12 | 14 | 2 | N |  |  | OP | X | 10 | 1970 | Pre-2000 |  |  | N | Electric Utility | Utility | Investor Owned Utility | 1 | X | NG | Non-Renewable | 0 | 20.7 | 0 | 1
Operable | 10171 | Kentucky Utilities Co |  | 65406 | LGE-KU Solar Share Facility Simpsonville | KY | Vertical | Shelby | SSP | Solar Photovoltaic | PV |  | J | X | X |  |  | 2.1 |  | 1.7 | 1.7 |  | N |  |  | OP | X | 7 | 2019 | 2019 |  |  | N | Electric Utility | Utility | Investor Owned Utility | 1 | X | SUN | Renewable | 2.1 | 0 | 1 | 0
Operable | 62784 | Kenyon Energy KS Solar 1 LLC |  | 62931 | City of Pratt Solar | KS | Vertical | Pratt | PRATT | Solar Photovoltaic | PV |  | S | X | X |  |  | 6 |  | 6 | 6 |  | N |  |  | OP | X | 3 | 2019 | 2019 |  |  | N | IPP Non-CHP | IPP | IPP | 2 | X | SUN | Renewable | 6 | 0 | 1 | 0
Operable | 10179 | Kenyon Municipal Utilities |  | 1983 | Kenyon Municipal | MN | Vertical | Goodhue | 5 | Petroleum Liquids | IC |  | S | X | X |  |  | 1.8 | 0.8 | 1.8 | 1.8 | 0 | N |  |  | SB | Y | 8 | 1997 | Pre-2000 |  |  | N | Electric Utility | Utility | Municipal | 1 | X | DFO | Non-Renewable | 0 | 1.8 | 0 | 1
Operable | 10179 | Kenyon Municipal Utilities |  | 1983 | Kenyon Municipal | MN | Vertical | Goodhue | 6 | Petroleum Liquids | IC |  | S | X | X |  |  | 1.8 | 0.8 | 1.8 | 1.8 | 0 | N |  |  | SB | Y | 8 | 1997 | Pre-2000 |  |  | N | Electric Utility | Utility | Municipal | 1 | X | DFO | Non-Renewable | 0 | 1.8 | 0 | 1
Operable | 10179 | Kenyon Municipal Utilities |  | 1983 | Kenyon Municipal | MN | Vertical | Goodhue | 7 | Petroleum Liquids | IC |  | S | X | X |  |  | 1.8 | 0.8 | 1.8 | 1.8 | 0 | N |  |  | SB | Y | 8 | 1997 | Pre-2000 |  |  | N | Electric Utility | Utility | Municipal | 1 | X | DFO | Non-Renewable | 0 | 1.8 | 0 | 1
Operable | 64099 | Kern A Community Solar, LLC |  | 64465 | Kern A Community Solar, LLC CSG | IL | Restructured | Franklin | KERN | Solar Photovoltaic | PV |  | S | X | X |  |  | 2 |  | 2 | 2 |  | N |  |  | OP | X | 7 | 2021 | 2021 |  |  | N | IPP Non-CHP | IPP | IPP | 2 | X | SUN | Renewable | 2 | 0 | 1 | 0
Operable | 64145 | Kern and Tule Hydro LLC |  | 7911 | Kern Canyon | CA | Vertical | Kern | 1 | Conventional Hydroelectric | HY |  | S | X | X | KRNCNYN_6_N001 | KRNCNYN_6_N001 | 11.5 | 0.9 | 11.5 | 11.5 | 0 | N |  |  | OS | X | 8 | 1921 | Pre-2000 |  |  | N | Electric Utility | Utility | IPP | 1 | X | WAT | Renewable | 11.5 | 0 | 1 | 0
Operable | 56982 | Kern Community College District |  | 57655 | Bakersfield College Solar 01 | CA | Vertical | Kern | BC01 | Solar Photovoltaic | PV |  | S | X | X |  |  | 1.1 |  | 1.1 | 1.1 |  | N |  |  | OP | X | 11 | 2010 | 2010 |  |  | N | Commercial Non-CHP | Customer Sited | Other | 4 | X | SUN | Renewable | 1.1 | 0 | 1 | 0
Operable | 57262 | Kern County Water Agency |  | 57895 | Improvement Dst No. 4 | CA | Vertical | Kern | ID4 | Solar Photovoltaic | PV |  | S | X | X |  |  | 1.1 |  | 1.1 | 1.1 |  | N |  |  | OP | X | 1 | 2009 | 2009 |  |  | N | Commercial Non-CHP | Customer Sited | Other | 4 | X | SUN | Renewable | 1.1 | 0 | 1 | 0
Operable | 57477 | Kern Oil & Refining Co |  | 58100 | Kern Oil & Refining Co | CA | Vertical | Kern | 5900 | Natural Gas Fired Combustion Turbine | GT |  | S | X | X |  |  | 4.5 | 0.8 | 4.9 | 4.9 | 0 | N |  |  | OP | X | 10 | 2002 | 2002 |  |  | N | Industrial Non-CHP | Customer Sited | Other | 6 | X | NG | Non-Renewable | 0 | 4.5 | 0 | 1
Operable | 10203 | Kern River Cogeneration Co |  | 10496 | Kern River Cogeneration | CA | Vertical | Kern | GTAG | Natural Gas Fired Combustion Turbine | GT |  | S | X | X |  |  | 75 | 1 | 72 | 77 | 70 | N |  |  | OP | X | 7 | 1985 | Pre-2000 |  |  | Y | IPP CHP | IPP | IPP | 3 | T | NG | Non-Renewable | 0 | 75 | 0 | 1
Operable | 10203 | Kern River Cogeneration Co |  | 10496 | Kern River Cogeneration | CA | Vertical | Kern | GTBG | Natural Gas Fired Combustion Turbine | GT |  | S | X | X |  |  | 75 | 1 | 72 | 77 | 70 | N |  |  | OP | X | 7 | 1985 | Pre-2000 |  |  | Y | IPP CHP | IPP | IPP | 3 | T | NG | Non-Renewable | 0 | 75 | 0 | 1
Operable | 10203 | Kern River Cogeneration Co |  | 10496 | Kern River Cogeneration | CA | Vertical | Kern | GTCG | Natural Gas Fired Combustion Turbine | GT |  | S | X | X |  |  | 75 | 1 | 72 | 77 | 70 | N |  |  | OP | X | 7 | 1985 | Pre-2000 |  |  | Y | IPP CHP | IPP | IPP | 3 | T | NG | Non-Renewable | 0 | 75 | 0 | 1
Operable | 10203 | Kern River Cogeneration Co |  | 10496 | Kern River Cogeneration | CA | Vertical | Kern | GTDG | Natural Gas Fired Combustion Turbine | GT |  | S | X | X |  |  | 75 | 1 | 72 | 77 | 70 | N |  |  | OP | X | 7 | 1985 | Pre-2000 |  |  | Y | IPP CHP | IPP | IPP | 3 | T | NG | Non-Renewable | 0 | 75 | 0 | 1
Operable | 10337 | KES Kingsburg LP |  | 10405 | Kingsburg Cogen | CA | Vertical | Fresno | GEN1 | Natural Gas Fired Combined Cycle | CT | CC1 | S | X | N | KINGSBUR_7_B1 | KINGSBUR_7_B1 | 23.1 | 0.9 | 22 | 23 | 18 | N |  |  | OP | X | 12 | 1990 | Pre-2000 |  |  | Y | IPP CHP | IPP | IPP | 3 | T | NG | Non-Renewable | 0 | 23.1 | 0 | 1
Operable | 10337 | KES Kingsburg LP |  | 10405 | Kingsburg Cogen | CA | Vertical | Fresno | GEN2 | Natural Gas Fired Combined Cycle | CA | CC1 | S | Y | X |  |  | 13.1 | 0.9 | 11.8 | 11.8 | 4 | N |  |  | OP | X | 12 | 1990 | Pre-2000 |  |  | Y | IPP CHP | IPP | IPP | 3 | B | NG | Non-Renewable | 0 | 13.1 | 0 | 1
Operable | 61913 | Kestrel Acquisition, LLC |  | 55976 | Hunterstown Power Plant | PA | Restructured | Adams | 101 | Natural Gas Fired Combined Cycle | CT | CT1 | S | X | N | 10700784 | 10700784 | 179 | 0.85 | 165.6 | 205.9 | 85 | N |  |  | OP | X | 7 | 2003 | 2003 |  |  | N | IPP Non-CHP | IPP | IPP | 2 | X | NG | Non-Renewable | 0 | 179 | 0 | 1
Operable | 61913 | Kestrel Acquisition, LLC |  | 55976 | Hunterstown Power Plant | PA | Restructured | Adams | 201 | Natural Gas Fired Combined Cycle | CT | CT1 | S | X | N | 10700785 | 10700785 | 179 | 0.85 | 164.4 | 205.3 | 85 | N |  |  | OP | X | 7 | 2003 | 2003 |  |  | N | IPP Non-CHP | IPP | IPP | 2 | X | NG | Non-Renewable | 0 | 179 | 0 | 1
Operable | 61913 | Kestrel Acquisition, LLC |  | 55976 | Hunterstown Power Plant | PA | Restructured | Adams | 301 | Natural Gas Fired Combined Cycle | CT | CT1 | S | X | N |  |  | 179 | 0.85 | 163.2 | 204 | 85 | N |  |  | OP | X | 7 | 2003 | 2003 |  |  | N | IPP Non-CHP | IPP | IPP | 2 | X | NG | Non-Renewable | 0 | 179 | 0 | 1
Operable | 61913 | Kestrel Acquisition, LLC |  | 55976 | Hunterstown Power Plant | PA | Restructured | Adams | 401 | Natural Gas Fired Combined Cycle | CA | CT1 | S | Y | X |  |  | 361 | 0.85 | 317.3 | 322.9 | 194 | N |  |  | OP | X | 7 | 2003 | 2003 |  |  | N | IPP Non-CHP | IPP | IPP | 2 | X | NG | Non-Renewable | 0 | 361 | 0 | 1
Operable | 10210 | Ketchikan Public Utilities |  | 84 | Ketchikan | AK | Vertical | Ketchikan Gateway | 3 | Conventional Hydroelectric | HY |  | S | X | X |  |  | 1.4 | 0.8 | 1.4 | 1.1 | 0.3 | N |  |  | OP | X | 1 | 1952 | Pre-2000 |  |  | N | Electric Utility | Utility | Municipal | 1 | X | WAT | Renewable | 1.4 | 0 | 1 | 0
Operable | 10210 | Ketchikan Public Utilities |  | 84 | Ketchikan | AK | Vertical | Ketchikan Gateway | 4 | Conventional Hydroelectric | HY |  | S | X | X |  |  | 1.4 | 0.8 | 1.4 | 1.1 | 0.3 | N |  |  | OP | X | 1 | 1938 | Pre-2000 |  |  | N | Electric Utility | Utility | Municipal | 1 | X | WAT | Renewable | 1.4 | 0 | 1 | 0
Operable | 10210 | Ketchikan Public Utilities |  | 84 | Ketchikan | AK | Vertical | Ketchikan Gateway | 5 | Conventional Hydroelectric | HY |  | S | X | X |  |  | 1.4 | 0.8 | 1.4 | 1.1 | 0.3 | N |  |  | OP | X | 1 | 1954 | Pre-2000 |  |  | N | Electric Utility | Utility | Municipal | 1 | X | WAT | Renewable | 1.4 | 0 | 1 | 0
Operable | 10210 | Ketchikan Public Utilities |  | 85 | S W Bailey | AK | Vertical | Ketchikan Gateway | 1 | Petroleum Liquids | IC |  | S | X | X |  |  | 4.5 | 0.8 | 3.5 | 3.5 | 2 | N |  |  | OP | X | 1 | 1969 | Pre-2000 |  |  | N | Electric Utility | Utility | Municipal | 1 | X | DFO | Non-Renewable | 0 | 4.5 | 0 | 1
Operable | 10210 | Ketchikan Public Utilities |  | 85 | S W Bailey | AK | Vertical | Ketchikan Gateway | 2 | Petroleum Liquids | IC |  | S | X | X |  |  | 4.5 | 0.8 | 3.5 | 3.5 | 2 | N |  |  | OP | X | 1 | 1970 | Pre-2000 |  |  | N | Electric Utility | Utility | Municipal | 1 | X | DFO | Non-Renewable | 0 | 4.5 | 0 | 1
Operable | 10210 | Ketchikan Public Utilities |  | 85 | S W Bailey | AK | Vertical | Ketchikan Gateway | 3 | Petroleum Liquids | IC |  | S | X | X |  |  | 6.4 | 0.8 | 5.5 | 5.5 | 3 | N |  |  | OP | X | 1 | 1976 | Pre-2000 |  |  | N | Electric Utility | Utility | Municipal | 1 | X | DFO | Non-Renewable | 0 | 6.4 | 0 | 1
Operable | 10210 | Ketchikan Public Utilities |  | 85 | S W Bailey | AK | Vertical | Ketchikan Gateway | 4 | Petroleum Liquids | IC |  | S | X | X |  |  | 10.5 | 0.8 | 10.5 | 10.5 | 3.5 | N |  |  | OP | X | 10 | 1998 | Pre-2000 |  |  | N | Electric Utility | Utility | Municipal | 1 | X | DFO | Non-Renewable | 0 | 10.5 | 0 | 1
Operable | 10210 | Ketchikan Public Utilities |  | 6580 | Beaver Falls | AK | Vertical | Ketchikan Gateway | 1 | Conventional Hydroelectric | HY |  | S | X | X |  |  | 1 | 0.8 | 1 | 1 | 0.3 | N |  |  | OP | X | 1 | 1947 | Pre-2000 |  |  | N | Electric Utility | Utility | Municipal | 1 | X | WAT | Renewable | 1 | 0 | 1 | 0
Operable | 10210 | Ketchikan Public Utilities |  | 6580 | Beaver Falls | AK | Vertical | Ketchikan Gateway | 3 | Conventional Hydroelectric | HY |  | S | X | X |  |  | 2.2 | 0.88 | 2.2 | 1.8 | 0.3 | N |  |  | OP | X | 1 | 1954 | Pre-2000 |  |  | N | Electric Utility | Utility | Municipal | 1 | X | WAT | Renewable | 2.2 | 0 | 1 | 0
Operable | 10210 | Ketchikan Public Utilities |  | 6580 | Beaver Falls | AK | Vertical | Ketchikan Gateway | 4 | Conventional Hydroelectric | HY |  | S | X | X |  |  | 2.2 | 0.88 | 2.2 | 1.8 | 0.3 | N |  |  | OP | X | 1 | 1954 | Pre-2000 |  |  | N | Electric Utility | Utility | Municipal | 1 | X | WAT | Renewable | 2.2 | 0 | 1 | 0
Operable | 10210 | Ketchikan Public Utilities |  | 6581 | Silvis | AK | Vertical | Ketchikan Gateway | 1 | Conventional Hydroelectric | HY |  | S | X | X |  |  | 2.1 | 0.84 | 2.1 | 2.1 | 0.1 | N |  |  | OP | X | 1 | 1968 | Pre-2000 |  |  | N | Electric Utility | Utility | Municipal | 1 | X | WAT | Renewable | 2.1 | 0 | 1 | 0
Operable | 10210 | Ketchikan Public Utilities |  | 58977 | Whitman | AK | Vertical | Ketchikan Gateway | WPG-1 | Conventional Hydroelectric | HY |  | S | X | X |  |  | 3.9 | 0.8 | 3.9 | 3.9 | 0.4 | N |  |  | OP | X | 1 | 2015 | 2015 |  |  | N | Electric Utility | Utility | Municipal | 1 | X | WAT | Renewable | 3.9 | 0 | 1 | 0
Operable | 10210 | Ketchikan Public Utilities |  | 58977 | Whitman | AK | Vertical | Ketchikan Gateway | WPG-2 | Conventional Hydroelectric | HY |  | S | X | X |  |  | 0.9 | 0.8 | 0.9 | 0.9 | 0.3 | N |  |  | OP | X | 1 | 2015 | 2015 |  |  | N | Electric Utility | Utility | Municipal | 1 | X | WAT | Renewable | 0.9 | 0 | 1 | 0
Operable | 62697 | Kettle Butte Digester, LLC |  | 57345 | Kettle Butte Digester, LLC | ID | Vertical | Jefferson | 1 | Other Waste Biomass | IC |  | S | X | X |  |  | 0.9 | 1 | 0.9 | 0.9 | 0.1 | N |  |  | OP | X | 5 | 2011 | 2011 |  |  | Y | IPP CHP | IPP | IPP | 3 | T | OBG | Renewable | 0.9 | 0 | 1 | 0
Operable | 62697 | Kettle Butte Digester, LLC |  | 57345 | Kettle Butte Digester, LLC | ID | Vertical | Jefferson | 2 | Other Waste Biomass | IC |  | S | X | X |  |  | 0.9 | 1 | 0.9 | 0.9 | 0.1 | N |  |  | OP | X | 5 | 2011 | 2011 |  |  | Y | IPP CHP | IPP | IPP | 3 | T | OBG | Renewable | 0.9 | 0 | 1 | 0
Operable | 63289 | Key Capture Energy |  | 64423 | TX7 Flat Top | TX | Restructured | Reeves | TX7 | Batteries | BA |  | S | X | X |  |  | 9.9 |  | 9.9 | 9.9 |  | N |  |  | OP | X | 5 | 2020 | 2020 |  |  | N | IPP Non-CHP | IPP | IPP | 2 | X | MWH | Other | 0 | 0 | 0 | 0
Operable | 63289 | Key Capture Energy |  | 64424 | TX8 Worsham | TX | Restructured | Pecos | TX8 | Batteries | BA |  | S | X | X |  |  | 9.9 |  | 9.9 | 9.9 |  | N |  |  | OP | X | 2 | 2020 | 2020 |  |  | N | IPP Non-CHP | IPP | IPP | 2 | X | MWH | Other | 0 | 0 | 0 | 0
Operable | 63289 | Key Capture Energy |  | 64425 | TX2 Port Lavaca | TX | Restructured | Calhoun | TX2 | Batteries | BA |  | S | X | X |  |  | 9.9 |  | 9.9 | 9.9 |  | N |  |  | OP | X | 3 | 2020 | 2020 |  |  | N | IPP Non-CHP | IPP | IPP | 2 | X | MWH | Other | 0 | 0 | 0 | 0
Operable | 63289 | Key Capture Energy |  | 65692 | NY6 Battery | NY | Restructured | Erie | NY6 | Batteries | BA |  | S | X | X |  |  | 20 |  | 20 | 20 |  | N |  |  | OP | X | 5 | 2023 | 2023 |  |  | N | IPP Non-CHP | IPP | IPP | 2 | X | MWH | Other | 0 | 0 | 0 | 0
Operable | 63289 | Key Capture Energy |  | 65694 | TX11 Republic Road Storage | TX | Restructured | Robertson | TX11 | Batteries | BA |  | S | X | X |  |  | 50 |  | 50 | 50 |  | N |  |  | OP | X | 10 | 2022 | 2022 |  |  | N | IPP Non-CHP | IPP | IPP | 2 | X | MWH | Other | 0 | 0 | 0 | 0
Operable | 63289 | Key Capture Energy |  | 65695 | TX12 Silicon Hill Storage | TX | Restructured | Travis | TX12 | Batteries | BA |  | S | X | X |  |  | 100 |  | 100 | 100 |  | N |  |  | OP | X | 10 | 2022 | 2022 |  |  | N | IPP Non-CHP | IPP | IPP | 2 | X | MWH | Other | 0 | 0 | 0 | 0
Operable | 63289 | Key Capture Energy |  | 65696 | TX13 Endurance Park Storage | TX | Restructured | Scurry | TX13 | Batteries | BA |  | S | X | X |  |  | 50 |  | 50 | 50 |  | N |  |  | OP | X | 12 | 2022 | 2022 |  |  | N | IPP Non-CHP | IPP | IPP | 2 | X | MWH | Other | 0 | 0 | 0 | 0
Operable | 63289 | Key Capture Energy |  | 65699 | TX19 River Valley Storage 1 | TX | Restructured | Williamson | TX19 | Batteries | BA |  | S | X | X |  |  | 50 |  | 50 | 50 |  | N |  |  | OP | X | 7 | 2023 | 2023 |  |  | N | IPP Non-CHP | IPP | IPP | 2 | X | MWH | Other | 0 | 0 | 0 | 0
Operable | 63289 | Key Capture Energy |  | 65700 | TX21 River Valley Storage 2 | TX | Restructured | Williamson | TX21 | Batteries | BA |  | S | X | X |  |  | 50 |  | 50 | 50 |  | N |  |  | OP | X | 7 | 2023 | 2023 |  |  | N | IPP Non-CHP | IPP | IPP | 2 | X | MWH | Other | 0 | 0 | 0 | 0
Operable | 63289 | Key Capture Energy |  | 65701 | TX23 Roughneck Storage | TX | Restructured | Brazoria | TX23 | Batteries | BA |  | S | X | X |  |  | 50 |  | 50 | 50 |  | N |  |  | OP | X | 12 | 2022 | 2022 |  |  | N | IPP Non-CHP | IPP | IPP | 2 | X | MWH | Other | 0 | 0 | 0 | 0
Operable | 63047 | KeyCon Operating LLC |  | 3118 | Conemaugh | PA | Restructured | Indiana | 1 | Conventional Steam Coal | ST |  | J | X | X | 50769 | 50769 | 975.5 | 0.9 | 850 | 850 | 325 | N |  |  | OP | X | 5 | 1970 | Pre-2000 |  |  | N | IPP Non-CHP | IPP | IPP | 2 | X | BIT | Non-Renewable | 0 | 975.5 | 0 | 1 | NG
Operable | 63047 | KeyCon Operating LLC |  | 3118 | Conemaugh | PA | Restructured | Indiana | 2 | Conventional Steam Coal | ST |  | J | X | X | 50770 | 50770 | 975.5 | 0.9 | 850 | 850 | 325 | N |  |  | OP | X | 5 | 1971 | Pre-2000 |  |  | N | IPP Non-CHP | IPP | IPP | 2 | X | BIT | Non-Renewable | 0 | 975.5 | 0 | 1 | NG
Operable | 63047 | KeyCon Operating LLC |  | 3118 | Conemaugh | PA | Restructured | Indiana | A | Petroleum Liquids | IC |  | J | X | X | 50771 | 50771 | 3 | 0.8 | 2.8 | 2.8 | 2.8 | N |  |  | SB | Y | 2 | 1970 | Pre-2000 |  |  | N | IPP Non-CHP | IPP | IPP | 2 | X | DFO | Non-Renewable | 0 | 3 | 0 | 1
Operable | 63047 | KeyCon Operating LLC |  | 3118 | Conemaugh | PA | Restructured | Indiana | B | Petroleum Liquids | IC |  | J | X | X | 50771 | 50771 | 3 | 0.8 | 2.8 | 2.8 | 2.8 | N |  |  | SB | Y | 2 | 1970 | Pre-2000 |  |  | N | IPP Non-CHP | IPP | IPP | 2 | X | DFO | Non-Renewable | 0 | 3 | 0 | 1
Operable | 63047 | KeyCon Operating LLC |  | 3118 | Conemaugh | PA | Restructured | Indiana | C | Petroleum Liquids | IC |  | J | X | X | 50771 | 50771 | 3 | 0.8 | 2.8 | 2.8 | 2.8 | N |  |  | SB | Y | 2 | 1970 | Pre-2000 |  |  | N | IPP Non-CHP | IPP | IPP | 2 | X | DFO | Non-Renewable | 0 | 3 | 0 | 1
Operable | 63047 | KeyCon Operating LLC |  | 3118 | Conemaugh | PA | Restructured | Indiana | D | Petroleum Liquids | IC |  | J | X | X | 50771 | 50771 | 3 | 0.8 | 2.8 | 2.8 | 2.8 | N |  |  | SB | Y | 2 | 1970 | Pre-2000 |  |  | N | IPP Non-CHP | IPP | IPP | 2 | X | DFO | Non-Renewable | 0 | 3 | 0 | 1
Operable | 63047 | KeyCon Operating LLC |  | 3136 | Keystone | PA | Restructured | Armstrong | 1 | Conventional Steam Coal | ST |  | J | X | X | 50781 | 50781 | 936 | 0.9 | 850 | 850 | 350 | N |  |  | OP | X | 8 | 1967 | Pre-2000 |  |  | N | IPP Non-CHP | IPP | IPP | 2 | X | BIT | Non-Renewable | 0 | 936 | 0 | 1 | DFO
Operable | 63047 | KeyCon Operating LLC |  | 3136 | Keystone | PA | Restructured | Armstrong | 2 | Conventional Steam Coal | ST |  | J | X | X | 50782 | 50782 | 936 | 0.9 | 850 | 850 | 350 | N |  |  | OP | X | 7 | 1968 | Pre-2000 |  |  | N | IPP Non-CHP | IPP | IPP | 2 | X | BIT | Non-Renewable | 0 | 936 | 0 | 1 | DFO
Operable | 63047 | KeyCon Operating LLC |  | 3136 | Keystone | PA | Restructured | Armstrong | 3 | Petroleum Liquids | IC |  | J | X | X | 50783 | 50783 | 2.5 | 0.8 | 2.8 | 2.8 | 2.8 | N |  |  | SB | Y | 11 | 1968 | Pre-2000 |  |  | N | IPP Non-CHP | IPP | IPP | 2 | X | DFO | Non-Renewable | 0 | 2.5 | 0 | 1
Operable | 63047 | KeyCon Operating LLC |  | 3136 | Keystone | PA | Restructured | Armstrong | 4 | Petroleum Liquids | IC |  | J | X | X | 50783 | 50783 | 2.9 | 0.8 | 2.8 | 2.8 | 2.8 | N |  |  | SB | Y | 11 | 1968 | Pre-2000 |  |  | N | IPP Non-CHP | IPP | IPP | 2 | X | DFO | Non-Renewable | 0 | 2.9 | 0 | 1
Operable | 63047 | KeyCon Operating LLC |  | 3136 | Keystone | PA | Restructured | Armstrong | 5 | Petroleum Liquids | IC |  | J | X | X | 50783 | 50783 | 2.9 | 0.8 | 2.8 | 2.8 | 2.8 | N |  |  | SB | Y | 11 | 1968 | Pre-2000 |  |  | N | IPP Non-CHP | IPP | IPP | 2 | X | DFO | Non-Renewable | 0 | 2.9 | 0 | 1
Operable | 63047 | KeyCon Operating LLC |  | 3136 | Keystone | PA | Restructured | Armstrong | 6 | Petroleum Liquids | IC |  | J | X | X | 50783 | 50783 | 2.9 | 0.8 | 2.8 | 2.8 | 2.8 | N |  |  | SB | Y | 11 | 1968 | Pre-2000 |  |  | N | IPP Non-CHP | IPP | IPP | 2 | X | DFO | Non-Renewable | 0 | 2.9 | 0 | 1
Operable | 10349 | KIAC Partners |  | 54114 | Kennedy International Airport Cogen | NY | Restructured | Queens | GEN1 | Natural Gas Fired Combined Cycle | CT | CC1 | W | X | N |  |  | 47.1 | 0.85 | 49 | 51.1 | 30 | N |  |  | OP | X | 12 | 1994 | Pre-2000 |  |  | Y | IPP CHP | IPP | IPP | 3 | T | NG | Non-Renewable | 0 | 47.1 | 0 | 1 | DFO
Operable | 10349 | KIAC Partners |  | 54114 | Kennedy International Airport Cogen | NY | Restructured | Queens | GEN2 | Natural Gas Fired Combined Cycle | CT | CC1 | W | X | N |  |  | 47.1 | 0.85 | 51.7 | 50 | 30 | N |  |  | OP | X | 12 | 1994 | Pre-2000 |  |  | Y | IPP CHP | IPP | IPP | 3 | T | NG | Non-Renewable | 0 | 47.1 | 0 | 1 | DFO
Operable | 10349 | KIAC Partners |  | 54114 | Kennedy International Airport Cogen | NY | Restructured | Queens | GEN3 | Natural Gas Fired Combined Cycle | CA | CC1 | W | Y | X |  |  | 27 | 0.85 | 26 | 24.9 | 6 | N |  |  | OP | X | 1 | 1995 | Pre-2000 |  |  | Y | IPP CHP | IPP | IPP | 3 | T | NG | Non-Renewable | 0 | 27 | 0 | 1 | DFO
Operable | 61369 | Kimball Wind, LLC |  | 56106 | Kimball Wind | NE | Vertical | Kimball | KIM01 | Onshore Wind Turbine | WT |  | S | X | X |  |  | 30 |  | 30 | 30 | 0 | N |  |  | OP | X | 6 | 2018 | 2018 |  |  | N | IPP Non-CHP | IPP | IPP | 2 | X | WND | Renewable | 30 | 0 | 1 | 0
Operable | 61964 | Kimberly Clark - Mobile Alabama |  | 62449 | Kimberly Clark Mobile - CHP Plant | AL | Vertical | Mobile | GT100 | Natural Gas Fired Combustion Turbine | GT | KCMO | S | X | X |  |  | 25 | 0.99 | 21.8 | 23 | 11 | N |  |  | OP | X | 4 | 2019 | 2019 |  |  | Y | Industrial CHP | Customer Sited | Other | 7 | T | NG | Non-Renewable | 0 | 25 | 0 | 1
Operable | 61964 | Kimberly Clark - Mobile Alabama |  | 62449 | Kimberly Clark Mobile - CHP Plant | AL | Vertical | Mobile | GT200 | Natural Gas Fired Combustion Turbine | GT | KCMO | S | X | X |  |  | 25 | 0.99 | 21.8 | 23 | 11 | N |  |  | OP | X | 4 | 2019 | 2019 |  |  | Y | Industrial CHP | Customer Sited | Other | 7 | T | NG | Non-Renewable | 0 | 25 | 0 | 1
Operable | 10273 | Kimberly-Clark Corp |  | 50410 | Chester Operations | PA | Restructured | Delaware | 6 | Natural Gas Fired Combined Cycle | CT | 6000 | S | X | N |  |  | 17.3 | 0.92 | 14.1 | 16.3 | 6.5 | N |  |  | OP | X | 7 | 2020 | 2020 |  |  | Y | Industrial CHP | Customer Sited | Other | 7 | T | NG | Non-Renewable | 0 | 17.3 | 0 | 1
Operable | 10273 | Kimberly-Clark Corp |  | 50410 | Chester Operations | PA | Restructured | Delaware | 6A | Natural Gas Fired Combined Cycle | CA | 6000 | S | Y | X |  |  | 17.3 | 0.92 | 14.1 | 16.3 | 6.5 | N |  |  | OP | X | 8 | 2020 | 2020 |  |  | Y | Industrial CHP | Customer Sited | Other | 7 | T | NG | Non-Renewable | 0 | 17.3 | 0 | 1
Operable | 10273 | Kimberly-Clark Corp |  | 50410 | Chester Operations | PA | Restructured | Delaware | 7 | Natural Gas Fired Combined Cycle | CT | 7000 | S | X | Y |  |  | 17.3 | 0.92 | 14.1 | 16.3 | 6.5 | N |  |  | OP | X | 8 | 2020 | 2020 |  |  | Y | Industrial CHP | Customer Sited | Other | 7 | T | NG | Non-Renewable | 0 | 17.3 | 0 | 1
Operable | 10273 | Kimberly-Clark Corp |  | 50410 | Chester Operations | PA | Restructured | Delaware | 7A | Natural Gas Fired Combined Cycle | CA | 7000 | S | Y | X |  |  | 17.3 | 0.92 | 14.1 | 16.3 | 6.5 | N |  |  | OP | X | 8 | 2020 | 2020 |  |  | Y | Industrial CHP | Customer Sited | Other | 7 | T | NG | Non-Renewable | 0 | 17.3 | 0 | 1
Operable | 57464 | Kimberly-Clark Corporation |  | 58084 | Kimberly Clark-Unit 1,2,3 | CT | Restructured | Litchfield | GT100 | Natural Gas Fired Combined Cycle | CT | KCNM | S | X | N |  |  | 16.1 | 0.8 | 14.5 | 16.1 | 7 | N |  |  | OP | X | 4 | 2008 | 2008 |  |  | Y | Industrial CHP | Customer Sited | Other | 7 | T | NG | Non-Renewable | 0 | 16.1 | 0 | 1
Operable | 57464 | Kimberly-Clark Corporation |  | 58084 | Kimberly Clark-Unit 1,2,3 | CT | Restructured | Litchfield | GT200 | Natural Gas Fired Combustion Turbine | GT |  | S | X | X |  |  | 16.1 | 0.8 | 14.5 | 16.1 | 7 | N |  |  | OP | X | 6 | 2008 | 2008 |  |  | Y | Industrial CHP | Customer Sited | Other | 7 | T | NG | Non-Renewable | 0 | 16.1 | 0 | 1
Operable | 57464 | Kimberly-Clark Corporation |  | 58084 | Kimberly Clark-Unit 1,2,3 | CT | Restructured | Litchfield | GT300 | Natural Gas Fired Combined Cycle | CA | KCNM | S | Y | X |  |  | 4.1 | 0.85 | 4.1 | 4.1 | 0.4 | N |  |  | OP | X | 12 | 2008 | 2008 |  |  | Y | Industrial CHP | Customer Sited | Other | 7 | B | NG | Non-Renewable | 0 | 4.1 | 0 | 1
Operable | 61919 | Kimura Power LLC |  | 2847 | Tait Electric Generating Station | OH | Restructured | Montgomery | GT1 | Natural Gas Fired Combustion Turbine | GT |  | S | X | X | 40243895 | 40243895 | 103.5 | 0.85 | 91 | 111.9 | 65 | N |  |  | OP | X | 6 | 1995 | Pre-2000 |  |  | N | IPP Non-CHP | IPP | IPP | 2 | X | NG | Non-Renewable | 0 | 103.5 | 0 | 1 | DFO
Operable | 61919 | Kimura Power LLC |  | 2847 | Tait Electric Generating Station | OH | Restructured | Montgomery | GT2 | Natural Gas Fired Combustion Turbine | GT |  | S | X | X | 40243897 | 40243897 | 106.1 | 0.85 | 91.1 | 114.9 | 65 | N |  |  | OP | X | 12 | 1996 | Pre-2000 |  |  | N | IPP Non-CHP | IPP | IPP | 2 | X | NG | Non-Renewable | 0 | 106.1 | 0 | 1 | DFO
Operable | 61919 | Kimura Power LLC |  | 2847 | Tait Electric Generating Station | OH | Restructured | Montgomery | GT3 | Natural Gas Fired Combustion Turbine | GT |  | S | X | X | 40243889 | 40243889 | 84.2 | 0.85 | 81 | 98.9 | 41 | N |  |  | OP | X | 12 | 1998 | Pre-2000 |  |  | N | IPP Non-CHP | IPP | IPP | 2 | X | NG | Non-Renewable | 0 | 84.2 | 0 | 1 | DFO
Operable | 61919 | Kimura Power LLC |  | 2847 | Tait Electric Generating Station | OH | Restructured | Montgomery | GT4 | Natural Gas Fired Combustion Turbine | GT |  | S | X | X |  |  | 94 | 0.85 | 85 | 108.9 | 42 | N |  |  | OP | X | 5 | 2002 | 2002 |  |  | N | IPP Non-CHP | IPP | IPP | 2 | X | NG | Non-Renewable | 0 | 94 | 0 | 1 | DFO
Operable | 61919 | Kimura Power LLC |  | 2847 | Tait Electric Generating Station | OH | Restructured | Montgomery | GT5 | Natural Gas Fired Combustion Turbine | GT |  | S | X | X |  |  | 94 | 0.85 | 88 | 108.1 | 42 | N |  |  | OP | X | 5 | 2002 | 2002 |  |  | N | IPP Non-CHP | IPP | IPP | 2 | X | NG | Non-Renewable | 0 | 94 | 0 | 1 | DFO
Operable | 61919 | Kimura Power LLC |  | 2847 | Tait Electric Generating Station | OH | Restructured | Montgomery | GT6 | Natural Gas Fired Combustion Turbine | GT |  | S | X | X |  |  | 94 | 0.85 | 81 | 104 | 42 | N |  |  | OP | X | 4 | 2002 | 2002 |  |  | N | IPP Non-CHP | IPP | IPP | 2 | X | NG | Non-Renewable | 0 | 94 | 0 | 1 | DFO
Operable | 61919 | Kimura Power LLC |  | 2847 | Tait Electric Generating Station | OH | Restructured | Montgomery | GT7 | Natural Gas Fired Combustion Turbine | GT |  | S | X | X |  |  | 94 | 0.85 | 80 | 104 | 42 | N |  |  | OP | X | 4 | 2002 | 2002 |  |  | N | IPP Non-CHP | IPP | IPP | 2 | X | NG | Non-Renewable | 0 | 94 | 0 | 1 | DFO
Operable | 61919 | Kimura Power LLC |  | 2847 | Tait Electric Generating Station | OH | Restructured | Montgomery | IC1 | Petroleum Liquids | IC |  | S | X | X | 1107290033 | 1107290033 | 2.7 | 0.8 | 2.5 | 2.5 | 2.5 | N |  |  | OP | X | 5 | 1967 | Pre-2000 |  |  | N | IPP Non-CHP | IPP | IPP | 2 | X | DFO | Non-Renewable | 0 | 2.7 | 0 | 1
Operable | 61919 | Kimura Power LLC |  | 2847 | Tait Electric Generating Station | OH | Restructured | Montgomery | IC2 | Petroleum Liquids | IC |  | S | X | X | 1107290033 | 1107290033 | 2.7 | 0.8 | 2.5 | 2.5 | 2.5 | N |  |  | OP | X | 5 | 1967 | Pre-2000 |  |  | N | IPP Non-CHP | IPP | IPP | 2 | X | DFO | Non-Renewable | 0 | 2.7 | 0 | 1
Operable | 61919 | Kimura Power LLC |  | 2847 | Tait Electric Generating Station | OH | Restructured | Montgomery | IC3 | Petroleum Liquids | IC |  | S | X | X | 1107290033 | 1107290033 | 2.7 | 0.8 | 2.5 | 2.5 | 2.5 | N |  |  | OP | X | 5 | 1967 | Pre-2000 |  |  | N | IPP Non-CHP | IPP | IPP | 2 | X | DFO | Non-Renewable | 0 | 2.7 | 0 | 1
Operable | 61919 | Kimura Power LLC |  | 2847 | Tait Electric Generating Station | OH | Restructured | Montgomery | IC4 | Petroleum Liquids | IC |  | S | X | X | 1107290033 | 1107290033 | 2.7 | 0.8 | 2.5 | 2.5 | 2.5 | N |  |  | OP | X | 5 | 1967 | Pre-2000 |  |  | N | IPP Non-CHP | IPP | IPP | 2 | X | DFO | Non-Renewable | 0 | 2.7 | 0 | 1
Operable | 61919 | Kimura Power LLC |  | 2848 | O H Hutchings | OH | Restructured | Montgomery | 7 | Natural Gas Fired Combustion Turbine | GT |  | S | X | X | 40243943 | 40243943 | 32.6 | 0.85 | 25.2 | 29.9 | 25 | N |  |  | OP | X | 11 | 1968 | Pre-2000 |  |  | N | IPP Non-CHP | IPP | IPP | 2 | X | NG | Non-Renewable | 0 | 32.6 | 0 | 1 | DFO
Operable | 61919 | Kimura Power LLC |  | 2851 | Monument | OH | Restructured | Montgomery | 1 | Petroleum Liquids | IC |  | S | X | X | 32418667 | 32418667 | 2.7 | 0.8 | 2.5 | 2.5 | 2.4 | N |  |  | OP | X | 6 | 1968 | Pre-2000 |  |  | N | IPP Non-CHP | IPP | IPP | 2 | X | DFO | Non-Renewable | 0 | 2.7 | 0 | 1
Operable | 61919 | Kimura Power LLC |  | 2851 | Monument | OH | Restructured | Montgomery | 2 | Petroleum Liquids | IC |  | S | X | X | 32418667 | 32418667 | 2.7 | 0.8 | 2.5 | 2.5 | 2.4 | N |  |  | OP | X | 6 | 1968 | Pre-2000 |  |  | N | IPP Non-CHP | IPP | IPP | 2 | X | DFO | Non-Renewable | 0 | 2.7 | 0 | 1
Operable | 61919 | Kimura Power LLC |  | 2851 | Monument | OH | Restructured | Montgomery | 3 | Petroleum Liquids | IC |  | S | X | X | 32418667 | 32418667 | 2.7 | 0.8 | 2.5 | 2.5 | 2.4 | N |  |  | OP | X | 6 | 1968 | Pre-2000 |  |  | N | IPP Non-CHP | IPP | IPP | 2 | X | DFO | Non-Renewable | 0 | 2.7 | 0 | 1
Operable | 61919 | Kimura Power LLC |  | 2851 | Monument | OH | Restructured | Montgomery | 4 | Petroleum Liquids | IC |  | S | X | X | 32418667 | 32418667 | 2.7 | 0.8 | 2.5 | 2.5 | 2.4 | N |  |  | OP | X | 6 | 1968 | Pre-2000 |  |  | N | IPP Non-CHP | IPP | IPP | 2 | X | DFO | Non-Renewable | 0 | 2.7 | 0 | 1
Operable | 61919 | Kimura Power LLC |  | 2851 | Monument | OH | Restructured | Montgomery | 5 | Petroleum Liquids | IC |  | S | X | X | 32418667 | 32418667 | 2.7 | 0.8 | 2.5 | 2.5 | 2.4 | N |  |  | OP | X | 6 | 1968 | Pre-2000 |  |  | N | IPP Non-CHP | IPP | IPP | 2 | X | DFO | Non-Renewable | 0 | 2.7 | 0 | 1
Operable | 61919 | Kimura Power LLC |  | 2852 | Sidney (OH) | OH | Restructured | Shelby | 1 | Petroleum Liquids | IC |  | S | X | X | 32418669 | 32418669 | 2.7 | 0.8 | 2.7 | 2.7 | 2.4 | N |  |  | OP | X | 7 | 1968 | Pre-2000 |  |  | N | IPP Non-CHP | IPP | IPP | 2 | X | DFO | Non-Renewable | 0 | 2.7 | 0 | 1
Operable | 61919 | Kimura Power LLC |  | 2852 | Sidney (OH) | OH | Restructured | Shelby | 2 | Petroleum Liquids | IC |  | S | X | X | 32418669 | 32418669 | 2.7 | 0.8 | 2.7 | 2.7 | 2.4 | N |  |  | OP | X | 7 | 1968 | Pre-2000 |  |  | N | IPP Non-CHP | IPP | IPP | 2 | X | DFO | Non-Renewable | 0 | 2.7 | 0 | 1
Operable | 61919 | Kimura Power LLC |  | 2852 | Sidney (OH) | OH | Restructured | Shelby | 3 | Petroleum Liquids | IC |  | S | X | X | 32418669 | 32418669 | 2.7 | 0.8 | 2.7 | 2.7 | 2.4 | N |  |  | OP | X | 7 | 1968 | Pre-2000 |  |  | N | IPP Non-CHP | IPP | IPP | 2 | X | DFO | Non-Renewable | 0 | 2.7 | 0 | 1
Operable | 61919 | Kimura Power LLC |  | 2852 | Sidney (OH) | OH | Restructured | Shelby | 4 | Petroleum Liquids | IC |  | S | X | X | 32418669 | 32418669 | 2.7 | 0.8 | 2.7 | 2.7 | 2.4 | N |  |  | OP | X | 7 | 1968 | Pre-2000 |  |  | N | IPP Non-CHP | IPP | IPP | 2 | X | DFO | Non-Renewable | 0 | 2.7 | 0 | 1
Operable | 61919 | Kimura Power LLC |  | 2852 | Sidney (OH) | OH | Restructured | Shelby | 5 | Petroleum Liquids | IC |  | S | X | X | 32418669 | 32418669 | 2.7 | 0.8 | 2.7 | 2.7 | 2.4 | N |  |  | OP | X | 7 | 1968 | Pre-2000 |  |  | N | IPP Non-CHP | IPP | IPP | 2 | X | DFO | Non-Renewable | 0 | 2.7 | 0 | 1
Operable | 61919 | Kimura Power LLC |  | 2854 | Yankee Street | OH | Restructured | Montgomery | 1 | Natural Gas Fired Combustion Turbine | GT |  | S | X | X | 40243905 | 40243905 | 18.5 | 0.85 | 20 | 21.8 | 19.5 | N |  |  | OP | X | 7 | 1969 | Pre-2000 |  |  | N | IPP Non-CHP | IPP | IPP | 2 | X | NG | Non-Renewable | 0 | 18.5 | 0 | 1 | DFO
Operable | 61919 | Kimura Power LLC |  | 2854 | Yankee Street | OH | Restructured | Montgomery | 2 | Natural Gas Fired Combustion Turbine | GT |  | S | X | X | 40243907 | 40243907 | 18.5 | 0.85 | 20.4 | 21.8 | 18.5 | N |  |  | OP | X | 7 | 1969 | Pre-2000 |  |  | N | IPP Non-CHP | IPP | IPP | 2 | X | NG | Non-Renewable | 0 | 18.5 | 0 | 1 | DFO
Operable | 61919 | Kimura Power LLC |  | 2854 | Yankee Street | OH | Restructured | Montgomery | 3 | Natural Gas Fired Combustion Turbine | GT |  | S | X | X | 40243909 | 40243909 | 18.5 | 0.85 | 19.7 | 21.8 | 18.5 | N |  |  | OP | X | 7 | 1969 | Pre-2000 |  |  | N | IPP Non-CHP | IPP | IPP | 2 | X | NG | Non-Renewable | 0 | 18.5 | 0 | 1 | DFO
Operable | 61919 | Kimura Power LLC |  | 2854 | Yankee Street | OH | Restructured | Montgomery | 4 | Natural Gas Fired Combustion Turbine | GT |  | S | X | X | 40243911 | 40243911 | 17.5 | 0.85 | 16.5 | 20.2 | 11 | N |  |  | OP | X | 11 | 1970 | Pre-2000 |  |  | N | IPP Non-CHP | IPP | IPP | 2 | X | NG | Non-Renewable | 0 | 17.5 | 0 | 1 | DFO
Operable | 61919 | Kimura Power LLC |  | 2854 | Yankee Street | OH | Restructured | Montgomery | 5 | Natural Gas Fired Combustion Turbine | GT |  | S | X | X | 40243913 | 40243913 | 17.5 | 0.85 | 16.4 | 18.6 | 9 | N |  |  | OP | X | 11 | 1970 | Pre-2000 |  |  | N | IPP Non-CHP | IPP | IPP | 2 | X | NG | Non-Renewable | 0 | 17.5 | 0 | 1 | DFO
Operable | 61919 | Kimura Power LLC |  | 2854 | Yankee Street | OH | Restructured | Montgomery | 6 | Natural Gas Fired Combustion Turbine | GT |  | S | X | X | 40243915 | 40243915 | 17.5 | 0.85 | 17.1 | 18.1 | 12 | N |  |  | OP | X | 11 | 1970 | Pre-2000 |  |  | N | IPP Non-CHP | IPP | IPP | 2 | X | NG | Non-Renewable | 0 | 17.5 | 0 | 1 | DFO
Operable | 61919 | Kimura Power LLC |  | 2854 | Yankee Street | OH | Restructured | Montgomery | 7 | Natural Gas Fired Combustion Turbine | GT |  | S | X | X | 40243917 | 40243917 | 17.5 | 0.85 | 16.6 | 18.1 | 11 | N |  |  | OP | X | 11 | 1970 | Pre-2000 |  |  | N | IPP Non-CHP | IPP | IPP | 2 | X | NG | Non-Renewable | 0 | 17.5 | 0 | 1 | DFO
Operable | 61919 | Kimura Power LLC |  | 2854 | Yankee Street | OH | Restructured | Montgomery | YS1 | Solar Photovoltaic | PV |  | S | X | X | N/A | N/A | 1.1 |  | 1.1 | 1.1 |  | N |  |  | OP | X | 3 | 2010 | 2010 |  |  | N | IPP Non-CHP | IPP | IPP | 2 | X | SUN | Renewable | 1.1 | 0 | 1 | 0
Operable | 61919 | Kimura Power LLC |  | 55229 | Montpelier Electric Generating Station | IN | Vertical | Wells | GT1 | Natural Gas Fired Combustion Turbine | GT |  | S | X | X |  |  | 59 | 0.85 | 57 | 59 | 30 | N |  |  | OP | X | 6 | 2001 | 2001 |  |  | N | IPP Non-CHP | IPP | IPP | 2 | X | NG | Non-Renewable | 0 | 59 | 0 | 1 | DFO
Operable | 61919 | Kimura Power LLC |  | 55229 | Montpelier Electric Generating Station | IN | Vertical | Wells | GT2 | Natural Gas Fired Combustion Turbine | GT |  | S | X | X |  |  | 59 | 0.85 | 58 | 59 | 30 | N |  |  | OP | X | 6 | 2001 | 2001 |  |  | N | IPP Non-CHP | IPP | IPP | 2 | X | NG | Non-Renewable | 0 | 59 | 0 | 1 | DFO
Operable | 61919 | Kimura Power LLC |  | 55229 | Montpelier Electric Generating Station | IN | Vertical | Wells | GT3 | Natural Gas Fired Combustion Turbine | GT |  | S | X | X |  |  | 59 | 0.85 | 59.1 | 59 | 30 | N |  |  | OP | X | 6 | 2001 | 2001 |  |  | N | IPP Non-CHP | IPP | IPP | 2 | X | NG | Non-Renewable | 0 | 59 | 0 | 1 | DFO
Operable | 61919 | Kimura Power LLC |  | 55229 | Montpelier Electric Generating Station | IN | Vertical | Wells | GT4 | Natural Gas Fired Combustion Turbine | GT |  | S | X | X |  |  | 59 | 0.85 | 59 | 59 | 30 | N |  |  | OP | X | 6 | 2001 | 2001 |  |  | N | IPP Non-CHP | IPP | IPP | 2 | X | NG | Non-Renewable | 0 | 59 | 0 | 1 | DFO
Operable | 49949 | Kinder Morgan Production Company LP |  | 56233 | EG178 Facility | TX | Restructured | Scurry | CT02 | Natural Gas Fired Combined Cycle | CT | CC01 | S | X | Y |  |  | 60.5 | 0.85 | 42 | 45 | 12 | N |  |  | OP | X | 6 | 2005 | 2005 |  |  | N | Industrial Non-CHP | Customer Sited | Other | 6 | X | NG | Non-Renewable | 0 | 60.5 | 0 | 1
Operable | 49949 | Kinder Morgan Production Company LP |  | 56233 | EG178 Facility | TX | Restructured | Scurry | CTG1 | Natural Gas Fired Combined Cycle | CT | CC01 | S | X | Y |  |  | 60.5 | 0.85 | 42 | 45 | 12 | N |  |  | OP | X | 6 | 2005 | 2005 |  |  | N | Industrial Non-CHP | Customer Sited | Other | 6 | X | NG | Non-Renewable | 0 | 60.5 | 0 | 1
Operable | 49949 | Kinder Morgan Production Company LP |  | 56233 | EG178 Facility | TX | Restructured | Scurry | STG | Natural Gas Fired Combined Cycle | CA | CC01 | S | Y | X |  |  | 32.9 | 0.85 | 16 | 16 | 4 | N |  |  | OP | X | 6 | 2005 | 2005 |  |  | N | Industrial Non-CHP | Customer Sited | Other | 6 | X | NG | Non-Renewable | 0 | 32.9 | 0 | 1
Operable | 49991 | Kindred Public School |  | 56242 | Kindred School | ND | Vertical | Cass | 1 | Petroleum Liquids | IC |  | S | X | X |  |  | 2 | 0.8 | 2 | 1.3 | 1 | N |  |  | SB | Y | 10 | 2001 | 2001 |  |  | N | Commercial Non-CHP | Customer Sited | Other | 4 | X | DFO | Non-Renewable | 0 | 2 | 0 | 1
Operable | 10004 | King County Dept-Natural Res |  | 50329 | West Point Treatment Plant | WA | Vertical | King | 4 | Other Waste Biomass | IC |  | S | X | X |  |  | 2.3 | 0.7 | 2.3 | 2.3 | 1.7 | N |  |  | OP | X | 6 | 2012 | 2012 |  |  | Y | Commercial CHP | Customer Sited | Other | 5 | T | OBG | Renewable | 2.3 | 0 | 1 | 0
Operable | 10004 | King County Dept-Natural Res |  | 50329 | West Point Treatment Plant | WA | Vertical | King | 5 | Other Waste Biomass | IC |  | S | X | X |  |  | 2.3 | 0.7 | 2.3 | 2.3 | 1.7 | N |  |  | OP | X | 6 | 2012 | 2012 |  |  | Y | Commercial CHP | Customer Sited | Other | 5 | T | OBG | Renewable | 2.3 | 0 | 1 | 0
Operable | 65408 | King Creek Wind Farm 1, LLC |  | 66321 | King Creek Wind Farm 1, LLC | TX | Restructured | Haskell | KC1 | Onshore Wind Turbine | WT |  | S | X | X |  |  | 184 |  | 184 | 184 | 0 | N |  |  | OP | X | 4 | 2022 | 2022 |  |  | N | IPP Non-CHP | IPP | IPP | 2 | X | WND | Renewable | 184 | 0 | 1 | 0
Operable | 65409 | King Creek Wind Farm 2, LLC |  | 66323 | King Creek Wind Farm 2, LLC | TX | Restructured | Throckmorton | KC2 | Onshore Wind Turbine | WT |  | S | X | X |  |  | 209 |  | 209 | 209 | 0 | N |  |  | OP | X | 4 | 2022 | 2022 |  |  | N | IPP Non-CHP | IPP | IPP | 2 | X | WND | Renewable | 209 | 0 | 1 | 0
Operable | 58773 | Kingfisher Wind LLC |  | 58902 | Kingfisher Wind LLC | OK | Vertical | Kingfisher | KNG1 | Onshore Wind Turbine | WT |  | S | X | X | OKGE.KINGFISHER.WIND.1 | OKGE.KINGFISHER.WIND.1 | 298 |  | 298 | 298 | 0 | N |  |  | OP | X | 3 | 2016 | 2016 |  |  | N | IPP Non-CHP | IPP | IPP | 2 | X | WND | Renewable | 298 | 0 | 1 | 0
Operable | 60371 | Kingman Wind Energy, LLC |  | 60639 | Kingman Wind | KS | Vertical | Pratt | KMW1 | Onshore Wind Turbine | WT |  | W | X | X |  |  | 107.4 |  | 100 | 100 | 0.1 | N |  |  | OP | X | 12 | 2016 | 2016 |  |  | N | IPP Non-CHP | IPP | IPP | 2 | X | WND | Renewable | 107.4 | 0 | 1 | 0
Operable | 60371 | Kingman Wind Energy, LLC |  | 60639 | Kingman Wind | KS | Vertical | Pratt | KMW2 | Onshore Wind Turbine | WT |  | W | X | X |  |  | 107.4 |  | 100 | 100 | 0.1 | N |  |  | OP | X | 12 | 2016 | 2016 |  |  | N | IPP Non-CHP | IPP | IPP | 2 | X | WND | Renewable | 107.4 | 0 | 1 | 0
Operable | 10339 | Kings Bay Naval Base |  | 54239 | Naval Submarine Base Kings Bay | GA | Vertical | Camden | 3023 | Petroleum Liquids | IC |  | S | X | X |  |  | 2.5 | 0.8 | 2.5 | 2.5 | 2.5 | N |  |  | SB | Y | 12 | 1984 | Pre-2000 |  |  | N | Commercial Non-CHP | Customer Sited | Other | 4 | X | DFO | Non-Renewable | 0 | 2.5 | 0 | 1
Operable | 10339 | Kings Bay Naval Base |  | 54239 | Naval Submarine Base Kings Bay | GA | Vertical | Camden | 3024 | Petroleum Liquids | IC |  | S | X | X |  |  | 2.5 | 0.8 | 2.5 | 2.5 | 2.5 | N |  |  | SB | Y | 12 | 1984 | Pre-2000 |  |  | N | Commercial Non-CHP | Customer Sited | Other | 4 | X | DFO | Non-Renewable | 0 | 2.5 | 0 | 1
Operable | 10339 | Kings Bay Naval Base |  | 54239 | Naval Submarine Base Kings Bay | GA | Vertical | Camden | 3025 | Petroleum Liquids | IC |  | S | X | X |  |  | 2.5 | 0.8 | 2.5 | 2.5 | 2.5 | N |  |  | SB | Y | 12 | 1984 | Pre-2000 |  |  | N | Commercial Non-CHP | Customer Sited | Other | 4 | X | DFO | Non-Renewable | 0 | 2.5 | 0 | 1
Operable | 10339 | Kings Bay Naval Base |  | 54239 | Naval Submarine Base Kings Bay | GA | Vertical | Camden | 3027 | Petroleum Liquids | IC |  | S | X | X |  |  | 2.5 | 0.8 | 2.5 | 2.5 | 2.5 | N |  |  | SB | Y | 1 | 1988 | Pre-2000 |  |  | N | Commercial Non-CHP | Customer Sited | Other | 4 | X | DFO | Non-Renewable | 0 | 2.5 | 0 | 1
Operable | 10339 | Kings Bay Naval Base |  | 54239 | Naval Submarine Base Kings Bay | GA | Vertical | Camden | 3028 | Petroleum Liquids | IC |  | S | X | X |  |  | 2.5 | 0.8 | 2.5 | 2.5 | 2.5 | N |  |  | SB | Y | 9 | 1988 | Pre-2000 |  |  | N | Commercial Non-CHP | Customer Sited | Other | 4 | X | DFO | Non-Renewable | 0 | 2.5 | 0 | 1
Operable | 10339 | Kings Bay Naval Base |  | 54239 | Naval Submarine Base Kings Bay | GA | Vertical | Camden | 3029 | Petroleum Liquids | IC |  | S | X | X |  |  | 2.5 | 0.8 | 2.5 | 2.5 | 2.5 | N |  |  | SB | Y | 5 | 1989 | Pre-2000 |  |  | N | Commercial Non-CHP | Customer Sited | Other | 4 | X | DFO | Non-Renewable | 0 | 2.5 | 0 | 1
Operable | 10339 | Kings Bay Naval Base |  | 54239 | Naval Submarine Base Kings Bay | GA | Vertical | Camden | 5876 | Petroleum Liquids | IC |  | S | X | X |  |  | 2.5 | 0.8 | 2.5 | 2.5 | 2.5 | N |  |  | SB | Y | 12 | 1988 | Pre-2000 |  |  | N | Commercial Non-CHP | Customer Sited | Other | 4 | X | DFO | Non-Renewable | 0 | 2.5 | 0 | 1
Operable | 10339 | Kings Bay Naval Base |  | 54239 | Naval Submarine Base Kings Bay | GA | Vertical | Camden | 5877 | Petroleum Liquids | IC |  | S | X | X |  |  | 2.5 | 0.8 | 2.5 | 2.5 | 2.5 | N |  |  | SB | Y | 5 | 1989 | Pre-2000 |  |  | N | Commercial Non-CHP | Customer Sited | Other | 4 | X | DFO | Non-Renewable | 0 | 2.5 | 0 | 1
Operable | 10339 | Kings Bay Naval Base |  | 54239 | Naval Submarine Base Kings Bay | GA | Vertical | Camden | 5878 | Petroleum Liquids | IC |  | S | X | X |  |  | 2.5 | 0.8 | 2.5 | 2.5 | 2.5 | N |  |  | SB | Y | 5 | 1989 | Pre-2000 |  |  | N | Commercial Non-CHP | Customer Sited | Other | 4 | X | DFO | Non-Renewable | 0 | 2.5 | 0 | 1
Operable | 10339 | Kings Bay Naval Base |  | 54239 | Naval Submarine Base Kings Bay | GA | Vertical | Camden | 5879 | Petroleum Liquids | IC |  | S | X | X |  |  | 2.5 | 0.8 | 2.5 | 2.5 | 2.5 | N |  |  | SB | Y | 5 | 1989 | Pre-2000 |  |  | N | Commercial Non-CHP | Customer Sited | Other | 4 | X | DFO | Non-Renewable | 0 | 2.5 | 0 | 1
Operable | 10339 | Kings Bay Naval Base |  | 54239 | Naval Submarine Base Kings Bay | GA | Vertical | Camden | 5880 | Petroleum Liquids | IC |  | S | X | X |  |  | 2.5 | 0.8 | 2.5 | 2.5 | 2.5 | N |  |  | SB | Y | 5 | 1989 | Pre-2000 |  |  | N | Commercial Non-CHP | Customer Sited | Other | 4 | X | DFO | Non-Renewable | 0 | 2.5 | 0 | 1
Operable | 10339 | Kings Bay Naval Base |  | 54239 | Naval Submarine Base Kings Bay | GA | Vertical | Camden | 5881 | Petroleum Liquids | IC |  | S | X | X |  |  | 2.5 | 0.8 | 2.5 | 2.5 | 2.5 | N |  |  | SB | Y | 12 | 1988 | Pre-2000 |  |  | N | Commercial Non-CHP | Customer Sited | Other | 4 | X | DFO | Non-Renewable | 0 | 2.5 | 0 | 1
Operable | 10325 | Kings River Conservation Dist |  | 7907 | Pine Flat | CA | Vertical | Fresno | 1 | Conventional Hydroelectric | HY |  | S | X | X |  |  | 55 | 0.95 | 55 | 55 | 5 | N |  |  | OP | X | 1 | 1984 | Pre-2000 |  |  | N | Electric Utility | Utility | Other | 1 | X | WAT | Renewable | 55 | 0 | 1 | 0
Operable | 10325 | Kings River Conservation Dist |  | 7907 | Pine Flat | CA | Vertical | Fresno | 2 | Conventional Hydroelectric | HY |  | S | X | X |  |  | 55 | 0.95 | 55 | 55 | 5 | N |  |  | OP | X | 1 | 1984 | Pre-2000 |  |  | N | Electric Utility | Utility | Other | 1 | X | WAT | Renewable | 55 | 0 | 1 | 0
Operable | 10325 | Kings River Conservation Dist |  | 7907 | Pine Flat | CA | Vertical | Fresno | 3 | Conventional Hydroelectric | HY |  | S | X | X |  |  | 55 | 0.95 | 55 | 55 | 5 | N |  |  | OP | X | 4 | 1984 | Pre-2000 |  |  | N | Electric Utility | Utility | Other | 1 | X | WAT | Renewable | 55 | 0 | 1 | 0
Operable | 61618 | Kingsbrook Jewish Medical Center |  | 62050 | Kingsbrook Jewish Medical Center | NY | Restructured | Kings | SR4 | Petroleum Liquids | IC |  | S | X | X |  |  | 0.6 | 0.8 | 0.6 | 0.6 | 0 | N |  |  | SB | N | 8 | 1999 | Pre-2000 |  |  | N | Commercial Non-CHP | Customer Sited | Other | 4 | X | DFO | Non-Renewable | 0 | 0.6 | 0 | 1
Operable | 61618 | Kingsbrook Jewish Medical Center |  | 62050 | Kingsbrook Jewish Medical Center | NY | Restructured | Kings | TPSDM | Petroleum Liquids | IC |  | S | X | X |  |  | 1 | 0.8 | 1 | 1 | 0 | N |  |  | SB | N | 8 | 2019 | 2019 |  |  | N | Commercial Non-CHP | Customer Sited | Other | 4 | X | DFO | Non-Renewable | 0 | 1 | 0 | 1
Operable | 61618 | Kingsbrook Jewish Medical Center |  | 62050 | Kingsbrook Jewish Medical Center | NY | Restructured | Kings | VHP59 | Petroleum Liquids | IC |  | S | X | X |  |  | 1 | 0.8 | 1 | 1 | 0 | N |  |  | SB | N | 2 | 2002 | 2002 |  |  | N | Commercial Non-CHP | Customer Sited | Other | 4 | X | DFO | Non-Renewable | 0 | 1 | 0 | 1
Operable | 10362 | Kiowa Power Partners LLC |  | 55501 | Kiamichi Energy Facility | OK | Vertical | Pittsburg | CTG1 | Natural Gas Fired Combined Cycle | CT | STG1 | J | X | N | VLSES_Unit 3 | VLSES_Unit 3 | 183.9 | 0.9 | 151 | 176.9 | 70 | N |  |  | OP | X | 4 | 2003 | 2003 |  |  | N | IPP Non-CHP | IPP | IPP | 2 | X | NG | Non-Renewable | 0 | 183.9 | 0 | 1
Operable | 10362 | Kiowa Power Partners LLC |  | 55501 | Kiamichi Energy Facility | OK | Vertical | Pittsburg | CTG2 | Natural Gas Fired Combined Cycle | CT | STG1 | J | X | N | VLSES_Unit 3 | VLSES_Unit 3 | 183.9 | 0.9 | 148.5 | 176.5 | 70 | N |  |  | OP | X | 4 | 2003 | 2003 |  |  | N | IPP Non-CHP | IPP | IPP | 2 | X | NG | Non-Renewable | 0 | 183.9 | 0 | 1
Operable | 10362 | Kiowa Power Partners LLC |  | 55501 | Kiamichi Energy Facility | OK | Vertical | Pittsburg | CTG3 | Natural Gas Fired Combined Cycle | CT | STG2 | J | X | N | VLSES_Unit 3 | VLSES_Unit 3 | 183.9 | 0.9 | 152.1 | 177.2 | 70 | N |  |  | OP | X | 4 | 2003 | 2003 |  |  | N | IPP Non-CHP | IPP | IPP | 2 | X | NG | Non-Renewable | 0 | 183.9 | 0 | 1
Operable | 10362 | Kiowa Power Partners LLC |  | 55501 | Kiamichi Energy Facility | OK | Vertical | Pittsburg | CTG4 | Natural Gas Fired Combined Cycle | CT | STG2 | J | X | N | VLSES_Unit 3 | VLSES_Unit 3 | 183.9 | 0.9 | 149.4 | 172.7 | 70 | N |  |  | OP | X | 4 | 2003 | 2003 |  |  | N | IPP Non-CHP | IPP | IPP | 2 | X | NG | Non-Renewable | 0 | 183.9 | 0 | 1
Operable | 10362 | Kiowa Power Partners LLC |  | 55501 | Kiamichi Energy Facility | OK | Vertical | Pittsburg | STG1 | Natural Gas Fired Combined Cycle | CA | STG1 | J | Y | X | VLSES_Unit 3 | VLSES_Unit 3 | 317.2 | 0.9 | 313.7 | 285.3 | 70 | N |  |  | OP | X | 4 | 2003 | 2003 |  |  | N | IPP Non-CHP | IPP | IPP | 2 | X | NG | Non-Renewable | 0 | 317.2 | 0 | 1
Operable | 10362 | Kiowa Power Partners LLC |  | 55501 | Kiamichi Energy Facility | OK | Vertical | Pittsburg | STG2 | Natural Gas Fired Combined Cycle | CA | STG2 | J | Y | X | VLSES_Unit 3 | VLSES_Unit 3 | 317.2 | 0.9 | 314.9 | 288.7 | 70 | N |  |  | OP | X | 4 | 2003 | 2003 |  |  | N | IPP Non-CHP | IPP | IPP | 2 | X | NG | Non-Renewable | 0 | 317.2 | 0 | 1
Operable | 59504 | Kirkwood Community College |  | 59735 | Kirkwood Wind Turbine | IA | Vertical | Linn | KCC01 | Onshore Wind Turbine | WT |  | S | X | X |  |  | 2.5 |  | 0.7 | 2.3 | 0.1 | N |  |  | OS | X | 2 | 2012 | 2012 | 12 | 2024 | N | IPP Non-CHP | IPP | IPP | 2 | X | WND | Renewable | 2.5 | 0 | 1 | 0
Operable | 63644 | Kish Solar, LLC |  | 63990 | Kish CSG | IL | Restructured | Boone | KISH | Solar Photovoltaic | PV |  | S | X | X |  |  | 2 |  | 2 | 2 |  | N |  |  | OP | X | 8 | 2021 | 2021 |  |  | N | IPP Non-CHP | IPP | IPP | 2 | X | SUN | Renewable | 2 | 0 | 1 | 0
Operable | 10376 | Kissimmee Utility Authority |  | 7238 | Cane Island | FL | Vertical | Osceola | 1 | Natural Gas Fired Combustion Turbine | GT |  | J | X | X |  |  | 32 | 0.8 | 32 | 42 | 10 | N |  |  | OP | X | 11 | 1994 | Pre-2000 |  |  | N | Electric Utility | Utility | Municipal | 1 | X | NG | Non-Renewable | 0 | 32 | 0 | 1 | DFO
Operable | 10376 | Kissimmee Utility Authority |  | 7238 | Cane Island | FL | Vertical | Osceola | 2 | Natural Gas Fired Combined Cycle | CT | UN1 | J | X | Y |  |  | 76 | 0.8 | 76 | 85 | 45 | N |  |  | OP | X | 6 | 1995 | Pre-2000 |  |  | N | Electric Utility | Utility | Municipal | 1 | X | NG | Non-Renewable | 0 | 76 | 0 | 1 | DFO
Operable | 10376 | Kissimmee Utility Authority |  | 7238 | Cane Island | FL | Vertical | Osceola | 2A | Natural Gas Fired Combined Cycle | CA | UN1 | J | N | X |  |  | 40 | 0.8 | 39 | 40 | 10 | N |  |  | OP | X | 6 | 1995 | Pre-2000 |  |  | N | Electric Utility | Utility | Municipal | 1 | X | NG | Non-Renewable | 0 | 40 | 0 | 1 | OTH
Operable | 10376 | Kissimmee Utility Authority |  | 7238 | Cane Island | FL | Vertical | Osceola | 3 | Natural Gas Fired Combined Cycle | CT | UN2 | J | X | Y |  |  | 152 | 0.85 | 152 | 172 | 90 | N |  |  | OP | X | 1 | 2002 | 2002 |  |  | N | Electric Utility | Utility | Municipal | 1 | X | NG | Non-Renewable | 0 | 152 | 0 | 1 | DFO
Operable | 10376 | Kissimmee Utility Authority |  | 7238 | Cane Island | FL | Vertical | Osceola | 3A | Natural Gas Fired Combined Cycle | CA | UN2 | J | Y | X |  |  | 82.5 | 0.85 | 90 | 90 | 10 | N |  |  | OP | X | 1 | 2002 | 2002 |  |  | N | Electric Utility | Utility | Municipal | 1 | X | NG | Non-Renewable | 0 | 82.5 | 0 | 1
Operable | 10376 | Kissimmee Utility Authority |  | 7238 | Cane Island | FL | Vertical | Osceola | 4 | Natural Gas Fired Combined Cycle | CT | UN3 | W | X | N |  |  | 180 | 0.85 | 160 | 180 | 78 | N |  |  | OP | X | 7 | 2011 | 2011 |  |  | N | Electric Utility | Utility | Municipal | 1 | X | NG | Non-Renewable | 0 | 180 | 0 | 1
Operable | 10376 | Kissimmee Utility Authority |  | 7238 | Cane Island | FL | Vertical | Osceola | 4A | Natural Gas Fired Combined Cycle | CA | UN3 | W | Y | X |  |  | 143.5 | 0.85 | 130 | 140 | 10 | N |  |  | OP | X | 7 | 2011 | 2011 |  |  | N | Electric Utility | Utility | Municipal | 1 | X | NG | Non-Renewable | 0 | 143.5 | 0 | 1
Operable | 14372 | Klamath Energy LLC |  | 55103 | Klamath Cogeneration Plant | OR | Vertical | Klamath | CT1 | Natural Gas Fired Combined Cycle | CT | CC1 | W | X | N |  |  | 161.5 | 0.85 | 155 | 184 | 90 | N |  |  | OP | X | 7 | 2001 | 2001 |  |  | Y | IPP CHP | IPP | IPP | 3 | T | NG | Non-Renewable | 0 | 161.5 | 0 | 1
Operable | 14372 | Klamath Energy LLC |  | 55103 | Klamath Cogeneration Plant | OR | Vertical | Klamath | CT2 | Natural Gas Fired Combined Cycle | CT | CC1 | W | X | N |  |  | 161.5 | 0.85 | 155 | 184 | 90 | N |  |  | OP | X | 7 | 2001 | 2001 |  |  | Y | IPP CHP | IPP | IPP | 3 | T | NG | Non-Renewable | 0 | 161.5 | 0 | 1
Operable | 14372 | Klamath Energy LLC |  | 55103 | Klamath Cogeneration Plant | OR | Vertical | Klamath | ST1 | Natural Gas Fired Combined Cycle | CA | CC1 | W | Y | X |  |  | 178.5 | 0.85 | 180 | 190 | 50 | N |  |  | OP | X | 7 | 2001 | 2001 |  |  | Y | IPP CHP | IPP | IPP | 3 | B | NG | Non-Renewable | 0 | 178.5 | 0 | 1
Operable | 14372 | Klamath Energy LLC |  | 55544 | Klamath Expansion Project | OR | Vertical | Klamath | GT1 | Natural Gas Fired Combustion Turbine | GT |  | W | X | X |  |  | 29.4 | 0.85 | 25 | 28.8 | 8 | N |  |  | OP | X | 5 | 2002 | 2002 |  |  | N | IPP Non-CHP | IPP | IPP | 2 | X | NG | Non-Renewable | 0 | 29.4 | 0 | 1
Operable | 14372 | Klamath Energy LLC |  | 55544 | Klamath Expansion Project | OR | Vertical | Klamath | GT2 | Natural Gas Fired Combustion Turbine | GT |  | W | X | X |  |  | 29.4 | 0.85 | 25 | 28.8 | 8 | N |  |  | OP | X | 5 | 2002 | 2002 |  |  | N | IPP Non-CHP | IPP | IPP | 2 | X | NG | Non-Renewable | 0 | 29.4 | 0 | 1
Operable | 14372 | Klamath Energy LLC |  | 55544 | Klamath Expansion Project | OR | Vertical | Klamath | GT3 | Natural Gas Fired Combustion Turbine | GT |  | W | X | X |  |  | 29.4 | 0.85 | 25 | 28.8 | 8 | N |  |  | OP | X | 5 | 2002 | 2002 |  |  | N | IPP Non-CHP | IPP | IPP | 2 | X | NG | Non-Renewable | 0 | 29.4 | 0 | 1
Operable | 14372 | Klamath Energy LLC |  | 55544 | Klamath Expansion Project | OR | Vertical | Klamath | GT4 | Natural Gas Fired Combustion Turbine | GT |  | W | X | X |  |  | 29.4 | 0.85 | 25 | 28.8 | 8 | N |  |  | OP | X | 5 | 2002 | 2002 |  |  | N | IPP Non-CHP | IPP | IPP | 2 | X | NG | Non-Renewable | 0 | 29.4 | 0 | 1
Operable | 55993 | Kleen Energy Systems, LLC |  | 56798 | Kleen Energy Systems Project | CT | Restructured | Middlesex | ST | Natural Gas Fired Combined Cycle | CA | CC01 | S | Y | X | 14614 | 14614 | 295 | 0.95 | 268 | 233 | 177 | N |  |  | OP | X | 7 | 2011 | 2011 |  |  | N | IPP Non-CHP | IPP | IPP | 2 | X | NG | Non-Renewable | 0 | 295 | 0 | 1
Operable | 55993 | Kleen Energy Systems, LLC |  | 56798 | Kleen Energy Systems Project | CT | Restructured | Middlesex | U1 | Natural Gas Fired Combined Cycle | CT | CC01 | S | X | N | 14614 | 14614 | 199 | 0.85 | 177 | 195 | 120 | N |  |  | OP | X | 7 | 2011 | 2011 |  |  | N | IPP Non-CHP | IPP | IPP | 2 | X | NG | Non-Renewable | 0 | 199 | 0 | 1 | DFO
Operable | 55993 | Kleen Energy Systems, LLC |  | 56798 | Kleen Energy Systems Project | CT | Restructured | Middlesex | U2 | Natural Gas Fired Combined Cycle | CT | CC01 | S | X | N | 14614 | 14614 | 199 | 1 | 177 | 195 | 120 | N |  |  | OP | X | 7 | 2011 | 2011 |  |  | N | IPP Non-CHP | IPP | IPP | 2 | X | NG | Non-Renewable | 0 | 199 | 0 | 1 | DFO
Operable | 14410 | KMC Thermo, LLC |  | 54832 | Brandywine Power Facility | MD | Restructured | Prince Georges | 1 | Natural Gas Fired Combined Cycle | CT | F701 | S | X | N |  |  | 98.7 | 0.85 |  |  | 40 | N |  |  | OP | X | 10 | 1996 | Pre-2000 |  |  | Y | IPP CHP | IPP | IPP | 3 | T | NG | Non-Renewable | 0 | 98.7 | 0 | 1 | DFO
Operable | 14410 | KMC Thermo, LLC |  | 54832 | Brandywine Power Facility | MD | Restructured | Prince Georges | 2 | Natural Gas Fired Combined Cycle | CT | F701 | S | X | N |  |  | 98.7 | 0.85 |  |  | 40 | N |  |  | OP | X | 8 | 1996 | Pre-2000 |  |  | Y | IPP CHP | IPP | IPP | 3 | T | NG | Non-Renewable | 0 | 98.7 | 0 | 1 | DFO
Operable | 14410 | KMC Thermo, LLC |  | 54832 | Brandywine Power Facility | MD | Restructured | Prince Georges | 3 | Natural Gas Fired Combined Cycle | CA | F701 | S | N | X |  |  | 91.4 | 0.85 | 230 | 254 | 60 | N |  |  | OP | X | 9 | 1996 | Pre-2000 |  |  | Y | IPP CHP | IPP | IPP | 3 | T | NG | Non-Renewable | 0 | 91.4 | 0 | 1 | DFO
Operable | 56741 | Knouse Food Cooperative Inc |  | 57412 | Knouse Solar Project 1 | PA | Restructured | Cumberland | 1 | Solar Photovoltaic | PV |  | S | X | X |  |  | 3 |  | 2.8 | 1.3 |  | N |  |  | OP | X | 12 | 2010 | 2010 |  |  | N | Industrial Non-CHP | Customer Sited | Other | 6 | X | SUN | Renewable | 3 | 0 | 1 | 0
Operable | 56413 | Koda Energy LLC |  | 57119 | Koda Biomass Plant | MN | Vertical | Scott | 2222 | Other Waste Biomass | ST |  | S | X | X | MISO | MISO | 23.4 | 0.85 | 20.3 | 20.3 | 8 | N |  |  | OP | X | 5 | 2009 | 2009 |  |  | Y | IPP CHP | IPP | IPP | 3 | B | AB | Renewable | 23.4 | 0 | 1 | 0 | WDS | NG
Operable | 10433 | Kodiak Electric Assn Inc |  | 71 | Terror Lake Microgrid | AK | Vertical | Kodiak Island | 1 | Conventional Hydroelectric | HY |  | S | X | X |  |  | 11.2 | 0.9 | 11.2 | 11.2 | 0.3 | N |  |  | OP | X | 12 | 1984 | Pre-2000 |  |  | N | Electric Utility | Utility | Cooperative | 1 | X | WAT | Renewable | 11.2 | 0 | 1 | 0
Operable | 10433 | Kodiak Electric Assn Inc |  | 71 | Terror Lake Microgrid | AK | Vertical | Kodiak Island | 2 | Conventional Hydroelectric | HY |  | S | X | X |  |  | 11.2 | 0.9 | 11.2 | 11.2 | 0.3 | N |  |  | OP | X | 12 | 1984 | Pre-2000 |  |  | N | Electric Utility | Utility | Cooperative | 1 | X | WAT | Renewable | 11.2 | 0 | 1 | 0
Operable | 10433 | Kodiak Electric Assn Inc |  | 71 | Terror Lake Microgrid | AK | Vertical | Kodiak Island | 3 | Conventional Hydroelectric | HY |  | S | X | X |  |  | 11.2 | 0.9 | 11.2 | 11.2 | 0.3 | N |  |  | OP | X | 2 | 2014 | 2014 |  |  | N | Electric Utility | Utility | Cooperative | 1 | X | WAT | Renewable | 11.2 | 0 | 1 | 0
Operable | 10433 | Kodiak Electric Assn Inc |  | 6281 | Kodiak Microgrid | AK | Vertical | Kodiak Island | 1 | Petroleum Liquids | IC |  | S | X | X |  |  | 2.5 | 0.8 | 2.5 | 2.5 | 0.6 | N |  |  | OP | X | 12 | 1976 | Pre-2000 |  |  | N | Electric Utility | Utility | Cooperative | 1 | X | DFO | Non-Renewable | 0 | 2.5 | 0 | 1
Operable | 10433 | Kodiak Electric Assn Inc |  | 6281 | Kodiak Microgrid | AK | Vertical | Kodiak Island | 2c | Petroleum Liquids | IC |  | S | X | X |  |  | 4.4 | 0.8 | 4.4 | 4.4 | 1.1 | N |  |  | OP | X | 6 | 2005 | 2005 |  |  | N | Electric Utility | Utility | Cooperative | 1 | X | DFO | Non-Renewable | 0 | 4.4 | 0 | 1
Operable | 10433 | Kodiak Electric Assn Inc |  | 6281 | Kodiak Microgrid | AK | Vertical | Kodiak Island | 3c | Petroleum Liquids | IC |  | S | X | X |  |  | 4.4 | 0.8 | 4.4 | 4.4 | 1.1 | N |  |  | OP | X | 6 | 2005 | 2005 |  |  | N | Electric Utility | Utility | Cooperative | 1 | X | DFO | Non-Renewable | 0 | 4.4 | 0 | 1
Operable | 10433 | Kodiak Electric Assn Inc |  | 6281 | Kodiak Microgrid | AK | Vertical | Kodiak Island | 4 | Petroleum Liquids | IC |  | S | X | X |  |  | 7 | 0.8 | 7 | 7 | 2.5 | N |  |  | OP | X | 7 | 1981 | Pre-2000 |  |  | N | Electric Utility | Utility | Cooperative | 1 | X | DFO | Non-Renewable | 0 | 7 | 0 | 1
Operable | 10433 | Kodiak Electric Assn Inc |  | 6282 | Port Lions Microgrid | AK | Vertical | Kodiak Island | 5 | Petroleum Liquids | IC |  | S | X | X |  |  | 0.5 | 0.8 | 0.5 | 0.5 | 0.1 | N |  |  | OP | X | 9 | 2017 | 2017 |  |  | N | Electric Utility | Utility | Cooperative | 1 | X | DFO | Non-Renewable | 0 | 0.5 | 0 | 1
Operable | 10433 | Kodiak Electric Assn Inc |  | 7723 | Nymans Plant Microgrid | AK | Vertical | Kodiak Island | 1 | Petroleum Liquids | IC |  | S | X | X |  |  | 2.5 | 0.8 | 2.5 | 2.5 | 1 | N |  |  | OP | X | 1 | 1994 | Pre-2000 |  |  | N | Electric Utility | Utility | Cooperative | 1 | X | DFO | Non-Renewable | 0 | 2.5 | 0 | 1
Operable | 10433 | Kodiak Electric Assn Inc |  | 7723 | Nymans Plant Microgrid | AK | Vertical | Kodiak Island | 2 | Petroleum Liquids | IC |  | S | X | X |  |  | 7.5 | 0.8 | 7.3 | 7.4 | 1 | N |  |  | OP | X | 1 | 2000 | 2000 |  |  | N | Electric Utility | Utility | Cooperative | 1 | X | DFO | Non-Renewable | 0 | 7.5 | 0 | 1
Operable | 10433 | Kodiak Electric Assn Inc |  | 57187 | Pillar Mountain Wind Project Microgrid | AK | Vertical | Kodiak Island | 1 | Onshore Wind Turbine | WT |  | S | X | X |  |  | 4.5 |  | 4.5 | 4.5 | 0 | N |  |  | OP | X | 6 | 2009 | 2009 |  |  | N | Electric Utility | Utility | Cooperative | 1 | X | WND | Renewable | 4.5 | 0 | 1 | 0
Operable | 10433 | Kodiak Electric Assn Inc |  | 57187 | Pillar Mountain Wind Project Microgrid | AK | Vertical | Kodiak Island | 2 | Onshore Wind Turbine | WT |  | S | X | X |  |  | 4.5 |  | 4.5 | 4.5 | 0 | N |  |  | OP | X | 9 | 2012 | 2012 |  |  | N | Electric Utility | Utility | Cooperative | 1 | X | WND | Renewable | 4.5 | 0 | 1 | 0
Operable | 10433 | Kodiak Electric Assn Inc |  | 58405 | ESS Battery Microgrid | AK | Vertical | Kodiak Island | 1 | Batteries | BA |  | S | X | X |  |  | 3 |  | 3 | 3 | 0 | N |  |  | OP | X | 11 | 2012 | 2012 |  |  | N | Electric Utility | Utility | Cooperative | 1 | X | MWH | Other | 0 | 0 | 0 | 0
Operable | 10433 | Kodiak Electric Assn Inc |  | 60250 | Swampy Acres Microgrid | AK | Vertical | Kodiak Island | 13 | Petroleum Liquids | IC |  | S | X | X |  |  | 4.4 | 0.8 | 4.4 | 4.4 | 3.2 | N |  |  | OP | X | 4 | 2015 | 2015 |  |  | N | Electric Utility | Utility | Cooperative | 1 | X | DFO | Non-Renewable | 0 | 4.4 | 0 | 1
Operable | 10433 | Kodiak Electric Assn Inc |  | 60250 | Swampy Acres Microgrid | AK | Vertical | Kodiak Island | 6A | Petroleum Liquids | IC |  | S | X | X |  |  | 2 | 0.8 | 2 | 2 | 1.5 | N |  |  | OP | X | 6 | 2002 | 2002 |  |  | N | Electric Utility | Utility | Cooperative | 1 | X | DFO | Non-Renewable | 0 | 2 | 0 | 1
Operable | 10433 | Kodiak Electric Assn Inc |  | 60250 | Swampy Acres Microgrid | AK | Vertical | Kodiak Island | 7A | Petroleum Liquids | IC |  | S | X | X |  |  | 2 | 0.8 | 2 | 2 | 1.5 | N |  |  | OP | X | 2 | 2002 | 2002 |  |  | N | Electric Utility | Utility | Cooperative | 1 | X | DFO | Non-Renewable | 0 | 2 | 0 | 1
Operable | 10433 | Kodiak Electric Assn Inc |  | 60563 | Flywheel Energy Storage System Microgrid | AK | Vertical | Kodiak Island | FESS | Flywheels | FW |  | S | X | X |  |  | 2 |  | 2 | 2 | 0 | N |  |  | OP | X | 9 | 2015 | 2015 |  |  | N | Electric Utility | Utility | Cooperative | 1 | X | MWH | Other | 0 | 0 | 0 | 0
Operable | 64961 | Koosh, Inc. |  | 50718 | GeoBon II | ID | Vertical | Lincoln | HYD1 | Conventional Hydroelectric | HY |  | S | X | X |  |  | 1 | 1 | 1 | 0.9 | 0.1 | N |  |  | OP | X | 9 | 1986 | Pre-2000 |  |  | N | IPP Non-CHP | IPP | IPP | 2 | X | WAT | Renewable | 1 | 0 | 1 | 0
Operable | 57272 | Kootenai Electric Cooperative Inc |  | 57902 | Fighting Creek LFGTE Plant | ID | Vertical | Kootenai | G-123 | Landfill Gas | IC |  | S | X | X |  |  | 1.6 | 0.8 | 1.6 | 1.6 | 0.8 | N |  |  | OP | X | 3 | 2012 | 2012 |  |  | N | Electric Utility | Utility | Cooperative | 1 | X | LFG | Renewable | 1.6 | 0 | 1 | 0
Operable | 57272 | Kootenai Electric Cooperative Inc |  | 57902 | Fighting Creek LFGTE Plant | ID | Vertical | Kootenai | G-162 | Landfill Gas | IC |  | S | X | X |  |  | 1.6 | 0.8 | 1.6 | 1.6 | 0.8 | N |  |  | OP | X | 3 | 2012 | 2012 |  |  | N | Electric Utility | Utility | Cooperative | 1 | X | LFG | Renewable | 1.6 | 0 | 1 | 0
Operable | 64979 | Kossuth County Wind, LLC |  | 65725 | Kossuth County Wind | IA | Vertical | Kossuth | KCW | Onshore Wind Turbine | WT |  | S | X | X |  |  | 70 |  | 70 | 70 | 0 | N |  |  | OP | X | 12 | 2022 | 2022 |  |  | N | IPP Non-CHP | IPP | IPP | 2 | X | WND | Renewable | 70 | 0 | 1 | 0
Operable | 10451 | Kotzebue Electric Assn Inc |  | 6304 | Kotzebue Hybrid | AK | Vertical | NORTHWEST ARCTIC | 10 | Petroleum Liquids | IC |  | S | X | X |  |  | 3 | 0.8 | 3 | 3 | 1.5 | N |  |  | OP | X | 12 | 1992 | Pre-2000 |  |  | N | Electric Utility | Utility | Cooperative | 1 | X | DFO | Non-Renewable | 0 | 3 | 0 | 1
Operable | 10451 | Kotzebue Electric Assn Inc |  | 6304 | Kotzebue Hybrid | AK | Vertical | NORTHWEST ARCTIC | 11wt | Onshore Wind Turbine | WT |  | S | X | X |  |  | 0.1 |  | 0.1 | 0.1 | 0.1 | N |  |  | OP | X | 5 | 2005 | 2005 | 6 | 2026 | N | Electric Utility | Utility | Cooperative | 1 | X | WND | Renewable | 0.1 | 0 | 1 | 0
Operable | 10451 | Kotzebue Electric Assn Inc |  | 6304 | Kotzebue Hybrid | AK | Vertical | NORTHWEST ARCTIC | 13WT | Onshore Wind Turbine | WT |  | S | X | X |  |  | 0.1 |  | 0.1 | 0.1 | 0.1 | N |  |  | OP | X | 5 | 2006 | 2006 | 5 | 2026 | N | Electric Utility | Utility | Cooperative | 1 | X | WND | Renewable | 0.1 | 0 | 1 | 0
Operable | 10451 | Kotzebue Electric Assn Inc |  | 6304 | Kotzebue Hybrid | AK | Vertical | NORTHWEST ARCTIC | 14 | Petroleum Liquids | IC |  | S | X | X |  |  | 2.8 | 0.8 | 2.8 | 2.8 | 1 | N |  |  | OP | X | 7 | 1994 | Pre-2000 |  |  | N | Electric Utility | Utility | Cooperative | 1 | X | DFO | Non-Renewable | 0 | 2.8 | 0 | 1
Operable | 10451 | Kotzebue Electric Assn Inc |  | 6304 | Kotzebue Hybrid | AK | Vertical | NORTHWEST ARCTIC | 14wt | Onshore Wind Turbine | WT |  | S | X | X |  |  | 0.1 |  | 0.1 | 0.1 | 0.1 | N |  |  | OP | X | 5 | 2002 | 2002 | 5 | 2026 | N | Electric Utility | Utility | Cooperative | 1 | X | WND | Renewable | 0.1 | 0 | 1 | 0
Operable | 10451 | Kotzebue Electric Assn Inc |  | 6304 | Kotzebue Hybrid | AK | Vertical | NORTHWEST ARCTIC | 15 | Petroleum Liquids | IC |  | S | X | X |  |  | 2.8 | 0.8 | 2.8 | 2.8 | 1 | N |  |  | OP | X | 2 | 2006 | 2006 |  |  | N | Electric Utility | Utility | Cooperative | 1 | X | DFO | Non-Renewable | 0 | 2.8 | 0 | 1
Operable | 10451 | Kotzebue Electric Assn Inc |  | 6304 | Kotzebue Hybrid | AK | Vertical | NORTHWEST ARCTIC | 15WT | Onshore Wind Turbine | WT |  | S | X | X |  |  | 0.1 |  | 0.1 | 0.1 | 0.1 | N |  |  | OP | X | 5 | 2006 | 2006 | 5 | 2026 | N | Electric Utility | Utility | Cooperative | 1 | X | WND | Renewable | 0.1 | 0 | 1 | 0
Operable | 10451 | Kotzebue Electric Assn Inc |  | 6304 | Kotzebue Hybrid | AK | Vertical | NORTHWEST ARCTIC | 16 | Petroleum Liquids | IC |  | S | X | X |  |  | 1.4 | 0.8 | 1.4 | 1.4 | 0.6 | N |  |  | OP | X | 8 | 2013 | 2013 |  |  | N | Electric Utility | Utility | Cooperative | 1 | X | DFO | Non-Renewable | 0 | 1.4 | 0 | 1
Operable | 10451 | Kotzebue Electric Assn Inc |  | 6304 | Kotzebue Hybrid | AK | Vertical | NORTHWEST ARCTIC | 16WT | Onshore Wind Turbine | WT |  | S | X | X |  |  | 0.1 |  | 0.1 | 0.1 | 0.1 | N |  |  | OP | X | 5 | 2006 | 2006 | 5 | 2026 | N | Electric Utility | Utility | Cooperative | 1 | X | WND | Renewable | 0.1 | 0 | 1 | 0
Operable | 10451 | Kotzebue Electric Assn Inc |  | 6304 | Kotzebue Hybrid | AK | Vertical | NORTHWEST ARCTIC | 17 | Petroleum Liquids | IC |  | S | X | X |  |  | 0.7 | 0.8 | 0.7 | 0.7 | 0.1 | N |  |  | OP | X | 5 | 2016 | 2016 |  |  | N | Electric Utility | Utility | Cooperative | 1 | X | DFO | Non-Renewable | 0 | 0.7 | 0 | 1
Operable | 10451 | Kotzebue Electric Assn Inc |  | 6304 | Kotzebue Hybrid | AK | Vertical | NORTHWEST ARCTIC | 17WT | Onshore Wind Turbine | WT |  | S | X | X |  |  | 0.1 |  | 0.1 | 0.1 | 0.1 | N |  |  | OP | X | 5 | 2006 | 2006 | 5 | 2026 | N | Electric Utility | Utility | Cooperative | 1 | X | WND | Renewable | 0.1 | 0 | 1 | 0
Operable | 10451 | Kotzebue Electric Assn Inc |  | 6304 | Kotzebue Hybrid | AK | Vertical | NORTHWEST ARCTIC | 18WT | Onshore Wind Turbine | WT |  | S | X | X |  |  | 0.9 |  | 0.9 | 0.9 | 0.9 | N |  |  | OP | X | 5 | 2012 | 2012 |  |  | N | Electric Utility | Utility | Cooperative | 1 | X | WND | Renewable | 0.9 | 0 | 1 | 0
Operable | 10451 | Kotzebue Electric Assn Inc |  | 6304 | Kotzebue Hybrid | AK | Vertical | NORTHWEST ARCTIC | 19WT | Onshore Wind Turbine | WT |  | S | X | X |  |  | 0.9 |  | 0.9 | 0.9 | 0.9 | N |  |  | OP | X | 5 | 2012 | 2012 |  |  | N | Electric Utility | Utility | Cooperative | 1 | X | WND | Renewable | 0.9 | 0 | 1 | 0
Operable | 10451 | Kotzebue Electric Assn Inc |  | 6304 | Kotzebue Hybrid | AK | Vertical | NORTHWEST ARCTIC | 1WT | Onshore Wind Turbine | WT |  | S | X | X |  |  | 0.6 |  | 0.6 | 0.6 | 0.6 | N |  |  | OP | X | 5 | 1999 | Pre-2000 | 5 | 2026 | N | Electric Utility | Utility | Cooperative | 1 | X | WND | Renewable | 0.6 | 0 | 1 | 0
Operable | 10451 | Kotzebue Electric Assn Inc |  | 6304 | Kotzebue Hybrid | AK | Vertical | NORTHWEST ARCTIC | 2WT | Onshore Wind Turbine | WT |  | S | X | X |  |  | 0.1 |  | 0.1 | 0.1 | 0.1 | N |  |  | OP | X | 5 | 1999 | Pre-2000 | 5 | 2026 | N | Electric Utility | Utility | Cooperative | 1 | X | WND | Renewable | 0.1 | 0 | 1 | 0
Operable | 10451 | Kotzebue Electric Assn Inc |  | 6304 | Kotzebue Hybrid | AK | Vertical | NORTHWEST ARCTIC | 3WT | Onshore Wind Turbine | WT |  | S | X | X |  |  | 0.2 |  | 0.2 | 0.2 | 0.1 | N |  |  | OP | X | 1 | 1997 | Pre-2000 | 5 | 2026 | N | Electric Utility | Utility | Cooperative | 1 | X | WND | Renewable | 0.2 | 0 | 1 | 0
Operable | 10451 | Kotzebue Electric Assn Inc |  | 6304 | Kotzebue Hybrid | AK | Vertical | NORTHWEST ARCTIC | 7A | Petroleum Liquids | IC |  | S | X | X |  |  | 1.1 | 0.8 | 1.1 | 1.1 | 0.4 | N |  |  | OP | X | 8 | 1987 | Pre-2000 |  |  | N | Electric Utility | Utility | Cooperative | 1 | X | DFO | Non-Renewable | 0 | 1.1 | 0 | 1
Operable | 10451 | Kotzebue Electric Assn Inc |  | 6304 | Kotzebue Hybrid | AK | Vertical | NORTHWEST ARCTIC | ES1 | Batteries | BA |  | S | X | X |  |  | 1.2 |  | 1.2 | 1.2 | 0 | N |  |  | OP | X | 12 | 2015 | 2015 |  |  | N | Electric Utility | Utility | Cooperative | 1 | X | MWH | Other | 0 | 0 | 0 | 0
Operable | 10451 | Kotzebue Electric Assn Inc |  | 6304 | Kotzebue Hybrid | AK | Vertical | NORTHWEST ARCTIC | PV1 | Solar Photovoltaic | PV |  | S | X | X |  |  | 0.1 |  | 0.1 | 0.1 | 0.1 | N |  |  | OP | X | 7 | 2020 | 2020 | 7 | 2040 | N | Electric Utility | Utility | Cooperative | 1 | X | SUN | Renewable | 0.1 | 0 | 1 | 0
Operable | 10451 | Kotzebue Electric Assn Inc |  | 6304 | Kotzebue Hybrid | AK | Vertical | NORTHWEST ARCTIC | PV10 | Solar Photovoltaic | PV |  | S | X | X |  |  | 0.1 |  | 0.1 | 0.1 | 0.1 | N |  |  | OP | X | 7 | 2023 | 2023 |  |  | N | Electric Utility | Utility | Cooperative | 1 | X | SUN | Renewable | 0.1 | 0 | 1 | 0
Operable | 10451 | Kotzebue Electric Assn Inc |  | 6304 | Kotzebue Hybrid | AK | Vertical | NORTHWEST ARCTIC | PV11 | Solar Photovoltaic | PV |  | S | X | X |  |  | 0.1 |  | 0.1 | 0.1 | 0.1 | N |  |  | OP | X | 7 | 2023 | 2023 |  |  | N | Electric Utility | Utility | Cooperative | 1 | X | SUN | Renewable | 0.1 | 0 | 1 | 0
Operable | 10451 | Kotzebue Electric Assn Inc |  | 6304 | Kotzebue Hybrid | AK | Vertical | NORTHWEST ARCTIC | PV12 | Solar Photovoltaic | PV |  | S | X | X |  |  | 0.1 |  | 0.1 | 0.1 | 0.1 | N |  |  | OP | X | 7 | 2023 | 2023 |  |  | N | Electric Utility | Utility | Cooperative | 1 | X | SUN | Renewable | 0.1 | 0 | 1 | 0
Operable | 10451 | Kotzebue Electric Assn Inc |  | 6304 | Kotzebue Hybrid | AK | Vertical | NORTHWEST ARCTIC | PV13 | Solar Photovoltaic | PV |  | S | X | X |  |  | 0.1 |  | 0.1 | 0.1 | 0.1 | N |  |  | OP | X | 7 | 2023 | 2023 |  |  | N | Electric Utility | Utility | Cooperative | 1 | X | SUN | Renewable | 0.1 | 0 | 1 | 0
Operable | 10451 | Kotzebue Electric Assn Inc |  | 6304 | Kotzebue Hybrid | AK | Vertical | NORTHWEST ARCTIC | PV14 | Solar Photovoltaic | PV |  | S | X | X |  |  | 0.1 |  | 0.1 | 0.1 | 0.1 | N |  |  | OP | X | 7 | 2023 | 2023 |  |  | N | Electric Utility | Utility | Cooperative | 1 | X | SUN | Renewable | 0.1 | 0 | 1 | 0
Operable | 10451 | Kotzebue Electric Assn Inc |  | 6304 | Kotzebue Hybrid | AK | Vertical | NORTHWEST ARCTIC | PV15 | Solar Photovoltaic | PV |  | S | X | X |  |  | 0.1 |  | 0.1 | 0.1 | 0.1 | N |  |  | OP | X | 7 | 2023 | 2023 |  |  | N | Electric Utility | Utility | Cooperative | 1 | X | SUN | Renewable | 0.1 | 0 | 1 | 0
Operable | 10451 | Kotzebue Electric Assn Inc |  | 6304 | Kotzebue Hybrid | AK | Vertical | NORTHWEST ARCTIC | PV16 | Solar Photovoltaic | PV |  | S | X | X |  |  | 0.1 |  | 0.1 | 0.1 | 0.1 | N |  |  | OP | X | 7 | 2023 | 2023 |  |  | N | Electric Utility | Utility | Cooperative | 1 | X | SUN | Renewable | 0.1 | 0 | 1 | 0
Operable | 10451 | Kotzebue Electric Assn Inc |  | 6304 | Kotzebue Hybrid | AK | Vertical | NORTHWEST ARCTIC | PV17 | Solar Photovoltaic | PV |  | S | X | X |  |  | 0.1 |  | 0.1 | 0.1 | 0.1 | N |  |  | OP | X | 7 | 2023 | 2023 |  |  | N | Electric Utility | Utility | Cooperative | 1 | X | SUN | Renewable | 0.1 | 0 | 1 | 0
Operable | 10451 | Kotzebue Electric Assn Inc |  | 6304 | Kotzebue Hybrid | AK | Vertical | NORTHWEST ARCTIC | PV2 | Solar Photovoltaic | PV |  | S | X | X |  |  | 0.1 |  | 0.1 | 0.1 | 0.1 | N |  |  | OP | X | 7 | 2020 | 2020 | 7 | 2040 | N | Electric Utility | Utility | Cooperative | 1 | X | SUN | Renewable | 0.1 | 0 | 1 | 0
Operable | 10451 | Kotzebue Electric Assn Inc |  | 6304 | Kotzebue Hybrid | AK | Vertical | NORTHWEST ARCTIC | PV3 | Solar Photovoltaic | PV |  | S | X | X |  |  | 0.1 |  | 0.1 | 0.1 | 0.1 | N |  |  | OP | X | 7 | 2020 | 2020 | 7 | 2040 | N | Electric Utility | Utility | Cooperative | 1 | X | SUN | Renewable | 0.1 | 0 | 1 | 0
Operable | 10451 | Kotzebue Electric Assn Inc |  | 6304 | Kotzebue Hybrid | AK | Vertical | NORTHWEST ARCTIC | PV4 | Solar Photovoltaic | PV |  | S | X | X |  |  | 0.1 |  | 0.1 | 0.1 | 0.1 | N |  |  | OP | X | 7 | 2020 | 2020 | 7 | 2040 | N | Electric Utility | Utility | Cooperative | 1 | X | SUN | Renewable | 0.1 | 0 | 1 | 0
Operable | 10451 | Kotzebue Electric Assn Inc |  | 6304 | Kotzebue Hybrid | AK | Vertical | NORTHWEST ARCTIC | PV5 | Solar Photovoltaic | PV |  | S | X | X |  |  | 0.1 |  | 0.1 | 0.1 | 0.1 | N |  |  | OP | X | 7 | 2020 | 2020 | 7 | 2040 | N | Electric Utility | Utility | Cooperative | 1 | X | SUN | Renewable | 0.1 | 0 | 1 | 0
Operable | 10451 | Kotzebue Electric Assn Inc |  | 6304 | Kotzebue Hybrid | AK | Vertical | NORTHWEST ARCTIC | PV6 | Solar Photovoltaic | PV |  | S | X | X |  |  | 0.1 |  | 0.1 | 0.1 | 0.1 | N |  |  | OP | X | 7 | 2020 | 2020 | 7 | 2040 | N | Electric Utility | Utility | Cooperative | 1 | X | SUN | Renewable | 0.1 | 0 | 1 | 0
Operable | 10451 | Kotzebue Electric Assn Inc |  | 6304 | Kotzebue Hybrid | AK | Vertical | NORTHWEST ARCTIC | PV7 | Solar Photovoltaic | PV |  | S | X | X |  |  | 0.1 |  | 0.1 | 0.1 | 0.1 | N |  |  | OP | X | 7 | 2020 | 2020 | 7 | 2040 | N | Electric Utility | Utility | Cooperative | 1 | X | SUN | Renewable | 0.1 | 0 | 1 | 0
Operable | 10451 | Kotzebue Electric Assn Inc |  | 6304 | Kotzebue Hybrid | AK | Vertical | NORTHWEST ARCTIC | PV8 | Solar Photovoltaic | PV |  | S | X | X |  |  | 0.1 |  | 0.1 | 0.1 | 0.1 | N |  |  | OP | X | 7 | 2020 | 2020 | 7 | 2040 | N | Electric Utility | Utility | Cooperative | 1 | X | SUN | Renewable | 0.1 | 0 | 1 | 0
Operable | 10451 | Kotzebue Electric Assn Inc |  | 6304 | Kotzebue Hybrid | AK | Vertical | NORTHWEST ARCTIC | PV9 | Solar Photovoltaic | PV |  | S | X | X |  |  | 0.1 |  | 0.1 | 0.1 | 0.1 | N |  |  | OP | X | 7 | 2023 | 2023 |  |  | N | Electric Utility | Utility | Cooperative | 1 | X | SUN | Renewable | 0.1 | 0 | 1 | 0
Operable | 10363 | Koyle Hydro Inc |  | 10781 | Koyle Ranch Hydroelectric Project | ID | Vertical | Gooding | GEN1 | Conventional Hydroelectric | HY |  | S | X | X |  |  | 0.2 | 0.87 | 0.2 | 0.2 | 0.2 | N |  |  | OP | X | 12 | 1983 | Pre-2000 |  |  | N | IPP Non-CHP | IPP | IPP | 2 | X | WAT | Renewable | 0.2 | 0 | 1 | 0
Operable | 10363 | Koyle Hydro Inc |  | 10781 | Koyle Ranch Hydroelectric Project | ID | Vertical | Gooding | GEN2 | Conventional Hydroelectric | HY |  | S | X | X |  |  | 0.3 | 0.9 | 0.3 | 0.3 | 0.3 | N |  |  | OP | X | 12 | 1983 | Pre-2000 |  |  | N | IPP Non-CHP | IPP | IPP | 2 | X | WAT | Renewable | 0.3 | 0 | 1 | 0
Operable | 10363 | Koyle Hydro Inc |  | 10781 | Koyle Ranch Hydroelectric Project | ID | Vertical | Gooding | GEN3 | Conventional Hydroelectric | HY |  | S | X | X |  |  | 0.8 | 0.9 | 0.8 | 0.7 | 0.8 | N |  |  | OP | X | 12 | 1983 | Pre-2000 |  |  | N | IPP Non-CHP | IPP | IPP | 2 | X | WAT | Renewable | 0.8 | 0 | 1 | 0
Operable | 64747 | KP Rancho Cordova Medical Offices Solar, LLC |  | 65384 | Rancho Cordova Medical Offices | CA | Vertical | Sacramento | 7101 | Solar Photovoltaic | PV |  | J | X | X |  |  | 1.1 | 1 | 1 | 0.8 |  | N |  |  | OP | X | 4 | 2021 | 2021 |  |  | N | Commercial Non-CHP | Customer Sited | Other | 4 | X | SUN | Renewable | 1.1 | 0 | 1 | 0
Operable | 64746 | KP Sacramento Point West Medical Offices Solar, LLC |  | 64994 | Sacramento Point West Medical Offices | CA | Vertical | Sacramento | 6115 | Solar Photovoltaic | PV |  | J | X | X |  |  | 1.3 |  | 1.2 | 0.8 |  | N |  |  | OP | X | 11 | 2020 | 2020 |  |  | N | Commercial Non-CHP | Customer Sited | Other | 4 | X | SUN | Renewable | 1.3 | 0 | 1 | 0
Operable | 64745 | KP Vacaville Solar, LLC |  | 63928 | Vacaville Hospital | CA | Vertical | Solano | 6701 | Solar Photovoltaic | PV |  | J | X | X |  |  | 1.5 |  | 1.4 | 0.7 |  | N |  |  | OP | X | 12 | 2019 | 2019 |  |  | N | Commercial Non-CHP | Customer Sited | Other | 4 | X | SUN | Renewable | 1.5 | 0 | 1 | 0
Operable | 61110 | Krause CSG LLC |  | 61506 | Krause CSG | MN | Vertical | Renville | KRAUS | Solar Photovoltaic | PV |  | S | X | X |  |  | 1 |  | 1 | 1 |  | N |  |  | OP | X | 5 | 2018 | 2018 |  |  | N | IPP Non-CHP | IPP | IPP | 2 | X | SUN | Renewable | 1 | 0 | 1 | 0
Operable | 63244 | KSI II Consolidated, LLC |  | 62504 | Frey Rd #1 Community Solar Farm | NY | Restructured | Wayne | 1159 | Solar Photovoltaic | PV |  | S | X | X |  |  | 2 |  | 2 | 2 | 2 | N |  |  | OP | X | 12 | 2020 | 2020 |  |  | N | IPP Non-CHP | IPP | IPP | 2 | X | SUN | Renewable | 2 | 0 | 1 | 0
Operable | 63244 | KSI II Consolidated, LLC |  | 62507 | County Route 11 Community Solar Farm | NY | Restructured | Clinton | 1419 | Solar Photovoltaic | PV |  | S | X | X |  |  | 4.1 |  | 4.1 | 4.1 |  | N |  |  | OP | X | 12 | 2020 | 2020 |  |  | N | IPP Non-CHP | IPP | IPP | 2 | X | SUN | Renewable | 4.1 | 0 | 1 | 0
Operable | 63244 | KSI II Consolidated, LLC |  | 62508 | Furnace Rd Community Solar Farm | NY | Restructured | Wayne | 1420 | Solar Photovoltaic | PV |  | S | X | X |  |  | 3 |  | 3 | 3 |  | N |  |  | OP | X | 12 | 2020 | 2020 |  |  | N | IPP Non-CHP | IPP | IPP | 2 | X | SUN | Renewable | 3 | 0 | 1 | 0
Operable | 63244 | KSI II Consolidated, LLC |  | 62521 | Frey Rd #2 Community Solar Farm | NY | Restructured | Wayne | 1442 | Solar Photovoltaic | PV |  | S | X | X |  |  | 1.4 |  | 1.4 | 1.4 | 1.4 | N |  |  | OP | X | 12 | 2020 | 2020 |  |  | N | IPP Non-CHP | IPP | IPP | 2 | X | SUN | Renewable | 1.4 | 0 | 1 | 0
Operable | 63244 | KSI II Consolidated, LLC |  | 62524 | Route 22 Community Solar Farm CSG | NY | Restructured | Clinton | 1444 | Solar Photovoltaic | PV |  | S | X | X |  |  | 3.7 |  | 3.7 | 3.7 | 3.7 | N |  |  | OP | X | 10 | 2021 | 2021 |  |  | N | IPP Non-CHP | IPP | IPP | 2 | X | SUN | Renewable | 3.7 | 0 | 1 | 0
Operable | 63244 | KSI II Consolidated, LLC |  | 64125 | Podunque Road CSG | NY | Restructured | Allegany | TWNSD | Solar Photovoltaic | PV |  | S | X | X |  |  | 5 |  | 5 | 5 | 5 | N |  |  | OP | X | 4 | 2021 | 2021 |  |  | N | IPP Non-CHP | IPP | IPP | 2 | X | SUN | Renewable | 5 | 0 | 1 | 0
Operable | 63244 | KSI II Consolidated, LLC |  | 64126 | County Road 16 | NY | Restructured | Schuyler | ORNGE | Solar Photovoltaic | PV |  | S | X | X |  |  | 2 |  | 2 | 2 |  | N |  |  | OP | X | 12 | 2020 | 2020 |  |  | N | IPP Non-CHP | IPP | IPP | 2 | X | SUN | Renewable | 2 | 0 | 1 | 0
Operable | 63244 | KSI II Consolidated, LLC |  | 64127 | Townsend Road(CSG) | NY | Restructured | Schuyler | PODNQ | Solar Photovoltaic | PV |  | S | X | X |  |  | 3.7 |  | 3.7 | 3.7 | 3.7 | N |  |  | OP | X | 11 | 2021 | 2021 |  |  | N | IPP Non-CHP | IPP | IPP | 2 | X | SUN | Renewable | 3.7 | 0 | 1 | 0
Operable | 63244 | KSI II Consolidated, LLC |  | 65222 | County Road 17 (CSG) | NY | Restructured | Chenango | AFTON | Solar Photovoltaic | PV |  | S | X | X |  |  | 3.3 |  | 3.3 | 3.3 | 3.3 | N |  |  | OP | X | 4 | 2022 | 2022 |  |  | N | IPP Non-CHP | IPP | IPP | 2 | X | SUN | Renewable | 3.3 | 0 | 1 | 0
Operable | 60713 | Ku'ia Solar LLC |  | 61101 | Ku'ia Solar | HI | Vertical | Maui | KUIA | Solar Photovoltaic | PV |  | S | X | X |  |  | 2.9 |  | 2.9 | 2.9 |  | N |  |  | OP | X | 10 | 2018 | 2018 |  |  | N | IPP Non-CHP | IPP | IPP | 2 | X | SUN | Renewable | 2.9 | 0 | 1 | 0
Operable | 9948 | Kyocera International, Inc |  | 10720 | Kyocera International Inc.(San Diego) | CA | Vertical | San Diego | 287 | Natural Gas Internal Combustion Engine | IC |  | S | X | X |  |  | 1.7 | 0.95 | 1.7 | 1.7 | 0.8 | N |  |  | OP | X | 9 | 2012 | 2012 |  |  | Y | Industrial CHP | Customer Sited | Other | 7 | T | NG | Non-Renewable | 0 | 1.7 | 0 | 1
Operable | 9948 | Kyocera International, Inc |  | 10720 | Kyocera International Inc.(San Diego) | CA | Vertical | San Diego | 333 | Natural Gas Internal Combustion Engine | IC |  | S | X | X |  |  | 2.1 | 0.95 | 2.1 | 2.1 | 1 | N |  |  | OP | X | 9 | 2012 | 2012 |  |  | Y | Industrial CHP | Customer Sited | Other | 7 | T | NG | Non-Renewable | 0 | 2.1 | 0 | 1
Operable | 57159 | L-8 Solar Project LLC |  | 57836 | L-8 Solar Project | CA | Vertical | Los Angeles | TSM | Solar Photovoltaic | PV |  | S | X | X |  |  | 1.5 |  | 1.3 | 1.5 |  | N |  |  | OP | X | 5 | 2012 | 2012 |  |  | N | IPP Non-CHP | IPP | IPP | 2 | X | SUN | Renewable | 1.5 | 0 | 1 | 0
Operable | 56133 | L'Anse Warden Electric Company LLC |  | 1772 | John H Warden | MI | Vertical | Baraga | 1 | Wood/Wood Waste Biomass | ST |  | S | X | X |  |  | 22 | 0.85 | 17.7 | 17.7 | 6 | N |  |  | OP | X | 8 | 1959 | Pre-2000 |  |  | N | IPP Non-CHP | IPP | IPP | 2 | X | WDS | Renewable | 22 | 0 | 1 | 0 | TDF
Operable | 57210 | L'Oreal USA Products Inc |  | 61744 | L'Oreal Solar - Florence | KY | Vertical | Boone | 1 | Solar Photovoltaic | PV |  | S | X | X | DEK | DEK | 1.1 |  | 0.9 | 0.6 |  | N |  |  | OP | X | 7 | 2017 | 2017 |  |  | N | Commercial Non-CHP | Customer Sited | Other | 4 | X | SUN | Renewable | 1.1 | 0 | 1 | 0
Operable | 10525 | La Farge Municipal Electric Co |  | 4124 | La Farge | WI | Vertical | Vernon | 2A | Petroleum Liquids | IC |  | S | X | X |  |  | 1.5 | 1 | 1.5 | 1.5 | 1.4 | N |  |  | OP | X | 10 | 1990 | Pre-2000 |  |  | N | Electric Utility | Utility | Municipal | 1 | X | DFO | Non-Renewable | 0 | 1.5 | 0 | 1
Operable | 10542 | La Porte City Utilities |  | 1156 | La Porte | IA | Vertical | Black Hawk | 3A | Petroleum Liquids | IC |  | S | X | X | AMIL.VIN_ALA_P |  | 1.8 | 0.8 | 1.8 | 1.8 | 1.8 | N |  |  | SB | Y | 12 | 2000 | 2000 |  |  | N | Electric Utility | Utility | Municipal | 1 | X | DFO | Non-Renewable | 0 | 1.8 | 0 | 1
Operable | 10542 | La Porte City Utilities |  | 1156 | La Porte | IA | Vertical | Black Hawk | 4A | Petroleum Liquids | IC |  | S | X | X | AMIL.VIN_ALA_P |  | 1.8 | 0.8 | 1.8 | 1.8 | 1.8 | N |  |  | SB | Y | 12 | 2000 | 2000 |  |  | N | Electric Utility | Utility | Municipal | 1 | X | DFO | Non-Renewable | 0 | 1.8 | 0 | 1
Operable | 10542 | La Porte City Utilities |  | 1156 | La Porte | IA | Vertical | Black Hawk | 6 | Petroleum Liquids | IC |  | S | X | X | AMIL.VIN ALA p |  | 1.8 | 0.8 | 1.8 | 1.8 | 1.8 | N |  |  | SB | Y | 7 | 2013 | 2013 |  |  | N | Electric Utility | Utility | Municipal | 1 | X | DFO | Non-Renewable | 0 | 1.8 | 0 | 1
Operable | 61704 | Labish Solar LLC |  | 62171 | Labish Solar LLC | OR | Vertical | Marion | LSPV2 | Solar Photovoltaic | PV |  | S | X | X |  |  | 2.2 |  | 2.2 | 2.2 |  | N |  |  | OP | X | 12 | 2018 | 2018 |  |  | N | IPP Non-CHP | IPP | IPP | 2 | X | SUN | Renewable | 2.2 | 0 | 1 | 0
Operable | 11290 | Lacomb Irrigation Dist |  | 52155 | Lacomb Irrigation District | OR | Vertical | Linn | GEN1 | Conventional Hydroelectric | HY |  | S | X | X |  |  | 1 | 0.96 | 1 | 1 | 0.2 | N |  |  | OP | X | 12 | 1986 | Pre-2000 |  |  | N | IPP Non-CHP | IPP | IPP | 2 | X | WAT | Renewable | 1 | 0 | 1 | 0
Operable | 64533 | Lacy Creek Wind, LLC |  | 65162 | Lacy Creek Wind Energy Center | TX | Restructured | Sterling | LCW1 | Onshore Wind Turbine | WT |  | S | X | X |  |  | 301.3 |  | 301.3 | 301.3 | 0 | N |  |  | OP | X | 12 | 2022 | 2022 |  |  | N | IPP Non-CHP | IPP | IPP | 2 | X | WND | Renewable | 301.3 | 0 | 1 | 0
Operable | 60669 | Laertes Solar LLC |  | 61030 | Harford Solar Farm | NY | Restructured | Tompkins | CMUSW | Solar Photovoltaic | PV |  | S | X | X |  |  | 2 |  | 2 | 2 |  | N |  |  | OP | X | 12 | 2016 | 2016 |  |  | N | IPP Non-CHP | IPP | IPP | 2 | X | SUN | Renewable | 2 | 0 | 1 | 0
Operable | 40430 | Lafarge Corp |  | 50305 | Alpena Cement Plant | MI | Vertical | Alpena | GE10 | Petroleum Coke | ST |  | S | X | X |  |  | 3.2 | 0.8 | 3.2 | 3.2 | 0.5 | N |  |  | OP | X | 2 | 1999 | Pre-2000 |  |  | Y | Industrial CHP | Customer Sited | Other | 7 | B | PC | Non-Renewable | 0 | 3.2 | 0 | 1 | NG | OTH | OBL | WDS | OTH
Operable | 40430 | Lafarge Corp |  | 50305 | Alpena Cement Plant | MI | Vertical | Alpena | GEN6 | Petroleum Coke | ST |  | S | X | X |  |  | 12 | 0.8 | 12 | 12 | 3 | N |  |  | OP | X | 1 | 1952 | Pre-2000 |  |  | Y | Industrial CHP | Customer Sited | Other | 7 | B | PC | Non-Renewable | 0 | 12 | 0 | 1 | NG | OTH | OBL | WDS | OTH
Operable | 40430 | Lafarge Corp |  | 50305 | Alpena Cement Plant | MI | Vertical | Alpena | GEN7 | Petroleum Coke | ST |  | S | X | X |  |  | 10 | 0.8 | 10 | 10 | 4 | N |  |  | OP | X | 1 | 1955 | Pre-2000 |  |  | Y | Industrial CHP | Customer Sited | Other | 7 | B | PC | Non-Renewable | 0 | 10 | 0 | 1 | NG | OTH | OBL | WDS | OTH
Operable | 40430 | Lafarge Corp |  | 50305 | Alpena Cement Plant | MI | Vertical | Alpena | GEN8 | Petroleum Coke | ST |  | S | X | X |  |  | 11 | 0.85 | 11 | 11 | 3 | N |  |  | OP | X | 4 | 1991 | Pre-2000 |  |  | Y | Industrial CHP | Customer Sited | Other | 7 | B | PC | Non-Renewable | 0 | 11 | 0 | 1 | NG | OTH | OBL | WDS | OTH
Operable | 40430 | Lafarge Corp |  | 50305 | Alpena Cement Plant | MI | Vertical | Alpena | GEN9 | Petroleum Coke | ST |  | S | X | X |  |  | 11 | 0.85 | 11 | 11 | 3 | N |  |  | OP | X | 4 | 1994 | Pre-2000 |  |  | Y | Industrial CHP | Customer Sited | Other | 7 | B | PC | Non-Renewable | 0 | 11 | 0 | 1 | NG | OTH | OBL | WDS | OTH
Operable | 50111 | Lafayette Utilities System |  | 56108 | T J Labbe Electric Generating | LA | Vertical | Lafayette | U-1 | Natural Gas Fired Combustion Turbine | GT |  | S | X | X | LAFA.LABBE1 | LAFA.LABBE1 | 50.4 | 1 | 47.9 | 47.9 | 20 | N |  |  | OP | X | 8 | 2005 | 2005 |  |  | N | Electric Utility | Utility | Municipal | 1 | X | NG | Non-Renewable | 0 | 50.4 | 0 | 1
Operable | 50111 | Lafayette Utilities System |  | 56108 | T J Labbe Electric Generating | LA | Vertical | Lafayette | U-2 | Natural Gas Fired Combustion Turbine | GT |  | S | X | X | LAFA.LABBE2 | LAFA.LABBE2 | 50.4 | 1 | 47.6 | 46.4 | 20 | N |  |  | OP | X | 8 | 2005 | 2005 |  |  | N | Electric Utility | Utility | Municipal | 1 | X | NG | Non-Renewable | 0 | 50.4 | 0 | 1
Operable | 50111 | Lafayette Utilities System |  | 56283 | Hargis-Hebert Electric Generating | LA | Vertical | Lafayette | U-1 | Natural Gas Fired Combustion Turbine | GT |  | S | X | X | LAFA.HARGIS1 | LAFA.HARGIS1 | 50.4 | 1 | 48 | 48 | 20 | N |  |  | OP | X | 6 | 2006 | 2006 |  |  | N | Electric Utility | Utility | Municipal | 1 | X | NG | Non-Renewable | 0 | 50.4 | 0 | 1
Operable | 50111 | Lafayette Utilities System |  | 56283 | Hargis-Hebert Electric Generating | LA | Vertical | Lafayette | U-2 | Natural Gas Fired Combustion Turbine | GT |  | S | X | X | LAFA.HARGIS2 | LAFA.HARGIS2 | 50.4 | 1 | 47.1 | 45.6 | 20 | N |  |  | OP | X | 6 | 2006 | 2006 |  |  | N | Electric Utility | Utility | Municipal | 1 | X | NG | Non-Renewable | 0 | 50.4 | 0 | 1
Operable | 60477 | LaFrontera Holdings LLC |  | 55097 | Lamar Power Project | TX | Restructured | Lamar | CTG1 | Natural Gas Fired Combined Cycle | CT | BLK1 | S | X | N | LPCCS_UNIT1 |  | 176 | 0.85 | 153 | 186 | 90 | N |  |  | OP | X | 5 | 2000 | 2000 |  |  | N | IPP Non-CHP | IPP | IPP | 2 | X | NG | Non-Renewable | 0 | 176 | 0 | 1
Operable | 60477 | LaFrontera Holdings LLC |  | 55097 | Lamar Power Project | TX | Restructured | Lamar | CTG2 | Natural Gas Fired Combined Cycle | CT | BLK1 | S | X | N | LPCCS_UNIT1 |  | 176 | 0.85 | 145 | 178 | 90 | N |  |  | OP | X | 5 | 2000 | 2000 |  |  | N | IPP Non-CHP | IPP | IPP | 2 | X | NG | Non-Renewable | 0 | 176 | 0 | 1
Operable | 60477 | LaFrontera Holdings LLC |  | 55097 | Lamar Power Project | TX | Restructured | Lamar | CTG3 | Natural Gas Fired Combined Cycle | CT | BLK2 | S | X | N | LPCCS_UNIT2 |  | 176 | 0.85 | 145 | 178 | 90 | N |  |  | OP | X | 12 | 2000 | 2000 |  |  | N | IPP Non-CHP | IPP | IPP | 2 | X | NG | Non-Renewable | 0 | 176 | 0 | 1
Operable | 60477 | LaFrontera Holdings LLC |  | 55097 | Lamar Power Project | TX | Restructured | Lamar | CTG4 | Natural Gas Fired Combined Cycle | CT | BLK2 | S | X | N | LPCCS_UNIT2 |  | 176 | 0.85 | 153 | 186 | 90 | N |  |  | OP | X | 12 | 2000 | 2000 |  |  | N | IPP Non-CHP | IPP | IPP | 2 | X | NG | Non-Renewable | 0 | 176 | 0 | 1
Operable | 60477 | LaFrontera Holdings LLC |  | 55097 | Lamar Power Project | TX | Restructured | Lamar | STG1 | Natural Gas Fired Combined Cycle | CA | BLK1 | S | Y | X | LPCCS_UNIT1 |  | 204.3 | 0.85 | 204 | 204 | 65 | N |  |  | OP | X | 5 | 2000 | 2000 |  |  | N | IPP Non-CHP | IPP | IPP | 2 | X | NG | Non-Renewable | 0 | 204.3 | 0 | 1
Operable | 60477 | LaFrontera Holdings LLC |  | 55097 | Lamar Power Project | TX | Restructured | Lamar | STG2 | Natural Gas Fired Combined Cycle | CA | BLK2 | S | Y | X | LPCCS_UNIT2 |  | 204.3 | 0.85 | 204 | 204 | 65 | N |  |  | OP | X | 5 | 2000 | 2000 |  |  | N | IPP Non-CHP | IPP | IPP | 2 | X | NG | Non-Renewable | 0 | 204.3 | 0 | 1
Operable | 60477 | LaFrontera Holdings LLC |  | 55215 | Odessa-Ector Power Plant | TX | Restructured | Ector | CTG1 | Natural Gas Fired Combined Cycle | CT | BLK1 | S | X | N | OECCS_1 | OECCS_1 | 176 | 0.85 | 166.7 | 195.2 | 84.8 | N |  |  | OP | X | 7 | 2001 | 2001 |  |  | N | IPP Non-CHP | IPP | IPP | 2 | X | NG | Non-Renewable | 0 | 176 | 0 | 1
Operable | 60477 | LaFrontera Holdings LLC |  | 55215 | Odessa-Ector Power Plant | TX | Restructured | Ector | CTG2 | Natural Gas Fired Combined Cycle | CT | BLK1 | S | X | N | OECCS_1 | OECCS_1 | 176 | 0.85 | 158.2 | 189.1 | 82.7 | N |  |  | OP | X | 7 | 2001 | 2001 |  |  | N | IPP Non-CHP | IPP | IPP | 2 | X | NG | Non-Renewable | 0 | 176 | 0 | 1
Operable | 60477 | LaFrontera Holdings LLC |  | 55215 | Odessa-Ector Power Plant | TX | Restructured | Ector | CTG3 | Natural Gas Fired Combined Cycle | CT | BLK2 | S | X | N | OECCS_2 | OECCS_2 | 176 | 0.85 | 166.7 | 195.2 | 92.2 | N |  |  | OP | X | 8 | 2001 | 2001 |  |  | N | IPP Non-CHP | IPP | IPP | 2 | X | NG | Non-Renewable | 0 | 176 | 0 | 1
Operable | 60477 | LaFrontera Holdings LLC |  | 55215 | Odessa-Ector Power Plant | TX | Restructured | Ector | CTG4 | Natural Gas Fired Combined Cycle | CT | BLK2 | S | X | N | OECCS_2 | OECCS_2 | 176 | 0.85 | 158.2 | 189.1 | 95.2 | N |  |  | OP | X | 8 | 2001 | 2001 |  |  | N | IPP Non-CHP | IPP | IPP | 2 | X | NG | Non-Renewable | 0 | 176 | 0 | 1
Operable | 60477 | LaFrontera Holdings LLC |  | 55215 | Odessa-Ector Power Plant | TX | Restructured | Ector | STG1 | Natural Gas Fired Combined Cycle | CA | BLK1 | S | Y | X | OECCS_1 | OECCS_1 | 224.4 | 0.85 | 206 | 217 | 53.3 | N |  |  | OP | X | 7 | 2001 | 2001 |  |  | N | IPP Non-CHP | IPP | IPP | 2 | X | NG | Non-Renewable | 0 | 224.4 | 0 | 1
Operable | 60477 | LaFrontera Holdings LLC |  | 55215 | Odessa-Ector Power Plant | TX | Restructured | Ector | STG2 | Natural Gas Fired Combined Cycle | CA | BLK2 | S | Y | X | OECCS_2 | OECCS_2 | 224.4 | 0.85 | 206 | 217 | 55.6 | N |  |  | OP | X | 8 | 2001 | 2001 |  |  | N | IPP Non-CHP | IPP | IPP | 2 | X | NG | Non-Renewable | 0 | 224.4 | 0 | 1
Operable | 60477 | LaFrontera Holdings LLC |  | 55480 | Forney Energy Center | TX | Restructured | Kaufman | ST1 | Natural Gas Fired Combined Cycle | CA | BLK1 | S | Y | X | FRNYPP_1_CCU |  | 382.5 | 0.85 | 406 | 418 | 88 | N |  |  | OP | X | 4 | 2003 | 2003 |  |  | N | IPP Non-CHP | IPP | IPP | 2 | X | NG | Non-Renewable | 0 | 382.5 | 0 | 1
Operable | 60477 | LaFrontera Holdings LLC |  | 55480 | Forney Energy Center | TX | Restructured | Kaufman | ST2 | Natural Gas Fired Combined Cycle | CA | BLK2 | S | Y | X | FRNYPP_2_CCU |  | 382.5 | 0.85 | 406 | 418 | 88 | N |  |  | OP | X | 7 | 2003 | 2003 |  |  | N | IPP Non-CHP | IPP | IPP | 2 | X | NG | Non-Renewable | 0 | 382.5 | 0 | 1
Operable | 60477 | LaFrontera Holdings LLC |  | 55480 | Forney Energy Center | TX | Restructured | Kaufman | U1 | Natural Gas Fired Combined Cycle | CT | BLK1 | S | X | N | FRNYPP_1_CCU |  | 188.2 | 0.85 | 165 | 195 | 90 | N |  |  | OP | X | 2 | 2003 | 2003 |  |  | N | IPP Non-CHP | IPP | IPP | 2 | X | NG | Non-Renewable | 0 | 188.2 | 0 | 1
Operable | 60477 | LaFrontera Holdings LLC |  | 55480 | Forney Energy Center | TX | Restructured | Kaufman | U2 | Natural Gas Fired Combined Cycle | CT | BLK1 | S | X | N | FRNYPP_1_CCU |  | 188.2 | 0.85 | 157 | 185 | 90 | N |  |  | OP | X | 2 | 2003 | 2003 |  |  | N | IPP Non-CHP | IPP | IPP | 2 | X | NG | Non-Renewable | 0 | 188.2 | 0 | 1
Operable | 60477 | LaFrontera Holdings LLC |  | 55480 | Forney Energy Center | TX | Restructured | Kaufman | U3 | Natural Gas Fired Combined Cycle | CT | BLK1 | S | X | N | FRNYPP_1_CCU |  | 188.2 | 0.85 | 157 | 185 | 90 | N |  |  | OP | X | 2 | 2003 | 2003 |  |  | N | IPP Non-CHP | IPP | IPP | 2 | X | NG | Non-Renewable | 0 | 188.2 | 0 | 1
Operable | 60477 | LaFrontera Holdings LLC |  | 55480 | Forney Energy Center | TX | Restructured | Kaufman | U4 | Natural Gas Fired Combined Cycle | CT | BLK2 | S | X | N | FRNYPP_2_CCU |  | 188.2 | 0.85 | 165 | 195 | 90 | N |  |  | OP | X | 5 | 2003 | 2003 |  |  | N | IPP Non-CHP | IPP | IPP | 2 | X | NG | Non-Renewable | 0 | 188.2 | 0 | 1
Operable | 60477 | LaFrontera Holdings LLC |  | 55480 | Forney Energy Center | TX | Restructured | Kaufman | U5 | Natural Gas Fired Combined Cycle | CT | BLK2 | S | X | N | FRNYPP_2_CCU |  | 188.2 | 0.85 | 157 | 185 | 90 | N |  |  | OP | X | 5 | 2003 | 2003 |  |  | N | IPP Non-CHP | IPP | IPP | 2 | X | NG | Non-Renewable | 0 | 188.2 | 0 | 1
Operable | 60477 | LaFrontera Holdings LLC |  | 55480 | Forney Energy Center | TX | Restructured | Kaufman | U6 | Natural Gas Fired Combined Cycle | CT | BLK2 | S | X | N | FRNYPP_2_CCU |  | 188.2 | 0.85 | 157 | 185 | 90 | N |  |  | OP | X | 5 | 2003 | 2003 |  |  | N | IPP Non-CHP | IPP | IPP | 2 | X | NG | Non-Renewable | 0 | 188.2 | 0 | 1
Operable | 10604 | Lake Lure Town of |  | 2773 | Lake Lure | NC | Vertical | Rutherford | 1 | Conventional Hydroelectric | HY |  | S | X | X |  |  | 1.2 | 0.8 | 1.2 | 1.2 | 0.6 | N |  |  | OP | X | 1 | 1927 | Pre-2000 |  |  | N | IPP Non-CHP | IPP | IPP | 2 | X | WAT | Renewable | 1.2 | 0 | 1 | 0
Operable | 10604 | Lake Lure Town of |  | 2773 | Lake Lure | NC | Vertical | Rutherford | 2 | Conventional Hydroelectric | HY |  | S | X | X |  |  | 2.4 | 0.8 | 2.4 | 2.4 | 0.6 | N |  |  | OP | X | 1 | 1927 | Pre-2000 |  |  | N | IPP Non-CHP | IPP | IPP | 2 | X | WAT | Renewable | 2.4 | 0 | 1 | 0
Operable | 61893 | Lake Region Community Hybrid, LLC |  | 62442 | Lake Region Community Hybrid, LLC | MN | Vertical | Otter Tail | LRCH | Onshore Wind Turbine | WT |  | S | X | X |  |  | 2 |  | 2 | 2 | 0.1 | N |  |  | OP | X | 12 | 2018 | 2018 |  |  | N | IPP Non-CHP | IPP | IPP | 2 | X | WND | Renewable | 2 | 0 | 1 | 0
Operable | 61893 | Lake Region Community Hybrid, LLC |  | 62442 | Lake Region Community Hybrid, LLC | MN | Vertical | Otter Tail | LRCHS | Solar Photovoltaic | PV |  | S | X | X |  |  | 0.5 |  | 0.5 | 0.5 |  | N |  |  | OP | X | 12 | 2018 | 2018 |  |  | N | IPP Non-CHP | IPP | IPP | 2 | X | SUN | Renewable | 0.5 | 0 | 1 | 0
Operable | 10576 | Lake Road Generating Co LP |  | 55149 | Lake Road Generating Plant | CT | Restructured | Windham | U1 | Natural Gas Fired Combined Cycle | CS |  | S | N | N | UN.LAKE_RD11 LRD1_ | UN.LAKE_RD11 LRD1 | 280 | 0.85 | 278 | 295 | 145 | N |  |  | OP | X | 3 | 2002 | 2002 |  |  | N | IPP Non-CHP | IPP | IPP | 2 | X | NG | Non-Renewable | 0 | 280 | 0 | 1
Operable | 10576 | Lake Road Generating Co LP |  | 55149 | Lake Road Generating Plant | CT | Restructured | Windham | U2 | Natural Gas Fired Combined Cycle | CS |  | S | N | N | UN.LAKE_RD21 LRD2 | UN.LAKE_RD21 LRD2 | 280 | 0.85 | 277.9 | 307.8 | 145 | N |  |  | OP | X | 3 | 2002 | 2002 |  |  | N | IPP Non-CHP | IPP | IPP | 2 | X | NG | Non-Renewable | 0 | 280 | 0 | 1
Operable | 10576 | Lake Road Generating Co LP |  | 55149 | Lake Road Generating Plant | CT | Restructured | Windham | U3 | Natural Gas Fired Combined Cycle | CS |  | S | N | N | UN.LAKE_RD31 LRD3 | UN.LAKE_RD31 LRD3 | 280 | 0.85 | 272.9 | 295.1 | 145 | N |  |  | OP | X | 5 | 2002 | 2002 |  |  | N | IPP Non-CHP | IPP | IPP | 2 | X | NG | Non-Renewable | 0 | 280 | 0 | 1
Operable | 61171 | Lake Waconia Solar IV LLC |  | 61573 | Lake Waconia IV Community Solar Garden | MN | Vertical | Carver | 40926 | Solar Photovoltaic | PV |  | S | X | X |  |  | 1 | 1 | 1 | 1 |  | N |  |  | OP | X | 2 | 2018 | 2018 |  |  | N | IPP Non-CHP | IPP | IPP | 2 | X | SUN | Renewable | 1 | 0 | 1 | 0
Operable | 61170 | Lake Waconia Solar LLC |  | 61572 | Lake Waconia Community Solar Garden | MN | Vertical | Carver | 38610 | Solar Photovoltaic | PV |  | S | X | X |  |  | 1 | 1 | 1 | 1 |  | N |  |  | OP | X | 2 | 2018 | 2018 |  |  | N | IPP Non-CHP | IPP | IPP | 2 | X | SUN | Renewable | 1 | 0 | 1 | 0
Operable | 58338 | Lakeside Beaver Falls LLC |  | 10617 | CH Resources Beaver Falls | NY | Restructured | Lewis | GEN1 | Natural Gas Fired Combined Cycle | CT | CC01 | S | X | N | NYISO ZONE E | NYISO ZONE E | 65.5 | 0.9 | 47.5 | 59.4 | 30 | N |  |  | OP | X | 4 | 1995 | Pre-2000 |  |  | Y | IPP CHP | IPP | IPP | 3 | T | NG | Non-Renewable | 0 | 65.5 | 0 | 1 | DFO
Operable | 58338 | Lakeside Beaver Falls LLC |  | 10617 | CH Resources Beaver Falls | NY | Restructured | Lewis | GEN2 | Natural Gas Fired Combined Cycle | CA | CC01 | S | Y | X | NYISO ZONE E | NYISO ZONE E | 42.3 | 0.9 | 30.6 | 31.8 | 15 | N |  |  | OP | X | 4 | 1995 | Pre-2000 |  |  | Y | IPP CHP | IPP | IPP | 3 | B | NG | Non-Renewable | 0 | 42.3 | 0 | 1 | DFO
Operable | 58337 | Lakeside Syracuse LLC |  | 10621 | CH Resources Syracuse | NY | Restructured | Onondaga | GEN1 | Natural Gas Fired Combined Cycle | CT | CC01 | S | X | N | NYISO Zone C | NYISO Zone C | 65.5 | 0.9 | 54.4 | 74 | 30 | N |  |  | OP | X | 1 | 1994 | Pre-2000 |  |  | N | IPP Non-CHP | IPP | IPP | 2 | X | NG | Non-Renewable | 0 | 65.5 | 0 | 1
Operable | 58337 | Lakeside Syracuse LLC |  | 10621 | CH Resources Syracuse | NY | Restructured | Onondaga | GEN2 | Natural Gas Fired Combined Cycle | CA | CC01 | S | Y | X | NYISO Zone C | NYISO Zone C | 37.2 | 0.9 | 28.8 | 28.8 | 15 | N |  |  | OP | X | 1 | 1994 | Pre-2000 |  |  | N | IPP Non-CHP | IPP | IPP | 2 | X | NG | Non-Renewable | 0 | 37.2 | 0 | 1
Operable | 58710 | Lakeswind Power Partners |  | 58836 | Lakeswind Power Partners | MN | Vertical | Clay | LW1 | Onshore Wind Turbine | WT |  | S | X | X |  |  | 51.8 |  | 50 | 50 | 3 | N |  |  | OP | X | 3 | 2014 | 2014 |  |  | N | IPP Non-CHP | IPP | IPP | 2 | X | WND | Renewable | 51.8 | 0 | 1 | 0
Operable | 65888 | Lakota Ridge, LLC (Longroad) |  | 55353 | Lakota Ridge LLC | MN | Vertical | Lincoln | NMO1 | Onshore Wind Turbine | WT |  | J | X | X |  |  | 11.2 |  | 11.2 | 11.2 | 1 | N |  |  | OP | X | 4 | 1999 | Pre-2000 |  |  | N | IPP Non-CHP | IPP | IPP | 2 | X | WND | Renewable | 11.2 | 0 | 1 | 0
Operable | 62080 | Lamesa Solar II, L.L.C. |  | 61697 | Lamesa II | TX | Restructured | Dawson | IVORY | Solar Photovoltaic | PV |  | S | X | X |  |  | 50 |  | 50 | 50 |  | N |  |  | OP | X | 11 | 2018 | 2018 |  |  | N | IPP Non-CHP | IPP | IPP | 2 | X | SUN | Renewable | 50 | 0 | 1 | 0
Operable | 55910 | Lanai Sustainability Research LLC |  | 56667 | Lanai Solar-Electric Plant | HI | Vertical | Maui | 1 | Solar Photovoltaic | PV |  | S | X | X |  |  | 0.1 |  | 0.1 | 0.1 |  | N |  |  | OP | X | 12 | 2008 | 2008 |  |  | N | IPP Non-CHP | IPP | IPP | 2 | X | SUN | Renewable | 0.1 | 0 | 1 | 0
Operable | 55910 | Lanai Sustainability Research LLC |  | 56667 | Lanai Solar-Electric Plant | HI | Vertical | Maui | 2 | Solar Photovoltaic | PV |  | S | X | X |  |  | 0.1 |  | 0.1 | 0.1 |  | N |  |  | OP | X | 12 | 2008 | 2008 |  |  | N | IPP Non-CHP | IPP | IPP | 2 | X | SUN | Renewable | 0.1 | 0 | 1 | 0
Operable | 55910 | Lanai Sustainability Research LLC |  | 56667 | Lanai Solar-Electric Plant | HI | Vertical | Maui | 3 | Solar Photovoltaic | PV |  | S | X | X |  |  | 0.1 |  | 0.1 | 0.1 |  | N |  |  | OP | X | 12 | 2008 | 2008 |  |  | N | IPP Non-CHP | IPP | IPP | 2 | X | SUN | Renewable | 0.1 | 0 | 1 | 0
Operable | 55910 | Lanai Sustainability Research LLC |  | 56667 | Lanai Solar-Electric Plant | HI | Vertical | Maui | 4 | Solar Photovoltaic | PV |  | S | X | X |  |  | 0.1 |  | 0.1 | 0.1 |  | N |  |  | OP | X | 12 | 2008 | 2008 |  |  | N | IPP Non-CHP | IPP | IPP | 2 | X | SUN | Renewable | 0.1 | 0 | 1 | 0
Operable | 55910 | Lanai Sustainability Research LLC |  | 56667 | Lanai Solar-Electric Plant | HI | Vertical | Maui | 5 | Solar Photovoltaic | PV |  | S | X | X |  |  | 0.1 |  | 0.1 | 0.1 |  | N |  |  | OP | X | 12 | 2008 | 2008 |  |  | N | IPP Non-CHP | IPP | IPP | 2 | X | SUN | Renewable | 0.1 | 0 | 1 | 0
Operable | 55910 | Lanai Sustainability Research LLC |  | 56667 | Lanai Solar-Electric Plant | HI | Vertical | Maui | 6 | Solar Photovoltaic | PV |  | S | X | X |  |  | 0.1 |  | 0.1 | 0.1 |  | N |  |  | OP | X | 12 | 2008 | 2008 |  |  | N | IPP Non-CHP | IPP | IPP | 2 | X | SUN | Renewable | 0.1 | 0 | 1 | 0
Operable | 55910 | Lanai Sustainability Research LLC |  | 56667 | Lanai Solar-Electric Plant | HI | Vertical | Maui | 7 | Solar Photovoltaic | PV |  | S | X | X |  |  | 0.1 |  | 0.1 | 0.1 |  | N |  |  | OP | X | 12 | 2008 | 2008 |  |  | N | IPP Non-CHP | IPP | IPP | 2 | X | SUN | Renewable | 0.1 | 0 | 1 | 0
Operable | 55910 | Lanai Sustainability Research LLC |  | 56667 | Lanai Solar-Electric Plant | HI | Vertical | Maui | 8 | Solar Photovoltaic | PV |  | S | X | X |  |  | 0.1 |  | 0.1 | 0.1 |  | N |  |  | OP | X | 12 | 2008 | 2008 |  |  | N | IPP Non-CHP | IPP | IPP | 2 | X | SUN | Renewable | 0.1 | 0 | 1 | 0
Operable | 55910 | Lanai Sustainability Research LLC |  | 56667 | Lanai Solar-Electric Plant | HI | Vertical | Maui | 9 | Solar Photovoltaic | PV |  | S | X | X |  |  | 0.1 |  | 0.1 | 0.1 |  | N |  |  | OP | X | 12 | 2008 | 2008 |  |  | N | IPP Non-CHP | IPP | IPP | 2 | X | SUN | Renewable | 0.1 | 0 | 1 | 0
Operable | 55910 | Lanai Sustainability Research LLC |  | 56667 | Lanai Solar-Electric Plant | HI | Vertical | Maui | 10 | Solar Photovoltaic | PV |  | S | X | X |  |  | 0.1 |  | 0.1 | 0.1 |  | N |  |  | OP | X | 12 | 2008 | 2008 |  |  | N | IPP Non-CHP | IPP | IPP | 2 | X | SUN | Renewable | 0.1 | 0 | 1 | 0
Operable | 55910 | Lanai Sustainability Research LLC |  | 56667 | Lanai Solar-Electric Plant | HI | Vertical | Maui | 11 | Solar Photovoltaic | PV |  | S | X | X |  |  | 0.1 |  | 0.1 | 0.1 |  | N |  |  | OP | X | 12 | 2008 | 2008 |  |  | N | IPP Non-CHP | IPP | IPP | 2 | X | SUN | Renewable | 0.1 | 0 | 1 | 0
Operable | 55910 | Lanai Sustainability Research LLC |  | 56667 | Lanai Solar-Electric Plant | HI | Vertical | Maui | 12 | Solar Photovoltaic | PV |  | S | X | X |  |  | 0.1 |  | 0.1 | 0.1 |  | N |  |  | OP | X | 12 | 2008 | 2008 |  |  | N | IPP Non-CHP | IPP | IPP | 2 | X | SUN | Renewable | 0.1 | 0 | 1 | 0
Operable | 63769 | Lancaster Solar GA, LLC |  | 64150 | Lancaster Solar GA | GA | Vertical | Randolph | LANCR | Solar Photovoltaic | PV |  | S | X | X |  |  | 80 |  | 80 | 80 |  | N |  |  | OP | X | 12 | 2021 | 2021 |  |  | N | IPP Non-CHP | IPP | IPP | 2 | X | SUN | Renewable | 80 | 0 | 1 | 0
Operable | 59195 | Landfill Energy Systems |  | 59425 | Zimmerman Energy | IN | Vertical | Marshall | ZE#4 | Landfill Gas | IC |  | S | X | X |  |  | 1.6 | 0.8 | 1.4 | 1.4 | 0.8 | N |  |  | OP | X | 12 | 2020 | 2020 |  |  | N | IPP Non-CHP | IPP | IPP | 2 | X | LFG | Renewable | 1.6 | 0 | 1 | 0
Operable | 59195 | Landfill Energy Systems |  | 59425 | Zimmerman Energy | IN | Vertical | Marshall | ZE-#1 | Landfill Gas | IC |  | S | X | X |  |  | 2 | 0.8 | 1.9 | 1.9 | 0.9 | N |  |  | OP | X | 11 | 2014 | 2014 |  |  | N | IPP Non-CHP | IPP | IPP | 2 | X | LFG | Renewable | 2 | 0 | 1 | 0
Operable | 59195 | Landfill Energy Systems |  | 59425 | Zimmerman Energy | IN | Vertical | Marshall | ZE-#2 | Landfill Gas | IC |  | S | X | X |  |  | 2 | 0.8 | 1.9 | 1.9 | 0.9 | N |  |  | OP | X | 11 | 2014 | 2014 |  |  | N | IPP Non-CHP | IPP | IPP | 2 | X | LFG | Renewable | 2 | 0 | 1 | 0
Operable | 59195 | Landfill Energy Systems |  | 59425 | Zimmerman Energy | IN | Vertical | Marshall | ZE-#3 | Landfill Gas | IC |  | S | X | X |  |  | 2 | 0.8 | 1.9 | 1.9 | 0.9 | N |  |  | OP | X | 11 | 2014 | 2014 |  |  | N | IPP Non-CHP | IPP | IPP | 2 | X | LFG | Renewable | 2 | 0 | 1 | 0
Operable | 59458 | Landfill Energy Systems Florida |  | 59686 | Sarasota County LFGTE Facility | FL | Vertical | Sarasota | LESF1 | Landfill Gas | IC |  | S | X | X |  |  | 1.6 | 0.8 | 1.6 | 1.6 | 0.8 | N |  |  | OP | X | 2 | 2015 | 2015 |  |  | N | IPP Non-CHP | IPP | IPP | 2 | X | LFG | Renewable | 1.6 | 0 | 1 | 0
Operable | 59458 | Landfill Energy Systems Florida |  | 59686 | Sarasota County LFGTE Facility | FL | Vertical | Sarasota | LESF2 | Landfill Gas | IC |  | S | X | X |  |  | 1.6 | 0.8 | 1.6 | 1.6 | 0.8 | N |  |  | OP | X | 2 | 2015 | 2015 |  |  | N | IPP Non-CHP | IPP | IPP | 2 | X | LFG | Renewable | 1.6 | 0 | 1 | 0
Operable | 59458 | Landfill Energy Systems Florida |  | 59686 | Sarasota County LFGTE Facility | FL | Vertical | Sarasota | LESF3 | Landfill Gas | IC |  | S | X | X |  |  | 1.6 | 0.8 | 1.6 | 1.6 | 0.8 | N |  |  | OP | X | 2 | 2015 | 2015 |  |  | N | IPP Non-CHP | IPP | IPP | 2 | X | LFG | Renewable | 1.6 | 0 | 1 | 0
Operable | 59458 | Landfill Energy Systems Florida |  | 59686 | Sarasota County LFGTE Facility | FL | Vertical | Sarasota | LESF4 | Landfill Gas | IC |  | S | X | X |  |  | 1.6 | 0.8 | 1.6 | 1.6 | 0.8 | N |  |  | OP | X | 11 | 2019 | 2019 |  |  | N | IPP Non-CHP | IPP | IPP | 2 | X | LFG | Renewable | 1.6 | 0 | 1 | 0
Operable | 65086 | Landrace Holdings, LLC |  | 65955 | Landrace Holdings, LLC | SC | Vertical | Horry | LANDR | Solar Photovoltaic | PV |  | S | X | X |  |  | 55 |  | 55 | 55 |  | N |  |  | OP | X | 11 | 2023 | 2023 |  |  | N | IPP Non-CHP | IPP | IPP | 2 | X | SUN | Renewable | 55 | 0 | 1 | 0
Operable | 61642 | Lane Solar Farm LLC |  | 62104 | Lane Solar | NC | Vertical | Wayne | PGRF2 | Solar Photovoltaic | PV |  | S | X | X |  |  | 5 |  | 5 | 5 |  | N |  |  | OP | X | 9 | 2018 | 2018 |  |  | N | IPP Non-CHP | IPP | IPP | 2 | X | SUN | Renewable | 5 | 0 | 1 | 0
Operable | 10685 | Lanesboro Public Utility Comm |  | 1987 | Lanesboro | MN | Vertical | Fillmore | 2 | Conventional Hydroelectric | HY |  | S | X | X |  |  | 0.3 | 0.8 | 0.2 | 0.2 | 0.1 | N |  |  | OP | X | 1 | 1923 | Pre-2000 |  |  | N | Electric Utility | Utility | Municipal | 1 | X | WAT | Renewable | 0.3 | 0 | 1 | 0
Operable | 10685 | Lanesboro Public Utility Comm |  | 1987 | Lanesboro | MN | Vertical | Fillmore | 4 | Petroleum Liquids | IC |  | S | X | X |  |  | 2.3 | 0.8 | 2.1 | 2.1 | 1 | N |  |  | OP | X | 6 | 2004 | 2004 |  |  | N | Electric Utility | Utility | Municipal | 1 | X | DFO | Non-Renewable | 0 | 2.3 | 0 | 1
Operable | 63197 | Lang Solar Farm, LLC |  | 63449 | Lang Solar Farm | NC | Vertical | Lenoir | PV1 | Solar Photovoltaic | PV |  | S | X | X |  |  | 5 | 1 | 5 | 5 |  | N |  |  | OP | X | 10 | 2016 | 2016 |  |  | N | IPP Non-CHP | IPP | IPP | 2 | X | SUN | Renewable | 5 | 0 | 1 | 0
Operable | 56506 | Langford Wind Power LLC |  | 57153 | Langford Wind Power | TX | Restructured | Tom Green | 1 | Onshore Wind Turbine | WT |  | S | X | X |  |  | 150 |  | 150 | 150 | 0 | N |  |  | OP | X | 12 | 2009 | 2009 |  |  | N | IPP Non-CHP | IPP | IPP | 2 | X | WND | Renewable | 150 | 0 | 1 | 0
Operable | 60987 | Lanikuhana Solar LLC |  | 58281 | Lanikuhana Solar LLC | HI | Vertical | Honolulu | 1 | Solar Photovoltaic | PV |  | S | X | X |  |  | 14.7 |  | 14.7 | 14.7 |  | N |  |  | OP | X | 9 | 2019 | 2019 |  |  | N | IPP Non-CHP | IPP | IPP | 2 | X | SUN | Renewable | 14.7 | 0 | 1 | 0
Operable | 56155 | Lansing Board of Water and Light |  | 58427 | Lansing BWL REO Town Plant | MI | Vertical | Ingham | CTG1 | Natural Gas Fired Combined Cycle | CT | CC1 | S | X | N |  |  | 42 | 0.85 | 31 | 43.6 | 5 | N |  |  | OP | X | 7 | 2013 | 2013 |  |  | N | Electric Utility | Utility | Municipal | 1 | X | NG | Non-Renewable | 0 | 42 | 0 | 1
Operable | 56155 | Lansing Board of Water and Light |  | 58427 | Lansing BWL REO Town Plant | MI | Vertical | Ingham | CTG2 | Natural Gas Fired Combined Cycle | CT | CC1 | S | X | N |  |  | 42 | 0.85 | 31 | 43.6 | 5 | N |  |  | OP | X | 7 | 2013 | 2013 |  |  | N | Electric Utility | Utility | Municipal | 1 | X | NG | Non-Renewable | 0 | 42 | 0 | 1
Operable | 56155 | Lansing Board of Water and Light |  | 58427 | Lansing BWL REO Town Plant | MI | Vertical | Ingham | ST | Natural Gas Fired Combined Cycle | CA | CC1 | S | Y | X |  |  | 14 | 1 | 12.9 | 13 | 1.5 | N |  |  | OP | X | 7 | 2013 | 2013 |  |  | Y | Electric Utility | Utility | Municipal | 1 | T | NG | Non-Renewable | 0 | 14 | 0 | 1
Operable | 56155 | Lansing Board of Water and Light |  | 63259 | Delta Energy Park | MI | Vertical | Eaton | DEPC2 | Natural Gas Fired Combined Cycle | CT | 804 | S | X | Y | CONS.LANS | CONS.LANS | 58 | 0.85 | 48.3 | 58 | 35 | N |  |  | OP | X | 3 | 2022 | 2022 |  |  | N | Electric Utility | Utility | Municipal | 1 | X | NG | Non-Renewable | 0 | 58 | 0 | 1
Operable | 56155 | Lansing Board of Water and Light |  | 63259 | Delta Energy Park | MI | Vertical | Eaton | DEPC3 | Natural Gas Fired Combined Cycle | CT | 805 | S | X | Y | CONS.LANS | CONS.LANS | 58 | 0.85 | 48.3 | 58 | 35 | N |  |  | OP | X | 3 | 2022 | 2022 |  |  | N | Electric Utility | Utility | Municipal | 1 | X | NG | Non-Renewable | 0 | 58 | 0 | 1
Operable | 56155 | Lansing Board of Water and Light |  | 63259 | Delta Energy Park | MI | Vertical | Eaton | DEPS1 | Natural Gas Fired Combustion Turbine | GT |  | S | X | X | CONS.LANS | CONS.LANS | 58 | 0.85 | 46.3 | 57.1 | 35 | N |  |  | OP | X | 3 | 2022 | 2022 |  |  | N | Electric Utility | Utility | Municipal | 1 | X | NG | Non-Renewable | 0 | 58 | 0 | 1
Operable | 56155 | Lansing Board of Water and Light |  | 63259 | Delta Energy Park | MI | Vertical | Eaton | DEPST | Natural Gas Fired Combined Cycle | CA | 852 | S | N | X | CONS.LANS | CONS.LANS | 89.2 | 0.85 | 81 | 84.1 | 16 | N |  |  | OP | X | 3 | 2022 | 2022 |  |  | N | Electric Utility | Utility | Municipal | 1 | X | NG | Non-Renewable | 0 | 89.2 | 0 | 1
Operable | 63107 | Lansing Renewables, LLC |  | 63337 | Lansing Renewables, LLC | NY | Restructured | Tompkins | 14320 | Batteries | BA |  | S | X | X |  |  | 3 |  | 3 | 3 |  | N |  |  | OP | X | 4 | 2022 | 2022 |  |  | N | IPP Non-CHP | IPP | IPP | 2 | X | MWH | Other | 0 | 0 | 0 | 0
Operable | 63107 | Lansing Renewables, LLC |  | 63337 | Lansing Renewables, LLC | NY | Restructured | Tompkins | 6004 | Solar Photovoltaic | PV |  | S | X | X |  |  | 5 |  | 5 | 4 |  | N |  |  | OP | X | 11 | 2020 | 2020 |  |  | N | IPP Non-CHP | IPP | IPP | 2 | X | SUN | Renewable | 5 | 0 | 1 | 0
Operable | 12653 | Lanyard Power Holdings, LLC |  | 1571 | Chalk Point Power | MD | Restructured | Prince Georges | 3 | Natural Gas Steam Turbine | ST |  | W | X | X | 50817 | CHALKPT 24 KV CHLKG3 | 659 | 0.9 | 595 | 614 | 65 | N |  |  | OP | X | 5 | 1975 | Pre-2000 |  |  | N | IPP Non-CHP | IPP | IPP | 2 | X | NG | Non-Renewable | 0 | 659 | 0 | 1
Operable | 12653 | Lanyard Power Holdings, LLC |  | 1571 | Chalk Point Power | MD | Restructured | Prince Georges | 4 | Natural Gas Steam Turbine | ST |  | W | X | X | 50818 | CHALKPT 24 KV CHLKG4 | 659 | 0.9 | 585.3 | 598.2 | 50 | N |  |  | OP | X | 12 | 1981 | Pre-2000 |  |  | N | IPP Non-CHP | IPP | IPP | 2 | X | NG | Non-Renewable | 0 | 659 | 0 | 1
Operable | 12653 | Lanyard Power Holdings, LLC |  | 1571 | Chalk Point Power | MD | Restructured | Prince Georges | GT1 | Petroleum Liquids | GT |  | W | X | X | 50809 | CHALKPT 4 KV CT1 | 16 | 0.85 | 18 | 20 | 5 | N |  |  | OP | X | 4 | 1967 | Pre-2000 |  |  | N | IPP Non-CHP | IPP | IPP | 2 | X | DFO | Non-Renewable | 0 | 16 | 0 | 1
Operable | 12653 | Lanyard Power Holdings, LLC |  | 1571 | Chalk Point Power | MD | Restructured | Prince Georges | GT2 | Petroleum Liquids | GT |  | W | X | X | 50810 | CHALKPT 13 KV CT2 | 35 | 0.9 | 26 | 26 | 5 | N |  |  | OP | X | 6 | 1974 | Pre-2000 |  |  | N | IPP Non-CHP | IPP | IPP | 2 | X | DFO | Non-Renewable | 0 | 35 | 0 | 1
Operable | 12653 | Lanyard Power Holdings, LLC |  | 1571 | Chalk Point Power | MD | Restructured | Prince Georges | GT3 | Natural Gas Fired Combustion Turbine | GT |  | W | X | X | 50811 | CHALKPT 13 KV CT3 | 103 | 0.85 | 86 | 100 | 33 | N |  |  | OP | X | 6 | 1991 | Pre-2000 |  |  | N | IPP Non-CHP | IPP | IPP | 2 | X | NG | Non-Renewable | 0 | 103 | 0 | 1 | DFO
Operable | 12653 | Lanyard Power Holdings, LLC |  | 1571 | Chalk Point Power | MD | Restructured | Prince Georges | GT4 | Natural Gas Fired Combustion Turbine | GT |  | W | X | X | 50812 | CHALKPT 13 KV CT4 | 103 | 0.85 | 86 | 100 | 33 | N |  |  | OP | X | 6 | 1991 | Pre-2000 |  |  | N | IPP Non-CHP | IPP | IPP | 2 | X | NG | Non-Renewable | 0 | 103 | 0 | 1 | DFO
Operable | 12653 | Lanyard Power Holdings, LLC |  | 1571 | Chalk Point Power | MD | Restructured | Prince Georges | GT5 | Natural Gas Fired Combustion Turbine | GT |  | W | X | X | 50813 | CHALKPT 13 KV CT5 | 125 | 0.9 | 109 | 123 | 65 | N |  |  | OP | X | 6 | 1991 | Pre-2000 |  |  | N | IPP Non-CHP | IPP | IPP | 2 | X | NG | Non-Renewable | 0 | 125 | 0 | 1 | DFO
Operable | 12653 | Lanyard Power Holdings, LLC |  | 1571 | Chalk Point Power | MD | Restructured | Prince Georges | GT6 | Natural Gas Fired Combustion Turbine | GT |  | W | X | X | 50814 | CHALKPT 13 KV CT6 | 125 | 0.9 | 109 | 126 | 65 | N |  |  | OP | X | 6 | 1991 | Pre-2000 |  |  | N | IPP Non-CHP | IPP | IPP | 2 | X | NG | Non-Renewable | 0 | 125 | 0 | 1 | DFO
Operable | 12653 | Lanyard Power Holdings, LLC |  | 1572 | Dickerson Power | MD | Restructured | Montgomery | GT2 | Natural Gas Fired Combustion Turbine | GT |  | W | X | X | 50823 | DICKERSH 13 KV HCT2 | 163 | 0.9 | 147 | 167 | 40 | N |  |  | OP | X | 6 | 1992 | Pre-2000 |  |  | N | IPP Non-CHP | IPP | IPP | 2 | X | NG | Non-Renewable | 0 | 163 | 0 | 1 | DFO
Operable | 12653 | Lanyard Power Holdings, LLC |  | 1572 | Dickerson Power | MD | Restructured | Montgomery | GT3 | Natural Gas Fired Combustion Turbine | GT |  | W | X | X | 50824 | DICKERSH13 KV HCT1 | 163 | 0.9 | 152 | 167 | 40 | N |  |  | OP | X | 6 | 1992 | Pre-2000 |  |  | N | IPP Non-CHP | IPP | IPP | 2 | X | NG | Non-Renewable | 0 | 163 | 0 | 1 | DFO
Operable | 12653 | Lanyard Power Holdings, LLC |  | 1573 | Morgantown Generating Plant | MD | Restructured | Charles | 3 | Petroleum Liquids | GT |  | S | X | X | 50828 | MORGANTO 13KV CT3 | 65 | 0.9 | 54 | 59 | 10 | N |  |  | OP | X | 6 | 1973 | Pre-2000 |  |  | N | IPP Non-CHP | IPP | IPP | 2 | X | DFO | Non-Renewable | 0 | 65 | 0 | 1
Operable | 12653 | Lanyard Power Holdings, LLC |  | 1573 | Morgantown Generating Plant | MD | Restructured | Charles | 4 | Petroleum Liquids | GT |  | S | X | X | 50829 | MORGANTO 13KV CT4 | 65 | 0.9 | 54 | 59 | 10 | N |  |  | OP | X | 6 | 1973 | Pre-2000 |  |  | N | IPP Non-CHP | IPP | IPP | 2 | X | DFO | Non-Renewable | 0 | 65 | 0 | 1
Operable | 12653 | Lanyard Power Holdings, LLC |  | 1573 | Morgantown Generating Plant | MD | Restructured | Charles | 5 | Petroleum Liquids | GT |  | S | X | X | 50830 | MORGANTO 13KV CT5 | 65 | 0.9 | 54 | 59 | 10 | N |  |  | OP | X | 5 | 1973 | Pre-2000 | 6 | 2024 | N | IPP Non-CHP | IPP | IPP | 2 | X | DFO | Non-Renewable | 0 | 65 | 0 | 1
Operable | 12653 | Lanyard Power Holdings, LLC |  | 1573 | Morgantown Generating Plant | MD | Restructured | Charles | 6 | Petroleum Liquids | GT |  | S | X | X | 50831 | MORGANTO 13KV CT6 | 65 | 0.9 | 54 | 59 | 10 | N |  |  | OP | X | 5 | 1973 | Pre-2000 | 6 | 2024 | N | IPP Non-CHP | IPP | IPP | 2 | X | DFO | Non-Renewable | 0 | 65 | 0 | 1
Operable | 64210 | Lapeer-Cortland Solar, LLC |  | 64593 | Bellisario Solar 1 | NY | Restructured | Cortland | B1 | Solar Photovoltaic | PV |  | S | X | X |  |  | 5 |  | 5 | 5 |  | N |  |  | OP | X | 3 | 2021 | 2021 |  |  | N | IPP Non-CHP | IPP | IPP | 2 | X | SUN | Renewable | 5 | 0 | 1 | 0
Operable | 64210 | Lapeer-Cortland Solar, LLC |  | 64594 | Bellisario Solar 2 | NY | Restructured | Cortland | B1 | Solar Photovoltaic | PV |  | S | X | X |  |  | 5 |  | 5 | 5 |  | N |  |  | OP | X | 10 | 2021 | 2021 |  |  | N | IPP Non-CHP | IPP | IPP | 2 | X | SUN | Renewable | 5 | 0 | 1 | 0
Operable | 64210 | Lapeer-Cortland Solar, LLC |  | 64595 | Bellisario Solar 3 | NY | Restructured | Cortland | B1 | Solar Photovoltaic | PV |  | S | X | X |  |  | 5 |  | 5 | 5 |  | N |  |  | OP | X | 10 | 2021 | 2021 |  |  | N | IPP Non-CHP | IPP | IPP | 2 | X | SUN | Renewable | 5 | 0 | 1 | 0
Operable | 62027 | LaPorte Power, LLC |  | 55365 | Exelon LaPorte Generating Station | TX | Restructured | Harris | GT1 | Natural Gas Fired Combustion Turbine | GT |  | S | X | X | AZ_AZ_G1 | AZ_AZ_G1 | 59 | 0.85 | 36 | 42 | 36 | N |  |  | OP | X | 7 | 2001 | 2001 |  |  | N | IPP Non-CHP | IPP | IPP | 2 | X | NG | Non-Renewable | 0 | 59 | 0 | 1
Operable | 62027 | LaPorte Power, LLC |  | 55365 | Exelon LaPorte Generating Station | TX | Restructured | Harris | GT2 | Natural Gas Fired Combustion Turbine | GT |  | S | X | X | AZ_AZ_G2 | AZ_AZ_G2 | 59 | 0.85 | 36 | 42 | 36 | N |  |  | OP | X | 7 | 2001 | 2001 |  |  | N | IPP Non-CHP | IPP | IPP | 2 | X | NG | Non-Renewable | 0 | 59 | 0 | 1
Operable | 62027 | LaPorte Power, LLC |  | 55365 | Exelon LaPorte Generating Station | TX | Restructured | Harris | GT3 | Natural Gas Fired Combustion Turbine | GT |  | S | X | X | AZ_AZ_G3 | AZ_AZ_G3 | 59 | 0.85 | 36 | 42 | 36 | N |  |  | OP | X | 7 | 2001 | 2001 |  |  | N | IPP Non-CHP | IPP | IPP | 2 | X | NG | Non-Renewable | 0 | 59 | 0 | 1
Operable | 62027 | LaPorte Power, LLC |  | 55365 | Exelon LaPorte Generating Station | TX | Restructured | Harris | GT4 | Natural Gas Fired Combustion Turbine | GT |  | S | X | X | AZ_AZ_G4 | AZ_AZ_G4 | 59 | 0.85 | 36 | 42 | 36 | N |  |  | OP | X | 7 | 2001 | 2001 |  |  | N | IPP Non-CHP | IPP | IPP | 2 | X | NG | Non-Renewable | 0 | 59 | 0 | 1
Operable | 64649 | Laredo Ridge Wind LLC |  | 57262 | Laredo Ridge Wind LLC | NE | Vertical | Boone | 1 | Onshore Wind Turbine | WT |  | S | X | X | SPP | SPP | 79.9 |  | 79.9 | 79.9 | 1 | N |  |  | OP | X | 2 | 2011 | 2011 |  |  | N | IPP Non-CHP | IPP | IPP | 2 | X | WND | Renewable | 79.9 | 0 | 1 | 0
Operable | 63431 | Las Majadas Wind Farm, LLC |  | 63739 | Las Majadas Wind Farm | TX | Restructured | Willacy | LMAJ | Onshore Wind Turbine | WT |  | S | X | X |  |  | 272.6 | 1 | 272.6 | 272.6 | 0.2 | N |  |  | OP | X | 3 | 2021 | 2021 |  |  | N | IPP Non-CHP | IPP | IPP | 2 | X | WND | Renewable | 272.6 | 0 | 1 | 0
Operable | 10723 | Lateral 10 Ventures |  | 54753 | Lateral 10 Ventures | ID | Vertical | Twin Falls | GEN1 | Conventional Hydroelectric | HY |  | S | X | X |  |  | 2.4 | 0.8 | 2.3 | 2.2 | 0.2 | N |  |  | OP | X | 11 | 1984 | Pre-2000 |  |  | N | IPP Non-CHP | IPP | IPP | 2 | X | WAT | Renewable | 2.4 | 0 | 1 | 0
Operable | 59287 | Laurel Capital Partners |  | 59544 | Parlin Solar LLC | NJ | Restructured | Middlesex | PV1 | Solar Photovoltaic | PV |  | S | X | X |  |  | 1.3 |  | 1.2 | 1 |  | N |  |  | OP | X | 10 | 2012 | 2012 |  |  | N | IPP Non-CHP | IPP | IPP | 2 | X | SUN | Renewable | 1.3 | 0 | 1 | 0
Operable | 59287 | Laurel Capital Partners |  | 59545 | Springfield Solar LLC | OH | Restructured | Clark | PV1 | Solar Photovoltaic | PV |  | S | X | X |  |  | 1.5 |  | 1.5 | 1.1 |  | N |  |  | OP | X | 11 | 2012 | 2012 |  |  | N | IPP Non-CHP | IPP | IPP | 2 | X | SUN | Renewable | 1.5 | 0 | 1 | 0
Operable | 59287 | Laurel Capital Partners |  | 59546 | Beaver Solar LLC | PA | Restructured | Beaver | PV1 | Solar Photovoltaic | PV |  | S | X | X |  |  | 1.3 |  | 1.3 | 1.2 |  | N |  |  | OP | X | 12 | 2012 | 2012 |  |  | N | IPP Non-CHP | IPP | IPP | 2 | X | SUN | Renewable | 1.3 | 0 | 1 | 0
Operable | 59287 | Laurel Capital Partners |  | 59715 | DD Hay Road Solar 23 LLC | DE | Restructured | New Castle | PV1 | Solar Photovoltaic | PV |  | S | X | X |  |  | 1.2 |  | 1.2 | 1 |  | N |  |  | OP | X | 5 | 2015 | 2015 |  |  | N | IPP Non-CHP | IPP | IPP | 2 | X | SUN | Renewable | 1.2 | 0 | 1 | 0
Operable | 63398 | Laurel Village Community Solar LLC |  | 63679 | Laurel Village (CSG) | MN | Vertical | Wright | LAUR | Solar Photovoltaic | PV |  | S | X | X |  |  | 1 |  | 1 | 1 |  | N |  |  | OP | X | 4 | 2020 | 2020 |  |  | N | IPP Non-CHP | IPP | IPP | 2 | X | SUN | Renewable | 1 | 0 | 1 | 0
Operable | 61417 | Lavio Solar, LLC |  | 61792 | Lavio Solar | CA | Vertical | Sonoma | 5002 | Solar Photovoltaic | PV |  | S | X | X |  |  | 1 | 1 | 1 | 0.5 |  | N |  |  | OP | X | 4 | 2018 | 2018 |  |  | N | IPP Non-CHP | IPP | IPP | 2 | X | SUN | Renewable | 1 | 0 | 1 | 0
Operable | 61137 | Lawrenceburg Power, LLC |  | 55502 | Lawrenceburg Power, LLC | IN | Vertical | Dearborn | 100 | Natural Gas Fired Combined Cycle | CA | CC1 | W | Y | X |  |  | 268 | 0.85 | 258 | 263 | 125 | N |  |  | OP | X | 6 | 2004 | 2004 |  |  | N | IPP Non-CHP | IPP | IPP | 2 | X | NG | Non-Renewable | 0 | 268 | 0 | 1
Operable | 61137 | Lawrenceburg Power, LLC |  | 55502 | Lawrenceburg Power, LLC | IN | Vertical | Dearborn | 200 | Natural Gas Fired Combined Cycle | CA | CC2 | W | Y | X |  |  | 268 | 0.85 | 258 | 263 | 125 | N |  |  | OP | X | 6 | 2004 | 2004 |  |  | N | IPP Non-CHP | IPP | IPP | 2 | X | NG | Non-Renewable | 0 | 268 | 0 | 1
Operable | 61137 | Lawrenceburg Power, LLC |  | 55502 | Lawrenceburg Power, LLC | IN | Vertical | Dearborn | 1100 | Natural Gas Fired Combined Cycle | CT | CC1 | W | X | N |  |  | 174 | 0.85 | 166 | 188 | 80 | N |  |  | OP | X | 6 | 2004 | 2004 |  |  | N | IPP Non-CHP | IPP | IPP | 2 | X | NG | Non-Renewable | 0 | 174 | 0 | 1
Operable | 61137 | Lawrenceburg Power, LLC |  | 55502 | Lawrenceburg Power, LLC | IN | Vertical | Dearborn | 1200 | Natural Gas Fired Combined Cycle | CT | CC1 | W | X | N |  |  | 174 | 0.85 | 171 | 193 | 80 | N |  |  | OP | X | 6 | 2004 | 2004 |  |  | N | IPP Non-CHP | IPP | IPP | 2 | X | NG | Non-Renewable | 0 | 174 | 0 | 1
Operable | 61137 | Lawrenceburg Power, LLC |  | 55502 | Lawrenceburg Power, LLC | IN | Vertical | Dearborn | 2100 | Natural Gas Fired Combined Cycle | CT | CC2 | W | X | N |  |  | 174 | 0.85 | 166 | 188 | 80 | N |  |  | OP | X | 6 | 2004 | 2004 |  |  | N | IPP Non-CHP | IPP | IPP | 2 | X | NG | Non-Renewable | 0 | 174 | 0 | 1
Operable | 61137 | Lawrenceburg Power, LLC |  | 55502 | Lawrenceburg Power, LLC | IN | Vertical | Dearborn | 2200 | Natural Gas Fired Combined Cycle | CT | CC2 | W | X | N |  |  | 174 | 0.85 | 171 | 193 | 80 | N |  |  | OP | X | 6 | 2004 | 2004 |  |  | N | IPP Non-CHP | IPP | IPP | 2 | X | NG | Non-Renewable | 0 | 174 | 0 | 1
Operable | 10810 | LAX Airport |  | 58258 | Central Utilities Plant LAX 2 | CA | Vertical | Los Angeles | GEN1 | Natural Gas Fired Combustion Turbine | GT |  | S | X | X |  |  | 4.6 | 0.95 | 4.2 | 4.2 | 2.5 | N |  |  | OP | X | 10 | 2015 | 2015 |  |  | Y | Commercial CHP | Customer Sited | Other | 5 | T | NG | Non-Renewable | 0 | 4.6 | 0 | 1
Operable | 10810 | LAX Airport |  | 58258 | Central Utilities Plant LAX 2 | CA | Vertical | Los Angeles | GEN2 | Natural Gas Fired Combustion Turbine | GT |  | S | X | X |  |  | 4.6 | 0.95 | 4.2 | 4.2 | 2.5 | N |  |  | OP | X | 10 | 2015 | 2015 |  |  | Y | Commercial CHP | Customer Sited | Other | 5 | T | NG | Non-Renewable | 0 | 4.6 | 0 | 1
Operable | 54874 | Lea Power Partners LLC |  | 56458 | Hobbs Generating Station | NM | Vertical | Lea | CHW-T | Natural Gas Fired Combustion Turbine | GT | CC1 | S | X | X |  |  | 7.2 | 0.9 | 4.3 |  | 0.1 | N |  |  | OP | X | 9 | 2008 | 2008 |  |  | N | IPP Non-CHP | IPP | IPP | 2 | X | NG | Non-Renewable | 0 | 7.2 | 0 | 1
Operable | 54874 | Lea Power Partners LLC |  | 56458 | Hobbs Generating Station | NM | Vertical | Lea | GT1 | Natural Gas Fired Combined Cycle | CT | CC1 | S | X | N |  |  | 196.9 | 0.9 | 160.6 | 179.7 | 110 | N |  |  | OP | X | 9 | 2008 | 2008 |  |  | N | IPP Non-CHP | IPP | IPP | 2 | X | NG | Non-Renewable | 0 | 196.9 | 0 | 1
Operable | 54874 | Lea Power Partners LLC |  | 56458 | Hobbs Generating Station | NM | Vertical | Lea | GT2 | Natural Gas Fired Combined Cycle | CT | CC1 | S | X | N |  |  | 196.9 | 0.9 | 159.5 | 178.8 | 110 | N |  |  | OP | X | 9 | 2008 | 2008 |  |  | N | IPP Non-CHP | IPP | IPP | 2 | X | NG | Non-Renewable | 0 | 196.9 | 0 | 1
Operable | 54874 | Lea Power Partners LLC |  | 56458 | Hobbs Generating Station | NM | Vertical | Lea | ST3 | Natural Gas Fired Combined Cycle | CA | CC1 | S | Y | X |  |  | 280.5 | 0.85 | 253.7 | 275.5 | 54 | N |  |  | OP | X | 9 | 2008 | 2008 |  |  | N | IPP Non-CHP | IPP | IPP | 2 | X | NG | Non-Renewable | 0 | 280.5 | 0 | 1
Operable | 50133 | Leaf River Cellulose LLC |  | 10233 | Leaf River Cellulose LLC | MS | Vertical | Perry | GEN1 | Wood/Wood Waste Biomass | ST |  | S | X | X | SME.LEAFRIVER |  | 25.2 | 0.8 | 26.1 | 26.7 | 4 | N |  |  | OP | X | 7 | 1984 | Pre-2000 |  |  | Y | Industrial CHP | Customer Sited | Other | 7 | T | BLQ | Renewable | 25.2 | 0 | 1 | 0 | WDS | NG
Operable | 50133 | Leaf River Cellulose LLC |  | 10233 | Leaf River Cellulose LLC | MS | Vertical | Perry | GEN2 | Wood/Wood Waste Biomass | ST |  | S | X | X | SME.LEAFRIVER |  | 25.2 | 0.8 | 26.1 | 26.7 | 4 | N |  |  | OP | X | 7 | 1984 | Pre-2000 |  |  | Y | Industrial CHP | Customer Sited | Other | 7 | T | BLQ | Renewable | 25.2 | 0 | 1 | 0 | WDS | NG
Operable | 64282 | LeConte Energy Storage, LLC |  | 64701 | LeConte Energy Storage | CA | Vertical | Imperial | LCES | Batteries | BA |  | S | X | X |  |  | 125 | 0.95 | 125 | 125 | 0 | N |  |  | OP | X | 9 | 2022 | 2022 |  |  | N | IPP Non-CHP | IPP | IPP | 2 | X | MWH | Other | 0 | 0 | 0 | 0
Operable | 10875 | Lee County Board-Commissioners |  | 52010 | Lee County Solid Waste Energy | FL | Vertical | Lee | GEN1 | Municipal Solid Waste | ST |  | S | X | X |  |  | 39 | 0.85 | 39 | 39 | 19 | N |  |  | OP | X | 9 | 1994 | Pre-2000 | 9 | 2029 | N | IPP Non-CHP | IPP | IPP | 2 | X | MSW | Renewable | 39 | 0 | 1 | 0
Operable | 10875 | Lee County Board-Commissioners |  | 52010 | Lee County Solid Waste Energy | FL | Vertical | Lee | GEN2 | Municipal Solid Waste | ST |  | S | X | X |  |  | 20 | 0.85 | 16 | 16 | 10 | N |  |  | OP | X | 8 | 2007 | 2007 | 8 | 2072 | N | IPP Non-CHP | IPP | IPP | 2 | X | MSW | Renewable | 20 | 0 | 1 | 0
Operable | 59921 | Lee County Generating Station |  | 55236 | Lee Energy Facility | IL | Restructured | Lee | CT1 | Natural Gas Fired Combustion Turbine | GT |  | W | X | X | 937 LEE13.5 KV LEE31-1 | 937 LEE13.5 KV LEE31-1 | 86.5 | 0.9 | 84.9 | 89.5 | 45 | N |  |  | OP | X | 6 | 2001 | 2001 |  |  | N | IPP Non-CHP | IPP | IPP | 2 | X | NG | Non-Renewable | 0 | 86.5 | 0 | 1
Operable | 59921 | Lee County Generating Station |  | 55236 | Lee Energy Facility | IL | Restructured | Lee | CT2 | Natural Gas Fired Combustion Turbine | GT |  | W | X | X | 937 LEE13.5 KV LEE31-2 | 937 LEE13.5 KV LEE31-2 | 86.5 | 0.9 | 84.9 | 89.5 | 45 | N |  |  | OP | X | 6 | 2001 | 2001 |  |  | N | IPP Non-CHP | IPP | IPP | 2 | X | NG | Non-Renewable | 0 | 86.5 | 0 | 1
Operable | 59921 | Lee County Generating Station |  | 55236 | Lee Energy Facility | IL | Restructured | Lee | CT3 | Natural Gas Fired Combustion Turbine | GT |  | W | X | X | 937 LEE13.5 KV LEE32-1 | 937 LEE13.5 KV LEE32-1 | 86.5 | 0.9 | 84.9 | 89.5 | 45 | N |  |  | OP | X | 6 | 2001 | 2001 |  |  | N | IPP Non-CHP | IPP | IPP | 2 | X | NG | Non-Renewable | 0 | 86.5 | 0 | 1
Operable | 59921 | Lee County Generating Station |  | 55236 | Lee Energy Facility | IL | Restructured | Lee | CT4 | Natural Gas Fired Combustion Turbine | GT |  | W | X | X | 937 LEE13.5 KV LEE32-2 | 937 LEE13.5 KV LEE312-2 | 86.5 | 0.9 | 84.1 | 89.5 | 45 | N |  |  | OP | X | 6 | 2001 | 2001 |  |  | N | IPP Non-CHP | IPP | IPP | 2 | X | NG | Non-Renewable | 0 | 86.5 | 0 | 1
Operable | 59921 | Lee County Generating Station |  | 55236 | Lee Energy Facility | IL | Restructured | Lee | CT5 | Natural Gas Fired Combustion Turbine | GT |  | W | X | X | 937 LEE13.5 KV LEE33-1 | 937 LEE13.5 KV LEE33-1 | 86.5 | 0.9 | 85.1 | 89.5 | 45 | N |  |  | OP | X | 5 | 2001 | 2001 |  |  | N | IPP Non-CHP | IPP | IPP | 2 | X | NG | Non-Renewable | 0 | 86.5 | 0 | 1
Operable | 59921 | Lee County Generating Station |  | 55236 | Lee Energy Facility | IL | Restructured | Lee | CT6 | Natural Gas Fired Combustion Turbine | GT |  | W | X | X | 937 LEE13.5 KV LEE33-2 | 937 LEE13.5 KV LEE33-2 | 86.5 | 0.9 | 85.1 | 89.5 | 45 | N |  |  | OP | X | 5 | 2001 | 2001 |  |  | N | IPP Non-CHP | IPP | IPP | 2 | X | NG | Non-Renewable | 0 | 86.5 | 0 | 1
Operable | 59921 | Lee County Generating Station |  | 55236 | Lee Energy Facility | IL | Restructured | Lee | CT7 | Natural Gas Fired Combustion Turbine | GT |  | W | X | X | 937 LEE13.5 KV LEE34-1 | 937 LEE13.5 KV LEE34-1 | 86.5 | 0.9 | 83.9 | 89.5 | 45 | N |  |  | OP | X | 6 | 2001 | 2001 |  |  | N | IPP Non-CHP | IPP | IPP | 2 | X | NG | Non-Renewable | 0 | 86.5 | 0 | 1
Operable | 59921 | Lee County Generating Station |  | 55236 | Lee Energy Facility | IL | Restructured | Lee | CT8 | Natural Gas Fired Combustion Turbine | GT |  | W | X | X | 937 LEE13.5 KV LEE34-2 | 937 LEE13.5 KV LEE34-2 | 86.5 | 0.9 | 83.9 | 89.5 | 45 | N |  |  | OP | X | 6 | 2001 | 2001 |  |  | N | IPP Non-CHP | IPP | IPP | 2 | X | NG | Non-Renewable | 0 | 86.5 | 0 | 1
Operable | 50123 | Leeward Asset Management, LLC |  | 56160 | Mendota Hills, LLC | IL | Restructured | Lee | GEN1 | Onshore Wind Turbine | WT |  | S | X | X |  |  | 76.2 |  | 76.2 | 76.2 | 0.1 | N |  |  | OP | X | 11 | 2003 | 2003 |  |  | N | IPP Non-CHP | IPP | IPP | 2 | X | WND | Renewable | 76.2 | 0 | 1 | 0
Operable | 50123 | Leeward Asset Management, LLC |  | 56211 | Sweetwater Wind 1 LLC | TX | Restructured | Nolan | SW1 | Onshore Wind Turbine | WT |  | S | X | X | SWEETWND_1 | SWEETWND_1 | 37.5 |  | 37.5 | 37.5 | 0.1 | N |  |  | OP | X | 12 | 2003 | 2003 |  |  | N | IPP Non-CHP | IPP | IPP | 2 | X | WND | Renewable | 37.5 | 0 | 1 | 0
Operable | 50123 | Leeward Asset Management, LLC |  | 56212 | Sweetwater Wind 2 LLC | TX | Restructured | Nolan | SW2 | Onshore Wind Turbine | WT |  | S | X | X | SWEETWN2_2_4 | SWEETWN2_2_4 | 98.8 |  | 98.8 | 98.8 | 0 | N |  |  | OP | X | 2 | 2005 | 2005 |  |  | N | IPP Non-CHP | IPP | IPP | 2 | X | WND | Renewable | 98.8 | 0 | 1 | 0
Operable | 50123 | Leeward Asset Management, LLC |  | 56293 | Caprock Wind Farm | NM | Vertical | Quay | 1 | Onshore Wind Turbine | WT |  | S | X | X |  |  | 60 |  | 60 | 60 | 0 | N |  |  | OP | X | 12 | 2004 | 2004 |  |  | N | IPP Non-CHP | IPP | IPP | 2 | X | WND | Renewable | 60 | 0 | 1 | 0
Operable | 50123 | Leeward Asset Management, LLC |  | 56293 | Caprock Wind Farm | NM | Vertical | Quay | 2 | Onshore Wind Turbine | WT |  | S | X | X |  |  | 20 |  | 20 | 20 | 0 | N |  |  | OP | X | 5 | 2005 | 2005 |  |  | N | IPP Non-CHP | IPP | IPP | 2 | X | WND | Renewable | 20 | 0 | 1 | 0
Operable | 50123 | Leeward Asset Management, LLC |  | 56295 | Kumeyaay Wind | CA | Vertical | San Diego | 1 | Onshore Wind Turbine | WT |  | S | X | X |  |  | 50 |  | 50 | 50 | 0 | N |  |  | OP | X | 12 | 2005 | 2005 |  |  | N | IPP Non-CHP | IPP | IPP | 2 | X | WND | Renewable | 50 | 0 | 1 | 0
Operable | 50123 | Leeward Asset Management, LLC |  | 56297 | Crescent Ridge | IL | Restructured | Bureau | 1 | Onshore Wind Turbine | WT |  | S | X | X |  |  | 53 |  | 53 | 53 | 0 | N |  |  | OP | X | 12 | 2005 | 2005 |  |  | N | IPP Non-CHP | IPP | IPP | 2 | X | WND | Renewable | 53 | 0 | 1 | 0
Operable | 50123 | Leeward Asset Management, LLC |  | 56299 | Wind Park Bear Creek | PA | Restructured | Luzerne | 1 | Onshore Wind Turbine | WT |  | S | X | X |  |  | 24 |  | 24 | 24 | 0 | N |  |  | OP | X | 3 | 2006 | 2006 |  |  | N | IPP Non-CHP | IPP | IPP | 2 | X | WND | Renewable | 24 | 0 | 1 | 0
Operable | 50123 | Leeward Asset Management, LLC |  | 56300 | Jersey-Atlantic Wind Farm | NJ | Restructured | Atlantic | 1 | Onshore Wind Turbine | WT |  | S | X | X |  |  | 7.5 |  | 7.5 | 7.5 | 0 | N |  |  | OP | X | 3 | 2006 | 2006 |  |  | N | IPP Non-CHP | IPP | IPP | 2 | X | WND | Renewable | 7.5 | 0 | 1 | 0
Operable | 50123 | Leeward Asset Management, LLC |  | 56311 | Sweetwater Wind 3 LLC | TX | Restructured | Nolan | SW3 | Onshore Wind Turbine | WT |  | S | X | X | SWEETWN3_3 | SWEETWN3_3 | 135 |  | 144 | 144 | 0 | N |  |  | OP | X | 12 | 2005 | 2005 |  |  | N | IPP Non-CHP | IPP | IPP | 2 | X | WND | Renewable | 135 | 0 | 1 | 0
Operable | 50123 | Leeward Asset Management, LLC |  | 56336 | Aragonne Wind LLC | NM | Vertical | Guadalupe | 1 | Onshore Wind Turbine | WT |  | S | X | X |  |  | 90 |  | 90 | 90 | 5 | N |  |  | OP | X | 12 | 2006 | 2006 |  |  | N | IPP Non-CHP | IPP | IPP | 2 | X | WND | Renewable | 90 | 0 | 1 | 0
Operable | 50123 | Leeward Asset Management, LLC |  | 56336 | Aragonne Wind LLC | NM | Vertical | Guadalupe | AREXP | Onshore Wind Turbine | WT |  | S | X | X |  |  | 145 |  | 145 | 145 | 5 | N |  |  | OP | X | 2 | 2022 | 2022 |  |  | N | IPP Non-CHP | IPP | IPP | 2 | X | WND | Renewable | 145 | 0 | 1 | 0
Operable | 50123 | Leeward Asset Management, LLC |  | 56337 | Sweetwater Wind 4 LLC | TX | Restructured | Nolan | SW4 | Onshore Wind Turbine | WT |  | S | X | X | SWTWN4_WND45 | SWTWN4_WND45 | 241 |  | 241 | 241 | 0 | N |  |  | OP | X | 5 | 2007 | 2007 |  |  | N | IPP Non-CHP | IPP | IPP | 2 | X | WND | Renewable | 241 | 0 | 1 | 0
Operable | 50123 | Leeward Asset Management, LLC |  | 56371 | Cedar Creek Wind | CO | Vertical | Weld | 1 | Onshore Wind Turbine | WT |  | S | X | X |  |  | 221 |  | 221 | 221 | 0.1 | N |  |  | OP | X | 11 | 2007 | 2007 |  |  | N | IPP Non-CHP | IPP | IPP | 2 | X | WND | Renewable | 221 | 0 | 1 | 0
Operable | 50123 | Leeward Asset Management, LLC |  | 56371 | Cedar Creek Wind | CO | Vertical | Weld | 2 | Onshore Wind Turbine | WT |  | S | X | X |  |  | 79.5 |  | 79.5 | 79.5 | 0.1 | N |  |  | OP | X | 11 | 2007 | 2007 |  |  | N | IPP Non-CHP | IPP | IPP | 2 | X | WND | Renewable | 79.5 | 0 | 1 | 0
Operable | 50123 | Leeward Asset Management, LLC |  | 56372 | Sweetwater Wind 5 | TX | Restructured | Nolan | SW5 | Onshore Wind Turbine | WT |  | S | X | X | SWTWN4_WND45 | SWTWN4_WND45 | 80.5 |  | 80.5 | 80.5 | 0 | N |  |  | OP | X | 12 | 2007 | 2007 |  |  | N | IPP Non-CHP | IPP | IPP | 2 | X | WND | Renewable | 80.5 | 0 | 1 | 0
Operable | 50123 | Leeward Asset Management, LLC |  | 56446 | Buena Vista Energy LLC | CA | Vertical | Contra Costa | 1 | Onshore Wind Turbine | WT |  | S | X | X |  |  | 38 |  | 38 | 38 | 0 | N |  |  | OP | X | 12 | 2006 | 2006 |  |  | N | IPP Non-CHP | IPP | IPP | 2 | X | WND | Renewable | 38 | 0 | 1 | 0
Operable | 50123 | Leeward Asset Management, LLC |  | 56450 | GSG LLC | IL | Restructured | Lee | 1 | Onshore Wind Turbine | WT |  | S | X | X |  |  | 80 |  | 80 | 80 | 0 | N |  |  | OP | X | 6 | 2007 | 2007 |  |  | N | IPP Non-CHP | IPP | IPP | 2 | X | WND | Renewable | 80 | 0 | 1 | 0
Operable | 50123 | Leeward Asset Management, LLC |  | 56451 | Allegheny Ridge Wind Farm | PA | Restructured | Cambria | 1 | Onshore Wind Turbine | WT |  | S | X | X |  |  | 80 |  | 80 | 80 | 0 | N |  |  | OP | X | 6 | 2007 | 2007 |  |  | N | IPP Non-CHP | IPP | IPP | 2 | X | WND | Renewable | 80 | 0 | 1 | 0
Operable | 50123 | Leeward Asset Management, LLC |  | 58710 | Barilla Solar | TX | Restructured | Pecos | BRLA | Solar Photovoltaic | PV |  | S | X | X |  |  | 30.2 |  | 30.2 | 30.2 |  | N |  |  | OP | X | 6 | 2015 | 2015 |  |  | N | IPP Non-CHP | IPP | IPP | 2 | X | SUN | Renewable | 30.2 | 0 | 1 | 0
Operable | 50123 | Leeward Asset Management, LLC |  | 62840 | Mountain Breeze Wind, LLC | CO | Vertical | Weld | MTBRZ | Onshore Wind Turbine | WT |  | S | X | X |  |  | 171.7 |  | 171.7 | 171.7 | 0.1 | N |  |  | OP | X | 10 | 2020 | 2020 |  |  | N | IPP Non-CHP | IPP | IPP | 2 | X | WND | Renewable | 171.7 | 0 | 1 | 0
Operable | 50123 | Leeward Asset Management, LLC |  | 63251 | Lone Tree Wind, LLC | IL | Restructured | Bureau | LTW | Onshore Wind Turbine | WT |  | S | X | X |  |  | 79 | 0.9 | 79 | 79 | 0.1 | N |  |  | OP | X | 12 | 2020 | 2020 |  |  | N | IPP Non-CHP | IPP | IPP | 2 | X | WND | Renewable | 79 | 0 | 1 | 0
Operable | 50123 | Leeward Asset Management, LLC |  | 64630 | Rabbitbrush Solar, LLC | CA | Vertical | Kern | GEN01 | Solar Photovoltaic | PV |  | S | X | X |  |  | 100 |  | 100 | 100 |  | N |  |  | OP | X | 10 | 2022 | 2022 |  |  | N | IPP Non-CHP | IPP | IPP | 2 | X | SUN | Renewable | 100 | 0 | 1 | 0
Operable | 50123 | Leeward Asset Management, LLC |  | 64630 | Rabbitbrush Solar, LLC | CA | Vertical | Kern | RBBAT | Batteries | BA |  | S | X | X |  |  | 20 |  | 20 | 20 |  | N |  |  | OP | X | 10 | 2022 | 2022 |  |  | N | IPP Non-CHP | IPP | IPP | 2 | X | MWH | Other | 0 | 0 | 0 | 0
Operable | 50123 | Leeward Asset Management, LLC |  | 64635 | Big Plain Solar, LLC | OH | Restructured | Madison | GEN01 | Solar Photovoltaic | PV |  | S | X | X |  |  | 196 |  | 196 | 196 |  | N |  |  | OP | X | 9 | 2023 | 2023 |  |  | N | IPP Non-CHP | IPP | IPP | 2 | X | SUN | Renewable | 196 | 0 | 1 | 0
Operable | 50123 | Leeward Asset Management, LLC |  | 64683 | Oak Trail Solar, LLC | NC | Vertical | Currituck | GEN01 | Solar Photovoltaic | PV |  | S | X | X |  |  | 100 |  | 100 | 100 |  | N |  |  | OP | X | 7 | 2023 | 2023 |  |  | N | IPP Non-CHP | IPP | IPP | 2 | X | SUN | Renewable | 100 | 0 | 1 | 0
Operable | 50123 | Leeward Asset Management, LLC |  | 64872 | Panorama Wind, LLC | CO | Vertical | Weld | PANWD | Onshore Wind Turbine | WT |  | S | X | X |  |  | 145 |  | 145 | 145 | 2 | N |  |  | OP | X | 6 | 2022 | 2022 |  |  | N | IPP Non-CHP | IPP | IPP | 2 | X | WND | Renewable | 145 | 0 | 1 | 0
Operable | 50123 | Leeward Asset Management, LLC |  | 65308 | Horizon Solar | TX | Restructured | Frio | HRZNS | Solar Photovoltaic | PV |  | S | X | X |  |  | 200 |  | 200 | 200 |  | N |  |  | OP | X | 12 | 2023 | 2023 |  |  | N | IPP Non-CHP | IPP | IPP | 2 | X | SUN | Renewable | 200 | 0 | 1 | 0
Operable | 63616 | Lena Solar 1 LLC |  | 63951 | Lena | IL | Restructured | Stephenson | LENA | Solar Photovoltaic | PV |  | S | X | X |  |  | 2 |  | 2 | 2 |  | N |  |  | OP | X | 5 | 2021 | 2021 |  |  | N | IPP Non-CHP | IPP | IPP | 2 | X | SUN | Renewable | 2 | 0 | 1 | 0
Operable | 58638 | Lenape Solar II, LLC |  | 58703 | Lenape II | IN | Vertical | Marion | 1 | Solar Photovoltaic | PV |  | S | X | X |  |  | 4 |  | 4 | 4 |  | N |  |  | OP | X | 11 | 2015 | 2015 |  |  | N | IPP Non-CHP | IPP | IPP | 2 | X | SUN | Renewable | 4 | 0 | 1 | 0
Operable | 65247 | Lenox Renewables, LLC |  | 66081 | Lenox Renewables | NY | Restructured | Madison | 8211 | Solar Photovoltaic | PV |  | S | X | X |  |  | 3.3 |  | 3.3 | 3.1 |  | N |  |  | OP | X | 9 | 2021 | 2021 |  |  | N | IPP Non-CHP | IPP | IPP | 2 | X | SUN | Renewable | 3.3 | 0 | 1 | 0
Operable | 59022 | Leonardo Wind 1 LLC |  | 59228 | Leonardo Wind 1 LLC | IA | Vertical | Hardin | WT1 | Onshore Wind Turbine | WT |  | S | X | X |  |  | 3 |  | 3 | 3 | 0.1 | N |  |  | OP | X | 12 | 2016 | 2016 |  |  | N | IPP Non-CHP | IPP | IPP | 2 | X | WND | Renewable | 3 | 0 | 1 | 0
Operable | 58221 | LES Operations Services LLC |  | 58246 | Millersville LFG | MD | Restructured | Anne Arundel | CAT1 | Landfill Gas | IC |  | S | X | X | 135389785 | 135389785 | 1.6 | 0.8 | 1.5 | 1.5 | 0.7 | N |  |  | OP | X | 7 | 2012 | 2012 |  |  | N | IPP Non-CHP | IPP | IPP | 2 | X | LFG | Renewable | 1.6 | 0 | 1 | 0
Operable | 58221 | LES Operations Services LLC |  | 58246 | Millersville LFG | MD | Restructured | Anne Arundel | CAT2 | Landfill Gas | IC |  | S | X | X | 135389785 | 135389785 | 1.6 | 0.8 | 1.5 | 1.5 | 0.7 | N |  |  | OP | X | 7 | 2012 | 2012 |  |  | N | IPP Non-CHP | IPP | IPP | 2 | X | LFG | Renewable | 1.6 | 0 | 1 | 0
Operable | 63172 | Leven Garden LLC |  | 63425 | Leven Garden Solar | MN | Vertical | Pope | CGS | Solar Photovoltaic | PV |  | S | X | X |  |  | 1 |  | 1 | 1 |  | N |  |  | OP | X | 5 | 2020 | 2020 |  |  | N | IPP Non-CHP | IPP | IPP | 2 | X | SUN | Renewable | 1 | 0 | 1 | 0
Operable | 10963 | Lewiston City of |  | 54202 | Upper Androscoggin | ME | Restructured | Androscoggin | 1 | Conventional Hydroelectric | HY |  | S | X | X |  |  | 0.7 | 0.8 | 0.7 | 0.7 | 0.2 |  |  |  | OS | X | 4 | 1920 | Pre-2000 |  |  | N | IPP Non-CHP | IPP | IPP | 2 | X | WAT | Renewable | 0.7 | 0 | 1 | 0
Operable | 10963 | Lewiston City of |  | 54202 | Upper Androscoggin | ME | Restructured | Androscoggin | 2 | Conventional Hydroelectric | HY |  | S | X | X |  |  | 0.5 | 0.8 | 0.5 | 0.5 | 0.2 |  |  |  | OS | X | 4 | 1920 | Pre-2000 |  |  | N | IPP Non-CHP | IPP | IPP | 2 | X | WAT | Renewable | 0.5 | 0 | 1 | 0
Operable | 10963 | Lewiston City of |  | 54202 | Upper Androscoggin | ME | Restructured | Androscoggin | 3 | Conventional Hydroelectric | HY |  | S | X | X |  |  | 0.4 | 0.8 | 0.5 | 0.5 | 0.2 |  |  |  | OS | X | 4 | 1920 | Pre-2000 |  |  | N | IPP Non-CHP | IPP | IPP | 2 | X | WAT | Renewable | 0.4 | 0 | 1 | 0
Operable | 56940 | Lexington Chenoa Wind Farm LLC |  | 57623 | Bright Stalk Wind Farm I | IL | Restructured | McLean | GEN1 | Onshore Wind Turbine | WT |  | S | X | X |  |  | 205.2 |  | 205.2 | 205.2 | 2.8 | N |  |  | OP | X | 12 | 2019 | 2019 |  |  | N | IPP Non-CHP | IPP | IPP | 2 | X | WND | Renewable | 205.2 | 0 | 1 | 0
Operable | 65277 | Leyline Renewable Capital |  | 66115 | HCE Amelia Solar I, LLC | VA | Vertical | Amelia | AML1 | Solar Photovoltaic | PV |  | S | X | X |  |  | 5 | 1 | 5 | 5 |  | N |  |  | OP | X | 12 | 2023 | 2023 |  |  | N | IPP Non-CHP | IPP | IPP | 2 | X | SUN | Renewable | 5 | 0 | 1 | 0
Operable | 65277 | Leyline Renewable Capital |  | 66116 | HCE Amelia Solar II, LLC | VA | Vertical | Amelia | AML2 | Solar Photovoltaic | PV |  | S | X | X |  |  | 5 | 1 | 5 | 5 |  | N |  |  | OP | X | 12 | 2023 | 2023 |  |  | N | IPP Non-CHP | IPP | IPP | 2 | X | SUN | Renewable | 5 | 0 | 1 | 0
Operable | 65277 | Leyline Renewable Capital |  | 66119 | HCE Powhatan Solar, LLC | VA | Vertical | Powhatan | POW | Solar Photovoltaic | PV |  | S | X | X |  |  | 5 | 1 | 5 | 5 |  | N |  |  | OP | X | 12 | 2023 | 2023 |  |  | N | IPP Non-CHP | IPP | IPP | 2 | X | SUN | Renewable | 5 | 0 | 1 | 0
Operable | 58694 | Leyline Renewable Energy, LLC |  | 58801 | Arba Solar, LLC | NC | Vertical | Greene | INV1 | Solar Photovoltaic | PV |  | S | X | X |  |  | 0.5 |  | 0.5 | 0.5 |  | N |  |  | OP | X | 6 | 2014 | 2014 |  |  | N | IPP Non-CHP | IPP | IPP | 2 | X | SUN | Renewable | 0.5 | 0 | 1 | 0
Operable | 58694 | Leyline Renewable Energy, LLC |  | 58801 | Arba Solar, LLC | NC | Vertical | Greene | INV2 | Solar Photovoltaic | PV |  | S | X | X |  |  | 0.5 |  | 0.5 | 0.5 |  | N |  |  | OP | X | 6 | 2014 | 2014 |  |  | N | IPP Non-CHP | IPP | IPP | 2 | X | SUN | Renewable | 0.5 | 0 | 1 | 0
Operable | 58694 | Leyline Renewable Energy, LLC |  | 58801 | Arba Solar, LLC | NC | Vertical | Greene | INV3 | Solar Photovoltaic | PV |  | S | X | X |  |  | 0.5 |  | 0.5 | 0.5 |  | N |  |  | OP | X | 6 | 2014 | 2014 |  |  | N | IPP Non-CHP | IPP | IPP | 2 | X | SUN | Renewable | 0.5 | 0 | 1 | 0
Operable | 58694 | Leyline Renewable Energy, LLC |  | 58801 | Arba Solar, LLC | NC | Vertical | Greene | INV4 | Solar Photovoltaic | PV |  | S | X | X |  |  | 0.5 |  | 0.5 | 0.5 |  | N |  |  | OP | X | 6 | 2014 | 2014 |  |  | N | IPP Non-CHP | IPP | IPP | 2 | X | SUN | Renewable | 0.5 | 0 | 1 | 0
Operable | 58694 | Leyline Renewable Energy, LLC |  | 58802 | Franklin Solar, LLC | NC | Vertical | Franklin | INV1 | Solar Photovoltaic | PV |  | S | X | X |  |  | 0.5 |  | 0.5 | 0.5 |  | N |  |  | OP | X | 3 | 2013 | 2013 |  |  | N | IPP Non-CHP | IPP | IPP | 2 | X | SUN | Renewable | 0.5 | 0 | 1 | 0
Operable | 58694 | Leyline Renewable Energy, LLC |  | 58802 | Franklin Solar, LLC | NC | Vertical | Franklin | INV2 | Solar Photovoltaic | PV |  | S | X | X |  |  | 0.5 |  | 0.5 | 0.5 |  | N |  |  | OP | X | 3 | 2013 | 2013 |  |  | N | IPP Non-CHP | IPP | IPP | 2 | X | SUN | Renewable | 0.5 | 0 | 1 | 0
Operable | 58694 | Leyline Renewable Energy, LLC |  | 58802 | Franklin Solar, LLC | NC | Vertical | Franklin | INV3 | Solar Photovoltaic | PV |  | S | X | X |  |  | 0.5 |  | 0.5 | 0.5 |  | N |  |  | OP | X | 3 | 2013 | 2013 |  |  | N | IPP Non-CHP | IPP | IPP | 2 | X | SUN | Renewable | 0.5 | 0 | 1 | 0
Operable | 58694 | Leyline Renewable Energy, LLC |  | 58802 | Franklin Solar, LLC | NC | Vertical | Franklin | INV4 | Solar Photovoltaic | PV |  | S | X | X |  |  | 0.5 |  | 0.5 | 0.5 |  | N |  |  | OP | X | 3 | 2013 | 2013 |  |  | N | IPP Non-CHP | IPP | IPP | 2 | X | SUN | Renewable | 0.5 | 0 | 1 | 0
Operable | 64950 | LI Solar Generation, LLC |  | 65679 | Calverton Solar Energy Center | NY | Restructured | Suffolk | 11933 | Solar Photovoltaic | PV |  | J | X | X |  |  | 22.9 |  | 22.9 | 22.9 |  | N |  |  | OP | X | 8 | 2022 | 2022 |  |  | N | IPP Non-CHP | IPP | IPP | 2 | X | SUN | Renewable | 22.9 | 0 | 1 | 0
Operable | 27031 | Liberty Electric Power LLC |  | 55231 | Liberty Electric Power Plant | PA | Restructured | Delaware | GTG1 | Natural Gas Fired Combined Cycle | CT | CC1 | S | X | N | 5133673 | 5133673 | 186 | 0.85 | 169.1 | 169.1 | 95 | N |  |  | OP | X | 5 | 2002 | 2002 |  |  | N | IPP Non-CHP | IPP | IPP | 2 | X | NG | Non-Renewable | 0 | 186 | 0 | 1
Operable | 27031 | Liberty Electric Power LLC |  | 55231 | Liberty Electric Power Plant | PA | Restructured | Delaware | GTG2 | Natural Gas Fired Combined Cycle | CT | CC1 | S | X | N | 5133673 | 5133673 | 186 | 0.85 | 169.1 | 169.1 | 95 | N |  |  | OP | X | 5 | 2002 | 2002 |  |  | N | IPP Non-CHP | IPP | IPP | 2 | X | NG | Non-Renewable | 0 | 186 | 0 | 1
Operable | 27031 | Liberty Electric Power LLC |  | 55231 | Liberty Electric Power Plant | PA | Restructured | Delaware | STG | Natural Gas Fired Combined Cycle | CA | CC1 | S | Y | X | 5133673 | 5133673 | 242 | 0.85 | 223.8 | 223.8 | 100 | N |  |  | OP | X | 5 | 2002 | 2002 |  |  | N | IPP Non-CHP | IPP | IPP | 2 | X | NG | Non-Renewable | 0 | 242 | 0 | 1
Operable | 57222 | Liberty Utilities (CalPeco Electric) LLC |  | 6518 | Kings Beach | CA | Vertical | Placer | KB1 | Petroleum Liquids | IC |  | S | X | X |  |  | 2.5 | 0.94 | 2 | 2 | 0.6 | N |  |  | OP | X | 10 | 2008 | 2008 |  |  | N | Electric Utility | Utility | Investor Owned Utility | 1 | X | DFO | Non-Renewable | 0 | 2.5 | 0 | 1
Operable | 57222 | Liberty Utilities (CalPeco Electric) LLC |  | 6518 | Kings Beach | CA | Vertical | Placer | KB2 | Petroleum Liquids | IC |  | S | X | X |  |  | 2.5 | 0.94 | 2 | 2 | 0.6 | N |  |  | OP | X | 10 | 2008 | 2008 |  |  | N | Electric Utility | Utility | Investor Owned Utility | 1 | X | DFO | Non-Renewable | 0 | 2.5 | 0 | 1
Operable | 57222 | Liberty Utilities (CalPeco Electric) LLC |  | 6518 | Kings Beach | CA | Vertical | Placer | KB3 | Petroleum Liquids | IC |  | S | X | X |  |  | 2.5 | 0.94 | 2 | 2 | 0.6 | N |  |  | OP | X | 10 | 2008 | 2008 |  |  | N | Electric Utility | Utility | Investor Owned Utility | 1 | X | DFO | Non-Renewable | 0 | 2.5 | 0 | 1
Operable | 57222 | Liberty Utilities (CalPeco Electric) LLC |  | 6518 | Kings Beach | CA | Vertical | Placer | KB4 | Petroleum Liquids | IC |  | S | X | X |  |  | 2.5 | 0.94 | 2 | 2 | 0.6 | N |  |  | OP | X | 10 | 2008 | 2008 |  |  | N | Electric Utility | Utility | Investor Owned Utility | 1 | X | DFO | Non-Renewable | 0 | 2.5 | 0 | 1
Operable | 57222 | Liberty Utilities (CalPeco Electric) LLC |  | 6518 | Kings Beach | CA | Vertical | Placer | KB5 | Petroleum Liquids | IC |  | S | X | X |  |  | 2.5 | 0.94 | 2 | 2 | 0.6 | N |  |  | OP | X | 10 | 2008 | 2008 |  |  | N | Electric Utility | Utility | Investor Owned Utility | 1 | X | DFO | Non-Renewable | 0 | 2.5 | 0 | 1
Operable | 57222 | Liberty Utilities (CalPeco Electric) LLC |  | 6518 | Kings Beach | CA | Vertical | Placer | KB6 | Petroleum Liquids | IC |  | S | X | X |  |  | 2.5 | 0.94 | 2 | 2 | 0.6 | N |  |  | OP | X | 10 | 2008 | 2008 |  |  | N | Electric Utility | Utility | Investor Owned Utility | 1 | X | DFO | Non-Renewable | 0 | 2.5 | 0 | 1
Operable | 57222 | Liberty Utilities (CalPeco Electric) LLC |  | 61084 | Luning Energy | NV | Vertical | Mineral | LNING | Solar Photovoltaic | PV |  | S | X | X |  |  | 50 |  | 50 | 50 |  | N |  |  | OP | X | 2 | 2017 | 2017 |  |  | N | Electric Utility | Utility | Investor Owned Utility | 1 | X | SUN | Renewable | 50 | 0 | 1 | 0
Operable | 57222 | Liberty Utilities (CalPeco Electric) LLC |  | 62980 | Turquoise Liberty Solar | NV | Vertical | Washoe | PV | Solar Photovoltaic | PV |  | S | X | X |  |  | 10 | 1 | 10 | 10 |  | N |  |  | OP | X | 11 | 2019 | 2019 |  |  | N | Electric Utility | Utility | Investor Owned Utility | 1 | X | SUN | Renewable | 10 | 0 | 1 | 0
Operable | 63496 | Lick Creek Solar, LLC |  | 63811 | Lick Creek Solar, LLC | NC | Vertical | Stokes | PGR27 | Solar Photovoltaic | PV |  | S | X | X |  |  | 50 | 0.95 | 50 | 50 |  | N |  |  | OP | X | 3 | 2022 | 2022 |  |  | N | IPP Non-CHP | IPP | IPP | 2 | X | SUN | Renewable | 50 | 0 | 1 | 0
Operable | 65881 | Lightfoot Solar, LLC |  | 67101 | Lightfoot Solar, LLC | MI | Vertical | Oscoda | LTF10 | Solar Photovoltaic | PV |  | S | X | X |  |  | 10 |  | 10 | 10 |  | N |  |  | OP | X | 10 | 2023 | 2023 |  |  | N | IPP Non-CHP | IPP | IPP | 2 | X | SUN | Renewable | 10 | 0 | 1 | 0
Operable | 58581 | Lightning Dock Geothermal HI-01, LLC |  | 58629 | Lightning Dock Geothermal HI-01, LLC | NM | Vertical | Hidalgo | GEN-5 | Geothermal | BT |  | S | X | X |  |  | 15.2 | 1 | 7 | 11 | 4 | N |  |  | OP | X | 12 | 2018 | 2018 |  |  | N | IPP Non-CHP | IPP | IPP | 2 | X | GEO | Renewable | 15.2 | 0 | 1 | 0
Operable | 58581 | Lightning Dock Geothermal HI-01, LLC |  | 58629 | Lightning Dock Geothermal HI-01, LLC | NM | Vertical | Hidalgo | PB01 | Geothermal | BT |  | S | X | X |  |  | 1 | 0.95 | 0.4 | 0.7 | 0.3 | N |  |  | OP | X | 12 | 2013 | 2013 |  |  | N | IPP Non-CHP | IPP | IPP | 2 | X | GEO | Renewable | 1 | 0 | 1 | 0
Operable | 58581 | Lightning Dock Geothermal HI-01, LLC |  | 58629 | Lightning Dock Geothermal HI-01, LLC | NM | Vertical | Hidalgo | PB02 | Geothermal | BT |  | S | X | X |  |  | 1 | 0.95 | 0.4 | 0.7 | 0.3 | N |  |  | OP | X | 12 | 2013 | 2013 |  |  | N | IPP Non-CHP | IPP | IPP | 2 | X | GEO | Renewable | 1 | 0 | 1 | 0
Operable | 58581 | Lightning Dock Geothermal HI-01, LLC |  | 58629 | Lightning Dock Geothermal HI-01, LLC | NM | Vertical | Hidalgo | PB03 | Geothermal | BT |  | S | X | X |  |  | 1 | 0.95 | 0.4 | 0.7 | 0.3 | N |  |  | OP | X | 12 | 2013 | 2013 |  |  | N | IPP Non-CHP | IPP | IPP | 2 | X | GEO | Renewable | 1 | 0 | 1 | 0
Operable | 58581 | Lightning Dock Geothermal HI-01, LLC |  | 58629 | Lightning Dock Geothermal HI-01, LLC | NM | Vertical | Hidalgo | PB04 | Geothermal | BT |  | S | X | X |  |  | 1 | 0.95 | 0.4 | 0.7 | 0.3 | N |  |  | OP | X | 12 | 2013 | 2013 |  |  | N | IPP Non-CHP | IPP | IPP | 2 | X | GEO | Renewable | 1 | 0 | 1 | 0
Operable | 62842 | Lightsource Renewable Energy Asset Management, LLC |  | 62988 | Wildflower Solar 1 | CA | Vertical | Sacramento | CAWF1 | Solar Photovoltaic | PV |  | W | X | X | NP-15 | NP-15 | 13 | 0.95 | 13 | 13 |  | N |  |  | OP | X | 12 | 2020 | 2020 |  |  | N | IPP Non-CHP | IPP | IPP | 2 | X | SUN | Renewable | 13 | 0 | 1 | 0
Operable | 62842 | Lightsource Renewable Energy Asset Management, LLC |  | 62989 | Whitetail Solar 1 | PA | Restructured | Franklin | PAWT1 | Solar Photovoltaic | PV |  | W | X | X | 2156109436 | PENELEC | 13.5 |  | 13.5 | 13.5 |  | N |  |  | OP | X | 12 | 2019 | 2019 |  |  | N | IPP Non-CHP | IPP | IPP | 2 | X | SUN | Renewable | 13.5 | 0 | 1 | 0
Operable | 62842 | Lightsource Renewable Energy Asset Management, LLC |  | 62990 | Whitetail Solar 2 | PA | Restructured | Franklin | PAWT2 | Solar Photovoltaic | PV |  | W | X | X | 2156109756 | Guilford/APS | 20 | 0.95 | 20 | 20 |  | N |  |  | OP | X | 9 | 2020 | 2020 |  |  | N | IPP Non-CHP | IPP | IPP | 2 | X | SUN | Renewable | 20 | 0 | 1 | 0
Operable | 62842 | Lightsource Renewable Energy Asset Management, LLC |  | 62991 | Whitetail Solar 3 | PA | Restructured | Franklin | PAWT3 | Solar Photovoltaic | PV |  | W | X | X | 2156109757 | Guilford/APS | 20 | 0.95 | 20 | 20 |  | N |  |  | OP | X | 8 | 2020 | 2020 |  |  | N | IPP Non-CHP | IPP | IPP | 2 | X | SUN | Renewable | 20 | 0 | 1 | 0
Operable | 62842 | Lightsource Renewable Energy Asset Management, LLC |  | 62993 | Johnson Corner Solar 1 | KS | Vertical | Stanton | KSJC1 | Solar Photovoltaic | PV |  | W | X | X | SECIJOHNCR2UNJCSOLAR_RA | SPP-SECI Zone | 20 | 0.95 | 20 | 20 |  | N |  |  | OP | X | 4 | 2020 | 2020 |  |  | N | IPP Non-CHP | IPP | IPP | 2 | X | SUN | Renewable | 20 | 0 | 1 | 0
Operable | 62842 | Lightsource Renewable Energy Asset Management, LLC |  | 62994 | Bluewater CDEC 1 | NM | Vertical | Cibola | NMBW1 | Solar Photovoltaic | PV |  | W | X | X |  |  | 2.4 |  | 2.4 | 2.4 |  | N |  |  | OP | X | 12 | 2019 | 2019 |  |  | N | IPP Non-CHP | IPP | IPP | 2 | X | SUN | Renewable | 2.4 | 0 | 1 | 0
Operable | 62842 | Lightsource Renewable Energy Asset Management, LLC |  | 62995 | Grants CDEC 2 | NM | Vertical | Cibola | NMGR1 | Solar Photovoltaic | PV |  | W | X | X |  |  | 4.5 |  | 4.5 | 4.5 |  | N |  |  | OP | X | 12 | 2019 | 2019 |  |  | N | IPP Non-CHP | IPP | IPP | 2 | X | SUN | Renewable | 4.5 | 0 | 1 | 0
Operable | 62842 | Lightsource Renewable Energy Asset Management, LLC |  | 63222 | Impact Solar 1 | TX | Restructured | Lamar | TXIM1 | Solar Photovoltaic | PV |  | W | X | X | IMP_RN1 | ERCOT-N | 198.5 | 0.95 | 198.5 | 198.5 |  | N |  |  | OP | X | 12 | 2020 | 2020 |  |  | N | IPP Non-CHP | IPP | IPP | 2 | X | SUN | Renewable | 198.5 | 0 | 1 | 0
Operable | 62842 | Lightsource Renewable Energy Asset Management, LLC |  | 63764 | Elm Branch Solar 1 | TX | Restructured | Ellis | TXEB1 | Solar Photovoltaic | PV |  | W | X | X |  | ERCOT-N | 134.7 |  | 134.7 | 134.7 |  | N |  |  | OP | X | 12 | 2021 | 2021 |  |  | N | IPP Non-CHP | IPP | IPP | 2 | X | SUN | Renewable | 134.7 | 0 | 1 | 0
Operable | 62842 | Lightsource Renewable Energy Asset Management, LLC |  | 63765 | Black Bear Solar 1 | AL | Vertical | Montgomery | ALBB1 | Solar Photovoltaic | PV |  | W | X | X |  |  | 100 |  | 100 | 100 |  | N |  |  | OP | X | 2 | 2023 | 2023 |  |  | N | IPP Non-CHP | IPP | IPP | 2 | X | SUN | Renewable | 100 | 0 | 1 | 0
Operable | 62842 | Lightsource Renewable Energy Asset Management, LLC |  | 63766 | Happy Solar 1 | AR | Vertical | White | ARHA1 | Solar Photovoltaic | PV |  | W | X | X |  |  | 95 |  | 95 | 95 |  | N |  |  | OP | X | 10 | 2023 | 2023 |  |  | N | IPP Non-CHP | IPP | IPP | 2 | X | SUN | Renewable | 95 | 0 | 1 | 0
Operable | 62842 | Lightsource Renewable Energy Asset Management, LLC |  | 63768 | Elk Hill Solar 2 | PA | Restructured | Franklin | PAEH2 | Solar Photovoltaic | PV |  | W | X | X | 2156110610 | APS | 15 |  | 15 | 15 |  | N |  |  | OP | X | 12 | 2020 | 2020 |  |  | N | IPP Non-CHP | IPP | IPP | 2 | X | SUN | Renewable | 15 | 0 | 1 | 0
Operable | 62842 | Lightsource Renewable Energy Asset Management, LLC |  | 63769 | Briar Creek Solar 1 | TX | Restructured | Navarro | TXBC1 | Solar Photovoltaic | PV |  | W | X | X |  | ERCOT-N | 127 |  | 127 | 127 |  | N |  |  | OP | X | 12 | 2021 | 2021 |  |  | N | IPP Non-CHP | IPP | IPP | 2 | X | SUN | Renewable | 127 | 0 | 1 | 0
Operable | 62842 | Lightsource Renewable Energy Asset Management, LLC |  | 63770 | Bighorn Solar 1 | CO | Vertical | Pueblo | COBH1 | Solar Photovoltaic | PV |  | W | X | X |  |  | 240 |  | 240 | 240 |  | N |  |  | OP | X | 11 | 2021 | 2021 |  |  | N | IPP Non-CHP | IPP | IPP | 2 | X | SUN | Renewable | 240 | 0 | 1 | 0
Operable | 62842 | Lightsource Renewable Energy Asset Management, LLC |  | 63773 | Elk Hill Solar 1 | PA | Restructured | Franklin | PAEH1 | Solar Photovoltaic | PV |  | W | X | X |  | APS | 20 |  | 20 | 20 |  | N |  |  | OP | X | 12 | 2022 | 2022 |  |  | N | IPP Non-CHP | IPP | IPP | 2 | X | SUN | Renewable | 20 | 0 | 1 | 0
Operable | 62842 | Lightsource Renewable Energy Asset Management, LLC |  | 64204 | Elara Solar | TX | Restructured | Frio | ELARA | Solar Photovoltaic | PV |  | W | X | X |  |  | 132.4 |  | 130 | 130 |  | N |  |  | OP | X | 12 | 2021 | 2021 |  |  | N | IPP Non-CHP | IPP | IPP | 2 | X | SUN | Renewable | 132.4 | 0 | 1 | 0
Operable | 62842 | Lightsource Renewable Energy Asset Management, LLC |  | 65031 | Bellflower Solar 1 | IN | Vertical | Henry | INBF1 | Solar Photovoltaic | PV |  | W | X | X |  |  | 152.5 | 0.95 | 152.5 | 152.5 |  | N |  |  | OP | X | 2 | 2023 | 2023 |  |  | N | IPP Non-CHP | IPP | IPP | 2 | X | SUN | Renewable | 152.5 | 0 | 1 | 0
Operable | 62842 | Lightsource Renewable Energy Asset Management, LLC |  | 65032 | Sun Mountain Solar 1 | CO | Vertical | Pueblo | COSM1 | Solar Photovoltaic | PV |  | W | X | X |  |  | 200 | 0.95 | 200 | 200 |  | N |  |  | OP | X | 12 | 2022 | 2022 |  |  | N | IPP Non-CHP | IPP | IPP | 2 | X | SUN | Renewable | 200 | 0 | 1 | 0
Operable | 64528 | Lily Garden LLC |  | 65160 | Lily Garden | MN | Vertical | Waseca | CSG | Solar Photovoltaic | PV |  | S | X | X |  |  | 1 | 1 | 1 | 1 |  | N |  |  | OP | X | 7 | 2023 | 2023 |  |  | N | IPP Non-CHP | IPP | IPP | 2 | X | SUN | Renewable | 1 | 0 | 1 | 0
Operable | 63549 | Lily Solar, LLC |  | 63892 | Lily Solar Hybrid | TX | Restructured | Kaufman | LILY | Solar Photovoltaic | PV |  | S | X | X |  |  | 146.7 |  | 146.7 | 146.7 | 0.1 | N |  |  | OP | X | 10 | 2021 | 2021 |  |  | N | IPP Non-CHP | IPP | IPP | 2 | X | SUN | Renewable | 146.7 | 0 | 1 | 0
Operable | 63549 | Lily Solar, LLC |  | 63892 | Lily Solar Hybrid | TX | Restructured | Kaufman | LILYB | Batteries | BA |  | S | X | X |  |  | 50 |  | 50 | 50 | 0 | N |  |  | OP | X | 10 | 2021 | 2021 |  |  | N | IPP Non-CHP | IPP | IPP | 2 | X | MWH | Other | 0 | 0 | 0 | 0
Operable | 57122 | Lime Wind LLC |  | 57803 | Lime Wind | OR | Vertical | Baker | T1-6 | Onshore Wind Turbine | WT |  | S | X | X |  |  | 3 |  | 3 | 3 | 0 | N |  |  | OP | X | 12 | 2011 | 2011 |  |  | N | IPP Non-CHP | IPP | IPP | 2 | X | WND | Renewable | 3 | 0 | 1 | 0
Operable | 65068 | Limelight Solar I, LLC |  | 65818 | Limelight Solar I, LLC | SC | Vertical | Spartanburg | LIME1 | Solar Photovoltaic | PV |  | W | X | X |  |  | 2 |  | 2 | 2 |  | N |  |  | OP | X | 5 | 2022 | 2022 |  |  | N | IPP Non-CHP | IPP | IPP | 2 | X | SUN | Renewable | 2 | 0 | 1 | 0
Operable | 63016 | Limelight Solar II LLC |  | 63241 | Limelight Solar II LLC | SC | Vertical | Spartanburg | SCLL | Solar Photovoltaic | PV |  | S | X | X |  |  | 2 |  | 2 | 2 |  | N |  |  | OP | X | 12 | 2019 | 2019 |  |  | N | IPP Non-CHP | IPP | IPP | 2 | X | SUN | Renewable | 2 | 0 | 1 | 0
Operable | 65178 | Limelight Solar III, LLC |  | 66005 | Limelight Solar III, LLC | SC | Vertical | Spartanburg | LIME3 | Solar Photovoltaic | PV |  | S | X | X |  |  | 3.6 |  | 3.6 | 3.6 |  | N |  |  | OP | X | 12 | 2020 | 2020 |  |  | N | IPP Non-CHP | IPP | IPP | 2 | X | SUN | Renewable | 3.6 | 0 | 1 | 0
Operable | 60297 | Limerick Road Solar, LLC |  | 60537 | Limerick Road Solar Farm | VT | Vertical | Chittenden | 8027 | Solar Photovoltaic | PV |  | S | X | X |  |  | 2.2 |  | 2.2 | 2.2 |  | N |  |  | OP | X | 12 | 2013 | 2013 |  |  | N | IPP Non-CHP | IPP | IPP | 2 | X | SUN | Renewable | 2.2 | 0 | 1 | 0
Operable | 64611 | Limestone Wind Project, LLC |  | 65306 | Limestone Wind Project | TX | Restructured | Navarro | LIMEW | Onshore Wind Turbine | WT |  | S | X | X |  |  | 299.2 | 0.95 | 299.2 | 299.2 | 1 | N |  |  | OP | X | 12 | 2022 | 2022 |  |  | N | IPP Non-CHP | IPP | IPP | 2 | X | WND | Renewable | 299.2 | 0 | 1 | 0
Operable | 57503 | Limon |  | 58126 | Limon Wind I | CO | Vertical | Lincoln | 1 | Onshore Wind Turbine | WT |  | S | X | X |  |  | 200 |  | 200 | 200 | 7 | N |  |  | OP | X | 11 | 2012 | 2012 |  |  | N | IPP Non-CHP | IPP | IPP | 2 | X | WND | Renewable | 200 | 0 | 1 | 0
Operable | 57503 | Limon |  | 58127 | Limon Wind II | CO | Vertical | Lincoln | 1 | Onshore Wind Turbine | WT |  | S | X | X |  |  | 200 |  | 200 | 200 | 200 | N |  |  | OP | X | 11 | 2012 | 2012 |  |  | N | IPP Non-CHP | IPP | IPP | 2 | X | WND | Renewable | 200 | 0 | 1 | 0
Operable | 57503 | Limon |  | 59083 | Limon III Wind LLC | CO | Vertical | Lincoln | WT1 | Onshore Wind Turbine | WT |  | S | X | X |  |  | 200.6 |  | 200.6 | 200.6 | 7 | N |  |  | OP | X | 8 | 2014 | 2014 |  |  | N | IPP Non-CHP | IPP | IPP | 2 | X | WND | Renewable | 200.6 | 0 | 1 | 0
Operable | 56952 | Lincoln Electric Company |  | 57613 | LE Wind Turbine 1 | OH | Restructured | Cuyahoga | WTG1 | Onshore Wind Turbine | WT |  | S | X | X |  |  | 2.5 |  | 2.5 | 2.5 | 0 | N |  |  | OP | X | 7 | 2011 | 2011 |  |  | N | Industrial Non-CHP | Customer Sited | Other | 6 | X | WND | Renewable | 2.5 | 0 | 1 | 0
Operable | 11018 | Lincoln Electric System |  | 2250 | J Street | NE | Vertical | Lancaster | 1 | Natural Gas Fired Combustion Turbine | GT |  | S | X | X | LES2_NUNJ_STREET_RA | LES_JSTREET | 27 | 0.85 | 29.3 | 31.7 | 4 | N |  |  | OP | X | 2 | 1972 | Pre-2000 |  |  | N | Electric Utility | Utility | Municipal | 1 | X | NG | Non-Renewable | 0 | 27 | 0 | 1 | DFO
Operable | 11018 | Lincoln Electric System |  | 6373 | Rokeby | NE | Vertical | Lancaster | 1 | Natural Gas Fired Combustion Turbine | GT |  | S | X | X | LESROKEBYUN1_RA | LES_ROKEBY_1 | 72.4 | 0.9 | 70.5 | 72 | 10 | N |  |  | OP | X | 7 | 1975 | Pre-2000 |  |  | N | Electric Utility | Utility | Municipal | 1 | X | NG | Non-Renewable | 0 | 72.4 | 0 | 1 | DFO
Operable | 11018 | Lincoln Electric System |  | 6373 | Rokeby | NE | Vertical | Lancaster | 2 | Natural Gas Fired Combustion Turbine | GT |  | S | X | X | LESROKEBYUN2_RA | LES_ROKEBY_2 | 95.4 | 0.8 | 90.4 | 91 | 20 | N |  |  | OP | X | 5 | 1997 | Pre-2000 |  |  | N | Electric Utility | Utility | Municipal | 1 | X | NG | Non-Renewable | 0 | 95.4 | 0 | 1 | DFO
Operable | 11018 | Lincoln Electric System |  | 6373 | Rokeby | NE | Vertical | Lancaster | 3 | Natural Gas Fired Combustion Turbine | GT |  | S | X | X | LESROKEBYUN3_RA | LES_ROKEBY_3 | 95.4 | 0.8 | 94.2 | 96 | 50 | N |  |  | OP | X | 5 | 2001 | 2001 |  |  | N | Electric Utility | Utility | Municipal | 1 | X | NG | Non-Renewable | 0 | 95.4 | 0 | 1 | DFO
Operable | 11018 | Lincoln Electric System |  | 6373 | Rokeby | NE | Vertical | Lancaster | BSU | Petroleum Liquids | IC |  | S | X | X |  |  | 2.9 | 0.8 | 3.2 | 3.2 | 0 | N |  |  | OP | X | 4 | 1997 | Pre-2000 |  |  | N | Electric Utility | Utility | Municipal | 1 | X | DFO | Non-Renewable | 0 | 2.9 | 0 | 1
Operable | 11018 | Lincoln Electric System |  | 7887 | Terry Bundy Generating Station | NE | Vertical | Lancaster | 1 | Natural Gas Fired Combined Cycle | CA | CC1 | S | Y | X | LES84_BLUFPLT1 | LES_TBGS_CC1 | 28.2 | 0.9 | 27.3 | 28.6 | 10 | N |  |  | OP | X | 8 | 2004 | 2004 |  |  | N | Electric Utility | Utility | Municipal | 1 | X | NG | Non-Renewable | 0 | 28.2 | 0 | 1
Operable | 11018 | Lincoln Electric System |  | 7887 | Terry Bundy Generating Station | NE | Vertical | Lancaster | 2 | Natural Gas Fired Combined Cycle | CT | CC1 | S | X | Y | LES84_BLUFPLT1 | LES_TBGS_CC1 | 60.5 | 0.85 | 46 | 48 | 20 | N |  |  | OP | X | 10 | 2003 | 2003 |  |  | N | Electric Utility | Utility | Municipal | 1 | X | NG | Non-Renewable | 0 | 60.5 | 0 | 1 | DFO
Operable | 11018 | Lincoln Electric System |  | 7887 | Terry Bundy Generating Station | NE | Vertical | Lancaster | 3 | Natural Gas Fired Combined Cycle | CT | CC1 | S | X | Y | LES84_BLUFPLT1 | LES_TBGS_CC1 | 60.5 | 0.85 | 45.2 | 48 | 20 | N |  |  | OP | X | 4 | 2004 | 2004 |  |  | N | Electric Utility | Utility | Municipal | 1 | X | NG | Non-Renewable | 0 | 60.5 | 0 | 1 | DFO
Operable | 11018 | Lincoln Electric System |  | 7887 | Terry Bundy Generating Station | NE | Vertical | Lancaster | 4 | Natural Gas Fired Combustion Turbine | GT |  | S | X | X | LES84_BLUFUNSALT_VALLEY_4_RA__ | LES_TBGS_CT4 | 60.5 | 0.85 | 45.4 | 48 | 20 | N |  |  | OP | X | 8 | 2003 | 2003 |  |  | N | Electric Utility | Utility | Municipal | 1 | X | NG | Non-Renewable | 0 | 60.5 | 0 | 1 | DFO
Operable | 11018 | Lincoln Electric System |  | 7887 | Terry Bundy Generating Station | NE | Vertical | Lancaster | BSU | Petroleum Liquids | IC |  | S | X | X |  |  | 1.8 | 0.8 | 1.6 | 1.6 | 0 | N |  |  | OP | X | 7 | 2004 | 2004 |  |  | N | Electric Utility | Utility | Municipal | 1 | X | DFO | Non-Renewable | 0 | 1.8 | 0 | 1
Operable | 11018 | Lincoln Electric System |  | 7887 | Terry Bundy Generating Station | NE | Vertical | Lancaster | LFG1 | Landfill Gas | IC |  | S | X | X | LES84_BLUFUNTBGS_LFG_G1_RA | LES_LFG_1 | 1.6 | 0.8 | 1.6 | 1.6 | 1.1 | N |  |  | OP | X | 1 | 2014 | 2014 |  |  | N | Electric Utility | Utility | Municipal | 1 | X | LFG | Renewable | 1.6 | 0 | 1 | 0
Operable | 11018 | Lincoln Electric System |  | 7887 | Terry Bundy Generating Station | NE | Vertical | Lancaster | LFG2 | Landfill Gas | IC |  | S | X | X | LES84_BLUFUNTBGS_LFG_G1_RA | LES_LFG_1 | 1.6 | 0.8 | 1.6 | 1.6 | 1.1 | N |  |  | OP | X | 1 | 2014 | 2014 |  |  | N | Electric Utility | Utility | Municipal | 1 | X | LFG | Renewable | 1.6 | 0 | 1 | 0
Operable | 11018 | Lincoln Electric System |  | 7887 | Terry Bundy Generating Station | NE | Vertical | Lancaster | LFG3 | Landfill Gas | IC |  | S | X | X | LES84_BLUFUNTBGS_LFG_G1_RA | LES_LFG_1 | 1.6 | 0.8 | 1.6 | 1.6 | 1.1 | N |  |  | OP | X | 1 | 2014 | 2014 |  |  | N | Electric Utility | Utility | Municipal | 1 | X | LFG | Renewable | 1.6 | 0 | 1 | 0
Operable | 11018 | Lincoln Electric System |  | 7965 | Salt Valley Wind Plant | NE | Vertical | Lancaster | G1 | Onshore Wind Turbine | WT |  | S | X | X |  |  | 0.6 |  | 0.7 | 0.7 | 0.1 | N |  |  | OP | X | 12 | 1998 | Pre-2000 |  |  | N | Electric Utility | Utility | Municipal | 1 | X | WND | Renewable | 0.6 | 0 | 1 | 0
Operable | 11018 | Lincoln Electric System |  | 7965 | Salt Valley Wind Plant | NE | Vertical | Lancaster | G2 | Onshore Wind Turbine | WT |  | S | X | X |  |  | 0.6 |  | 0.7 | 0.7 | 0.1 | N |  |  | OP | X | 10 | 1999 | Pre-2000 |  |  | N | Electric Utility | Utility | Municipal | 1 | X | WND | Renewable | 0.6 | 0 | 1 | 0
Operable | 60569 | Lincoln Land Wind, LLC |  | 58925 | Lincoln Land Wind | IL | Restructured | Sangamon | SAN1 | Onshore Wind Turbine | WT |  | S | X | X |  |  | 302 |  | 302 | 302 | 1 | N |  |  | OP | X | 11 | 2021 | 2021 |  |  | N | IPP Non-CHP | IPP | IPP | 2 | X | WND | Renewable | 302 | 0 | 1 | 0
Operable | 63873 | Lincoln Medical and Mental Health Center |  | 64291 | Lincoln Medical and Mental Health Center | NY | Restructured | Bronx | A1 | Petroleum Liquids | IC |  | S | X | X |  |  | 2 | 0.8 | 2 | 2 | 2 | N |  |  | OP | X | 1 | 2007 | 2007 |  |  | N | Commercial Non-CHP | Customer Sited | Other | 4 | X | DFO | Non-Renewable | 0 | 2 | 0 | 1
Operable | 63873 | Lincoln Medical and Mental Health Center |  | 64291 | Lincoln Medical and Mental Health Center | NY | Restructured | Bronx | A2 | Petroleum Liquids | IC |  | S | X | X |  |  | 1 | 0.8 | 1 | 1 | 1 | N |  |  | OP | X | 1 | 1970 | Pre-2000 |  |  | N | Commercial Non-CHP | Customer Sited | Other | 4 | X | DFO | Non-Renewable | 0 | 1 | 0 | 1
Operable | 63873 | Lincoln Medical and Mental Health Center |  | 64291 | Lincoln Medical and Mental Health Center | NY | Restructured | Bronx | A3 | Petroleum Liquids | IC |  | S | X | X |  |  | 1 | 0.8 | 1 | 1 | 1 | N |  |  | OP | X | 1 | 1970 | Pre-2000 |  |  | N | Commercial Non-CHP | Customer Sited | Other | 4 | X | DFO | Non-Renewable | 0 | 1 | 0 | 1
Operable | 63873 | Lincoln Medical and Mental Health Center |  | 64291 | Lincoln Medical and Mental Health Center | NY | Restructured | Bronx | B1 | Batteries | BA |  | S | X | X |  |  | 1 | 0.8 | 1 | 1 | 1 | N |  |  | OP | X | 6 | 1970 | Pre-2000 |  |  | N | Commercial Non-CHP | Customer Sited | Other | 4 | X | MWH | Other | 0 | 0 | 0 | 0
Operable | 63873 | Lincoln Medical and Mental Health Center |  | 64291 | Lincoln Medical and Mental Health Center | NY | Restructured | Bronx | B2 | Batteries | BA |  | S | X | X |  |  | 1 | 0.8 | 1 | 1 | 1 | N |  |  | OP | X | 6 | 1970 | Pre-2000 |  |  | N | Commercial Non-CHP | Customer Sited | Other | 4 | X | MWH | Other | 0 | 0 | 0 | 0
Operable | 63873 | Lincoln Medical and Mental Health Center |  | 64291 | Lincoln Medical and Mental Health Center | NY | Restructured | Bronx | B3 | Batteries | BA |  | S | X | X |  |  | 1 | 0.8 | 1 | 1 | 1 | N |  |  | OP | X | 1 | 1998 | Pre-2000 |  |  | N | Commercial Non-CHP | Customer Sited | Other | 4 | X | MWH | Other | 0 | 0 | 0 | 0
Operable | 64030 | Lincoln Operating Services, LLC |  | 55109 | Rocky Road Power LLC | IL | Restructured | Kane | T4 | Natural Gas Fired Combustion Turbine | GT |  | W | X | X | 32417671 | 32417671 | 122.4 | 0.85 | 104 | 123.6 | 65 | N |  |  | OP | X | 6 | 2000 | 2000 |  |  | N | IPP Non-CHP | IPP | IPP | 2 | X | NG | Non-Renewable | 0 | 122.4 | 0 | 1
Operable | 64030 | Lincoln Operating Services, LLC |  | 55109 | Rocky Road Power LLC | IL | Restructured | Kane | TG1 | Natural Gas Fired Combustion Turbine | GT |  | W | X | X | 32417665 | 32417665 | 125.8 | 0.85 | 101 | 119 | 65 | N |  |  | OP | X | 6 | 1999 | Pre-2000 |  |  | N | IPP Non-CHP | IPP | IPP | 2 | X | NG | Non-Renewable | 0 | 125.8 | 0 | 1
Operable | 64030 | Lincoln Operating Services, LLC |  | 55109 | Rocky Road Power LLC | IL | Restructured | Kane | TG2 | Natural Gas Fired Combustion Turbine | GT |  | W | X | X | 32417667 | 32417667 | 125.8 | 0.85 | 101.9 | 119 | 65 | N |  |  | OP | X | 6 | 1999 | Pre-2000 |  |  | N | IPP Non-CHP | IPP | IPP | 2 | X | NG | Non-Renewable | 0 | 125.8 | 0 | 1
Operable | 64030 | Lincoln Operating Services, LLC |  | 55109 | Rocky Road Power LLC | IL | Restructured | Kane | TG3 | Natural Gas Fired Combustion Turbine | GT |  | W | X | X | 32417669 | 32417669 | 41.5 | 0.9 | 28.7 | 35 | 18 | N |  |  | OS | X | 6 | 1999 | Pre-2000 |  |  | N | IPP Non-CHP | IPP | IPP | 2 | X | NG | Non-Renewable | 0 | 41.5 | 0 | 1
Operable | 64030 | Lincoln Operating Services, LLC |  | 55438 | Elgin Energy Center LLC | IL | Restructured | Cook | CT01 | Natural Gas Fired Combustion Turbine | GT |  | W | X | X | 960 ELGI13.5 KV EE-1 | 960 ELGI13.5 KV EE-1 | 135 | 0.9 | 122.3 | 125 | 92.1 | N |  |  | OP | X | 9 | 2002 | 2002 |  |  | N | IPP Non-CHP | IPP | IPP | 2 | X | NG | Non-Renewable | 0 | 135 | 0 | 1
Operable | 64030 | Lincoln Operating Services, LLC |  | 55438 | Elgin Energy Center LLC | IL | Restructured | Cook | CT02 | Natural Gas Fired Combustion Turbine | GT |  | W | X | X | 960 ELGI13.5 KV EE-2 | 960 ELGI13.5 KV EE-2 | 135 | 0.9 | 123.3 | 125 | 92.3 | N |  |  | OP | X | 10 | 2002 | 2002 |  |  | N | IPP Non-CHP | IPP | IPP | 2 | X | NG | Non-Renewable | 0 | 135 | 0 | 1
Operable | 64030 | Lincoln Operating Services, LLC |  | 55438 | Elgin Energy Center LLC | IL | Restructured | Cook | CT03 | Natural Gas Fired Combustion Turbine | GT |  | W | X | X | 960 ELGI13.5 KV EE-3 | 960 ELGI13.5 KV EE-3 | 135 | 0.9 | 120.8 | 125 | 90.8 | N |  |  | OP | X | 10 | 2002 | 2002 |  |  | N | IPP Non-CHP | IPP | IPP | 2 | X | NG | Non-Renewable | 0 | 135 | 0 | 1
Operable | 64030 | Lincoln Operating Services, LLC |  | 55438 | Elgin Energy Center LLC | IL | Restructured | Cook | CT04 | Natural Gas Fired Combustion Turbine | GT |  | W | X | X | 960 ELGI13.5 KV EE-4 | 960 ELGI13.5 KV EE-4 | 135 | 0.9 | 122.9 | 125 | 92.3 | N |  |  | OP | X | 11 | 2002 | 2002 |  |  | N | IPP Non-CHP | IPP | IPP | 2 | X | NG | Non-Renewable | 0 | 135 | 0 | 1
Operable | 64724 | Lincoln Solar Star, LLC |  | 65382 | Lincoln WWTF Hybrid | CA | Vertical | Placer | ESS | Batteries | BA |  | W | X | X |  |  | 1 | 1 | 1 | 1 | 0 | N |  |  | OP | X | 3 | 2022 | 2022 |  |  | N | IPP Non-CHP | IPP | IPP | 2 | X | MWH | Other | 0 | 0 | 0 | 0
Operable | 64724 | Lincoln Solar Star, LLC |  | 65382 | Lincoln WWTF Hybrid | CA | Vertical | Placer | PV | Solar Photovoltaic | PV |  | W | X | X |  |  | 3 |  | 2.8 | 2.3 |  | N |  |  | OP | X | 8 | 2021 | 2021 |  |  | N | IPP Non-CHP | IPP | IPP | 2 | X | SUN | Renewable | 3 | 0 | 1 | 0
Operable | 60618 | Lindberg Field Solar 2, LLC |  | 60984 | Lindberg Field Solar 2 | CA | Vertical | San Diego | PV1 | Solar Photovoltaic | PV |  | S | X | X |  |  | 1.9 |  | 1.9 | 1.9 |  | N |  |  | OP | X | 2 | 2017 | 2017 |  |  | N | IPP Non-CHP | IPP | IPP | 2 | X | SUN | Renewable | 1.9 | 0 | 1 | 0
Operable | 59791 | Lindberg Field Solar I LLC |  | 60060 | Lindberg FIeld Solar | CA | Vertical | San Diego | SDIA2 | Solar Photovoltaic | PV |  | S | X | X |  |  | 1.8 |  | 1.7 | 1.7 |  | N |  |  | OP | X | 2 | 2016 | 2016 |  |  | N | IPP Non-CHP | IPP | IPP | 2 | X | SUN | Renewable | 1.8 | 0 | 1 | 0
Operable | 59791 | Lindberg Field Solar I LLC |  | 60060 | Lindberg FIeld Solar | CA | Vertical | San Diego | SDIAA | Solar Photovoltaic | PV |  | S | X | X |  |  | 0.6 |  | 0.5 | 0.5 |  | N |  |  | OP | X | 9 | 2015 | 2015 |  |  | N | IPP Non-CHP | IPP | IPP | 2 | X | SUN | Renewable | 0.6 | 0 | 1 | 0
Operable | 59791 | Lindberg Field Solar I LLC |  | 60060 | Lindberg FIeld Solar | CA | Vertical | San Diego | SDIAB | Solar Photovoltaic | PV |  | S | X | X |  |  | 0.5 |  | 0.5 | 0.5 |  | N |  |  | OP | X | 12 | 2015 | 2015 |  |  | N | IPP Non-CHP | IPP | IPP | 2 | X | SUN | Renewable | 0.5 | 0 | 1 | 0
Operable | 15320 | Linde Inc |  | 50148 | Linde Wilmington | CA | Vertical | Los Angeles | GEN1 | Natural Gas Fired Combined Cycle | CT | CC1 | S | X | Y | LADWP | LADWP | 25 | 0.9 | 21 | 21 | 18 | N |  |  | SB | Y | 12 | 1988 | Pre-2000 |  |  | Y | Industrial CHP | Customer Sited | Other | 7 | T | NG | Non-Renewable | 0 | 25 | 0 | 1
Operable | 15320 | Linde Inc |  | 50148 | Linde Wilmington | CA | Vertical | Los Angeles | GEN2 | Natural Gas Fired Combined Cycle | CA | CC1 | S | Y | X |  |  | 6 | 0.9 | 6 | 6 | 4 | N |  |  | SB | Y | 12 | 1988 | Pre-2000 |  |  | Y | Industrial CHP | Customer Sited | Other | 7 | B | NG | Non-Renewable | 0 | 6 | 0 | 1
Operable | 65389 | Linden Combined Cycle |  | 2406 | PSEG Linden Generating Station | NJ | Restructured | Union | 1001 | Natural Gas Fired Combined Cycle | CA | CC1 | W | Y | X | 21601782 | LINDEN 18 KV | 315 | 0.85 | 252 | 252 | 155 | N |  |  | OP | X | 4 | 2006 | 2006 |  |  | N | IPP Non-CHP | IPP | IPP | 2 | X | NG | Non-Renewable | 0 | 315 | 0 | 1 | DFO
Operable | 65389 | Linden Combined Cycle |  | 2406 | PSEG Linden Generating Station | NJ | Restructured | Union | 1101 | Natural Gas Fired Combined Cycle | CT | CC1 | W | X | N | 21601783 | LINDEN 18 KV | 181.4 | 0.85 | 199 | 199 | 155 | N |  |  | OP | X | 4 | 2006 | 2006 |  |  | N | IPP Non-CHP | IPP | IPP | 2 | X | NG | Non-Renewable | 0 | 181.4 | 0 | 1 | DFO
Operable | 65389 | Linden Combined Cycle |  | 2406 | PSEG Linden Generating Station | NJ | Restructured | Union | 1201 | Natural Gas Fired Combined Cycle | CT | CC1 | W | X | N | 21601784 | LINDEN 18 KV | 181.4 | 0.85 | 199 | 199 | 155 | N |  |  | OP | X | 4 | 2006 | 2006 |  |  | N | IPP Non-CHP | IPP | IPP | 2 | X | NG | Non-Renewable | 0 | 181.4 | 0 | 1 | DFO
Operable | 65389 | Linden Combined Cycle |  | 2406 | PSEG Linden Generating Station | NJ | Restructured | Union | 2001 | Natural Gas Fired Combined Cycle | CA | CC2 | W | Y | X | 21601787 | LINDEN 18 KV | 315 | 0.85 | 252 | 252 | 155 | N |  |  | OP | X | 4 | 2006 | 2006 |  |  | N | IPP Non-CHP | IPP | IPP | 2 | X | NG | Non-Renewable | 0 | 315 | 0 | 1 | DFO
Operable | 65389 | Linden Combined Cycle |  | 2406 | PSEG Linden Generating Station | NJ | Restructured | Union | 2101 | Natural Gas Fired Combined Cycle | CT | CC2 | W | X | N | 21601785 | LINDEN 18 KV | 181.4 | 0.85 | 199 | 199 | 155 | N |  |  | OP | X | 4 | 2006 | 2006 |  |  | N | IPP Non-CHP | IPP | IPP | 2 | X | NG | Non-Renewable | 0 | 181.4 | 0 | 1 | DFO
Operable | 65389 | Linden Combined Cycle |  | 2406 | PSEG Linden Generating Station | NJ | Restructured | Union | 2201 | Natural Gas Fired Combined Cycle | CT | CC2 | W | X | N | 21601786 | LINDEN 18 KV | 181.4 | 0.85 | 199 | 199 | 155 | N |  |  | OP | X | 4 | 2006 | 2006 |  |  | N | IPP Non-CHP | IPP | IPP | 2 | X | NG | Non-Renewable | 0 | 181.4 | 0 | 1 | DFO
Operable | 65389 | Linden Combined Cycle |  | 2406 | PSEG Linden Generating Station | NJ | Restructured | Union | 5 | Natural Gas Fired Combustion Turbine | GT |  | W | X | X | 93140 | LINDEN 13 KV | 96.1 | 0.85 | 86 | 86 | 56.6 | N |  |  | OP | X | 6 | 2000 | 2000 |  |  | N | IPP Non-CHP | IPP | IPP | 2 | X | NG | Non-Renewable | 0 | 96.1 | 0 | 1 | DFO
Operable | 65389 | Linden Combined Cycle |  | 2406 | PSEG Linden Generating Station | NJ | Restructured | Union | 6 | Natural Gas Fired Combustion Turbine | GT |  | W | X | X | 93141 | LINDEN 13 KV | 96.1 | 0.85 | 86 | 86 | 56.6 | N |  |  | OP | X | 6 | 2000 | 2000 |  |  | N | IPP Non-CHP | IPP | IPP | 2 | X | NG | Non-Renewable | 0 | 96.1 | 0 | 1 | DFO
Operable | 65389 | Linden Combined Cycle |  | 2406 | PSEG Linden Generating Station | NJ | Restructured | Union | 7 | Natural Gas Fired Combustion Turbine | GT |  | W | X | X | 71856675 | LINDEN 13 KV | 96.1 | 0.85 | 84 | 84 | 55.3 | N |  |  | OP | X | 6 | 1995 | Pre-2000 |  |  | N | IPP Non-CHP | IPP | IPP | 2 | X | NG | Non-Renewable | 0 | 96.1 | 0 | 1 | DFO
Operable | 65389 | Linden Combined Cycle |  | 2406 | PSEG Linden Generating Station | NJ | Restructured | Union | 8 | Natural Gas Fired Combustion Turbine | GT |  | W | X | X | 718566677 | LINDEN 13 KV | 96.1 | 0.85 | 80.2 | 80.2 | 53.3 | N |  |  | OP | X | 6 | 1995 | Pre-2000 |  |  | N | IPP Non-CHP | IPP | IPP | 2 | X | NG | Non-Renewable | 0 | 96.1 | 0 | 1 | DFO
Operable | 61346 | Lisbon East |  | 61720 | COU Solar I, LLC | NY | Restructured | St Lawrence | LECOU | Solar Photovoltaic | PV |  | S | X | X |  |  | 1.5 | 1 | 1.5 | 1.5 |  | N |  |  | OP | X | 8 | 2018 | 2018 |  |  | N | IPP Non-CHP | IPP | IPP | 2 | X | SUN | Renewable | 1.5 | 0 | 1 | 0
Operable | 61345 | Lisbon West |  | 61719 | CJ Solar I, LLC | NY | Restructured | St Lawrence | LWCJ1 | Solar Photovoltaic | PV |  | S | X | X |  |  | 2 | 1 | 2 | 2 |  | N |  |  | OP | X | 8 | 2018 | 2018 |  |  | N | IPP Non-CHP | IPP | IPP | 2 | X | SUN | Renewable | 2 | 0 | 1 | 0
Operable | 11064 | Litchfield Public Utilities |  | 1989 | Litchfield | MN | Vertical | Meeker | 5 | Petroleum Liquids | IC |  | S | X | X |  |  | 2.1 | 0.8 | 2.1 | 2.1 | 1 | N |  |  | SB | Y | 9 | 1963 | Pre-2000 |  |  | N | Electric Utility | Utility | Municipal | 1 | X | DFO | Non-Renewable | 0 | 2.1 | 0 | 1 | NG
Operable | 11064 | Litchfield Public Utilities |  | 1989 | Litchfield | MN | Vertical | Meeker | 6 | Petroleum Liquids | IC |  | S | X | X |  |  | 2.1 | 0.8 | 2.1 | 2.1 | 1 | N |  |  | SB | Y | 10 | 1963 | Pre-2000 |  |  | N | Electric Utility | Utility | Municipal | 1 | X | DFO | Non-Renewable | 0 | 2.1 | 0 | 1 | NG
Operable | 11064 | Litchfield Public Utilities |  | 1989 | Litchfield | MN | Vertical | Meeker | QS 1 | Petroleum Liquids | IC |  | S | X | X |  |  | 2.3 | 0.8 | 2.3 | 2.3 | 1 | N |  |  | SB | Y | 4 | 2010 | 2010 |  |  | N | Electric Utility | Utility | Municipal | 1 | X | DFO | Non-Renewable | 0 | 2.3 | 0 | 1
Operable | 11064 | Litchfield Public Utilities |  | 1989 | Litchfield | MN | Vertical | Meeker | QS 2 | Petroleum Liquids | IC |  | S | X | X |  |  | 2.3 | 0.8 | 2.3 | 2.3 | 1 | N |  |  | SB | Y | 4 | 2010 | 2010 |  |  | N | Electric Utility | Utility | Municipal | 1 | X | DFO | Non-Renewable | 0 | 2.3 | 0 | 1
Operable | 11064 | Litchfield Public Utilities |  | 1989 | Litchfield | MN | Vertical | Meeker | QS 3 | Petroleum Liquids | IC |  | S | X | X |  |  | 2.3 | 0.8 | 2.3 | 2.3 | 1 | N |  |  | SB | Y | 4 | 2010 | 2010 |  |  | N | Electric Utility | Utility | Municipal | 1 | X | DFO | Non-Renewable | 0 | 2.3 | 0 | 1
Operable | 11064 | Litchfield Public Utilities |  | 1989 | Litchfield | MN | Vertical | Meeker | QS 4 | Petroleum Liquids | IC |  | S | X | X |  |  | 2.3 | 0.8 | 2.3 | 2.3 | 1 | N |  |  | SB | Y | 4 | 2010 | 2010 |  |  | N | Electric Utility | Utility | Municipal | 1 | X | DFO | Non-Renewable | 0 | 2.3 | 0 | 1
Operable | 11064 | Litchfield Public Utilities |  | 1989 | Litchfield | MN | Vertical | Meeker | QS 5 | Petroleum Liquids | IC |  | S | X | X |  |  | 2.3 | 0.8 | 2.3 | 2.3 | 1 | N |  |  | SB | Y | 4 | 2010 | 2010 |  |  | N | Electric Utility | Utility | Municipal | 1 | X | DFO | Non-Renewable | 0 | 2.3 | 0 | 1
Operable | 11064 | Litchfield Public Utilities |  | 1989 | Litchfield | MN | Vertical | Meeker | QS6 | Petroleum Liquids | IC |  | S | X | X |  |  | 3.1 | 0.8 | 3.1 | 3.1 | 1 | N |  |  | SB | Y | 12 | 2021 | 2021 |  |  | N | Electric Utility | Utility | Municipal | 1 | X | DFO | Non-Renewable | 0 | 3.1 | 0 | 1
Operable | 11064 | Litchfield Public Utilities |  | 1989 | Litchfield | MN | Vertical | Meeker | QS7 | Petroleum Liquids | IC |  | S | X | X |  |  | 3.1 | 0.8 | 3.1 | 3.1 | 1 | N |  |  | SB | Y | 12 | 2021 | 2021 |  |  | N | Electric Utility | Utility | Municipal | 1 | X | DFO | Non-Renewable | 0 | 3.1 | 0 | 1
Operable | 65902 | Little Bear Solar 1, LLC (Longroad) |  | 59870 | Little Bear Solar 1, LLC | CA | Vertical | Fresno | GEN01 | Solar Photovoltaic | PV |  | S | X | X |  |  | 40 |  | 40 | 40 |  | N |  |  | OP | X | 12 | 2020 | 2020 |  |  | N | IPP Non-CHP | IPP | IPP | 2 | X | SUN | Renewable | 40 | 0 | 1 | 0
Operable | 65900 | Little Bear Solar 3, LLC (Longroad) |  | 62463 | Little Bear 3 | CA | Vertical | Fresno | GEN01 | Solar Photovoltaic | PV |  | S | X | X |  |  | 20 |  | 20 | 20 |  | N |  |  | OP | X | 12 | 2020 | 2020 |  |  | N | IPP Non-CHP | IPP | IPP | 2 | X | SUN | Renewable | 20 | 0 | 1 | 0
Operable | 65903 | Little Bear Solar 4, LLC (Longroad) |  | 62464 | Little Bear 4 | CA | Vertical | Fresno | GEN01 | Solar Photovoltaic | PV |  | S | X | X |  |  | 50 |  | 50 | 50 |  | N |  |  | OP | X | 12 | 2020 | 2020 |  |  | N | IPP Non-CHP | IPP | IPP | 2 | X | SUN | Renewable | 50 | 0 | 1 | 0
Operable | 65904 | Little Bear Solar 5, LLC (Longroad) |  | 62465 | Little Bear 5 | CA | Vertical | Fresno | GEN01 | Solar Photovoltaic | PV |  | S | X | X |  |  | 50 |  | 50 | 50 |  | N |  |  | OP | X | 12 | 2020 | 2020 |  |  | N | IPP Non-CHP | IPP | IPP | 2 | X | SUN | Renewable | 50 | 0 | 1 | 0
Operable | 63956 | Little Blue Wind Project, LLC |  | 64336 | Little Blue Wind Project, LLC | NE | Vertical | Webster | WFW | Onshore Wind Turbine | WT |  | S | X | X |  |  | 250.7 |  | 250.7 | 250.7 | 25 | N |  |  | OP | X | 12 | 2021 | 2021 |  |  | N | IPP Non-CHP | IPP | IPP | 2 | X | WND | Renewable | 250.7 | 0 | 1 | 0
Operable | 65028 | Little Falls Solar |  | 65776 | Little Falls Solar | NY | Restructured | Herkimer | 5939 | Solar Photovoltaic | PV |  | S | X | X |  |  | 2 |  | 2 | 1.8 |  | N |  |  | OP | X | 10 | 2020 | 2020 |  |  | N | IPP Non-CHP | IPP | IPP | 2 | X | SUN | Renewable | 2 | 0 | 1 | 0
Operable | 65029 | Little Falls Solar 1, LLC |  | 65777 | Little Falls Solar 1 | NY | Restructured | Herkimer | 5779 | Solar Photovoltaic | PV |  | S | X | X |  |  | 2 |  | 2 | 1.8 |  | N |  |  | OP | X | 9 | 2020 | 2020 |  |  | N | IPP Non-CHP | IPP | IPP | 2 | X | SUN | Renewable | 2 | 0 | 1 | 0
Operable | 54696 | Little Mac Power Company |  | 10049 | Little Mac Project | ID | Vertical | Twin Falls | 1 | Conventional Hydroelectric | HY |  | S | X | X |  |  | 0.3 | 0.8 | 0.3 | 0.3 | 0 | N |  |  | OP | X | 5 | 1984 | Pre-2000 |  |  | N | IPP Non-CHP | IPP | IPP | 2 | X | WAT | Renewable | 0.3 | 0 | 1 | 0
Operable | 54696 | Little Mac Power Company |  | 10049 | Little Mac Project | ID | Vertical | Twin Falls | 2 | Conventional Hydroelectric | HY |  | S | X | X |  |  | 0.4 | 0.8 | 0.4 | 0.4 | 0 | N |  |  | OP | X | 5 | 1984 | Pre-2000 |  |  | N | IPP Non-CHP | IPP | IPP | 2 | X | WAT | Renewable | 0.4 | 0 | 1 | 0
Operable | 54696 | Little Mac Power Company |  | 10049 | Little Mac Project | ID | Vertical | Twin Falls | 3 | Conventional Hydroelectric | HY |  | S | X | X |  |  | 0.4 | 0.8 | 0.4 | 0.4 | 0 | N |  |  | OP | X | 5 | 1984 | Pre-2000 |  |  | N | IPP Non-CHP | IPP | IPP | 2 | X | WAT | Renewable | 0.4 | 0 | 1 | 0
Operable | 54696 | Little Mac Power Company |  | 10049 | Little Mac Project | ID | Vertical | Twin Falls | 4 | Conventional Hydroelectric | HY |  | S | X | X |  |  | 0.4 | 0.8 | 0.4 | 0.4 | 0 | N |  |  | OP | X | 5 | 1984 | Pre-2000 |  |  | N | IPP Non-CHP | IPP | IPP | 2 | X | WAT | Renewable | 0.4 | 0 | 1 | 0
Operable | 11079 | Little Rock Water Reclamation Authority |  | 10050 | Fourche Creek Wastewater | AR | Vertical | Pulaski | 4 | Other Waste Biomass | IC |  | S | X | X |  |  | 1.3 | 0.8 | 1.3 | 1.3 | 0.8 | N |  |  | OP | X | 12 | 2009 | 2009 |  |  | Y | Commercial CHP | Customer Sited | Other | 5 | T | OBG | Renewable | 1.3 | 0 | 1 | 0 | NG
Operable | 11082 | Littlewood Irrigation District |  | 54386 | Little Wood Hydro Project | ID | Vertical | Blaine | GEN1 | Conventional Hydroelectric | HY |  | S | X | X |  |  | 2.8 | 0.85 | 2.4 | 2.6 | 0.4 | N |  |  | SB | Y | 2 | 1985 | Pre-2000 |  |  | N | IPP Non-CHP | IPP | IPP | 2 | X | WAT | Renewable | 2.8 | 0 | 1 | 0
Operable | 59802 | Live Oak Solar, LLC |  | 60063 | Live Oak Solar, LLC | GA | Vertical | Candler | LVEOK | Solar Photovoltaic | PV |  | S | X | X |  |  | 51 |  | 51 | 51 |  | N |  |  | OP | X | 12 | 2016 | 2016 |  |  | N | IPP Non-CHP | IPP | IPP | 2 | X | SUN | Renewable | 51 | 0 | 1 | 0
Operable | 65258 | Livermore Falls CSG, LLC |  | 66087 | Livermore Falls CSG | ME | Restructured | Androscoggin | 28911 | Solar Photovoltaic | PV |  | S | X | X |  |  | 3.3 |  | 3.3 | 3.1 |  | N |  |  | OP | X | 5 | 2022 | 2022 |  |  | N | IPP Non-CHP | IPP | IPP | 2 | X | SUN | Renewable | 3.3 | 0 | 1 | 0
Operable | 59354 | LKL BLBD, LLC |  | 59611 | LKL BLBD, LLC | FL | Vertical | Polk | LKLBB | Solar Photovoltaic | PV |  | S | X | X |  |  | 6 |  | 6 | 6 |  | N |  |  | OP | X | 8 | 2015 | 2015 |  |  | N | IPP Non-CHP | IPP | IPP | 2 | X | SUN | Renewable | 6 | 0 | 1 | 0
Operable | 62136 | Llano Estacado Wind Ranch |  | 55579 | Llano Estacado Wind Ranch | TX | Restructured | Carson | EXIS | Onshore Wind Turbine | WT |  | W | X | X | sps.tnsk.llanowind1unit | sps.tnsk.llanowind1unit | 80 |  | 80 | 80 | 5.2 | N |  |  | OP | X | 12 | 2001 | 2001 |  |  | N | IPP Non-CHP | IPP | IPP | 2 | X | WND | Renewable | 80 | 0 | 1 | 0
Operable | 62661 | Lock 12 Hydro Partners, LLC |  | 62747 | Matilda Hamilton Fee Hydroelectric Station | KY | Vertical | Estill | 1 | Conventional Hydroelectric | HY |  | S | X | X |  |  | 0.5 | 1 | 0.5 | 0.5 | 0.1 | N |  |  | OP | X | 9 | 2021 | 2021 |  |  | N | IPP Non-CHP | IPP | IPP | 2 | X | WAT | Renewable | 0.5 | 0 | 1 | 0
Operable | 62661 | Lock 12 Hydro Partners, LLC |  | 62747 | Matilda Hamilton Fee Hydroelectric Station | KY | Vertical | Estill | 2 | Conventional Hydroelectric | HY |  | S | X | X |  |  | 0.5 | 1 | 0.5 | 0.5 | 0.1 | N |  |  | OP | X | 9 | 2021 | 2021 |  |  | N | IPP Non-CHP | IPP | IPP | 2 | X | WAT | Renewable | 0.5 | 0 | 1 | 0
Operable | 62661 | Lock 12 Hydro Partners, LLC |  | 62747 | Matilda Hamilton Fee Hydroelectric Station | KY | Vertical | Estill | 3 | Conventional Hydroelectric | HY |  | S | X | X |  |  | 0.5 | 1 | 0.5 | 0.5 | 0.1 | N |  |  | OP | X | 9 | 2021 | 2021 |  |  | N | IPP Non-CHP | IPP | IPP | 2 | X | WAT | Renewable | 0.5 | 0 | 1 | 0
Operable | 62661 | Lock 12 Hydro Partners, LLC |  | 62747 | Matilda Hamilton Fee Hydroelectric Station | KY | Vertical | Estill | 4 | Conventional Hydroelectric | HY |  | S | X | X |  |  | 0.5 | 1 | 0.5 | 0.5 | 0.1 | N |  |  | OP | X | 9 | 2021 | 2021 |  |  | N | IPP Non-CHP | IPP | IPP | 2 | X | WAT | Renewable | 0.5 | 0 | 1 | 0
Operable | 62661 | Lock 12 Hydro Partners, LLC |  | 62747 | Matilda Hamilton Fee Hydroelectric Station | KY | Vertical | Estill | 5 | Conventional Hydroelectric | HY |  | S | X | X |  |  | 0.5 | 1 | 0.5 | 0.5 | 0.1 | N |  |  | OP | X | 9 | 2021 | 2021 |  |  | N | IPP Non-CHP | IPP | IPP | 2 | X | WAT | Renewable | 0.5 | 0 | 1 | 0
Operable | 54775 | Lock 7 Hydro Partners LLC |  | 1359 | Mother Ann Lee | KY | Vertical | Mercer | 1 | Conventional Hydroelectric | HY |  | S | X | X |  |  | 0.7 | 0.8 | 0.7 | 0.7 | 0.1 | N |  |  | OP | X | 12 | 2008 | 2008 |  |  | N | IPP Non-CHP | IPP | IPP | 2 | X | WAT | Renewable | 0.7 | 0 | 1 | 0
Operable | 54775 | Lock 7 Hydro Partners LLC |  | 1359 | Mother Ann Lee | KY | Vertical | Mercer | 2 | Conventional Hydroelectric | HY |  | S | X | X |  |  | 0.7 | 0.8 | 0.9 | 0.9 | 0.1 | N |  |  | OP | X | 7 | 2007 | 2007 |  |  | N | IPP Non-CHP | IPP | IPP | 2 | X | WAT | Renewable | 0.7 | 0 | 1 | 0
Operable | 54775 | Lock 7 Hydro Partners LLC |  | 1359 | Mother Ann Lee | KY | Vertical | Mercer | 3 | Conventional Hydroelectric | HY |  | S | X | X |  |  | 0.7 | 0.8 | 0.7 | 0.7 | 0.1 | N |  |  | OP | X | 3 | 2007 | 2007 |  |  | N | IPP Non-CHP | IPP | IPP | 2 | X | WAT | Renewable | 0.7 | 0 | 1 | 0
Operable | 61886 | Lockett Windfarm, LLC |  | 62356 | Lockett Windfarm | TX | Restructured | Wilbarger | LOC | Onshore Wind Turbine | WT |  | S | X | X |  |  | 183.8 |  | 183.8 | 183.8 | 0 | N |  |  | OP | X | 9 | 2019 | 2019 |  |  | N | IPP Non-CHP | IPP | IPP | 2 | X | WND | Renewable | 183.8 | 0 | 1 | 0
Operable | 11118 | Lockhart Power Co |  | 3275 | Lockhart | SC | Vertical | Union | 2 | Conventional Hydroelectric | HY |  | S | X | X |  |  | 4.2 | 0.8 | 4.2 | 4.2 | 1 | N |  |  | OP | X | 1 | 1921 | Pre-2000 |  |  | N | Electric Utility | Utility | Investor Owned Utility | 1 | X | WAT | Renewable | 4.2 | 0 | 1 | 0
Operable | 11118 | Lockhart Power Co |  | 3275 | Lockhart | SC | Vertical | Union | HY1 | Conventional Hydroelectric | HY |  | S | X | X |  |  | 4.2 | 0.8 | 4.2 | 4.2 | 1 | N |  |  | OP | X | 1 | 1921 | Pre-2000 |  |  | N | Electric Utility | Utility | Investor Owned Utility | 1 | X | WAT | Renewable | 4.2 | 0 | 1 | 0
Operable | 11118 | Lockhart Power Co |  | 3275 | Lockhart | SC | Vertical | Union | HY3 | Conventional Hydroelectric | HY |  | S | X | X |  |  | 4.2 | 0.8 | 4.2 | 4.2 | 1 | N |  |  | OP | X | 1 | 1921 | Pre-2000 |  |  | N | Electric Utility | Utility | Investor Owned Utility | 1 | X | WAT | Renewable | 4.2 | 0 | 1 | 0
Operable | 11118 | Lockhart Power Co |  | 3275 | Lockhart | SC | Vertical | Union | HY4 | Conventional Hydroelectric | HY |  | S | X | X |  |  | 4.2 | 0.8 | 4.2 | 4.2 | 1 | N |  |  | OP | X | 1 | 1921 | Pre-2000 |  |  | N | Electric Utility | Utility | Investor Owned Utility | 1 | X | WAT | Renewable | 4.2 | 0 | 1 | 0
Operable | 11118 | Lockhart Power Co |  | 3275 | Lockhart | SC | Vertical | Union | HY5 | Conventional Hydroelectric | HY |  | S | X | X |  |  | 1.2 | 0.8 | 1.2 | 1.2 | 0.8 | N |  |  | OP | X | 1 | 1921 | Pre-2000 |  |  | N | Electric Utility | Utility | Investor Owned Utility | 1 | X | WAT | Renewable | 1.2 | 0 | 1 | 0
Operable | 11118 | Lockhart Power Co |  | 57030 | Pacolet Diesel Generation Facility | SC | Vertical | Spartanburg | DI 1 | Petroleum Liquids | IC |  | S | X | X |  |  | 1.8 | 0.8 | 1.8 | 1.8 | 1 | N |  |  | OP | X | 12 | 2006 | 2006 |  |  | N | Electric Utility | Utility | Investor Owned Utility | 1 | X | DFO | Non-Renewable | 0 | 1.8 | 0 | 1
Operable | 11118 | Lockhart Power Co |  | 57030 | Pacolet Diesel Generation Facility | SC | Vertical | Spartanburg | DI 2 | Petroleum Liquids | IC |  | S | X | X |  |  | 1.8 | 0.8 | 1.8 | 1.8 | 1 | N |  |  | OP | X | 12 | 2006 | 2006 |  |  | N | Electric Utility | Utility | Investor Owned Utility | 1 | X | DFO | Non-Renewable | 0 | 1.8 | 0 | 1
Operable | 11118 | Lockhart Power Co |  | 57030 | Pacolet Diesel Generation Facility | SC | Vertical | Spartanburg | DI 3 | Petroleum Liquids | IC |  | S | X | X |  |  | 1.8 | 0.8 | 1.8 | 1.8 | 1 | N |  |  | OP | X | 12 | 2006 | 2006 |  |  | N | Electric Utility | Utility | Investor Owned Utility | 1 | X | DFO | Non-Renewable | 0 | 1.8 | 0 | 1
Operable | 11118 | Lockhart Power Co |  | 57885 | Wellford Renewable Energy Plant | SC | Vertical | Spartanburg | LFG1 | Landfill Gas | IC |  | S | X | X |  |  | 1.6 | 0.8 | 1.6 | 1.6 | 0.8 | N |  |  | OP | X | 5 | 2011 | 2011 |  |  | N | Electric Utility | Utility | Investor Owned Utility | 1 | X | LFG | Renewable | 1.6 | 0 | 1 | 0
Operable | 11118 | Lockhart Power Co |  | 57886 | City West Diesel Plant | SC | Vertical | Union | DI1 | Petroleum Liquids | IC |  | S | X | X |  |  | 1.8 | 0.8 | 1.8 | 1.8 | 1 | N |  |  | OP | X | 6 | 2011 | 2011 |  |  | N | Electric Utility | Utility | Investor Owned Utility | 1 | X | DFO | Non-Renewable | 0 | 1.8 | 0 | 1
Operable | 11118 | Lockhart Power Co |  | 57886 | City West Diesel Plant | SC | Vertical | Union | DI2 | Petroleum Liquids | IC |  | S | X | X |  |  | 1.8 | 0.8 | 1.8 | 1.8 | 1 | N |  |  | OP | X | 6 | 2011 | 2011 |  |  | N | Electric Utility | Utility | Investor Owned Utility | 1 | X | DFO | Non-Renewable | 0 | 1.8 | 0 | 1
Operable | 11118 | Lockhart Power Co |  | 57886 | City West Diesel Plant | SC | Vertical | Union | DI3 | Petroleum Liquids | IC |  | S | X | X |  |  | 1.8 | 0.8 | 1.8 | 1.8 | 1 | N |  |  | OP | X | 6 | 2011 | 2011 |  |  | N | Electric Utility | Utility | Investor Owned Utility | 1 | X | DFO | Non-Renewable | 0 | 1.8 | 0 | 1
Operable | 11118 | Lockhart Power Co |  | 57886 | City West Diesel Plant | SC | Vertical | Union | DI4 | Petroleum Liquids | IC |  | S | X | X |  |  | 1.8 | 0.8 | 1.8 | 1.8 | 1 | N |  |  | OP | X | 6 | 2011 | 2011 |  |  | N | Electric Utility | Utility | Investor Owned Utility | 1 | X | DFO | Non-Renewable | 0 | 1.8 | 0 | 1
Operable | 11118 | Lockhart Power Co |  | 58257 | Upper Pacolet Hydro | SC | Vertical | Spartanburg | UP1 | Conventional Hydroelectric | HY |  | S | X | X |  |  | 1.1 | 0.8 | 1.1 | 1.1 | 0.2 | N |  |  | OP | X | 2 | 2013 | 2013 |  |  | N | Electric Utility | Utility | Investor Owned Utility | 1 | X | WAT | Renewable | 1.1 | 0 | 1 | 0
Operable | 11118 | Lockhart Power Co |  | 60241 | Union Renewable Energy Facility | SC | Vertical | Union | 611 | Landfill Gas | IC |  | S | X | X |  |  | 1.6 | 0.8 | 1.2 | 1.3 | 0.8 | N |  |  | OP | X | 1 | 2015 | 2015 |  |  | N | Electric Utility | Utility | Investor Owned Utility | 1 | X | LFG | Renewable | 1.6 | 0 | 1 | 0
Operable | 11118 | Lockhart Power Co |  | 60241 | Union Renewable Energy Facility | SC | Vertical | Union | 677 | Landfill Gas | IC |  | S | X | X |  |  | 1.6 | 0.8 | 1.2 | 1.3 | 0.8 | N |  |  | OP | X | 1 | 2015 | 2015 |  |  | N | Electric Utility | Utility | Investor Owned Utility | 1 | X | LFG | Renewable | 1.6 | 0 | 1 | 0
Operable | 61307 | Lockheed Martin RMS |  | 61694 | Lockheed Martin Solar | FL | Vertical | Orange | 35540 | Petroleum Liquids | IC |  | S | X | X |  |  | 0.1 | 0.8 | 0.1 | 0.1 | 0.1 | N |  |  | SB | N | 9 | 2005 | 2005 |  |  | N | Industrial Non-CHP | Customer Sited | Other | 6 | X | DFO | Non-Renewable | 0 | 0.1 | 0 | 1
Operable | 61307 | Lockheed Martin RMS |  | 61694 | Lockheed Martin Solar | FL | Vertical | Orange | 35541 | Petroleum Liquids | IC |  | S | X | X |  |  | 0.4 | 0.8 | 0.4 | 0.4 | 0.1 | N |  |  | SB | N | 10 | 1998 | Pre-2000 |  |  | N | Industrial Non-CHP | Customer Sited | Other | 6 | X | DFO | Non-Renewable | 0 | 0.4 | 0 | 1
Operable | 61307 | Lockheed Martin RMS |  | 61694 | Lockheed Martin Solar | FL | Vertical | Orange | 35543 | Petroleum Liquids | IC |  | S | X | X |  |  | 0.1 | 0.8 | 0.1 | 0.1 | 0.1 | N |  |  | SB | N | 12 | 2005 | 2005 |  |  | N | Industrial Non-CHP | Customer Sited | Other | 6 | X | DFO | Non-Renewable | 0 | 0.1 | 0 | 1
Operable | 61307 | Lockheed Martin RMS |  | 61694 | Lockheed Martin Solar | FL | Vertical | Orange | 38471 | Petroleum Liquids | IC |  | S | X | X |  |  | 0.8 | 0.8 | 0.8 | 0.8 | 0.1 | N |  |  | SB | N | 6 | 2020 | 2020 |  |  | N | Industrial Non-CHP | Customer Sited | Other | 6 | X | DFO | Non-Renewable | 0 | 0.8 | 0 | 1
Operable | 61307 | Lockheed Martin RMS |  | 61694 | Lockheed Martin Solar | FL | Vertical | Orange | 38742 | Petroleum Liquids | IC |  | S | X | X |  |  | 0.2 | 0.8 | 0.2 | 0.2 | 0.1 | N |  |  | SB | N | 12 | 2020 | 2020 |  |  | N | Industrial Non-CHP | Customer Sited | Other | 6 | X | DFO | Non-Renewable | 0 | 0.2 | 0 | 1
Operable | 61307 | Lockheed Martin RMS |  | 61694 | Lockheed Martin Solar | FL | Vertical | Orange | 38743 | Petroleum Liquids | IC |  | S | X | X |  |  | 0.2 | 0.8 | 0.2 | 0.2 | 0.1 | N |  |  | SB | N | 12 | 2020 | 2020 |  |  | N | Industrial Non-CHP | Customer Sited | Other | 6 | X | DFO | Non-Renewable | 0 | 0.2 | 0 | 1
Operable | 61307 | Lockheed Martin RMS |  | 61694 | Lockheed Martin Solar | FL | Vertical | Orange | 38746 | Petroleum Liquids | IC |  | S | X | X |  |  | 0.2 | 0.8 | 0.2 | 0.2 | 0.1 | N |  |  | SB | N | 6 | 2020 | 2020 |  |  | N | Industrial Non-CHP | Customer Sited | Other | 6 | X | DFO | Non-Renewable | 0 | 0.2 | 0 | 1
Operable | 61307 | Lockheed Martin RMS |  | 61694 | Lockheed Martin Solar | FL | Vertical | Orange | SOLAR | Solar Photovoltaic | PV |  | S | X | X |  |  | 1.9 |  | 1.9 | 1.9 |  | N |  |  | OP | X | 5 | 2017 | 2017 |  |  | N | Industrial Non-CHP | Customer Sited | Other | 6 | X | SUN | Renewable | 1.9 | 0 | 1 | 0
Operable | 61364 | Lockheed Martin RMS Syracuse |  | 61739 | Lockheed Martin RMS Syracuse | NY | Restructured | Onondaga | SYR1 | Batteries | BA |  | S | X | X |  |  | 1 |  | 1 | 1 | 0.1 | N |  |  | OP | X | 8 | 2017 | 2017 | 8 | 2027 | N | Industrial Non-CHP | Customer Sited | Other | 6 | X | MWH | Other | 0 | 0 | 0 | 0
Operable | 59648 | Lockheed Martin Solar System |  | 59867 | Lockheed Martin Solar System | FL | Vertical | Pinellas | LMSOL | Solar Photovoltaic | PV |  | S | X | X |  |  | 1.9 |  | 1.9 | 1.9 |  | N |  |  | OP | X | 9 | 2015 | 2015 |  |  | N | IPP Non-CHP | IPP | IPP | 2 | X | SUN | Renewable | 1.9 | 0 | 1 | 0
Operable | 11127 | Lockport Energy Associates LP |  | 54041 | Lockport Energy Associates LP | NY | Restructured | Niagara | GEN1 | Natural Gas Fired Combined Cycle | CT | LEA1 | S | X | Y | nyiso ptid 23791 | nyiso ptid 23791 | 48.7 | 0.85 | 43.3 | 48.3 | 30 | N |  |  | OP | X | 7 | 1992 | Pre-2000 |  |  | Y | IPP CHP | IPP | IPP | 3 | T | NG | Non-Renewable | 0 | 48.7 | 0 | 1 | DFO
Operable | 11127 | Lockport Energy Associates LP |  | 54041 | Lockport Energy Associates LP | NY | Restructured | Niagara | GEN2 | Natural Gas Fired Combined Cycle | CT | LEA1 | S | X | Y | nyiso ptid 23791 | nyiso ptid 23791 | 48.7 | 0.85 | 43.3 | 48.3 | 30 | N |  |  | OP | X | 7 | 1992 | Pre-2000 |  |  | Y | IPP CHP | IPP | IPP | 3 | T | NG | Non-Renewable | 0 | 48.7 | 0 | 1 | DFO
Operable | 11127 | Lockport Energy Associates LP |  | 54041 | Lockport Energy Associates LP | NY | Restructured | Niagara | GEN3 | Natural Gas Fired Combined Cycle | CT | LEA1 | S | X | Y | nyiso ptid 23791 | nyiso ptid 23791 | 48.7 | 0.85 | 43.3 | 48.3 | 30 | N |  |  | OP | X | 7 | 1992 | Pre-2000 |  |  | Y | IPP CHP | IPP | IPP | 3 | T | NG | Non-Renewable | 0 | 48.7 | 0 | 1 | DFO
Operable | 11127 | Lockport Energy Associates LP |  | 54041 | Lockport Energy Associates LP | NY | Restructured | Niagara | GEN4 | Natural Gas Fired Combined Cycle | CA | LEA1 | S | Y | X |  |  | 75.2 | 0.98 | 78 | 80 | 14 | N |  |  | OP | X | 9 | 1992 | Pre-2000 |  |  | Y | IPP CHP | IPP | IPP | 3 | T | NG | Non-Renewable | 0 | 75.2 | 0 | 1 | DFO
Operable | 66158 | Locust Solar LLC |  | 67295 | Source Power NY II - Locust 1 | NY | Restructured | Westchester | P5564 | Solar Photovoltaic | PV |  | S | X | X |  |  | 5 |  | 5 | 5 |  | N |  |  | OP | X | 12 | 2023 | 2023 |  |  | N | IPP Non-CHP | IPP | IPP | 2 | X | SUN | Renewable | 5 | 0 | 1 | 0
Operable | 55736 | Loess Hills Wind Farm LLC |  | 56538 | Loess Hills | MO | Vertical | Atchison | 1 | Onshore Wind Turbine | WT |  | S | X | X |  |  | 5 |  | 5 | 5 | 0.1 | N |  |  | OP | X | 2 | 2008 | 2008 |  |  | N | IPP Non-CHP | IPP | IPP | 2 | X | WND | Renewable | 5 | 0 | 1 | 0
Operable | 55862 | Logan Wind Energy LLC |  | 56613 | Logan Wind Energy | CO | Vertical | Logan | 1 | Onshore Wind Turbine | WT |  | S | X | X |  |  | 201 |  | 201 | 201 | 10.1 | N |  |  | OP | X | 10 | 2007 | 2007 |  |  | N | IPP Non-CHP | IPP | IPP | 2 | X | WND | Renewable | 201 | 0 | 1 | 0
Operable | 11161 | Loma Linda University |  | 10206 | Loma Linda University Cogen | CA | Vertical | San Bernardino | GEN1 | Natural Gas Fired Combustion Turbine | GT | ST01 | S | X | X |  |  | 5.2 | 0.8 | 4.8 | 4.8 | 2.4 | N |  |  | OP | X | 11 | 1989 | Pre-2000 |  |  | Y | Commercial CHP | Customer Sited | Other | 5 | T | NG | Non-Renewable | 0 | 5.2 | 0 | 1 | DFO
Operable | 11161 | Loma Linda University |  | 10206 | Loma Linda University Cogen | CA | Vertical | San Bernardino | GEN2 | Natural Gas Fired Combustion Turbine | GT | ST01 | S | X | X |  |  | 5.2 | 0.8 | 4.8 | 4.8 | 2.4 | N |  |  | OP | X | 11 | 1989 | Pre-2000 |  |  | Y | Commercial CHP | Customer Sited | Other | 5 | T | NG | Non-Renewable | 0 | 5.2 | 0 | 1 | DFO
Operable | 11161 | Loma Linda University |  | 10206 | Loma Linda University Cogen | CA | Vertical | San Bernardino | GEN4 | Petroleum Liquids | IC |  | S | X | X |  |  | 1.7 | 0.8 | 1.7 | 1.7 | 0.9 | N |  |  | SB | N | 6 | 1986 | Pre-2000 |  |  | N | Commercial CHP | Customer Sited | Other | 5 | X | DFO | Non-Renewable | 0 | 1.7 | 0 | 1
Operable | 11161 | Loma Linda University |  | 10206 | Loma Linda University Cogen | CA | Vertical | San Bernardino | GEN5 | Petroleum Liquids | IC |  | S | X | X |  |  | 1 | 0.8 | 1 | 1 | 0.5 | N |  |  | SB | N | 7 | 2018 | 2018 |  |  | N | Commercial CHP | Customer Sited | Other | 5 | X | DFO | Non-Renewable | 0 | 1 | 0 | 1
Operable | 58413 | Lone Valley Solar Park I LLC |  | 58417 | Lone Valley Solar Park I LLC | CA | Vertical | San Bernardino | CP1 | Solar Photovoltaic | PV |  | S | X | X |  |  | 10 |  | 10 | 10 |  | N |  |  | OP | X | 12 | 2014 | 2014 |  |  | N | IPP Non-CHP | IPP | IPP | 2 | X | SUN | Renewable | 10 | 0 | 1 | 0
Operable | 59041 | Lone Valley Solar Park II LLC |  | 59237 | Lone Valley Solar Park II LLC | CA | Vertical | San Bernardino | CPII | Solar Photovoltaic | PV |  | S | X | X | Victor_7_ N007 | Victor_7_N007 | 20 |  | 20 | 20 |  | N |  |  | OP | X | 12 | 2014 | 2014 |  |  | N | IPP Non-CHP | IPP | IPP | 2 | X | SUN | Renewable | 20 | 0 | 1 | 0
Operable | 11181 | Long Beach Generation LLC |  | 341 | Long Beach Generation LLC | CA | Vertical | Los Angeles | CT1 | Natural Gas Fired Combustion Turbine | GT |  | W | X | X |  |  | 63 | 0.9 | 65 | 65 | 47 | N |  |  | OP | X | 12 | 1976 | Pre-2000 |  |  | N | IPP Non-CHP | IPP | IPP | 2 | X | NG | Non-Renewable | 0 | 63 | 0 | 1
Operable | 11181 | Long Beach Generation LLC |  | 341 | Long Beach Generation LLC | CA | Vertical | Los Angeles | CT2 | Natural Gas Fired Combustion Turbine | GT |  | W | X | X |  |  | 63 | 0.9 | 65 | 65 | 47 | N |  |  | OP | X | 12 | 1976 | Pre-2000 |  |  | N | IPP Non-CHP | IPP | IPP | 2 | X | NG | Non-Renewable | 0 | 63 | 0 | 1
Operable | 11181 | Long Beach Generation LLC |  | 341 | Long Beach Generation LLC | CA | Vertical | Los Angeles | CT3 | Natural Gas Fired Combustion Turbine | GT |  | W | X | X |  |  | 63 | 0.9 | 65 | 65 | 47 | N |  |  | OP | X | 12 | 1976 | Pre-2000 |  |  | N | IPP Non-CHP | IPP | IPP | 2 | X | NG | Non-Renewable | 0 | 63 | 0 | 1
Operable | 11181 | Long Beach Generation LLC |  | 341 | Long Beach Generation LLC | CA | Vertical | Los Angeles | CT4 | Natural Gas Fired Combustion Turbine | GT |  | W | X | X |  |  | 63 | 0.9 | 65 | 65 | 47 | N |  |  | OP | X | 12 | 1976 | Pre-2000 |  |  | N | IPP Non-CHP | IPP | IPP | 2 | X | NG | Non-Renewable | 0 | 63 | 0 | 1
Operable | 63658 | Long Beach Trigen, LLC |  | 64005 | Toyota Long Beach Trigen | CA | Vertical | Los Angeles | MMR-1 | Other Waste Biomass | FC |  | S | X | X |  |  | 2.8 |  | 2.2 | 2.2 | 1.8 | N |  |  | OP | X | 11 | 2023 | 2023 |  |  | N | IPP Non-CHP | IPP | IPP | 2 | X | OBG | Renewable | 2.8 | 0 | 1 | 0
Operable | 56924 | Long Island Solar Farm LLC |  | 57589 | Long Island Solar Farm LLC | NY | Restructured | Suffolk | 9WUBN | Solar Photovoltaic | PV |  | S | X | X |  |  | 31.5 |  | 31.5 | 31.5 |  | N |  |  | OP | X | 12 | 2011 | 2011 |  |  | N | IPP Non-CHP | IPP | IPP | 2 | X | SUN | Renewable | 31.5 | 0 | 1 | 0
Operable | 64338 | Long John Solar, LLC |  | 64784 | Long John CSG | IL | Restructured | DeKalb | LJOHN | Solar Photovoltaic | PV |  | S | X | X |  |  | 2 |  | 2 | 2 |  | N |  |  | OP | X | 5 | 2021 | 2021 |  |  | N | IPP Non-CHP | IPP | IPP | 2 | X | SUN | Renewable | 2 | 0 | 1 | 0
Operable | 64980 | Long Plain Solar, LLC |  | 65716 | Long Plain Solar | MA | Restructured | Franklin | 3779 | Solar Photovoltaic | PV |  | S | X | X |  |  | 2 |  | 2 | 1.8 |  | N |  |  | OP | X | 12 | 2019 | 2019 |  |  | N | IPP Non-CHP | IPP | IPP | 2 | X | SUN | Renewable | 2 | 0 | 1 | 0
Operable | 61762 | Long Ridge Energy Generation LLC |  | 61322 | Long Ridge Energy Generation | OH | Restructured | Monroe | HPPP1 | Natural Gas Fired Combined Cycle | CS |  | S | N | N | 2156111333 | 2156111333 | 521.9 | 0.85 | 485 | 485 | 190 | N |  |  | OP | X | 10 | 2021 | 2021 |  |  | N | IPP Non-CHP | IPP | IPP | 2 | X | NG | Non-Renewable | 0 | 521.9 | 0 | 1 | H2
Operable | 64802 | Longbow Acquisition HoldCo, LLC |  | 65521 | Longbow Solar, LLC | TX | Restructured | Brazoria | LBSOL | Solar Photovoltaic | PV |  | S | X | X |  |  | 78.1 | 1 | 78.1 | 78.1 |  | N |  |  | OP | X | 7 | 2022 | 2022 |  |  | N | IPP Non-CHP | IPP | IPP | 2 | X | SUN | Renewable | 78.1 | 0 | 1 | 0
Operable | 11169 | Longview Fibre Co |  | 54562 | Longview Fibre | WA | Vertical | Cowlitz | 6 | Wood/Wood Waste Biomass | ST |  | S | X | X |  |  | 20 | 0.85 | 22 | 22 | 4 | N |  |  | OP | X | 1 | 1958 | Pre-2000 |  |  | Y | Industrial CHP | Customer Sited | Other | 7 | T | BLQ | Renewable | 20 | 0 | 1 | 0 | WDS | NG | OBL
Operable | 11169 | Longview Fibre Co |  | 54562 | Longview Fibre | WA | Vertical | Cowlitz | 7 | Wood/Wood Waste Biomass | ST |  | S | X | X |  |  | 25 | 0.85 | 25 | 25 | 4 | N |  |  | OP | X | 4 | 1966 | Pre-2000 |  |  | Y | Industrial CHP | Customer Sited | Other | 7 | T | BLQ | Renewable | 25 | 0 | 1 | 0 | WDS | NG | OBL
Operable | 55924 | Longview Power, LLC |  | 56671 | Longview Power Plant | WV | Vertical | Monongalia | MKA01 | Conventional Steam Coal | ST |  | W | X | X | 90330101 | 90330101 | 807.5 | 0.98 | 710 | 710 | 280 | N |  |  | OP | X | 12 | 2011 | 2011 |  |  | N | IPP Non-CHP | IPP | IPP | 2 | X | BIT | Non-Renewable | 0 | 807.5 | 0 | 1
Operable | 64650 | Lookout Windpower, LLC |  | 56700 | Lookout Windpower LLC | PA | Restructured | Somerset | 1 | Onshore Wind Turbine | WT |  | S | X | X | PJM | PJM | 37.8 |  | 37.8 | 37.8 | 1 | N |  |  | OP | X | 10 | 2008 | 2008 |  |  | N | IPP Non-CHP | IPP | IPP | 2 | X | WND | Renewable | 37.8 | 0 | 1 | 0
Operable | 63158 | Loon Garden LLC |  | 63397 | Loon Garden | MN | Vertical | Waseca | CGS | Solar Photovoltaic | PV |  | S | X | X |  |  | 1 | 1 | 1 | 1 |  | N |  |  | OP | X | 2 | 2020 | 2020 |  |  | N | IPP Non-CHP | IPP | IPP | 2 | X | SUN | Renewable | 1 | 0 | 1 | 0
Operable | 56667 | Loraine Windpower Project |  | 57303 | Loraine Windpark Project LLC | TX | Restructured | Mitchell | LWG1 | Onshore Wind Turbine | WT |  | S | X | X | Lonewolf | Lonewolf | 75 |  | 73.5 | 73.5 | 0 | N |  |  | OP | X | 10 | 2009 | 2009 |  |  | N | IPP Non-CHP | IPP | IPP | 2 | X | WND | Renewable | 75 | 0 | 1 | 0
Operable | 56667 | Loraine Windpower Project |  | 57303 | Loraine Windpark Project LLC | TX | Restructured | Mitchell | LWG2 | Onshore Wind Turbine | WT |  | S | X | X |  |  | 75 |  | 75 | 75 | 0 | N |  |  | OP | X | 10 | 2009 | 2009 |  |  | N | IPP Non-CHP | IPP | IPP | 2 | X | WND | Renewable | 75 | 0 | 1 | 0
Operable | 61133 | Lorenzo Wind, LLC |  | 59244 | Lorenzo Wind | TX | Restructured | Crosby | FIBE1 | Onshore Wind Turbine | WT |  | S | X | X |  |  | 80 |  | 80 | 80 | 3 | N |  |  | OP | X | 12 | 2018 | 2018 |  |  | N | IPP Non-CHP | IPP | IPP | 2 | X | WND | Renewable | 80 | 0 | 1 | 0
Operable | 59876 | Lorin Industries |  | 60102 | Lorin Industries | MI | Vertical | Muskegon | 1 | Natural Gas Internal Combustion Engine | IC |  | S | X | X |  |  | 0.8 | 0.8 | 0.8 | 0.8 | 0.2 | N |  |  | OP | X | 1 | 1990 | Pre-2000 |  |  | Y | Industrial CHP | Customer Sited | Other | 7 | T | NG | Non-Renewable | 0 | 0.8 | 0 | 1
Operable | 59876 | Lorin Industries |  | 60102 | Lorin Industries | MI | Vertical | Muskegon | 2 | Natural Gas Internal Combustion Engine | IC |  | S | X | X |  |  | 0.8 | 0.8 | 0.8 | 0.8 | 0.2 | N |  |  | OP | X | 1 | 1990 | Pre-2000 |  |  | Y | Industrial CHP | Customer Sited | Other | 7 | T | NG | Non-Renewable | 0 | 0.8 | 0 | 1
Operable | 59876 | Lorin Industries |  | 60102 | Lorin Industries | MI | Vertical | Muskegon | 3 | Natural Gas Internal Combustion Engine | IC |  | S | X | X |  |  | 0.8 | 0.8 | 0.8 | 0.8 | 0.2 | N |  |  | OP | X | 1 | 1990 | Pre-2000 |  |  | Y | Industrial CHP | Customer Sited | Other | 7 | T | NG | Non-Renewable | 0 | 0.8 | 0 | 1
Operable | 59876 | Lorin Industries |  | 60102 | Lorin Industries | MI | Vertical | Muskegon | 4 | Natural Gas Internal Combustion Engine | IC |  | S | X | X |  |  | 0.8 | 0.8 | 0.8 | 0.8 | 0.2 | N |  |  | OP | X | 1 | 1990 | Pre-2000 |  |  | Y | Industrial CHP | Customer Sited | Other | 7 | T | NG | Non-Renewable | 0 | 0.8 | 0 | 1
Operable | 11204 | Los Alamos County |  | 7593 | El Vado Dam | NM | Vertical | Rio Arriba | 1 | Conventional Hydroelectric | HY |  | S | X | X |  |  | 8 | 0.9 | 8 | 8 | 1 | N |  |  | OP | X | 5 | 1988 | Pre-2000 |  |  | N | Electric Utility | Utility | Municipal | 1 | X | WAT | Renewable | 8 | 0 | 1 | 0
Operable | 11204 | Los Alamos County |  | 7789 | Abiquiu Dam | NM | Vertical | Rio Arriba | 1 | Conventional Hydroelectric | HY |  | S | X | X |  |  | 6.3 | 0.9 | 6.9 | 6.9 | 1 | N |  |  | OP | X | 4 | 1989 | Pre-2000 |  |  | N | Electric Utility | Utility | Municipal | 1 | X | WAT | Renewable | 6.3 | 0 | 1 | 0
Operable | 11204 | Los Alamos County |  | 7789 | Abiquiu Dam | NM | Vertical | Rio Arriba | 2 | Conventional Hydroelectric | HY |  | S | X | X |  |  | 6.3 | 0.9 | 6.9 | 6.9 | 1 | N |  |  | OP | X | 4 | 1989 | Pre-2000 |  |  | N | Electric Utility | Utility | Municipal | 1 | X | WAT | Renewable | 6.3 | 0 | 1 | 0
Operable | 11204 | Los Alamos County |  | 7789 | Abiquiu Dam | NM | Vertical | Rio Arriba | 3 | Conventional Hydroelectric | HY |  | S | X | X |  |  | 3 | 0.85 | 3 | 3 | 0.5 | N |  |  | OP | X | 5 | 2011 | 2011 |  |  | N | Electric Utility | Utility | Municipal | 1 | X | WAT | Renewable | 3 | 0 | 1 | 0
Operable | 11204 | Los Alamos County |  | 58256 | Los Alamos PV Site | NM | Vertical | Los Alamos | 1 | Solar Photovoltaic | PV |  | S | X | X |  |  | 1 |  | 1 | 1 |  | N |  |  | OP | X | 9 | 2012 | 2012 |  |  | N | Electric Utility | Utility | Municipal | 1 | X | SUN | Renewable | 1 | 0 | 1 | 0
Operable | 57276 | Los Angeles Community College District |  | 57314 | Los Angeles Harbor College | CA | Vertical | Los Angeles | 1 | Solar Photovoltaic | PV |  | S | X | X |  |  | 1.2 |  | 2.2 | 2.2 |  | N |  |  | OP | X | 10 | 2010 | 2010 |  |  | N | Commercial Non-CHP | Customer Sited | Other | 4 | X | SUN | Renewable | 1.2 | 0 | 1 | 0
Operable | 57276 | Los Angeles Community College District |  | 58248 | Pierce College | CA | Vertical | Los Angeles | GEN1 | Solar Photovoltaic | PV |  | S | X | X |  |  | 1.9 |  | 1.9 | 1.9 |  | N |  |  | OP | X | 1 | 2013 | 2013 |  |  | N | Commercial Non-CHP | Customer Sited | Other | 4 | X | SUN | Renewable | 1.9 | 0 | 1 | 0
Operable | 66470 | Los Angeles County DHS |  | 10884 | Olive View Medical Center | CA | Vertical | Los Angeles | CTC1 | Natural Gas Fired Combustion Turbine | GT |  | S | X | X |  |  | 2.8 | 0.9 | 2.7 | 2.7 | 0.5 | N |  |  | OS | X | 2 | 1987 | Pre-2000 |  |  | Y | Commercial CHP | Customer Sited | Other | 5 | T | NG | Non-Renewable | 0 | 2.8 | 0 | 1 | DFO
Operable | 66470 | Los Angeles County DHS |  | 10884 | Olive View Medical Center | CA | Vertical | Los Angeles | CTC2 | Natural Gas Fired Combustion Turbine | GT |  | S | X | X |  |  | 2.8 | 0.9 | 2.7 | 2.7 | 0.5 | N |  |  | OS | X | 2 | 1987 | Pre-2000 |  |  | Y | Commercial CHP | Customer Sited | Other | 5 | T | NG | Non-Renewable | 0 | 2.8 | 0 | 1 | DFO
Operable | 11217 | Los Angeles County Sanitation |  | 10091 | Total Energy Facilities | CA | Vertical | Los Angeles | G2 | Other Waste Biomass | CT | CC1 | S | X | Y |  |  | 9.9 | 0.9 | 8 | 9 | 5 | N |  |  | OP | X | 2 | 2003 | 2003 |  |  | Y | Commercial CHP | Customer Sited | Other | 5 | T | OBG | Renewable | 9.9 | 0 | 1 | 0 | NG | DFO
Operable | 11217 | Los Angeles County Sanitation |  | 10091 | Total Energy Facilities | CA | Vertical | Los Angeles | G3 | Other Waste Biomass | CT | CC1 | S | X | Y |  |  | 9.9 | 0.9 | 8 | 9 | 5 | N |  |  | OP | X | 12 | 2001 | 2001 |  |  | Y | Commercial CHP | Customer Sited | Other | 5 | T | OBG | Renewable | 9.9 | 0 | 1 | 0 | NG | DFO
Operable | 11217 | Los Angeles County Sanitation |  | 10091 | Total Energy Facilities | CA | Vertical | Los Angeles | GEN1 | Other Waste Biomass | CT | CC1 | S | X | Y |  |  | 9.9 | 0.9 | 8 | 9 | 5 | N |  |  | OP | X | 1 | 1986 | Pre-2000 |  |  | Y | Commercial CHP | Customer Sited | Other | 5 | T | OBG | Renewable | 9.9 | 0 | 1 | 0 | NG | DFO
Operable | 11217 | Los Angeles County Sanitation |  | 10091 | Total Energy Facilities | CA | Vertical | Los Angeles | GEN4 | Other Waste Biomass | CA | CC1 | S | N | X |  |  | 8.7 | 0.9 | 7.4 | 7.4 | 2 | N |  |  | OP | X | 11 | 1986 | Pre-2000 |  |  | Y | Commercial CHP | Customer Sited | Other | 5 | T | OBG | Renewable | 8.7 | 0 | 1 | 0 | NG
Operable | 11217 | Los Angeles County Sanitation |  | 10472 | Puente Hills Energy Recovery | CA | Vertical | Los Angeles | GEN1 | Landfill Gas | ST |  | S | X | X |  |  | 50 | 0.9 | 45 | 45 | 13 | N |  |  | OP | X | 10 | 1986 | Pre-2000 |  |  | N | Commercial Non-CHP | Customer Sited | Other | 4 | X | LFG | Renewable | 50 | 0 | 1 | 0
Operable | 11217 | Los Angeles County Sanitation |  | 57163 | Calabasas Gas to Energy Facility | CA | Vertical | Los Angeles | GEN1 | Landfill Gas | GT |  | S | X | X |  |  | 4.6 | 0.8 | 3.3 | 3.6 | 3 | N |  |  | OP | X | 7 | 2010 | 2010 |  |  | N | Commercial Non-CHP | Customer Sited | Other | 4 | X | LFG | Renewable | 4.6 | 0 | 1 | 0 | NG
Operable | 11217 | Los Angeles County Sanitation |  | 57163 | Calabasas Gas to Energy Facility | CA | Vertical | Los Angeles | GEN3 | Landfill Gas | GT |  | S | X | X |  |  | 4.6 | 0.8 | 3.3 | 3.6 | 3 | N |  |  | OP | X | 7 | 2010 | 2010 |  |  | N | Commercial Non-CHP | Customer Sited | Other | 4 | X | LFG | Renewable | 4.6 | 0 | 1 | 0 | NG
Operable | 11295 | Los Angeles County-San Gabriel |  | 54017 | San Gabriel Hydro Project | CA | Vertical | Los Angeles | U1 | Conventional Hydroelectric | HY |  | S | X | X | N/A | N/A | 3.9 | 0.9 | 3.7 | 3.6 | 0.8 | N |  |  | OP | X | 12 | 1987 | Pre-2000 |  |  | N | IPP Non-CHP | IPP | IPP | 2 | X | WAT | Renewable | 3.9 | 0 | 1 | 0
Operable | 11295 | Los Angeles County-San Gabriel |  | 54017 | San Gabriel Hydro Project | CA | Vertical | Los Angeles | U2 | Conventional Hydroelectric | HY |  | S | X | X | N/A | N/A | 1.1 | 0.9 | 1.1 | 1 | 0.1 | N |  |  | OP | X | 12 | 1987 | Pre-2000 |  |  | N | IPP Non-CHP | IPP | IPP | 2 | X | WAT | Renewable | 1.1 | 0 | 1 | 0
Operable | 11208 | Los Angeles Department of Water & Power |  | 391 | Big Pine Creek | CA | Vertical | Inyo | 1 | Conventional Hydroelectric | HY |  | S | X | X | none | none | 3.2 | 0.8 | 3 | 3 | 0.3 | N |  |  | OP | X | 7 | 1925 | Pre-2000 |  |  | N | Electric Utility | Utility | Municipal | 1 | X | WAT | Renewable | 3.2 | 0 | 1 | 0
Operable | 11208 | Los Angeles Department of Water & Power |  | 392 | Castaic | CA | Vertical | Los Angeles | 1 | Hydroelectric Pumped Storage | PS |  | S | X | X | none | none | 271 | 0.943 | 270.5 | 270.5 | 10 | N |  |  | OA | X | 9 | 1973 | Pre-2000 |  |  | N | Electric Utility | Utility | Municipal | 1 | X | WAT | Renewable | 271 | 0 | 1 | 0
Operable | 11208 | Los Angeles Department of Water & Power |  | 392 | Castaic | CA | Vertical | Los Angeles | 2 | Hydroelectric Pumped Storage | PS |  | S | X | X | none | none | 271 | 0.943 | 270.5 | 270.5 | 10 | N |  |  | OP | X | 7 | 1974 | Pre-2000 |  |  | N | Electric Utility | Utility | Municipal | 1 | X | WAT | Renewable | 271 | 0 | 1 | 0
Operable | 11208 | Los Angeles Department of Water & Power |  | 392 | Castaic | CA | Vertical | Los Angeles | 3 | Hydroelectric Pumped Storage | PS |  | S | X | X | none | none | 271 | 0.943 | 270.5 | 270.5 | 10 | N |  |  | OP | X | 7 | 1976 | Pre-2000 |  |  | N | Electric Utility | Utility | Municipal | 1 | X | WAT | Renewable | 271 | 0 | 1 | 0
Operable | 11208 | Los Angeles Department of Water & Power |  | 392 | Castaic | CA | Vertical | Los Angeles | 4 | Hydroelectric Pumped Storage | PS |  | S | X | X | none | none | 271 | 0.943 | 270.5 | 270.5 | 10 | N |  |  | OP | X | 6 | 1977 | Pre-2000 |  |  | N | Electric Utility | Utility | Municipal | 1 | X | WAT | Renewable | 271 | 0 | 1 | 0
Operable | 11208 | Los Angeles Department of Water & Power |  | 392 | Castaic | CA | Vertical | Los Angeles | 5 | Hydroelectric Pumped Storage | PS |  | S | X | X | none | none | 271 | 0.943 | 270.5 | 270.5 | 10 | N |  |  | OA | X | 12 | 1977 | Pre-2000 |  |  | N | Electric Utility | Utility | Municipal | 1 | X | WAT | Renewable | 271 | 0 | 1 | 0
Operable | 11208 | Los Angeles Department of Water & Power |  | 392 | Castaic | CA | Vertical | Los Angeles | 6 | Hydroelectric Pumped Storage | PS |  | S | X | X | none | none | 271 | 0.943 | 270.5 | 270.5 | 10 | N |  |  | OP | X | 8 | 1978 | Pre-2000 |  |  | N | Electric Utility | Utility | Municipal | 1 | X | WAT | Renewable | 271 | 0 | 1 | 0
Operable | 11208 | Los Angeles Department of Water & Power |  | 392 | Castaic | CA | Vertical | Los Angeles | 7 | Conventional Hydroelectric | HY |  | S | X | X | none | none | 56 | 0.8 | 51.5 | 51.5 | 2 | N |  |  | OP | X | 1 | 1972 | Pre-2000 |  |  | N | Electric Utility | Utility | Municipal | 1 | X | WAT | Renewable | 56 | 0 | 1 | 0
Operable | 11208 | Los Angeles Department of Water & Power |  | 393 | Control Gorge | CA | Vertical | Inyo | 1 | Conventional Hydroelectric | HY |  | S | X | X | none | none | 37.5 | 1 | 37.5 | 37.5 | 0.5 | N |  |  | OP | X | 4 | 1952 | Pre-2000 |  |  | N | Electric Utility | Utility | Municipal | 1 | X | WAT | Renewable | 37.5 | 0 | 1 | 0
Operable | 11208 | Los Angeles Department of Water & Power |  | 394 | Cottonwood | CA | Vertical | Inyo | 1 | Conventional Hydroelectric | HY |  | S | X | X | none | none | 0.8 | 0.8 | 1.2 | 1.2 | 0.1 | N |  |  | OA | X | 11 | 1908 | Pre-2000 |  |  | N | Electric Utility | Utility | Municipal | 1 | X | WAT | Renewable | 0.8 | 0 | 1 | 0
Operable | 11208 | Los Angeles Department of Water & Power |  | 394 | Cottonwood | CA | Vertical | Inyo | 2 | Conventional Hydroelectric | HY |  | S | X | X | none | none | 0.8 | 0.8 | 1.2 | 1.2 | 0.1 | N |  |  | OA | X | 10 | 1909 | Pre-2000 |  |  | N | Electric Utility | Utility | Municipal | 1 | X | WAT | Renewable | 0.8 | 0 | 1 | 0
Operable | 11208 | Los Angeles Department of Water & Power |  | 396 | Foothill | CA | Vertical | Los Angeles | 1 | Conventional Hydroelectric | HY |  | S | X | X | none | none | 8.8 | 0.8 | 8.6 | 8.6 | 0.1 | N |  |  | OP | X | 10 | 1971 | Pre-2000 |  |  | N | Electric Utility | Utility | Municipal | 1 | X | WAT | Renewable | 8.8 | 0 | 1 | 0
Operable | 11208 | Los Angeles Department of Water & Power |  | 397 | Franklin (CA) | CA | Vertical | Los Angeles | 1 | Conventional Hydroelectric | HY |  | S | X | X | none | none | 2 | 0.8 | 2 | 2 | 0.1 | N |  |  | OA | X | 6 | 1921 | Pre-2000 |  |  | N | Electric Utility | Utility | Municipal | 1 | X | WAT | Renewable | 2 | 0 | 1 | 0
Operable | 11208 | Los Angeles Department of Water & Power |  | 398 | Haiwee | CA | Vertical | Inyo | 1 | Conventional Hydroelectric | HY |  | S | X | X | none | none | 2.8 | 0.8 | 2.5 | 2.5 | 0.5 | N |  |  | OA | X | 7 | 1927 | Pre-2000 |  |  | N | Electric Utility | Utility | Municipal | 1 | X | WAT | Renewable | 2.8 | 0 | 1 | 0
Operable | 11208 | Los Angeles Department of Water & Power |  | 398 | Haiwee | CA | Vertical | Inyo | 2 | Conventional Hydroelectric | HY |  | S | X | X | none | none | 2.8 | 0.8 | 2.5 | 2.5 | 0.5 | N |  |  | OA | X | 7 | 1927 | Pre-2000 |  |  | N | Electric Utility | Utility | Municipal | 1 | X | WAT | Renewable | 2.8 | 0 | 1 | 0
Operable | 11208 | Los Angeles Department of Water & Power |  | 399 | Harbor | CA | Vertical | Los Angeles | 10A | Natural Gas Fired Combined Cycle | CT | CC1 | S | X | N | none | none | 85.3 | 0.85 | 73 | 73 | 36 | N |  |  | OP | X | 1 | 1995 | Pre-2000 |  |  | N | Electric Utility | Utility | Municipal | 1 | X | NG | Non-Renewable | 0 | 85.3 | 0 | 1 | DFO
Operable | 11208 | Los Angeles Department of Water & Power |  | 399 | Harbor | CA | Vertical | Los Angeles | 10B | Natural Gas Fired Combined Cycle | CT | CC1 | S | X | N | none | none | 85.3 | 0.85 | 73 | 73 | 36 | N |  |  | OP | X | 1 | 1995 | Pre-2000 |  |  | N | Electric Utility | Utility | Municipal | 1 | X | NG | Non-Renewable | 0 | 85.3 | 0 | 1 | DFO
Operable | 11208 | Los Angeles Department of Water & Power |  | 399 | Harbor | CA | Vertical | Los Angeles | 5 | Natural Gas Fired Combined Cycle | CA | CC1 | S | N | X | none | none | 75 | 0.8 | 56 | 60 | 17 | N |  |  | OP | X | 1 | 1995 | Pre-2000 |  |  | N | Electric Utility | Utility | Municipal | 1 | X | NG | Non-Renewable | 0 | 75 | 0 | 1 | DFO
Operable | 11208 | Los Angeles Department of Water & Power |  | 399 | Harbor | CA | Vertical | Los Angeles | GT10 | Natural Gas Fired Combustion Turbine | GT |  | S | X | X | none | none | 60.5 | 0.85 | 44 | 44 | 15 | N |  |  | OP | X | 1 | 2002 | 2002 |  |  | N | Electric Utility | Utility | Municipal | 1 | X | NG | Non-Renewable | 0 | 60.5 | 0 | 1 | DFO
Operable | 11208 | Los Angeles Department of Water & Power |  | 399 | Harbor | CA | Vertical | Los Angeles | GT11 | Natural Gas Fired Combustion Turbine | GT |  | S | X | X | none | none | 60.5 | 0.85 | 44 | 44 | 15 | N |  |  | OP | X | 1 | 2002 | 2002 |  |  | N | Electric Utility | Utility | Municipal | 1 | X | NG | Non-Renewable | 0 | 60.5 | 0 | 1 | DFO
Operable | 11208 | Los Angeles Department of Water & Power |  | 399 | Harbor | CA | Vertical | Los Angeles | GT12 | Natural Gas Fired Combustion Turbine | GT |  | S | X | X | none | none | 60.5 | 0.85 | 44 | 44 | 15 | N |  |  | OP | X | 1 | 2002 | 2002 |  |  | N | Electric Utility | Utility | Municipal | 1 | X | NG | Non-Renewable | 0 | 60.5 | 0 | 1 | DFO
Operable | 11208 | Los Angeles Department of Water & Power |  | 399 | Harbor | CA | Vertical | Los Angeles | GT13 | Natural Gas Fired Combustion Turbine | GT |  | S | X | X | none | none | 60.5 | 0.85 | 44 | 44 | 15 | N |  |  | OP | X | 1 | 2002 | 2002 |  |  | N | Electric Utility | Utility | Municipal | 1 | X | NG | Non-Renewable | 0 | 60.5 | 0 | 1 | DFO
Operable | 11208 | Los Angeles Department of Water & Power |  | 399 | Harbor | CA | Vertical | Los Angeles | GT14 | Natural Gas Fired Combustion Turbine | GT |  | S | X | X | none | none | 60.5 | 0.85 | 44 | 44 | 15 | N |  |  | OP | X | 1 | 2002 | 2002 |  |  | N | Electric Utility | Utility | Municipal | 1 | X | NG | Non-Renewable | 0 | 60.5 | 0 | 1 | DFO
Operable | 11208 | Los Angeles Department of Water & Power |  | 400 | Haynes | CA | Vertical | Los Angeles | 1 | Natural Gas Steam Turbine | ST |  | S | X | X | none | none | 230 | 0.85 | 222 | 222 | 50 | N |  |  | OP | X | 9 | 1962 | Pre-2000 |  |  | N | Electric Utility | Utility | Municipal | 1 | X | NG | Non-Renewable | 0 | 230 | 0 | 1
Operable | 11208 | Los Angeles Department of Water & Power |  | 400 | Haynes | CA | Vertical | Los Angeles | 10 | Natural Gas Fired Combined Cycle | CT | CC1 | S | X | N | none | none | 182.8 | 0.85 | 162.5 | 162.5 | 105 | N |  |  | OP | X | 1 | 2005 | 2005 |  |  | N | Electric Utility | Utility | Municipal | 1 | X | NG | Non-Renewable | 0 | 182.8 | 0 | 1 | DFO
Operable | 11208 | Los Angeles Department of Water & Power |  | 400 | Haynes | CA | Vertical | Los Angeles | 11 | Natural Gas Fired Combustion Turbine | GT |  | S | X | X | none | none | 108.2 | 0.85 | 99.2 | 99.2 | 52 | N |  |  | OP | X | 6 | 2013 | 2013 |  |  | N | Electric Utility | Utility | Municipal | 1 | X | NG | Non-Renewable | 0 | 108.2 | 0 | 1
Operable | 11208 | Los Angeles Department of Water & Power |  | 400 | Haynes | CA | Vertical | Los Angeles | 12 | Natural Gas Fired Combustion Turbine | GT |  | S | X | X | none | none | 108.2 | 0.85 | 99.2 | 99.2 | 52 | N |  |  | OP | X | 6 | 2013 | 2013 |  |  | N | Electric Utility | Utility | Municipal | 1 | X | NG | Non-Renewable | 0 | 108.2 | 0 | 1
Operable | 11208 | Los Angeles Department of Water & Power |  | 400 | Haynes | CA | Vertical | Los Angeles | 13 | Natural Gas Fired Combustion Turbine | GT |  | S | X | X | none | none | 108.2 | 0.85 | 99.2 | 99.2 | 52 | N |  |  | OP | X | 6 | 2013 | 2013 |  |  | N | Electric Utility | Utility | Municipal | 1 | X | NG | Non-Renewable | 0 | 108.2 | 0 | 1
Operable | 11208 | Los Angeles Department of Water & Power |  | 400 | Haynes | CA | Vertical | Los Angeles | 14 | Natural Gas Fired Combustion Turbine | GT |  | S | X | X | none | none | 108.2 | 0.85 | 99.2 | 99.2 | 52 | N |  |  | OP | X | 6 | 2013 | 2013 |  |  | N | Electric Utility | Utility | Municipal | 1 | X | NG | Non-Renewable | 0 | 108.2 | 0 | 1
Operable | 11208 | Los Angeles Department of Water & Power |  | 400 | Haynes | CA | Vertical | Los Angeles | 15 | Natural Gas Fired Combustion Turbine | GT |  | S | X | X | none | none | 108.2 | 0.85 | 99.2 | 99.2 | 52 | N |  |  | OP | X | 6 | 2013 | 2013 |  |  | N | Electric Utility | Utility | Municipal | 1 | X | NG | Non-Renewable | 0 | 108.2 | 0 | 1
Operable | 11208 | Los Angeles Department of Water & Power |  | 400 | Haynes | CA | Vertical | Los Angeles | 16 | Natural Gas Fired Combustion Turbine | GT |  | S | X | X | none | none | 108.2 | 0.85 | 99.2 | 99.2 | 52 | N |  |  | OP | X | 6 | 2013 | 2013 |  |  | N | Electric Utility | Utility | Municipal | 1 | X | NG | Non-Renewable | 0 | 108.2 | 0 | 1
Operable | 11208 | Los Angeles Department of Water & Power |  | 400 | Haynes | CA | Vertical | Los Angeles | 2 | Natural Gas Steam Turbine | ST |  | S | X | X | none | none | 230 | 0.85 | 222 | 222 | 50 | N |  |  | OP | X | 4 | 1963 | Pre-2000 |  |  | N | Electric Utility | Utility | Municipal | 1 | X | NG | Non-Renewable | 0 | 230 | 0 | 1
Operable | 11208 | Los Angeles Department of Water & Power |  | 400 | Haynes | CA | Vertical | Los Angeles | 8 | Natural Gas Fired Combined Cycle | CA | CC1 | S | Y | X | none | none | 264.3 | 0.85 | 235 | 250 | 73 | N |  |  | OP | X | 1 | 2005 | 2005 |  |  | N | Electric Utility | Utility | Municipal | 1 | X | NG | Non-Renewable | 0 | 264.3 | 0 | 1 | DFO
Operable | 11208 | Los Angeles Department of Water & Power |  | 400 | Haynes | CA | Vertical | Los Angeles | 9 | Natural Gas Fired Combined Cycle | CT | CC1 | S | X | N | none | none | 182.8 | 0.85 | 162.5 | 162.5 | 105 | N |  |  | OP | X | 1 | 2005 | 2005 |  |  | N | Electric Utility | Utility | Municipal | 1 | X | NG | Non-Renewable | 0 | 182.8 | 0 | 1 | DFO
Operable | 11208 | Los Angeles Department of Water & Power |  | 401 | Middle Gorge | CA | Vertical | Mono | 1 | Conventional Hydroelectric | HY |  | S | X | X | none | none | 37.5 | 1 | 37.5 | 37.5 | 0.5 | N |  |  | OP | X | 5 | 1952 | Pre-2000 |  |  | N | Electric Utility | Utility | Municipal | 1 | X | WAT | Renewable | 37.5 | 0 | 1 | 0
Operable | 11208 | Los Angeles Department of Water & Power |  | 402 | Pleasant Valley Hydro | CA | Vertical | Inyo | 1 | Conventional Hydroelectric | HY |  | S | X | X | none | none | 3.2 | 0.8 | 2.7 | 2.7 | 0.3 | N |  |  | OP | X | 2 | 1958 | Pre-2000 |  |  | N | Electric Utility | Utility | Municipal | 1 | X | WAT | Renewable | 3.2 | 0 | 1 | 0
Operable | 11208 | Los Angeles Department of Water & Power |  | 403 | San Fernando | CA | Vertical | Los Angeles | 1 | Conventional Hydroelectric | HY |  | S | X | X | none | none | 2.8 | 0.8 | 3.2 | 3.2 | 0.1 | N |  |  | OP | X | 10 | 1922 | Pre-2000 |  |  | N | Electric Utility | Utility | Municipal | 1 | X | WAT | Renewable | 2.8 | 0 | 1 | 0
Operable | 11208 | Los Angeles Department of Water & Power |  | 403 | San Fernando | CA | Vertical | Los Angeles | 2 | Conventional Hydroelectric | HY |  | S | X | X | none | none | 2.8 | 0.8 | 2.9 | 2.9 | 0.1 | N |  |  | OA | X | 10 | 1922 | Pre-2000 |  |  | N | Electric Utility | Utility | Municipal | 1 | X | WAT | Renewable | 2.8 | 0 | 1 | 0
Operable | 11208 | Los Angeles Department of Water & Power |  | 404 | Scattergood | CA | Vertical | Los Angeles | 1 | Natural Gas Steam Turbine | ST |  | S | X | X | none | none | 163.2 | 0.85 | 105 | 105 | 40 | N |  |  | OP | X | 12 | 1958 | Pre-2000 | 12 | 2029 | N | Electric Utility | Utility | Municipal | 1 | X | NG | Non-Renewable | 0 | 163.2 | 0 | 1
Operable | 11208 | Los Angeles Department of Water & Power |  | 404 | Scattergood | CA | Vertical | Los Angeles | 2 | Natural Gas Steam Turbine | ST |  | S | X | X | none | none | 163.2 | 0.85 | 156.3 | 156.3 | 40 | N |  |  | OP | X | 7 | 1959 | Pre-2000 | 12 | 2029 | N | Electric Utility | Utility | Municipal | 1 | X | NG | Non-Renewable | 0 | 163.2 | 0 | 1
Operable | 11208 | Los Angeles Department of Water & Power |  | 404 | Scattergood | CA | Vertical | Los Angeles | 4 | Natural Gas Fired Combined Cycle | CT | CC1 | S | X | N | none | none | 216.9 | 0.85 | 206 | 206 | 75 | N |  |  | OP | X | 10 | 2015 | 2015 |  |  | N | Electric Utility | Utility | Municipal | 1 | X | NG | Non-Renewable | 0 | 216.9 | 0 | 1
Operable | 11208 | Los Angeles Department of Water & Power |  | 404 | Scattergood | CA | Vertical | Los Angeles | 5 | Natural Gas Fired Combined Cycle | CA | CC1 | S | N | X | none | none | 118.9 | 0.85 | 107 | 107 | 65 | N |  |  | OP | X | 11 | 2015 | 2015 |  |  | N | Electric Utility | Utility | Municipal | 1 | X | NG | Non-Renewable | 0 | 118.9 | 0 | 1
Operable | 11208 | Los Angeles Department of Water & Power |  | 404 | Scattergood | CA | Vertical | Los Angeles | 6 | Natural Gas Fired Combustion Turbine | GT |  | S | X | X | none | none | 106.9 | 0.85 | 102 | 102 | 28 | N |  |  | OP | X | 8 | 2015 | 2015 |  |  | N | Electric Utility | Utility | Municipal | 1 | X | NG | Non-Renewable | 0 | 106.9 | 0 | 1
Operable | 11208 | Los Angeles Department of Water & Power |  | 404 | Scattergood | CA | Vertical | Los Angeles | 7 | Natural Gas Fired Combustion Turbine | GT |  | S | X | X | none | none | 106.9 | 0.85 | 102 | 102 | 28 | N |  |  | OP | X | 9 | 2015 | 2015 |  |  | N | Electric Utility | Utility | Municipal | 1 | X | NG | Non-Renewable | 0 | 106.9 | 0 | 1
Operable | 11208 | Los Angeles Department of Water & Power |  | 407 | Upper Gorge | CA | Vertical | Mono | 1 | Conventional Hydroelectric | HY |  | S | X | X | none | none | 37.5 | 1 | 36.5 | 36.5 | 0.5 | N |  |  | OP | X | 6 | 1953 | Pre-2000 |  |  | N | Electric Utility | Utility | Municipal | 1 | X | WAT | Renewable | 37.5 | 0 | 1 | 0
Operable | 11208 | Los Angeles Department of Water & Power |  | 408 | Valley (CA) | CA | Vertical | Los Angeles | 5 | Natural Gas Fired Combustion Turbine | GT |  | S | X | X | none | none | 60.5 | 0.85 | 44 | 44 | 15 | N |  |  | OP | X | 8 | 2001 | 2001 |  |  | N | Electric Utility | Utility | Municipal | 1 | X | NG | Non-Renewable | 0 | 60.5 | 0 | 1 | DFO
Operable | 11208 | Los Angeles Department of Water & Power |  | 408 | Valley (CA) | CA | Vertical | Los Angeles | 6 | Natural Gas Fired Combined Cycle | CT | CC1 | S | X | N | none | none | 182.8 | 0.85 | 155 | 155 | 85 | N |  |  | OP | X | 9 | 2003 | 2003 |  |  | N | Electric Utility | Utility | Municipal | 1 | X | NG | Non-Renewable | 0 | 182.8 | 0 | 1 | DFO
Operable | 11208 | Los Angeles Department of Water & Power |  | 408 | Valley (CA) | CA | Vertical | Los Angeles | 7 | Natural Gas Fired Combined Cycle | CT | CC1 | S | X | N | none | none | 182.8 | 0.85 | 155 | 155 | 85 | N |  |  | OP | X | 9 | 2003 | 2003 |  |  | N | Electric Utility | Utility | Municipal | 1 | X | NG | Non-Renewable | 0 | 182.8 | 0 | 1 | DFO
Operable | 11208 | Los Angeles Department of Water & Power |  | 408 | Valley (CA) | CA | Vertical | Los Angeles | 8 | Natural Gas Fired Combined Cycle | CA | CC1 | S | Y | X | none | none | 264.4 | 0.85 | 209 | 209 | 60 | N |  |  | OP | X | 11 | 2003 | 2003 |  |  | N | Electric Utility | Utility | Municipal | 1 | X | NG | Non-Renewable | 0 | 264.4 | 0 | 1 | DFO | OBG
Operable | 11208 | Los Angeles Department of Water & Power |  | 6479 | San Francisquito 1 | CA | Vertical | Los Angeles | 1A | Conventional Hydroelectric | HY |  | S | X | X | none | none | 22.5 | 0.9 | 27 | 27 | 0.1 | N |  |  | OP | X | 12 | 1983 | Pre-2000 |  |  | N | Electric Utility | Utility | Municipal | 1 | X | WAT | Renewable | 22.5 | 0 | 1 | 0
Operable | 11208 | Los Angeles Department of Water & Power |  | 6479 | San Francisquito 1 | CA | Vertical | Los Angeles | 3 | Conventional Hydroelectric | HY |  | S | X | X | none | none | 9.9 | 0.8 | 11 | 11 | 0.1 | N |  |  | OP | X | 4 | 1917 | Pre-2000 |  |  | N | Electric Utility | Utility | Municipal | 1 | X | WAT | Renewable | 9.9 | 0 | 1 | 0
Operable | 11208 | Los Angeles Department of Water & Power |  | 6479 | San Francisquito 1 | CA | Vertical | Los Angeles | 4 | Conventional Hydroelectric | HY |  | S | X | X | none | none | 10.6 | 0.85 | 12 | 12 | 0.1 | N |  |  | OP | X | 5 | 1923 | Pre-2000 |  |  | N | Electric Utility | Utility | Municipal | 1 | X | WAT | Renewable | 10.6 | 0 | 1 | 0
Operable | 11208 | Los Angeles Department of Water & Power |  | 6479 | San Francisquito 1 | CA | Vertical | Los Angeles | 6 | Conventional Hydroelectric | HY |  | S | X | X | none | none | 22.5 | 0.9 | 27 | 27 | 0.1 | N |  |  | OP | X | 4 | 1987 | Pre-2000 |  |  | N | Electric Utility | Utility | Municipal | 1 | X | WAT | Renewable | 22.5 | 0 | 1 | 0
Operable | 11208 | Los Angeles Department of Water & Power |  | 6480 | San Francisquito 2 | CA | Vertical | Los Angeles | 1 | Conventional Hydroelectric | HY |  | S | X | X | none | none | 14 | 0.8 | 14.5 | 14.5 | 0.1 | N |  |  | OS | X | 7 | 1920 | Pre-2000 |  |  | N | Electric Utility | Utility | Municipal | 1 | X | WAT | Renewable | 14 | 0 | 1 | 0
Operable | 11208 | Los Angeles Department of Water & Power |  | 6480 | San Francisquito 2 | CA | Vertical | Los Angeles | 2 | Conventional Hydroelectric | HY |  | S | X | X | none | none | 14 | 0.8 | 14.4 | 14.4 | 0.1 | N |  |  | OA | X | 8 | 1920 | Pre-2000 |  |  | N | Electric Utility | Utility | Municipal | 1 | X | WAT | Renewable | 14 | 0 | 1 | 0
Operable | 11208 | Los Angeles Department of Water & Power |  | 6480 | San Francisquito 2 | CA | Vertical | Los Angeles | 3 | Conventional Hydroelectric | HY |  | S | X | X | none | none | 18 | 0.9 | 16 | 16 | 0.1 | N |  |  | OP | X | 9 | 1932 | Pre-2000 |  |  | N | Electric Utility | Utility | Municipal | 1 | X | WAT | Renewable | 18 | 0 | 1 | 0
Operable | 11208 | Los Angeles Department of Water & Power |  | 6481 | Intermountain Power Project | UT | Vertical | Millard | 1 | Conventional Steam Coal | ST |  | W | X | X |  |  | 820 | 0.9 | 900 | 900 | 270 | N |  |  | OP | X | 6 | 1986 | Pre-2000 | 7 | 2025 | N | Electric Utility | Utility | Municipal | 1 | X | BIT | Non-Renewable | 0 | 820 | 0 | 1 | SUB
Operable | 11208 | Los Angeles Department of Water & Power |  | 6481 | Intermountain Power Project | UT | Vertical | Millard | 2 | Conventional Steam Coal | ST |  | W | X | X |  |  | 820 | 0.9 | 900 | 900 | 270 | N |  |  | OP | X | 5 | 1987 | Pre-2000 | 7 | 2025 | N | Electric Utility | Utility | Municipal | 1 | X | BIT | Non-Renewable | 0 | 820 | 0 | 1 | SUB
Operable | 11208 | Los Angeles Department of Water & Power |  | 56433 | Pine Tree Wind Power Project | CA | Vertical | Kern | 1 | Onshore Wind Turbine | WT |  | S | X | X | none | none | 135 |  | 135 | 135 | 0 | N |  |  | OP | X | 6 | 2009 | 2009 |  |  | N | Electric Utility | Utility | Municipal | 1 | X | WND | Renewable | 135 | 0 | 1 | 0
Operable | 11208 | Los Angeles Department of Water & Power |  | 57305 | Adelanto Solar Project | CA | Vertical | San Bernardino | 1 | Solar Photovoltaic | PV |  | S | X | X |  |  | 6.8 |  | 6.8 | 6.8 |  | N |  |  | OP | X | 6 | 2012 | 2012 |  |  | N | Electric Utility | Utility | Municipal | 1 | X | SUN | Renewable | 6.8 | 0 | 1 | 0
Operable | 11208 | Los Angeles Department of Water & Power |  | 57306 | Pine Tree Solar Project | CA | Vertical | Kern | 1 | Solar Photovoltaic | PV |  | S | X | X |  |  | 8.5 |  | 8.5 | 8.5 |  | N |  |  | OP | X | 3 | 2013 | 2013 |  |  | N | Electric Utility | Utility | Municipal | 1 | X | SUN | Renewable | 8.5 | 0 | 1 | 0
Operable | 11208 | Los Angeles Department of Water & Power |  | 57308 | Maclay Solar Project | CA | Vertical | Los Angeles | 1 | Solar Photovoltaic | PV |  | S | X | X |  |  | 2 |  | 1.8 | 1.1 |  | N |  |  | OP | X | 4 | 2017 | 2017 |  |  | N | Electric Utility | Utility | Municipal | 1 | X | SUN | Renewable | 2 | 0 | 1 | 0
Operable | 11208 | Los Angeles Department of Water & Power |  | 57635 | Linden Wind Energy Project | WA | Vertical | Klickitat | LW1 | Onshore Wind Turbine | WT |  | W | X | X |  |  | 50 |  | 50 | 50 | 2 | N |  |  | OP | X | 6 | 2010 | 2010 |  |  | N | Electric Utility | Utility | Municipal | 1 | X | WND | Renewable | 50 | 0 | 1 | 0
Operable | 11208 | Los Angeles Department of Water & Power |  | 57854 | North Hollywood | CA | Vertical | Los Angeles | 1PT1 | Conventional Hydroelectric | HY |  | S | X | X |  |  | 1.8 | 0.89 | 1.8 | 1.8 | 1.8 | N |  |  | OS | X | 1 | 1993 | Pre-2000 | 9 | 2024 | N | Commercial Non-CHP | Customer Sited | Municipal | 4 | X | WAT | Renewable | 1.8 | 0 | 1 | 0
Operable | 11208 | Los Angeles Department of Water & Power |  | 57854 | North Hollywood | CA | Vertical | Los Angeles | 1PT2 | Conventional Hydroelectric | HY |  | S | X | X |  |  | 1.8 | 0.89 | 1.8 | 1.8 | 1.8 | N |  |  | SB | Y | 1 | 1993 | Pre-2000 | 9 | 2024 | N | Commercial Non-CHP | Customer Sited | Municipal | 4 | X | WAT | Renewable | 1.8 | 0 | 1 | 0
Operable | 11208 | Los Angeles Department of Water & Power |  | 57854 | North Hollywood | CA | Vertical | Los Angeles | 1PT3 | Conventional Hydroelectric | HY |  | S | X | X |  |  | 1.8 | 0.89 | 1.8 | 1.8 | 1.8 | N |  |  | SB | Y | 1 | 1993 | Pre-2000 | 9 | 2024 | N | Commercial Non-CHP | Customer Sited | Municipal | 4 | X | WAT | Renewable | 1.8 | 0 | 1 | 0
Operable | 11208 | Los Angeles Department of Water & Power |  | 57854 | North Hollywood | CA | Vertical | Los Angeles | 3T1 | Conventional Hydroelectric | HY |  | S | X | X |  |  | 0.5 | 0.86 | 0.5 | 0.5 | 0.5 | N |  |  | SB | Y | 1 | 1993 | Pre-2000 | 9 | 2024 | N | Commercial Non-CHP | Customer Sited | Municipal | 4 | X | WAT | Renewable | 0.5 | 0 | 1 | 0
Operable | 11208 | Los Angeles Department of Water & Power |  | 57854 | North Hollywood | CA | Vertical | Los Angeles | 3T2 | Conventional Hydroelectric | HY |  | S | X | X |  |  | 0.2 | 0.87 | 0.2 | 0.2 | 0.2 | N |  |  | SB | Y | 1 | 1993 | Pre-2000 | 9 | 2024 | N | Commercial Non-CHP | Customer Sited | Municipal | 4 | X | WAT | Renewable | 0.2 | 0 | 1 | 0
Operable | 11208 | Los Angeles Department of Water & Power |  | 57871 | 2555 E Olympic Bl | CA | Vertical | Los Angeles | 1 | Solar Photovoltaic | PV |  | W | X | X |  |  | 1 |  | 1 | 1 |  | N |  |  | OP | X | 3 | 2012 | 2012 |  |  | N | Commercial Non-CHP | Customer Sited | Municipal | 4 | X | SUN | Renewable | 1 | 0 | 1 | 0
Operable | 11208 | Los Angeles Department of Water & Power |  | 59651 | Forever 21 Retail, Inc. | CA | Vertical | Los Angeles | W4161 | Solar Photovoltaic | PV |  | W | X | X |  |  | 1.3 |  | 1.3 | 1 |  | N |  |  | OP | X | 2 | 2015 | 2015 |  |  | N | IPP Non-CHP | Utility | Municipal | 2 | X | SUN | Renewable | 1.3 | 0 | 1 | 0
Operable | 11208 | Los Angeles Department of Water & Power |  | 59652 | Nordhoff Place | CA | Vertical | Los Angeles | W4162 | Solar Photovoltaic | PV |  | W | X | X |  |  | 0.9 |  | 1 | 0.6 |  | N |  |  | OP | X | 9 | 2014 | 2014 |  |  | N | IPP Non-CHP | Utility | Municipal | 2 | X | SUN | Renewable | 0.9 | 0 | 1 | 0
Operable | 11208 | Los Angeles Department of Water & Power |  | 59798 | Colon PV | CA | Vertical | Los Angeles | W4172 | Solar Photovoltaic | PV |  | W | X | X |  |  | 1.3 | 1 | 0.9 | 1.4 |  | N |  |  | OP | X | 12 | 2015 | 2015 |  |  | N | IPP Non-CHP | Utility | Municipal | 2 | X | SUN | Renewable | 1.3 | 0 | 1 | 0
Operable | 11208 | Los Angeles Department of Water & Power |  | 60953 | Owens Valley Solar Project 11 | CA | Vertical | Inyo | W5381 | Solar Photovoltaic | PV |  | W | X | X |  |  | 1 |  | 1 | 1 |  | N |  |  | OP | X | 12 | 2016 | 2016 |  |  | N | IPP Non-CHP | Utility | Municipal | 2 | X | SUN | Renewable | 1 | 0 | 1 | 0
Operable | 11208 | Los Angeles Department of Water & Power |  | 61319 | Port of LA Solar FiT Project | CA | Vertical | Los Angeles | W4885 | Solar Photovoltaic | PV |  | W | X | X |  |  | 1.1 |  | 1.1 | 1.1 |  | N |  |  | OP | X | 10 | 2015 | 2015 |  |  | N | IPP Non-CHP | Utility | Municipal | 2 | X | SUN | Renewable | 1.1 | 0 | 1 | 0
Operable | 11208 | Los Angeles Department of Water & Power |  | 61431 | Beacon BESS 1 | CA | Vertical | Kern | BCNB1 | Batteries | BA |  | S | X | X |  |  | 20 |  | 20 | 20 | 0.1 | N |  |  | OP | X | 10 | 2018 | 2018 |  |  | N | Electric Utility | Utility | Municipal | 1 | X | MWH | Other | 0 | 0 | 0 | 0
Operable | 2860 | Los Esteros Critical Energy Facility LLC |  | 55748 | Los Esteros Critical Energy Center | CA | Vertical | Santa Clara | CAG5 | Natural Gas Fired Combined Cycle | CA | CC1 | S | Y | X |  |  | 126.1 | 0.85 | 108 | 108 | 8 | N |  |  | OP | X | 8 | 2013 | 2013 |  |  | N | IPP Non-CHP | IPP | IPP | 2 | X | NG | Non-Renewable | 0 | 126.1 | 0 | 1
Operable | 2860 | Los Esteros Critical Energy Facility LLC |  | 55748 | Los Esteros Critical Energy Center | CA | Vertical | Santa Clara | CTG1 | Natural Gas Fired Combined Cycle | CT | CC1 | S | X | Y |  |  | 45 | 0.85 | 49 | 49 | 28 | N |  |  | OP | X | 2 | 2003 | 2003 |  |  | N | IPP Non-CHP | IPP | IPP | 2 | X | NG | Non-Renewable | 0 | 45 | 0 | 1
Operable | 2860 | Los Esteros Critical Energy Facility LLC |  | 55748 | Los Esteros Critical Energy Center | CA | Vertical | Santa Clara | CTG2 | Natural Gas Fired Combined Cycle | CT | CC1 | S | X | Y |  |  | 45 | 0.85 | 47 | 47 | 28 | N |  |  | OP | X | 2 | 2003 | 2003 |  |  | N | IPP Non-CHP | IPP | IPP | 2 | X | NG | Non-Renewable | 0 | 45 | 0 | 1
Operable | 2860 | Los Esteros Critical Energy Facility LLC |  | 55748 | Los Esteros Critical Energy Center | CA | Vertical | Santa Clara | CTG3 | Natural Gas Fired Combined Cycle | CT | CC1 | S | X | Y |  |  | 45 | 0.85 | 49 | 49 | 28 | N |  |  | OP | X | 2 | 2003 | 2003 |  |  | N | IPP Non-CHP | IPP | IPP | 2 | X | NG | Non-Renewable | 0 | 45 | 0 | 1
Operable | 2860 | Los Esteros Critical Energy Facility LLC |  | 55748 | Los Esteros Critical Energy Center | CA | Vertical | Santa Clara | CTG4 | Natural Gas Fired Combined Cycle | CT | CC1 | S | X | Y |  |  | 45 | 0.85 | 47 | 47 | 28 | N |  |  | OP | X | 2 | 2003 | 2003 |  |  | N | IPP Non-CHP | IPP | IPP | 2 | X | NG | Non-Renewable | 0 | 45 | 0 | 1
Operable | 2843 | Los Medanos Energy Center LLC |  | 55217 | Los Medanos Energy Center | CA | Vertical | Contra Costa | CTG1 | Natural Gas Fired Combined Cycle | CT | CC1 | S | X | N | POD_LMEC_1_PL1X3-APND | POD_LMEC_1_PL1X3-APND | 198.9 | 0.85 | 170 | 177 | 105 | N |  |  | OP | X | 8 | 2001 | 2001 |  |  | Y | IPP CHP | IPP | IPP | 3 | T | NG | Non-Renewable | 0 | 198.9 | 0 | 1
Operable | 2843 | Los Medanos Energy Center LLC |  | 55217 | Los Medanos Energy Center | CA | Vertical | Contra Costa | CTG2 | Natural Gas Fired Combined Cycle | CT | CC1 | S | X | N | POD_LMEC_1_PL1X3-APND | POD_LMEC_1_PL1X3-APND | 198.9 | 0.85 | 170 | 177 | 105 | N |  |  | OP | X | 8 | 2001 | 2001 |  |  | Y | IPP CHP | IPP | IPP | 3 | T | NG | Non-Renewable | 0 | 198.9 | 0 | 1
Operable | 2843 | Los Medanos Energy Center LLC |  | 55217 | Los Medanos Energy Center | CA | Vertical | Contra Costa | STG3 | Natural Gas Fired Combined Cycle | CA | CC1 | S | Y | X | POD_LMEC_1_PL1X3-APND | POD_LMEC_1_PL1X3-APND | 280.5 | 0.85 | 219 | 221 | 80 | N |  |  | OP | X | 8 | 2001 | 2001 |  |  | Y | IPP CHP | IPP | IPP | 3 | T | NG | Non-Renewable | 0 | 280.5 | 0 | 1
Operable | 56419 | Lost Lakes Wind Farm LLC |  | 57111 | Lost Lakes Wind Farm LLC | IA | Vertical | Dickinson | GEN 1 | Onshore Wind Turbine | WT |  | S | X | X |  |  | 100 |  | 100 | 100 | 1 | N |  |  | OP | X | 12 | 2009 | 2009 |  |  | N | IPP Non-CHP | IPP | IPP | 2 | X | WND | Renewable | 100 | 0 | 1 | 0
Operable | 26253 | Louisiana Energy & Power Authority |  | 1456 | Rayne | LA | Vertical | Acadia | 8 | Petroleum Liquids | IC |  | W | X | X | NA | NA | 4.1 | 0.9 | 3.4 | 3.4 | 0.2 | N |  |  | OS | X | 1 | 1969 | Pre-2000 |  |  | N | Electric Utility | Utility | Municipal | 1 | X | DFO | Non-Renewable | 0 | 4.1 | 0 | 1
Operable | 26253 | Louisiana Energy & Power Authority |  | 1456 | Rayne | LA | Vertical | Acadia | 9 | Petroleum Liquids | IC |  | W | X | X | NA | NA | 4.1 | 0.9 | 3.6 | 3.6 | 0.2 | N |  |  | OS | X | 6 | 1969 | Pre-2000 |  |  | N | Electric Utility | Utility | Municipal | 1 | X | DFO | Non-Renewable | 0 | 4.1 | 0 | 1
Operable | 26253 | Louisiana Energy & Power Authority |  | 58478 | LEPA Unit No. 1 | LA | Vertical | St Mary | LEPA1 | Natural Gas Fired Combined Cycle | CT | LEPA | S | X | Y | LEPA.CC.MGC_01 | LEPA.CC.MGC_01 | 57 | 0.85 | 49.3 | 52 | 22.6 | N |  |  | OP | X | 6 | 2016 | 2016 |  |  | N | Electric Utility | Utility | Municipal | 1 | X | NG | Non-Renewable | 0 | 57 | 0 | 1
Operable | 26253 | Louisiana Energy & Power Authority |  | 58478 | LEPA Unit No. 1 | LA | Vertical | St Mary | LEPA2 | Natural Gas Fired Combined Cycle | CA | LEPA | S | N | X | LEPA.CC.MGC_01 | LEPA.CC.MGC_01 | 17.1 | 0.85 | 14.7 | 15 | 8.2 | N |  |  | OP | X | 6 | 2016 | 2016 |  |  | N | Electric Utility | Utility | Municipal | 1 | X | NG | Non-Renewable | 0 | 17.1 | 0 | 1
Operable | 11252 | Louisiana Generating LLC |  | 1464 | Big Cajun 1 | LA | Vertical | Pointe Coupee | 1 | Natural Gas Steam Turbine | ST |  | S | X | X | LAGN.BCI_1 | LAGN.BCI_1 | 113.6 | 0.85 | 82.5 | 83.2 | 35 | N |  |  | OP | X | 6 | 1972 | Pre-2000 |  |  | N | IPP Non-CHP | IPP | IPP | 2 | X | NG | Non-Renewable | 0 | 113.6 | 0 | 1
Operable | 11252 | Louisiana Generating LLC |  | 1464 | Big Cajun 1 | LA | Vertical | Pointe Coupee | 2 | Natural Gas Steam Turbine | ST |  | S | X | X | LAGN.BCI_2 | LAGN.BCI_2 | 113.6 | 0.85 | 89.4 | 90.2 | 35 | N |  |  | OP | X | 6 | 1972 | Pre-2000 |  |  | N | IPP Non-CHP | IPP | IPP | 2 | X | NG | Non-Renewable | 0 | 113.6 | 0 | 1
Operable | 11252 | Louisiana Generating LLC |  | 1464 | Big Cajun 1 | LA | Vertical | Pointe Coupee | 3 | Natural Gas Fired Combustion Turbine | GT |  | S | X | X | LAGN.BC1T_3 | LAGN.BC1T_3 | 132.8 | 0.9 | 95.9 | 110 | 70 | N |  |  | OP | X | 5 | 2001 | 2001 |  |  | N | IPP Non-CHP | IPP | IPP | 2 | X | NG | Non-Renewable | 0 | 132.8 | 0 | 1
Operable | 11252 | Louisiana Generating LLC |  | 1464 | Big Cajun 1 | LA | Vertical | Pointe Coupee | 4 | Natural Gas Fired Combustion Turbine | GT |  | S | X | X | LAGN.BC1T_4 | LAGN.BC1T_4 | 132.8 | 0.9 | 97.1 | 110 | 70 | N |  |  | OP | X | 6 | 2001 | 2001 |  |  | N | IPP Non-CHP | IPP | IPP | 2 | X | NG | Non-Renewable | 0 | 132.8 | 0 | 1
Operable | 11252 | Louisiana Generating LLC |  | 6055 | Big Cajun 2 | LA | Vertical | Pointe Coupee | 1 | Conventional Steam Coal | ST |  | S | X | X | LAGN.BC2_1 | LAGN.BC2_1 | 657.9 | 0.9 | 520 | 530 | 225 | N |  |  | OP | X | 7 | 1981 | Pre-2000 |  |  | N | IPP Non-CHP | IPP | IPP | 2 | X | SUB | Non-Renewable | 0 | 657.9 | 0 | 1 | NG
Operable | 11252 | Louisiana Generating LLC |  | 6055 | Big Cajun 2 | LA | Vertical | Pointe Coupee | 2 | Natural Gas Steam Turbine | ST |  | S | X | X | LAGN.BC2_2 | LAGN.BC2_2 | 626 | 0.9 | 550 | 560 | 100 | N |  |  | OP | X | 7 | 1982 | Pre-2000 |  |  | N | IPP Non-CHP | IPP | IPP | 2 | X | NG | Non-Renewable | 0 | 626 | 0 | 1
Operable | 11252 | Louisiana Generating LLC |  | 6055 | Big Cajun 2 | LA | Vertical | Pointe Coupee | 3 | Conventional Steam Coal | ST |  | J | X | X | LAGN.BC2_3 | LAGN.BC2_3 | 619 | 0.9 | 540 | 550 | 180 | N |  |  | OP | X | 4 | 1983 | Pre-2000 |  |  | N | IPP Non-CHP | IPP | IPP | 2 | X | SUB | Non-Renewable | 0 | 619 | 0 | 1 | NG
Operable | 57145 | Louisiana Sugar Refining LLC |  | 10301 | Louisiana Sugar Refining | LA | Vertical | St James | GEN2 | Natural Gas Steam Turbine | ST |  | S | X | X |  |  | 2.5 | 0.8 | 1.7 | 1.7 | 0.2 | N |  |  | OP | X | 3 | 1977 | Pre-2000 |  |  | Y | Industrial CHP | Customer Sited | Other | 7 | T | NG | Non-Renewable | 0 | 2.5 | 0 | 1
Operable | 57145 | Louisiana Sugar Refining LLC |  | 10301 | Louisiana Sugar Refining | LA | Vertical | St James | GEN3 | Natural Gas Steam Turbine | ST |  | S | X | X |  |  | 1.7 | 0.8 | 1.5 | 1.5 | 0.1 | N |  |  | SB | N | 2 | 1957 | Pre-2000 |  |  | Y | Industrial CHP | Customer Sited | Other | 7 | T | NG | Non-Renewable | 0 | 1.7 | 0 | 1
Operable | 57145 | Louisiana Sugar Refining LLC |  | 10301 | Louisiana Sugar Refining | LA | Vertical | St James | GEN4 | Natural Gas Steam Turbine | ST |  | S | X | X |  |  | 2.5 | 0.8 | 2.1 | 2 | 0.2 | N |  |  | OP | X | 9 | 1969 | Pre-2000 |  |  | Y | Industrial CHP | Customer Sited | Other | 7 | T | NG | Non-Renewable | 0 | 2.5 | 0 | 1
Operable | 11233 | Louisiana Tech University |  | 54240 | Louisiana Tech University Power Plant | LA | Vertical | Lincoln | TG3 | Natural Gas Fired Combustion Turbine | GT |  | S | X | X |  |  | 7.5 | 0.8 | 6.4 | 7.4 | 3.6 | N |  |  | OP | X | 7 | 2004 | 2004 |  |  | Y | Commercial CHP | Customer Sited | Other | 5 | T | NG | Non-Renewable | 0 | 7.5 | 0 | 1
Operable | 11249 | Louisville Gas & Electric Co |  | 1363 | Cane Run | KY | Vertical | Jefferson | 7A | Natural Gas Fired Combined Cycle | CT | 7ABS | J | X | N |  |  | 260 | 1 | 226 | 226 | 95 | N |  |  | OP | X | 6 | 2015 | 2015 |  |  | N | Electric Utility | Utility | Investor Owned Utility | 1 | X | NG | Non-Renewable | 0 | 260 | 0 | 1
Operable | 11249 | Louisville Gas & Electric Co |  | 1363 | Cane Run | KY | Vertical | Jefferson | 7B | Natural Gas Fired Combined Cycle | CT | 7ABS | J | X | N |  |  | 260 | 1 | 226 | 226 | 95 | N |  |  | OP | X | 6 | 2015 | 2015 |  |  | N | Electric Utility | Utility | Investor Owned Utility | 1 | X | NG | Non-Renewable | 0 | 260 | 0 | 1
Operable | 11249 | Louisville Gas & Electric Co |  | 1363 | Cane Run | KY | Vertical | Jefferson | 7S | Natural Gas Fired Combined Cycle | CA | 7ABS | J | N | X |  |  | 287 | 1 | 237 | 237 | 38 | N |  |  | OP | X | 6 | 2015 | 2015 |  |  | N | Electric Utility | Utility | Investor Owned Utility | 1 | X | NG | Non-Renewable | 0 | 287 | 0 | 1
Operable | 11249 | Louisville Gas & Electric Co |  | 1364 | Mill Creek (KY) | KY | Vertical | Jefferson | 1 | Conventional Steam Coal | ST |  | S | X | X |  |  | 355.5 | 0.9 | 300 | 300 | 115 | N |  |  | OP | X | 8 | 1972 | Pre-2000 | 12 | 2024 | N | Electric Utility | Utility | Investor Owned Utility | 1 | X | BIT | Non-Renewable | 0 | 355.5 | 0 | 1
Operable | 11249 | Louisville Gas & Electric Co |  | 1364 | Mill Creek (KY) | KY | Vertical | Jefferson | 2 | Conventional Steam Coal | ST |  | S | X | X |  |  | 355.5 | 0.9 | 297 | 297 | 115 | N |  |  | OP | X | 7 | 1974 | Pre-2000 | 6 | 2027 | N | Electric Utility | Utility | Investor Owned Utility | 1 | X | BIT | Non-Renewable | 0 | 355.5 | 0 | 1
Operable | 11249 | Louisville Gas & Electric Co |  | 1364 | Mill Creek (KY) | KY | Vertical | Jefferson | 3 | Conventional Steam Coal | ST |  | S | X | X |  |  | 462.6 | 0.9 | 391 | 394 | 170 | N |  |  | OP | X | 8 | 1978 | Pre-2000 |  |  | N | Electric Utility | Utility | Investor Owned Utility | 1 | X | BIT | Non-Renewable | 0 | 462.6 | 0 | 1
Operable | 11249 | Louisville Gas & Electric Co |  | 1364 | Mill Creek (KY) | KY | Vertical | Jefferson | 4 | Conventional Steam Coal | ST |  | S | X | X |  |  | 543.6 | 0.9 | 477 | 486 | 175 | N |  |  | OP | X | 9 | 1982 | Pre-2000 |  |  | N | Electric Utility | Utility | Investor Owned Utility | 1 | X | BIT | Non-Renewable | 0 | 543.6 | 0 | 1
Operable | 11249 | Louisville Gas & Electric Co |  | 1365 | Ohio Falls | KY | Vertical | Jefferson | 1 | Conventional Hydroelectric | HY |  | S | X | X |  |  | 13.7 | 0.93 | 12.6 | 12.6 | 2 | N |  |  | OP | X | 1 | 1928 | Pre-2000 |  |  | N | Electric Utility | Utility | Investor Owned Utility | 1 | X | WAT | Renewable | 13.7 | 0 | 1 | 0
Operable | 11249 | Louisville Gas & Electric Co |  | 1365 | Ohio Falls | KY | Vertical | Jefferson | 2 | Conventional Hydroelectric | HY |  | S | X | X |  |  | 13.7 | 0.93 | 12.6 | 12.6 | 2 | N |  |  | OP | X | 1 | 1928 | Pre-2000 |  |  | N | Electric Utility | Utility | Investor Owned Utility | 1 | X | WAT | Renewable | 13.7 | 0 | 1 | 0
Operable | 11249 | Louisville Gas & Electric Co |  | 1365 | Ohio Falls | KY | Vertical | Jefferson | 3 | Conventional Hydroelectric | HY |  | S | X | X |  |  | 13.7 | 0.93 | 12.6 | 12.6 | 2 | N |  |  | OP | X | 1 | 1928 | Pre-2000 |  |  | N | Electric Utility | Utility | Investor Owned Utility | 1 | X | WAT | Renewable | 13.7 | 0 | 1 | 0
Operable | 11249 | Louisville Gas & Electric Co |  | 1365 | Ohio Falls | KY | Vertical | Jefferson | 4 | Conventional Hydroelectric | HY |  | S | X | X |  |  | 13.7 | 0.93 | 12.6 | 12.6 | 2 | N |  |  | OP | X | 1 | 1928 | Pre-2000 |  |  | N | Electric Utility | Utility | Investor Owned Utility | 1 | X | WAT | Renewable | 13.7 | 0 | 1 | 0
Operable | 11249 | Louisville Gas & Electric Co |  | 1365 | Ohio Falls | KY | Vertical | Jefferson | 5 | Conventional Hydroelectric | HY |  | S | X | X |  |  | 13.7 | 0.93 | 12.6 | 12.6 | 2 | N |  |  | OP | X | 1 | 1928 | Pre-2000 |  |  | N | Electric Utility | Utility | Investor Owned Utility | 1 | X | WAT | Renewable | 13.7 | 0 | 1 | 0
Operable | 11249 | Louisville Gas & Electric Co |  | 1365 | Ohio Falls | KY | Vertical | Jefferson | 6 | Conventional Hydroelectric | HY |  | S | X | X |  |  | 13.7 | 0.93 | 12.6 | 12.6 | 2 | N |  |  | OP | X | 1 | 1928 | Pre-2000 |  |  | N | Electric Utility | Utility | Investor Owned Utility | 1 | X | WAT | Renewable | 13.7 | 0 | 1 | 0
Operable | 11249 | Louisville Gas & Electric Co |  | 1365 | Ohio Falls | KY | Vertical | Jefferson | 7 | Conventional Hydroelectric | HY |  | S | X | X |  |  | 13.7 | 0.93 | 12.6 | 12.6 | 2 | N |  |  | OP | X | 1 | 1928 | Pre-2000 |  |  | N | Electric Utility | Utility | Investor Owned Utility | 1 | X | WAT | Renewable | 13.7 | 0 | 1 | 0
Operable | 11249 | Louisville Gas & Electric Co |  | 1365 | Ohio Falls | KY | Vertical | Jefferson | 8 | Conventional Hydroelectric | HY |  | S | X | X |  |  | 13.7 | 0.8 | 12.6 | 12.6 | 2 | N |  |  | OP | X | 1 | 1928 | Pre-2000 |  |  | N | Electric Utility | Utility | Investor Owned Utility | 1 | X | WAT | Renewable | 13.7 | 0 | 1 | 0
Operable | 11249 | Louisville Gas & Electric Co |  | 1366 | Paddys Run | KY | Vertical | Jefferson | 12 | Natural Gas Fired Combustion Turbine | GT |  | S | X | X |  |  | 32.6 | 0.85 | 23 | 28 | 23 | N |  |  | OP | X | 7 | 1968 | Pre-2000 |  |  | N | Electric Utility | Utility | Investor Owned Utility | 1 | X | NG | Non-Renewable | 0 | 32.6 | 0 | 1
Operable | 11249 | Louisville Gas & Electric Co |  | 1366 | Paddys Run | KY | Vertical | Jefferson | 13 | Natural Gas Fired Combustion Turbine | GT |  | J | X | X |  |  | 178 | 0.85 | 147 | 175 | 81 | N |  |  | OP | X | 6 | 2001 | 2001 |  |  | N | Electric Utility | Utility | Investor Owned Utility | 1 | X | NG | Non-Renewable | 0 | 178 | 0 | 1
Operable | 11249 | Louisville Gas & Electric Co |  | 6071 | Trimble County | KY | Vertical | Trimble | 1 | Conventional Steam Coal | ST |  | J | X | X |  |  | 566.1 | 0.9 | 493 | 493 | 188 | N |  |  | OP | X | 12 | 1990 | Pre-2000 |  |  | N | Electric Utility | Utility | Investor Owned Utility | 1 | X | BIT | Non-Renewable | 0 | 566.1 | 0 | 1
Operable | 11249 | Louisville Gas & Electric Co |  | 6071 | Trimble County | KY | Vertical | Trimble | 10 | Natural Gas Fired Combustion Turbine | GT |  | J | X | X |  |  | 199 | 0.85 | 159 | 179 | 80 | N |  |  | OP | X | 7 | 2004 | 2004 |  |  | N | Electric Utility | Utility | Investor Owned Utility | 1 | X | NG | Non-Renewable | 0 | 199 | 0 | 1
Operable | 11249 | Louisville Gas & Electric Co |  | 6071 | Trimble County | KY | Vertical | Trimble | 2 | Conventional Steam Coal | ST |  | J | X | X |  |  | 834 | 0.85 | 732 | 760 | 420 | N |  |  | OP | X | 2 | 2011 | 2011 |  |  | N | Electric Utility | Utility | Investor Owned Utility | 1 | X | BIT | Non-Renewable | 0 | 834 | 0 | 1 | SUB
Operable | 11249 | Louisville Gas & Electric Co |  | 6071 | Trimble County | KY | Vertical | Trimble | 5 | Natural Gas Fired Combustion Turbine | GT |  | J | X | X |  |  | 199 | 0.85 | 159 | 179 | 80 | N |  |  | OP | X | 5 | 2002 | 2002 |  |  | N | Electric Utility | Utility | Investor Owned Utility | 1 | X | NG | Non-Renewable | 0 | 199 | 0 | 1
Operable | 11249 | Louisville Gas & Electric Co |  | 6071 | Trimble County | KY | Vertical | Trimble | 6 | Natural Gas Fired Combustion Turbine | GT |  | J | X | X |  |  | 199 | 0.85 | 159 | 179 | 80 | N |  |  | OP | X | 5 | 2002 | 2002 |  |  | N | Electric Utility | Utility | Investor Owned Utility | 1 | X | NG | Non-Renewable | 0 | 199 | 0 | 1
Operable | 11249 | Louisville Gas & Electric Co |  | 6071 | Trimble County | KY | Vertical | Trimble | 7 | Natural Gas Fired Combustion Turbine | GT |  | J | X | X |  |  | 199 | 0.85 | 159 | 179 | 80 | N |  |  | OP | X | 6 | 2004 | 2004 |  |  | N | Electric Utility | Utility | Investor Owned Utility | 1 | X | NG | Non-Renewable | 0 | 199 | 0 | 1
Operable | 11249 | Louisville Gas & Electric Co |  | 6071 | Trimble County | KY | Vertical | Trimble | 8 | Natural Gas Fired Combustion Turbine | GT |  | J | X | X |  |  | 199 | 0.85 | 159 | 179 | 80 | N |  |  | OP | X | 6 | 2004 | 2004 |  |  | N | Electric Utility | Utility | Investor Owned Utility | 1 | X | NG | Non-Renewable | 0 | 199 | 0 | 1
Operable | 11249 | Louisville Gas & Electric Co |  | 6071 | Trimble County | KY | Vertical | Trimble | 9 | Natural Gas Fired Combustion Turbine | GT |  | J | X | X |  |  | 199 | 0.85 | 159 | 179 | 80 | N |  |  | OP | X | 7 | 2004 | 2004 |  |  | N | Electric Utility | Utility | Investor Owned Utility | 1 | X | NG | Non-Renewable | 0 | 199 | 0 | 1
Operable | 11251 | Loup River Public Power Dist |  | 2260 | Columbus | NE | Vertical | Platte | 1 | Conventional Hydroelectric | HY |  | S | X | X | NPPD_COLUMBS_1 | NPPD_COLUMBS_1 | 15.2 | 0.95 | 15 | 15 | 0 | N |  |  | OP | X | 1 | 1936 | Pre-2000 |  |  | N | Electric Utility | Utility | Other | 1 | X | WAT | Renewable | 15.2 | 0 | 1 | 0
Operable | 11251 | Loup River Public Power Dist |  | 2260 | Columbus | NE | Vertical | Platte | 2 | Conventional Hydroelectric | HY |  | S | X | X | NPPD_COLUMBS_2 | NPPD_COLUMBS_2 | 15.2 | 0.95 | 15 | 15 | 0 | N |  |  | OP | X | 1 | 1936 | Pre-2000 |  |  | N | Electric Utility | Utility | Other | 1 | X | WAT | Renewable | 15.2 | 0 | 1 | 0
Operable | 11251 | Loup River Public Power Dist |  | 2260 | Columbus | NE | Vertical | Platte | 3 | Conventional Hydroelectric | HY |  | S | X | X | NPPD_COLUMBS_3 | NPPD_COLUMBS_3 | 15.2 | 0.95 | 15 | 15 | 0 | N |  |  | OP | X | 1 | 1936 | Pre-2000 |  |  | N | Electric Utility | Utility | Other | 1 | X | WAT | Renewable | 15.2 | 0 | 1 | 0
Operable | 11251 | Loup River Public Power Dist |  | 2273 | Monroe (NE) | NE | Vertical | Platte | 1 | Conventional Hydroelectric | HY |  | S | X | X | N/A | N/A | 2.8 | 0.95 | 1 | 1 | 0 | N |  |  | OP | X | 1 | 1936 | Pre-2000 |  |  | N | Electric Utility | Utility | Other | 1 | X | WAT | Renewable | 2.8 | 0 | 1 | 0
Operable | 11251 | Loup River Public Power Dist |  | 2273 | Monroe (NE) | NE | Vertical | Platte | 2 | Conventional Hydroelectric | HY |  | S | X | X | N/A | N/A | 2.8 | 0.95 | 1 | 1 | 0 | N |  |  | OP | X | 1 | 1936 | Pre-2000 |  |  | N | Electric Utility | Utility | Other | 1 | X | WAT | Renewable | 2.8 | 0 | 1 | 0
Operable | 11251 | Loup River Public Power Dist |  | 2273 | Monroe (NE) | NE | Vertical | Platte | 3 | Conventional Hydroelectric | HY |  | S | X | X | N/A | N/A | 2.8 | 0.95 | 1 | 1 | 0 | N |  |  | OP | X | 1 | 1936 | Pre-2000 |  |  | N | Electric Utility | Utility | Other | 1 | X | WAT | Renewable | 2.8 | 0 | 1 | 0
Operable | 11269 | Lower Colorado River Authority |  | 3594 | Austin | TX | Restructured | Travis | 1 | Conventional Hydroelectric | HY |  | S | X | X |  |  | 9 | 1 | 8.2 | 8.2 | 7 | N |  |  | OP | X | 4 | 1940 | Pre-2000 |  |  | N | Electric Utility | Utility | Municipal | 1 | X | WAT | Renewable | 9 | 0 | 1 | 0
Operable | 11269 | Lower Colorado River Authority |  | 3594 | Austin | TX | Restructured | Travis | 2 | Conventional Hydroelectric | HY |  | S | X | X |  |  | 9 | 1 | 8.8 | 8.8 | 7 | N |  |  | OP | X | 4 | 1940 | Pre-2000 |  |  | N | Electric Utility | Utility | Municipal | 1 | X | WAT | Renewable | 9 | 0 | 1 | 0
Operable | 11269 | Lower Colorado River Authority |  | 3595 | Buchanan Dam (TX) | TX | Restructured | Llano | 1 | Conventional Hydroelectric | HY |  | S | X | X |  |  | 18.3 | 1 | 18.3 | 18.3 | 11 | N |  |  | OP | X | 1 | 1938 | Pre-2000 |  |  | N | Electric Utility | Utility | Municipal | 1 | X | WAT | Renewable | 18.3 | 0 | 1 | 0
Operable | 11269 | Lower Colorado River Authority |  | 3595 | Buchanan Dam (TX) | TX | Restructured | Llano | 2 | Conventional Hydroelectric | HY |  | S | X | X |  |  | 18.3 | 1 | 18.3 | 18.3 | 11 | N |  |  | OP | X | 1 | 1938 | Pre-2000 |  |  | N | Electric Utility | Utility | Municipal | 1 | X | WAT | Renewable | 18.3 | 0 | 1 | 0
Operable | 11269 | Lower Colorado River Authority |  | 3595 | Buchanan Dam (TX) | TX | Restructured | Llano | 3 | Conventional Hydroelectric | HY |  | S | X | X |  |  | 18.3 | 1 | 18.3 | 18.3 | 11 | N |  |  | OP | X | 5 | 1950 | Pre-2000 |  |  | N | Electric Utility | Utility | Municipal | 1 | X | WAT | Renewable | 18.3 | 0 | 1 | 0
Operable | 11269 | Lower Colorado River Authority |  | 3597 | Granite Shoals | TX | Restructured | Burnet | 1 | Conventional Hydroelectric | HY |  | S | X | X |  |  | 27 | 0.9 | 27 | 27 | 23 | N |  |  | OP | X | 6 | 1951 | Pre-2000 |  |  | N | Electric Utility | Utility | Municipal | 1 | X | WAT | Renewable | 27 | 0 | 1 | 0
Operable | 11269 | Lower Colorado River Authority |  | 3597 | Granite Shoals | TX | Restructured | Burnet | 2 | Conventional Hydroelectric | HY |  | S | X | X |  |  | 27 | 0.9 | 27 | 27 | 23 | N |  |  | OP | X | 8 | 1951 | Pre-2000 |  |  | N | Electric Utility | Utility | Municipal | 1 | X | WAT | Renewable | 27 | 0 | 1 | 0
Operable | 11269 | Lower Colorado River Authority |  | 3598 | Inks | TX | Restructured | Burnet | 1 | Conventional Hydroelectric | HY |  | S | X | X |  |  | 15 | 1 | 13.8 | 13.8 | 7 | N |  |  | OP | X | 1 | 1938 | Pre-2000 |  |  | N | Electric Utility | Utility | Municipal | 1 | X | WAT | Renewable | 15 | 0 | 1 | 0
Operable | 11269 | Lower Colorado River Authority |  | 3599 | Marble Falls | TX | Restructured | Burnet | 1 | Conventional Hydroelectric | HY |  | S | X | X |  |  | 19.8 | 0.9 | 19.8 | 19.8 | 9 | N |  |  | OP | X | 10 | 1951 | Pre-2000 |  |  | N | Electric Utility | Utility | Municipal | 1 | X | WAT | Renewable | 19.8 | 0 | 1 | 0
Operable | 11269 | Lower Colorado River Authority |  | 3599 | Marble Falls | TX | Restructured | Burnet | 2 | Conventional Hydroelectric | HY |  | S | X | X |  |  | 19.8 | 0.9 | 19.8 | 19.8 | 9 | N |  |  | OP | X | 9 | 1951 | Pre-2000 |  |  | N | Electric Utility | Utility | Municipal | 1 | X | WAT | Renewable | 19.8 | 0 | 1 | 0
Operable | 11269 | Lower Colorado River Authority |  | 3600 | Marshall Ford | TX | Restructured | Travis | 1 | Conventional Hydroelectric | HY |  | S | X | X |  |  | 36 | 1 | 36 | 36 | 15 | N |  |  | OP | X | 1 | 1941 | Pre-2000 |  |  | N | Electric Utility | Utility | Municipal | 1 | X | WAT | Renewable | 36 | 0 | 1 | 0
Operable | 11269 | Lower Colorado River Authority |  | 3600 | Marshall Ford | TX | Restructured | Travis | 2 | Conventional Hydroelectric | HY |  | S | X | X |  |  | 36 | 1 | 36 | 36 | 20 | N |  |  | OP | X | 1 | 1941 | Pre-2000 |  |  | N | Electric Utility | Utility | Municipal | 1 | X | WAT | Renewable | 36 | 0 | 1 | 0
Operable | 11269 | Lower Colorado River Authority |  | 3600 | Marshall Ford | TX | Restructured | Travis | 3 | Conventional Hydroelectric | HY |  | S | X | X |  |  | 36 | 1 | 36 | 36 | 15 | N |  |  | OP | X | 1 | 1941 | Pre-2000 |  |  | N | Electric Utility | Utility | Municipal | 1 | X | WAT | Renewable | 36 | 0 | 1 | 0
Operable | 11269 | Lower Colorado River Authority |  | 3601 | Sim Gideon | TX | Restructured | Bastrop | 1 | Natural Gas Steam Turbine | ST |  | S | X | X |  |  | 136 | 0.85 | 136 | 140 | 19 | N |  |  | OP | X | 5 | 1965 | Pre-2000 |  |  | N | Electric Utility | Utility | Municipal | 1 | X | NG | Non-Renewable | 0 | 136 | 0 | 1
Operable | 11269 | Lower Colorado River Authority |  | 3601 | Sim Gideon | TX | Restructured | Bastrop | 2 | Natural Gas Steam Turbine | ST |  | S | X | X |  |  | 136 | 0.85 | 136 | 140 | 19 | N |  |  | OP | X | 3 | 1968 | Pre-2000 |  |  | N | Electric Utility | Utility | Municipal | 1 | X | NG | Non-Renewable | 0 | 136 | 0 | 1
Operable | 11269 | Lower Colorado River Authority |  | 3601 | Sim Gideon | TX | Restructured | Bastrop | 3 | Natural Gas Steam Turbine | ST |  | S | X | X |  |  | 351 | 0.9 | 335 | 340 | 57 | N |  |  | OP | X | 5 | 1972 | Pre-2000 |  |  | N | Electric Utility | Utility | Municipal | 1 | X | NG | Non-Renewable | 0 | 351 | 0 | 1
Operable | 11269 | Lower Colorado River Authority |  | 4937 | Thomas C Ferguson | TX | Restructured | Llano | CT-1 | Natural Gas Fired Combined Cycle | CT | CC1 | J | X | N | FERCCC_GT1_1 | FERCCC_GT1_1 | 185.3 | 0.85 | 168 | 181 | 95 | N |  |  | OP | X | 8 | 2014 | 2014 |  |  | N | Electric Utility | Utility | Municipal | 1 | X | NG | Non-Renewable | 0 | 185.3 | 0 | 1
Operable | 11269 | Lower Colorado River Authority |  | 4937 | Thomas C Ferguson | TX | Restructured | Llano | CT-2 | Natural Gas Fired Combined Cycle | CT | CC1 | J | X | N | FERCCC_GT1_1 | FERCCC_GT1_1 | 185.3 | 0.85 | 168 | 181 | 95 | N |  |  | OP | X | 8 | 2014 | 2014 |  |  | N | Electric Utility | Utility | Municipal | 1 | X | NG | Non-Renewable | 0 | 185.3 | 0 | 1
Operable | 11269 | Lower Colorado River Authority |  | 4937 | Thomas C Ferguson | TX | Restructured | Llano | STG | Natural Gas Fired Combined Cycle | CA | CC1 | J | N | X | FERCCC_GT1_1 | FERCCC_GT1_1 | 204 | 0.85 | 180 | 194 | 75 | N |  |  | OP | X | 8 | 2014 | 2014 |  |  | N | Electric Utility | Utility | Municipal | 1 | X | NG | Non-Renewable | 0 | 204 | 0 | 1
Operable | 11269 | Lower Colorado River Authority |  | 6179 | Fayette Power Project | TX | Restructured | Fayette | 1 | Conventional Steam Coal | ST |  | J | X | X |  |  | 615 | 0.9 | 590 | 598 | 156 | N |  |  | OP | X | 6 | 1979 | Pre-2000 |  |  | N | Electric Utility | Utility | Municipal | 1 | X | SUB | Non-Renewable | 0 | 615 | 0 | 1 | DFO
Operable | 11269 | Lower Colorado River Authority |  | 6179 | Fayette Power Project | TX | Restructured | Fayette | 2 | Conventional Steam Coal | ST |  | J | X | X |  |  | 615 | 0.9 | 590 | 598 | 156 | N |  |  | OP | X | 5 | 1980 | Pre-2000 |  |  | N | Electric Utility | Utility | Municipal | 1 | X | SUB | Non-Renewable | 0 | 615 | 0 | 1 | DFO
Operable | 11269 | Lower Colorado River Authority |  | 6179 | Fayette Power Project | TX | Restructured | Fayette | 3 | Conventional Steam Coal | ST |  | S | X | X |  |  | 460 | 0.9 | 435 | 440 | 180 | N |  |  | OP | X | 4 | 1988 | Pre-2000 |  |  | N | Electric Utility | Utility | Municipal | 1 | X | SUB | Non-Renewable | 0 | 460 | 0 | 1 | DFO
Operable | 11269 | Lower Colorado River Authority |  | 55154 | Lost Pines 1 Power Project | TX | Restructured | Bastrop | CTA | Natural Gas Fired Combined Cycle | CT | CC1 | J | X | N |  |  | 202.5 | 0.9 | 169 | 178 | 105 | N |  |  | OP | X | 5 | 2001 | 2001 |  |  | N | Electric Utility | Utility | Municipal | 1 | X | NG | Non-Renewable | 0 | 202.5 | 0 | 1
Operable | 11269 | Lower Colorado River Authority |  | 55154 | Lost Pines 1 Power Project | TX | Restructured | Bastrop | CTB | Natural Gas Fired Combined Cycle | CT | CC1 | J | X | N |  |  | 202.5 | 0.9 | 169 | 178 | 105 | N |  |  | OP | X | 5 | 2001 | 2001 |  |  | N | Electric Utility | Utility | Municipal | 1 | X | NG | Non-Renewable | 0 | 202.5 | 0 | 1
Operable | 11269 | Lower Colorado River Authority |  | 55154 | Lost Pines 1 Power Project | TX | Restructured | Bastrop | ST | Natural Gas Fired Combined Cycle | CA | CC1 | J | N | X |  |  | 204 | 0.85 | 172 | 184 | 65 | N |  |  | OP | X | 5 | 2001 | 2001 |  |  | N | Electric Utility | Utility | Municipal | 1 | X | NG | Non-Renewable | 0 | 204 | 0 | 1
Operable | 11269 | Lower Colorado River Authority |  | 56674 | Winchester Power Park | TX | Restructured | Fayette | CGT1 | Natural Gas Fired Combustion Turbine | GT |  | S | X | X |  |  | 60.5 | 0.85 | 44 | 46 | 13 | N |  |  | OP | X | 5 | 2010 | 2010 |  |  | N | Electric Utility | Utility | Municipal | 1 | X | NG | Non-Renewable | 0 | 60.5 | 0 | 1
Operable | 11269 | Lower Colorado River Authority |  | 56674 | Winchester Power Park | TX | Restructured | Fayette | CGT2 | Natural Gas Fired Combustion Turbine | GT |  | S | X | X |  |  | 60.5 | 0.85 | 44 | 46 | 13 | N |  |  | OP | X | 5 | 2010 | 2010 |  |  | N | Electric Utility | Utility | Municipal | 1 | X | NG | Non-Renewable | 0 | 60.5 | 0 | 1
Operable | 11269 | Lower Colorado River Authority |  | 56674 | Winchester Power Park | TX | Restructured | Fayette | CGT3 | Natural Gas Fired Combustion Turbine | GT |  | S | X | X |  |  | 60.5 | 0.85 | 44 | 46 | 13 | N |  |  | OP | X | 5 | 2010 | 2010 |  |  | N | Electric Utility | Utility | Municipal | 1 | X | NG | Non-Renewable | 0 | 60.5 | 0 | 1
Operable | 11269 | Lower Colorado River Authority |  | 56674 | Winchester Power Park | TX | Restructured | Fayette | CGT4 | Natural Gas Fired Combustion Turbine | GT |  | S | X | X |  |  | 60.5 | 0.85 | 44 | 46 | 13 | N |  |  | OP | X | 5 | 2010 | 2010 |  |  | N | Electric Utility | Utility | Municipal | 1 | X | NG | Non-Renewable | 0 | 60.5 | 0 | 1
Operable | 66275 | Lower Lowline LLC |  | 10808 | Low Line Rapids | ID | Vertical | Twin Falls | GEN1 | Conventional Hydroelectric | HY |  | S | X | X |  |  | 2.8 | 1 | 2.7 | 2.6 | 0.1 | N |  |  | OP | X | 8 | 1990 | Pre-2000 |  |  | N | IPP Non-CHP | IPP | IPP | 2 | X | WAT | Renewable | 2.8 | 0 | 1 | 0
Operable | 11275 | Lower Mount Bethel Energy LLC |  | 55667 | Lower Mount Bethel Energy | PA | Restructured | Northampton | G1 | Natural Gas Fired Combined Cycle | CT | CC01 | W | X | N | 31020649 | 31020649 | 211.5 | 0.9 | 195.3 | 195.3 | 96 | N |  |  | OP | X | 5 | 2004 | 2004 |  |  | N | IPP Non-CHP | IPP | IPP | 2 | X | NG | Non-Renewable | 0 | 211.5 | 0 | 1
Operable | 11275 | Lower Mount Bethel Energy LLC |  | 55667 | Lower Mount Bethel Energy | PA | Restructured | Northampton | G2 | Natural Gas Fired Combined Cycle | CT | CC01 | W | X | N | 31020651 | 31020651 | 211.5 | 0.9 | 191.3 | 191.3 | 96 | N |  |  | OP | X | 5 | 2004 | 2004 |  |  | N | IPP Non-CHP | IPP | IPP | 2 | X | NG | Non-Renewable | 0 | 211.5 | 0 | 1
Operable | 11275 | Lower Mount Bethel Energy LLC |  | 55667 | Lower Mount Bethel Energy | PA | Restructured | Northampton | G3 | Natural Gas Fired Combined Cycle | CA | CC01 | W | Y | X | 31020653 | 31020653 | 228.6 | 0.9 | 215 | 215 | 135 | N |  |  | OP | X | 5 | 2004 | 2004 |  |  | N | IPP Non-CHP | IPP | IPP | 2 | X | NG | Non-Renewable | 0 | 228.6 | 0 | 1
Operable | 66222 | Lower Road II, LLC |  | 67481 | NY Lower Road II CSG | NY | Restructured | Orange | LWRD2 | Solar Photovoltaic | PV |  | S | X | X |  |  | 2 |  | 2 | 2 |  | N |  |  | OP | X | 12 | 2023 | 2023 |  |  | N | IPP Non-CHP | IPP | IPP | 2 | X | SUN | Renewable | 2 | 0 | 1 | 0
Operable | 66223 | Lower Road III, LLC |  | 67482 | NY Lower Road III CSG | NY | Restructured | Orange | LWRD3 | Solar Photovoltaic | PV |  | S | X | X |  |  | 2 |  | 2 | 2 |  | N |  |  | OP | X | 12 | 2023 | 2023 |  |  | N | IPP Non-CHP | IPP | IPP | 2 | X | SUN | Renewable | 2 | 0 | 1 | 0
Operable | 11278 | Lower Tule River Irrgtn Dist |  | 10222 | Tulare Success Power Project | CA | Vertical | Tulare | SPP1 | Conventional Hydroelectric | HY |  | J | X | X |  |  | 1.4 | 1 | 1.4 | 1.4 | 0.8 | N |  |  | SB | Y | 12 | 1989 | Pre-2000 |  |  | N | IPP Non-CHP | IPP | IPP | 2 | X | WAT | Renewable | 1.4 | 0 | 1 | 0
Operable | 11273 | Lower Valley Energy Inc |  | 6393 | Strawberry Creek | WY | Vertical | Lincoln | 1 | Conventional Hydroelectric | HY |  | S | X | X |  |  | 0.5 | 0.86 | 0.5 | 0.5 | 0.1 | N |  |  | OP | X | 8 | 1940 | Pre-2000 |  |  | N | Electric Utility | Utility | Cooperative | 1 | X | WAT | Renewable | 0.5 | 0 | 1 | 0
Operable | 11273 | Lower Valley Energy Inc |  | 6393 | Strawberry Creek | WY | Vertical | Lincoln | 2 | Conventional Hydroelectric | HY |  | S | X | X |  |  | 0.5 | 0.86 | 0.5 | 0.5 | 0.1 | N |  |  | OP | X | 8 | 1940 | Pre-2000 |  |  | N | Electric Utility | Utility | Cooperative | 1 | X | WAT | Renewable | 0.5 | 0 | 1 | 0
Operable | 11273 | Lower Valley Energy Inc |  | 6393 | Strawberry Creek | WY | Vertical | Lincoln | 3 | Conventional Hydroelectric | HY |  | S | X | X |  |  | 0.5 | 0.86 | 0.5 | 0.5 | 0.1 | N |  |  | OP | X | 1 | 1951 | Pre-2000 |  |  | N | Electric Utility | Utility | Cooperative | 1 | X | WAT | Renewable | 0.5 | 0 | 1 | 0
Operable | 11273 | Lower Valley Energy Inc |  | 6394 | Swift Creek | WY | Vertical | Lincoln | 3 | Conventional Hydroelectric | HY |  | S | X | X |  |  | 0.8 | 0.817 | 0.8 | 0.8 | 0.1 | N |  |  | OP | X | 4 | 2009 | 2009 |  |  | N | Electric Utility | Utility | Cooperative | 1 | X | WAT | Renewable | 0.8 | 0 | 1 | 0
Operable | 11273 | Lower Valley Energy Inc |  | 6394 | Swift Creek | WY | Vertical | Lincoln | 4 | Conventional Hydroelectric | HY |  | S | X | X |  |  | 0.6 | 0.817 | 0.6 | 0.6 | 0.1 | N |  |  | OP | X | 2 | 2010 | 2010 |  |  | N | Electric Utility | Utility | Cooperative | 1 | X | WAT | Renewable | 0.6 | 0 | 1 | 0
Operable | 11273 | Lower Valley Energy Inc |  | 6394 | Swift Creek | WY | Vertical | Lincoln | 5 | Conventional Hydroelectric | HY |  | S | X | X |  |  | 0.3 | 0.8 | 0.3 | 0.3 | 0.1 | N |  |  | OP | X | 12 | 2010 | 2010 |  |  | N | Electric Utility | Utility | Cooperative | 1 | X | WAT | Renewable | 0.3 | 0 | 1 | 0
Operable | 11284 | Lowndes County Hospital Authority |  | 54848 | South Georgia Medical Center Inc | GA | Vertical | Lowndes | GEN 7 | Petroleum Liquids | IC |  | S | X | X |  |  | 0.8 | 0.8 | 0.8 | 0.8 | 0.1 | N |  |  | SB | N | 9 | 2008 | 2008 |  |  | N | Commercial Non-CHP | Customer Sited | Other | 4 | X | DFO | Non-Renewable | 0 | 0.8 | 0 | 1
Operable | 11284 | Lowndes County Hospital Authority |  | 54848 | South Georgia Medical Center Inc | GA | Vertical | Lowndes | GEN1A | Petroleum Liquids | IC |  | S | X | X |  |  | 2 | 0.8 | 2 | 2 | 0.1 | N |  |  | SB | N | 4 | 2013 | 2013 |  |  | N | Commercial Non-CHP | Customer Sited | Other | 4 | X | DFO | Non-Renewable | 0 | 2 | 0 | 1
Operable | 11284 | Lowndes County Hospital Authority |  | 54848 | South Georgia Medical Center Inc | GA | Vertical | Lowndes | GEN2A | Petroleum Liquids | IC |  | S | X | X |  |  | 2 | 0.8 | 2 | 2 | 0.1 | N |  |  | SB | N | 4 | 2013 | 2013 |  |  | N | Commercial Non-CHP | Customer Sited | Other | 4 | X | DFO | Non-Renewable | 0 | 2 | 0 | 1
Operable | 11284 | Lowndes County Hospital Authority |  | 54848 | South Georgia Medical Center Inc | GA | Vertical | Lowndes | GEN4 | Petroleum Liquids | IC |  | S | X | X |  |  | 0.7 | 0.8 | 0.7 | 0.7 | 0.1 | N |  |  | SB | N | 1 | 2001 | 2001 |  |  | N | Commercial Non-CHP | Customer Sited | Other | 4 | X | DFO | Non-Renewable | 0 | 0.7 | 0 | 1
Operable | 58151 | Loyola University Health System |  | 58181 | Loyola University Health Plant | IL | Restructured | Cook | UNIT1 | Natural Gas Fired Combustion Turbine | GT |  | S | X | X |  |  | 5.3 | 0.9 | 3.9 | 5.6 | 0 | N |  |  | OP | X | 9 | 2005 | 2005 |  |  | Y | Commercial CHP | Customer Sited | Other | 5 | T | NG | Non-Renewable | 0 | 5.3 | 0 | 1
Operable | 58151 | Loyola University Health System |  | 58181 | Loyola University Health Plant | IL | Restructured | Cook | UNIT2 | Natural Gas Fired Combustion Turbine | GT |  | S | X | X |  |  | 5.3 | 0.9 | 3.9 | 5.6 | 0 | N |  |  | OP | X | 9 | 2005 | 2005 |  |  | Y | Commercial CHP | Customer Sited | Other | 5 | T | NG | Non-Renewable | 0 | 5.3 | 0 | 1
Operable | 64986 | LR Wheatfield Solar 1, LLC |  | 65723 | LR Wheatfield Solar 1 | NY | Restructured | Niagara | 15557 | Solar Photovoltaic | PV |  | S | X | X |  |  | 5 |  | 5 | 4.8 |  | N |  |  | OP | X | 10 | 2020 | 2020 |  |  | N | IPP Non-CHP | IPP | IPP | 2 | X | SUN | Renewable | 5 | 0 | 1 | 0
Operable | 66230 | LSE Ara LLC |  | 67505 | Sturbridge Barn | MA | Restructured | Worcester | STB18 | Solar Photovoltaic | PV |  | S | X | X |  |  | 1 |  | 1 | 1 |  | N |  |  | OP | X | 6 | 2018 | 2018 |  |  | N | IPP Non-CHP | IPP | IPP | 2 | X | SUN | Renewable | 1 | 0 | 1 | 0
Operable | 66168 | LSE Canes Venatici LLC |  | 67327 | Norcap North | CT | Restructured | Hartford | NON17 | Solar Photovoltaic | PV |  | S | X | X |  |  | 2 |  | 2 | 2 |  | N |  |  | OP | X | 12 | 2017 | 2017 |  |  | N | IPP Non-CHP | IPP | IPP | 2 | X | SUN | Renewable | 2 | 0 | 1 | 0
Operable | 61025 | LSE Canis Major LLC |  | 61398 | Canis Major Solar Farm | CT | Restructured | Hartford | S1980 | Solar Photovoltaic | PV |  | S | X | X |  |  | 2 |  | 2 | 2 |  | N |  |  | OP | X | 12 | 2016 | 2016 |  |  | N | IPP Non-CHP | IPP | IPP | 2 | X | SUN | Renewable | 2 | 0 | 1 | 0
Operable | 61043 | LSE Canis Minor LLC |  | 61408 | Canis Minor Solar Farm | CT | Restructured | Litchfield | B1000 | Solar Photovoltaic | PV |  | S | X | X |  |  | 1 |  | 1 | 1 |  | N |  |  | OP | X | 12 | 2016 | 2016 |  |  | N | IPP Non-CHP | IPP | IPP | 2 | X | SUN | Renewable | 1 | 0 | 1 | 0
Operable | 61028 | LSE Cassiopeia LLC |  | 61399 | Ashby Duffy CSG Solar Farm | MA | Restructured | Middlesex | DU183 | Solar Photovoltaic | PV |  | S | X | X |  |  | 1.8 |  | 1.8 | 1.8 |  | N |  |  | OP | X | 12 | 2017 | 2017 |  |  | N | IPP Non-CHP | IPP | IPP | 2 | X | SUN | Renewable | 1.8 | 0 | 1 | 0
Operable | 61009 | LSE Centaurus LLC |  | 61371 | Centaurus Solar - MA | MA | Restructured | Middlesex | ASH24 | Solar Photovoltaic | PV |  | S | X | X |  |  | 2.4 |  | 2.4 | 2.4 |  | N |  |  | OP | X | 11 | 2016 | 2016 |  |  | N | IPP Non-CHP | IPP | IPP | 2 | X | SUN | Renewable | 2.4 | 0 | 1 | 0
Operable | 66093 | LSE Chamaeleon LLC |  | 67210 | Lilly Lane | MA | Restructured | Worcester | LIL18 | Solar Photovoltaic | PV |  | S | X | X |  |  | 1 |  | 1 | 1 |  | N |  |  | OP | X | 6 | 2018 | 2018 |  |  | N | IPP Non-CHP | IPP | IPP | 2 | X | SUN | Renewable | 1 | 0 | 1 | 0
Operable | 66167 | LSE Coma Berenices LLC |  | 67326 | Norcap South | CT | Restructured | Hartford | NOS17 | Solar Photovoltaic | PV |  | S | X | X |  |  | 2 |  | 2 | 2 |  | N |  |  | OP | X | 12 | 2017 | 2017 |  |  | N | IPP Non-CHP | IPP | IPP | 2 | X | SUN | Renewable | 2 | 0 | 1 | 0
Operable | 66197 | LSE Delphinus LLC |  | 67422 | Powder Hill | CT | Restructured | Hartford | POW20 | Solar Photovoltaic | PV |  | S | X | X |  |  | 2 |  | 2 | 2 |  | N |  |  | OP | X | 12 | 2020 | 2020 |  |  | N | IPP Non-CHP | IPP | IPP | 2 | X | SUN | Renewable | 2 | 0 | 1 | 0
Operable | 62838 | LSE Dorado, LLC |  | 62992 | Goose Pond Solar | MA | Restructured | Hampden | GPNOR | Solar Photovoltaic | PV |  | S | X | X |  |  | 2 |  | 2 | 2 |  | N |  |  | OP | X | 1 | 2020 | 2020 |  |  | N | IPP Non-CHP | IPP | IPP | 2 | X | SUN | Renewable | 2 | 0 | 1 | 0
Operable | 62838 | LSE Dorado, LLC |  | 62992 | Goose Pond Solar | MA | Restructured | Hampden | GPSOU | Solar Photovoltaic | PV |  | S | X | X |  |  | 2 |  | 2 | 2 |  | N |  |  | OP | X | 1 | 2020 | 2020 |  |  | N | IPP Non-CHP | IPP | IPP | 2 | X | SUN | Renewable | 2 | 0 | 1 | 0
Operable | 66216 | LSE Fornax LLC |  | 67477 | Pulpit Hill | MA | Restructured | Hampshire | PUL19 | Solar Photovoltaic | PV |  | S | X | X |  |  | 5 |  | 5 | 5 |  | N |  |  | OP | X | 7 | 2019 | 2019 |  |  | N | IPP Non-CHP | IPP | IPP | 2 | X | SUN | Renewable | 5 | 0 | 1 | 0
Operable | 66231 | LSE Indus LLC |  | 67506 | Bunce | CT | Restructured | Litchfield | BUN23 | Solar Photovoltaic | PV |  | S | X | X |  |  | 2 |  | 2 | 2 |  | N |  |  | OP | X | 4 | 2022 | 2022 |  |  | N | IPP Non-CHP | IPP | IPP | 2 | X | SUN | Renewable | 2 | 0 | 1 | 0
Operable | 66256 | LSE Lepus LLC |  | 67577 | Monument Valley | MA | Restructured | Berkshire | MON22 | Solar Photovoltaic | PV |  | S | X | X |  |  | 2 |  | 2 | 2 |  | N |  |  | OP | X | 1 | 2022 | 2022 |  |  | N | IPP Non-CHP | IPP | IPP | 2 | X | SUN | Renewable | 2 | 0 | 1 | 0
Operable | 66256 | LSE Lepus LLC |  | 67577 | Monument Valley | MA | Restructured | Berkshire | MONBA | Batteries | BA |  | S | X | X |  |  | 1 |  | 1 | 1 |  | N |  |  | OP | X | 1 | 2022 | 2022 |  |  | N | IPP Non-CHP | IPP | IPP | 2 | X | MWH | Other | 0 | 0 | 0 | 0
Operable | 66257 | LSE Ophiuchus LLC |  | 67578 | Sandwich | MA | Restructured | Barnstable | SWABA | Batteries | BA |  | S | X | X |  |  | 2 |  | 2 | 2 |  | N |  |  | OP | X | 7 | 2023 | 2023 |  |  | N | IPP Non-CHP | IPP | IPP | 2 | X | MWH | Other | 0 | 0 | 0 | 0
Operable | 66257 | LSE Ophiuchus LLC |  | 67578 | Sandwich | MA | Restructured | Barnstable | SWI23 | Solar Photovoltaic | PV |  | S | X | X |  |  | 2 |  | 2 | 2 |  | N |  |  | OP | X | 7 | 2023 | 2023 |  |  | N | IPP Non-CHP | IPP | IPP | 2 | X | SUN | Renewable | 2 | 0 | 1 | 0
Operable | 65769 | LSE Pegasus LLC |  | 66940 | Halsey Valley | NY | Restructured | Tioga | HAL20 | Solar Photovoltaic | PV |  | S | X | X |  |  | 5 |  | 5 | 5 |  | N |  |  | OP | X | 12 | 2020 | 2020 |  |  | N | IPP Non-CHP | IPP | IPP | 2 | X | SUN | Renewable | 5 | 0 | 1 | 0
Operable | 66060 | LSE Perseus LLC |  | 67181 | Hunt Creek | NY | Restructured | Tioga | HUN21 | Solar Photovoltaic | PV |  | S | X | X |  |  | 4 |  | 4 | 4 |  | N |  |  | OP | X | 1 | 2021 | 2021 |  |  | N | IPP Non-CHP | IPP | IPP | 2 | X | SUN | Renewable | 4 | 0 | 1 | 0
Operable | 66215 | LSE Phoenix LLC |  | 67478 | Sand Road | CT | Restructured | Litchfield | SAN21 | Solar Photovoltaic | PV |  | S | X | X |  |  | 2 |  | 2 | 2 |  | N |  |  | OP | X | 11 | 2021 | 2021 |  |  | N | IPP Non-CHP | IPP | IPP | 2 | X | SUN | Renewable | 2 | 0 | 1 | 0
Operable | 66198 | LSE Pictor LLC |  | 67423 | Platt Hill | CT | Restructured | Litchfield | PLA22 | Solar Photovoltaic | PV |  | S | X | X |  |  | 2 |  | 2 | 2 |  | N |  |  | OP | X | 1 | 2022 | 2022 |  |  | N | IPP Non-CHP | IPP | IPP | 2 | X | SUN | Renewable | 2 | 0 | 1 | 0
Operable | 66177 | LSE Pisces LLC |  | 67345 | Smith Creek | NY | Restructured | Tioga | SMI21 | Solar Photovoltaic | PV |  | S | X | X |  |  | 3.8 |  | 3.8 | 3.8 |  | N |  |  | OP | X | 4 | 2021 | 2021 |  |  | N | IPP Non-CHP | IPP | IPP | 2 | X | SUN | Renewable | 3.8 | 0 | 1 | 0
Operable | 56928 | LSP University Park LLC |  | 55640 | University Park North | IL | Restructured | Will | 1 | Natural Gas Fired Combustion Turbine | GT |  | S | X | X | 970 UP N13.5 KV UN-1 | 970 UP N13.5 KV UN-1 | 60.5 | 0.85 | 45 | 45 | 24 | N |  |  | OP | X | 6 | 2002 | 2002 |  |  | N | IPP Non-CHP | IPP | IPP | 2 | X | NG | Non-Renewable | 0 | 60.5 | 0 | 1
Operable | 56928 | LSP University Park LLC |  | 55640 | University Park North | IL | Restructured | Will | 10 | Natural Gas Fired Combustion Turbine | GT |  | S | X | X | 970 UP N13.5 KV UN10 | 970 UP N13.5 KV UN10 | 60.5 | 0.85 | 45 | 45 | 24 | N |  |  | OP | X | 7 | 2002 | 2002 |  |  | N | IPP Non-CHP | IPP | IPP | 2 | X | NG | Non-Renewable | 0 | 60.5 | 0 | 1
Operable | 56928 | LSP University Park LLC |  | 55640 | University Park North | IL | Restructured | Will | 11 | Natural Gas Fired Combustion Turbine | GT |  | S | X | X | 970 UP N13.5 KV UN11 | 970 UP N13.5 KV UN11 | 60.5 | 0.85 | 45 | 45 | 24 | N |  |  | OP | X | 7 | 2002 | 2002 |  |  | N | IPP Non-CHP | IPP | IPP | 2 | X | NG | Non-Renewable | 0 | 60.5 | 0 | 1
Operable | 56928 | LSP University Park LLC |  | 55640 | University Park North | IL | Restructured | Will | 12 | Natural Gas Fired Combustion Turbine | GT |  | S | X | X | 970 UP N13.5 KV UN12 | 970 UP N13.5 KV UN12 | 60.5 | 0.85 | 45 | 45 | 24 | N |  |  | OP | X | 7 | 2002 | 2002 |  |  | N | IPP Non-CHP | IPP | IPP | 2 | X | NG | Non-Renewable | 0 | 60.5 | 0 | 1
Operable | 56928 | LSP University Park LLC |  | 55640 | University Park North | IL | Restructured | Will | 2 | Natural Gas Fired Combustion Turbine | GT |  | S | X | X | 970 UP N13.5 KV UN-2 | 970 UP N13.5 KV UN-2 | 60.5 | 0.85 | 45 | 45 | 24 | N |  |  | OP | X | 6 | 2002 | 2002 |  |  | N | IPP Non-CHP | IPP | IPP | 2 | X | NG | Non-Renewable | 0 | 60.5 | 0 | 1
Operable | 56928 | LSP University Park LLC |  | 55640 | University Park North | IL | Restructured | Will | 3 | Natural Gas Fired Combustion Turbine | GT |  | S | X | X | 970 UP N13.5 KV UN-3 | 970 UP N13.5 KV UN-3 | 60.5 | 0.85 | 45 | 45 | 24 | N |  |  | OP | X | 6 | 2002 | 2002 |  |  | N | IPP Non-CHP | IPP | IPP | 2 | X | NG | Non-Renewable | 0 | 60.5 | 0 | 1
Operable | 56928 | LSP University Park LLC |  | 55640 | University Park North | IL | Restructured | Will | 4 | Natural Gas Fired Combustion Turbine | GT |  | S | X | X | 970 UP N13.5 KV UN-4 | 970 UP N13.5 KV UN-4 | 60.5 | 0.85 | 45 | 45 | 24 | N |  |  | OP | X | 6 | 2002 | 2002 |  |  | N | IPP Non-CHP | IPP | IPP | 2 | X | NG | Non-Renewable | 0 | 60.5 | 0 | 1
Operable | 56928 | LSP University Park LLC |  | 55640 | University Park North | IL | Restructured | Will | 5 | Natural Gas Fired Combustion Turbine | GT |  | S | X | X | 970 UP N13.5 KV UN-5 | 970 UP N13.5 KV UN-5 | 60.5 | 0.85 | 45 | 45 | 24 | N |  |  | OP | X | 6 | 2002 | 2002 |  |  | N | IPP Non-CHP | IPP | IPP | 2 | X | NG | Non-Renewable | 0 | 60.5 | 0 | 1
Operable | 56928 | LSP University Park LLC |  | 55640 | University Park North | IL | Restructured | Will | 6 | Natural Gas Fired Combustion Turbine | GT |  | S | X | X | 970 UP N13.5 KV UN-6 | 970 UP N13.5 KV UN-6 | 60.5 | 0.85 | 45 | 45 | 24 | N |  |  | OP | X | 6 | 2002 | 2002 |  |  | N | IPP Non-CHP | IPP | IPP | 2 | X | NG | Non-Renewable | 0 | 60.5 | 0 | 1
Operable | 56928 | LSP University Park LLC |  | 55640 | University Park North | IL | Restructured | Will | 7 | Natural Gas Fired Combustion Turbine | GT |  | S | X | X | 970 UP N13.5 KV UN-7 | 970 UP N13.5 KV UN-7 | 60.5 | 0.85 | 45 | 45 | 24 | N |  |  | OP | X | 6 | 2002 | 2002 |  |  | N | IPP Non-CHP | IPP | IPP | 2 | X | NG | Non-Renewable | 0 | 60.5 | 0 | 1
Operable | 56928 | LSP University Park LLC |  | 55640 | University Park North | IL | Restructured | Will | 8 | Natural Gas Fired Combustion Turbine | GT |  | S | X | X | 970 UP N13.5 KV UN-8 | 970 UP N13.5 KV UN-8 | 60.5 | 0.85 | 45 | 45 | 24 | N |  |  | OP | X | 6 | 2002 | 2002 |  |  | N | IPP Non-CHP | IPP | IPP | 2 | X | NG | Non-Renewable | 0 | 60.5 | 0 | 1
Operable | 56928 | LSP University Park LLC |  | 55640 | University Park North | IL | Restructured | Will | 9 | Natural Gas Fired Combustion Turbine | GT |  | S | X | X | 970 UP N13.5 KV UN-9 | 970 UP N13.5 KV UN-9 | 60.5 | 0.85 | 45 | 45 | 24 | N |  |  | OP | X | 6 | 2002 | 2002 |  |  | N | IPP Non-CHP | IPP | IPP | 2 | X | NG | Non-Renewable | 0 | 60.5 | 0 | 1
Operable | 58425 | LSU and A&M College |  | 58428 | LSU Cogen | LA | Vertical | East Baton Rouge | 2025-01-02 | Natural Gas Fired Combustion Turbine | GT |  | S | X | X |  |  | 19.6 | 0.85 | 20.6 | 20.6 | 2 | N |  |  | OP | X | 12 | 2004 | 2004 |  |  | Y | Commercial CHP | Customer Sited | Other | 5 | T | NG | Non-Renewable | 0 | 19.6 | 0 | 1
Operable | 65909 | Lucky Wind, LLC (Longroad) |  | 56412 | Lucky Wind | MN | Vertical | Pipestone | 1 | Onshore Wind Turbine | WT |  | J | X | X |  |  | 1.7 |  | 1.7 | 1.7 | 0 | N |  |  | OP | X | 12 | 2004 | 2004 |  |  | N | IPP Non-CHP | IPP | IPP | 2 | X | WND | Renewable | 1.7 | 0 | 1 | 0
Operable | 64100 | Lukuc B Community Solar LLC |  | 64466 | Lukuc B Community Solar LLC CSG | IL | Restructured | Williamson | LUKC | Solar Photovoltaic | PV |  | S | X | X |  |  | 2 |  | 2 | 2 |  | N |  |  | OP | X | 7 | 2021 | 2021 |  |  | N | IPP Non-CHP | IPP | IPP | 2 | X | SUN | Renewable | 2 | 0 | 1 | 0
Operable | 60404 | Luminace Solar Arizona 2, LLC |  | 60684 | Amphitheater High School Solar | AZ | Vertical | Pima | AHS1 | Solar Photovoltaic | PV |  | S | X | X |  |  | 1 |  | 1 | 1 |  | N |  |  | OP | X | 12 | 2016 | 2016 |  |  | N | IPP Non-CHP | IPP | IPP | 2 | X | SUN | Renewable | 1 | 0 | 1 | 0
Operable | 60404 | Luminace Solar Arizona 2, LLC |  | 60685 | Canyon Del Oro High School Solar | AZ | Vertical | Pima | CDO1 | Solar Photovoltaic | PV |  | S | X | X |  |  | 1.4 |  | 1 | 1 |  | N |  |  | OP | X | 12 | 2016 | 2016 |  |  | N | IPP Non-CHP | IPP | IPP | 2 | X | SUN | Renewable | 1.4 | 0 | 1 | 0
Operable | 60404 | Luminace Solar Arizona 2, LLC |  | 60685 | Canyon Del Oro High School Solar | AZ | Vertical | Pima | CDO2 | Solar Photovoltaic | PV |  | S | X | X |  |  | 1.4 |  | 0.1 | 0.1 |  | N |  |  | OP | X | 12 | 2016 | 2016 |  |  | N | IPP Non-CHP | IPP | IPP | 2 | X | SUN | Renewable | 1.4 | 0 | 1 | 0
Operable | 60404 | Luminace Solar Arizona 2, LLC |  | 60685 | Canyon Del Oro High School Solar | AZ | Vertical | Pima | CDO3 | Solar Photovoltaic | PV |  | S | X | X |  |  | 1.4 |  | 0.2 | 0.2 |  | N |  |  | OP | X | 11 | 2016 | 2016 |  |  | N | IPP Non-CHP | IPP | IPP | 2 | X | SUN | Renewable | 1.4 | 0 | 1 | 0
Operable | 60404 | Luminace Solar Arizona 2, LLC |  | 60685 | Canyon Del Oro High School Solar | AZ | Vertical | Pima | CDO4 | Solar Photovoltaic | PV |  | S | X | X |  |  | 0.2 |  | 0.2 | 0.2 |  | N |  |  | OP | X | 11 | 2016 | 2016 |  |  | N | IPP Non-CHP | IPP | IPP | 2 | X | SUN | Renewable | 0.2 | 0 | 1 | 0
Operable | 57408 | Luminace Solar Arizona, LLC |  | 58037 | Buckeye Union HS District 201 | AZ | Vertical | Maricopa | PV1 | Solar Photovoltaic | PV |  | S | X | X |  |  | 3.3 |  | 3.3 | 3.3 |  | N |  |  | OP | X | 12 | 2011 | 2011 |  |  | N | IPP Non-CHP | IPP | IPP | 2 | X | SUN | Renewable | 3.3 | 0 | 1 | 0
Operable | 64696 | Luminace Solar Chicago, LLC |  | 57191 | Exelon Solar Chicago | IL | Restructured | Cook | ECS1 | Solar Photovoltaic | PV |  | S | X | X | 43 WILDW12.5 KV WPUL1SP | 43 WILDW12.5 KV WPUL1SP | 9 |  | 9 | 9 |  | N |  |  | OP | X | 12 | 2009 | 2009 |  |  | N | IPP Non-CHP | IPP | IPP | 2 | X | SUN | Renewable | 9 | 0 | 1 | 0
Operable | 57311 | Luminace Solar Federal, LLC |  | 58029 | Constellation New Energy Inc | NJ | Restructured | Burlington | PV1 | Solar Photovoltaic | PV |  | S | X | X |  |  | 3.9 |  | 3.9 | 3.9 |  | N |  |  | OP | X | 12 | 2011 | 2011 |  |  | N | IPP Non-CHP | IPP | IPP | 2 | X | SUN | Renewable | 3.9 | 0 | 1 | 0
Operable | 61032 | Luminace Solar Georgia 2, LLC |  | 61397 | Georgia Power at Jakin GA PV | GA | Vertical | Early | PV1 | Solar Photovoltaic | PV |  | S | X | X |  |  | 1.5 |  | 1.5 | 1.5 |  | N |  |  | OP | X | 12 | 2017 | 2017 |  |  | N | IPP Non-CHP | IPP | IPP | 2 | X | SUN | Renewable | 1.5 | 0 | 1 | 0
Operable | 61032 | Luminace Solar Georgia 2, LLC |  | 61459 | Georgia Power at Swainsboro | GA | Vertical | Emanuel | PV1 | Solar Photovoltaic | PV |  | S | X | X |  |  | 2.9 |  | 2.9 | 2.9 |  | N |  |  | OP | X | 11 | 2017 | 2017 |  |  | N | IPP Non-CHP | IPP | IPP | 2 | X | SUN | Renewable | 2.9 | 0 | 1 | 0
Operable | 59617 | Luminace Solar Georgia, LLC |  | 59843 | Georgia Power at Wadley GA | GA | Vertical | Jefferson | PV1 | Solar Photovoltaic | PV |  | S | X | X |  |  | 1 |  | 1 | 1 |  | N |  |  | OP | X | 12 | 2014 | 2014 |  |  | N | IPP Non-CHP | IPP | IPP | 2 | X | SUN | Renewable | 1 | 0 | 1 | 0
Operable | 58491 | Luminace Solar Holding, LLC |  | 58516 | Union HS at Casa Grande | AZ | Vertical | Pinal | PV1 | Solar Photovoltaic | PV |  | S | X | X |  |  | 1.6 |  | 1.6 | 1.6 |  | N |  |  | OP | X | 12 | 2012 | 2012 |  |  | N | IPP Non-CHP | IPP | IPP | 2 | X | SUN | Renewable | 1.6 | 0 | 1 | 0
Operable | 58491 | Luminace Solar Holding, LLC |  | 58517 | Vista Grande HS at Casa Grande | AZ | Vertical | Pinal | PV1 | Solar Photovoltaic | PV |  | S | X | X |  |  | 1.4 |  | 1.4 | 1.4 |  | N |  |  | OP | X | 12 | 2012 | 2012 |  |  | N | IPP Non-CHP | IPP | IPP | 2 | X | SUN | Renewable | 1.4 | 0 | 1 | 0
Operable | 58491 | Luminace Solar Holding, LLC |  | 58550 | Owens Corning at Bethlehem | NY | Restructured | Albany | PV1 | Solar Photovoltaic | PV |  | S | X | X |  |  | 2 |  | 2 | 2 |  | N |  |  | OP | X | 10 | 2013 | 2013 |  |  | N | IPP Non-CHP | IPP | IPP | 2 | X | SUN | Renewable | 2 | 0 | 1 | 0
Operable | 58491 | Luminace Solar Holding, LLC |  | 60036 | CCBC-Catonsville | MD | Restructured | Howard | PV1 | Solar Photovoltaic | PV |  | S | X | X |  |  | 1.6 |  | 1.6 | 1.6 |  | N |  |  | OP | X | 9 | 2015 | 2015 |  |  | N | IPP Non-CHP | IPP | IPP | 2 | X | SUN | Renewable | 1.6 | 0 | 1 | 0
Operable | 58491 | Luminace Solar Holding, LLC |  | 60038 | Owens Corning Headquarters | OH | Restructured | Lucas | PV1 | Solar Photovoltaic | PV |  | S | X | X |  |  | 2.1 |  | 2.1 | 2.1 |  | N |  |  | OP | X | 9 | 2015 | 2015 |  |  | N | IPP Non-CHP | IPP | IPP | 2 | X | SUN | Renewable | 2.1 | 0 | 1 | 0
Operable | 63511 | Luminace Solar Illinois 2, LLC |  | 63830 | Conagra Foods at St. Elmo | IL | Restructured | Fayette | CFS | Solar Photovoltaic | PV |  | S | X | X |  |  | 1.8 |  | 1.8 | 1.8 |  | N |  |  | OP | X | 1 | 2021 | 2021 |  |  | N | IPP Non-CHP | IPP | IPP | 2 | X | SUN | Renewable | 1.8 | 0 | 1 | 0
Operable | 63511 | Luminace Solar Illinois 2, LLC |  | 63967 | Charter Durabar at Woodstock | IL | Restructured | McHenry | CDB1 | Solar Photovoltaic | PV |  | S | X | X |  |  | 1 | 1 | 1 | 1 |  | N |  |  | OP | X | 1 | 2021 | 2021 |  |  | N | IPP Non-CHP | IPP | IPP | 2 | X | SUN | Renewable | 1 | 0 | 1 | 0
Operable | 63511 | Luminace Solar Illinois 2, LLC |  | 63967 | Charter Durabar at Woodstock | IL | Restructured | McHenry | CDB2 | Solar Photovoltaic | PV |  | S | X | X |  |  | 1 | 1 | 1 | 1 |  | N |  |  | OP | X | 1 | 2021 | 2021 |  |  | N | IPP Non-CHP | IPP | IPP | 2 | X | SUN | Renewable | 1 | 0 | 1 | 0
Operable | 63511 | Luminace Solar Illinois 2, LLC |  | 63968 | The GSI Group LLC at Assumption | IL | Restructured | Christian | GSI | Solar Photovoltaic | PV |  | S | X | X |  |  | 1.5 | 1 | 1.5 | 1.5 |  | N |  |  | OP | X | 1 | 2021 | 2021 |  |  | N | IPP Non-CHP | IPP | IPP | 2 | X | SUN | Renewable | 1.5 | 0 | 1 | 0
Operable | 63511 | Luminace Solar Illinois 2, LLC |  | 64628 | Slidematic at Rockford | IL | Restructured | Winnebago | SLIDE | Solar Photovoltaic | PV |  | S | X | X |  |  | 1.8 |  | 1.8 | 1.8 |  | N |  |  | OP | X | 3 | 2022 | 2022 |  |  | N | IPP Non-CHP | IPP | IPP | 2 | X | SUN | Renewable | 1.8 | 0 | 1 | 0
Operable | 63511 | Luminace Solar Illinois 2, LLC |  | 64629 | JM Huber at Quincy | IL | Restructured | Adams | JMH | Solar Photovoltaic | PV |  | S | X | X |  |  | 1.5 | 1 | 1.5 | 1.5 |  | N |  |  | OP | X | 12 | 2021 | 2021 |  |  | N | IPP Non-CHP | IPP | IPP | 2 | X | SUN | Renewable | 1.5 | 0 | 1 | 0
Operable | 58304 | Luminace Solar Maryland II, LLC |  | 58329 | UMMS at Pocomoke | MD | Restructured | Somerset | PV1 | Solar Photovoltaic | PV |  | S | X | X |  |  | 2.8 |  | 2.8 | 2.8 |  | N |  |  | OP | X | 2 | 2013 | 2013 |  |  | N | IPP Non-CHP | IPP | IPP | 2 | X | SUN | Renewable | 2.8 | 0 | 1 | 0
Operable | 58304 | Luminace Solar Maryland II, LLC |  | 59842 | CNE at Cambridge MD | MD | Restructured | Dorchester | PV1 | Solar Photovoltaic | PV |  | S | X | X |  |  | 3.2 |  | 3.2 | 3.2 |  | N |  |  | OP | X | 4 | 2015 | 2015 |  |  | N | IPP Non-CHP | IPP | IPP | 2 | X | SUN | Renewable | 3.2 | 0 | 1 | 0
Operable | 56975 | Luminace Solar Maryland, LLC |  | 57646 | McCormick & Co. Inc. at Belcamp | MD | Restructured | Harford | PV1 | Solar Photovoltaic | PV |  | S | X | X |  |  | 1.4 |  | 1.4 | 1.4 |  | N |  |  | OP | X | 12 | 2010 | 2010 |  |  | N | IPP Non-CHP | IPP | IPP | 2 | X | SUN | Renewable | 1.4 | 0 | 1 | 0
Operable | 56975 | Luminace Solar Maryland, LLC |  | 59841 | General Motors Corp at White Marsh MD | MD | Restructured | Baltimore | PV1 | Solar Photovoltaic | PV |  | S | X | X |  |  | 1 |  | 1 | 1 |  | N |  |  | OP | X | 5 | 2011 | 2011 |  |  | N | IPP Non-CHP | IPP | IPP | 2 | X | SUN | Renewable | 1 | 0 | 1 | 0
Operable | 57319 | Luminace Solar Massachusetts, LLC |  | 57942 | Town of Norfolk MA at Medway Branch | MA | Restructured | Norfolk | PV1 | Solar Photovoltaic | PV |  | S | X | X |  |  | 1.2 |  | 1.2 | 1.2 |  | N |  |  | OP | X | 6 | 2012 | 2012 |  |  | N | IPP Non-CHP | IPP | IPP | 2 | X | SUN | Renewable | 1.2 | 0 | 1 | 0
Operable | 57319 | Luminace Solar Massachusetts, LLC |  | 61367 | Smith & Wesson at Springfield MA PV | MA | Restructured | Hampden | PV1 | Solar Photovoltaic | PV |  | S | X | X |  |  | 1.9 |  | 1.4 | 1.4 |  | N |  |  | OP | X | 7 | 2017 | 2017 |  |  | N | IPP Non-CHP | IPP | IPP | 2 | X | SUN | Renewable | 1.9 | 0 | 1 | 0
Operable | 61419 | Luminace Solar MC, LLC |  | 60662 | Archdiocese of Baltimore J | MD | Restructured | Harford | PV1 | Solar Photovoltaic | PV |  | S | X | X |  |  | 2 |  | 2 | 2 |  | N |  |  | OP | X | 12 | 2015 | 2015 |  |  | N | IPP Non-CHP | IPP | IPP | 2 | X | SUN | Renewable | 2 | 0 | 1 | 0
Operable | 61419 | Luminace Solar MC, LLC |  | 60663 | Archdiocese of Baltimore L | MD | Restructured | Harford | PV1 | Solar Photovoltaic | PV |  | S | X | X |  |  | 2 |  | 2 | 2 |  | N |  |  | OP | X | 12 | 2015 | 2015 |  |  | N | IPP Non-CHP | IPP | IPP | 2 | X | SUN | Renewable | 2 | 0 | 1 | 0
Operable | 61419 | Luminace Solar MC, LLC |  | 60664 | Baltimore City B | MD | Restructured | Harford | PV1 | Solar Photovoltaic | PV |  | S | X | X |  |  | 2 |  | 2 | 2 |  | N |  |  | OP | X | 12 | 2015 | 2015 |  |  | N | IPP Non-CHP | IPP | IPP | 2 | X | SUN | Renewable | 2 | 0 | 1 | 0
Operable | 61419 | Luminace Solar MC, LLC |  | 60665 | Baltimore City D | MD | Restructured | Harford | PV1 | Solar Photovoltaic | PV |  | S | X | X |  |  | 2 |  | 2 | 2 |  | N |  |  | OP | X | 12 | 2015 | 2015 |  |  | N | IPP Non-CHP | IPP | IPP | 2 | X | SUN | Renewable | 2 | 0 | 1 | 0
Operable | 61419 | Luminace Solar MC, LLC |  | 60666 | Baltimore City F | MD | Restructured | Harford | PV1 | Solar Photovoltaic | PV |  | S | X | X |  |  | 2 |  | 2 | 2 |  | N |  |  | OP | X | 12 | 2015 | 2015 |  |  | N | IPP Non-CHP | IPP | IPP | 2 | X | SUN | Renewable | 2 | 0 | 1 | 0
Operable | 61419 | Luminace Solar MC, LLC |  | 60667 | Baltimore City G | MD | Restructured | Harford | PV1 | Solar Photovoltaic | PV |  | S | X | X |  |  | 2 |  | 2 | 2 |  | N |  |  | OP | X | 12 | 2015 | 2015 |  |  | N | IPP Non-CHP | IPP | IPP | 2 | X | SUN | Renewable | 2 | 0 | 1 | 0
Operable | 61419 | Luminace Solar MC, LLC |  | 60668 | City of Havre De Grace C | MD | Restructured | Harford | PV1 | Solar Photovoltaic | PV |  | S | X | X |  |  | 2 |  | 2 | 2 |  | N |  |  | OP | X | 12 | 2015 | 2015 |  |  | N | IPP Non-CHP | IPP | IPP | 2 | X | SUN | Renewable | 2 | 0 | 1 | 0
Operable | 61419 | Luminace Solar MC, LLC |  | 60669 | Sod Run WTP A | MD | Restructured | Harford | PV1 | Solar Photovoltaic | PV |  | S | X | X |  |  | 2 |  | 2 | 2 |  | N |  |  | OP | X | 12 | 2015 | 2015 |  |  | N | IPP Non-CHP | IPP | IPP | 2 | X | SUN | Renewable | 2 | 0 | 1 | 0
Operable | 61419 | Luminace Solar MC, LLC |  | 60708 | Havre de Grace II - E at Perryman | MD | Restructured | Harford | PV1 | Solar Photovoltaic | PV |  | S | X | X |  |  | 1.4 |  | 1.4 | 1.4 |  | N |  |  | OP | X | 5 | 2016 | 2016 |  |  | N | IPP Non-CHP | IPP | IPP | 2 | X | SUN | Renewable | 1.4 | 0 | 1 | 0
Operable | 61419 | Luminace Solar MC, LLC |  | 61794 | Gateway Solar | MD | Restructured | Worcester | GTWYN | Solar Photovoltaic | PV |  | S | X | X |  |  | 5 |  | 5 | 5 |  | N |  |  | OP | X | 3 | 2019 | 2019 |  |  | N | IPP Non-CHP | IPP | IPP | 2 | X | SUN | Renewable | 5 | 0 | 1 | 0
Operable | 61419 | Luminace Solar MC, LLC |  | 61794 | Gateway Solar | MD | Restructured | Worcester | GTWYS | Solar Photovoltaic | PV |  | S | X | X |  |  | 2.6 |  | 2.6 | 2.6 |  | N |  |  | OP | X | 5 | 2019 | 2019 |  |  | N | IPP Non-CHP | IPP | IPP | 2 | X | SUN | Renewable | 2.6 | 0 | 1 | 0
Operable | 61419 | Luminace Solar MC, LLC |  | 63392 | DEC Phase II at Georgetown | DE | Restructured | Sussex | DECII | Solar Photovoltaic | PV |  | S | X | X |  |  | 3 | 1 | 3 | 3 |  | N |  |  | OP | X | 12 | 2019 | 2019 |  |  | N | IPP Non-CHP | IPP | IPP | 2 | X | SUN | Renewable | 3 | 0 | 1 | 0
Operable | 57318 | Luminace Solar Net Metering, LLC |  | 57941 | Town of Uxbridge MA at Commerce Dr | MA | Restructured | Worcester | PV1 | Solar Photovoltaic | PV |  | S | X | X |  |  | 1.8 |  | 1.8 | 1.8 |  | N |  |  | OP | X | 6 | 2012 | 2012 |  |  | N | IPP Non-CHP | IPP | IPP | 2 | X | SUN | Renewable | 1.8 | 0 | 1 | 0
Operable | 56976 | Luminace Solar New Jersey II, LLC |  | 57647 | Toys R Us- DE, Inc. at Mt. Olive, NJ | NJ | Restructured | Morris | PV1 | Solar Photovoltaic | PV |  | S | X | X |  |  | 4.1 |  | 4.1 | 4.1 |  | N |  |  | OP | X | 12 | 2011 | 2011 |  |  | N | IPP Non-CHP | IPP | IPP | 2 | X | SUN | Renewable | 4.1 | 0 | 1 | 0
Operable | 56976 | Luminace Solar New Jersey II, LLC |  | 57723 | Johnson Matthey, Inc. Solar | NJ | Restructured | Gloucester | PV1 | Solar Photovoltaic | PV |  | S | X | X |  |  | 4 |  | 4 | 4 |  | N |  |  | OP | X | 3 | 2011 | 2011 |  |  | N | IPP Non-CHP | IPP | IPP | 2 | X | SUN | Renewable | 4 | 0 | 1 | 0
Operable | 57044 | Luminace Solar New Jersey, LLC |  | 56900 | Atlantic City Convention Center | NJ | Restructured | Atlantic | 1 | Solar Photovoltaic | PV |  | S | X | X |  |  | 0.5 |  | 0.5 | 0.3 |  | N |  |  | OP | X | 12 | 2008 | 2008 |  |  | N | Commercial Non-CHP | Customer Sited | Other | 4 | X | SUN | Renewable | 0.5 | 0 | 1 | 0
Operable | 57044 | Luminace Solar New Jersey, LLC |  | 56900 | Atlantic City Convention Center | NJ | Restructured | Atlantic | 2 | Solar Photovoltaic | PV |  | S | X | X |  |  | 0.5 |  | 0.5 | 0.3 |  | N |  |  | OP | X | 12 | 2008 | 2008 |  |  | N | Commercial Non-CHP | Customer Sited | Other | 4 | X | SUN | Renewable | 0.5 | 0 | 1 | 0
Operable | 57044 | Luminace Solar New Jersey, LLC |  | 56900 | Atlantic City Convention Center | NJ | Restructured | Atlantic | 3 | Solar Photovoltaic | PV |  | S | X | X |  |  | 0.5 |  | 0.5 | 0.3 |  | N |  |  | OP | X | 12 | 2008 | 2008 |  |  | N | Commercial Non-CHP | Customer Sited | Other | 4 | X | SUN | Renewable | 0.5 | 0 | 1 | 0
Operable | 57044 | Luminace Solar New Jersey, LLC |  | 56900 | Atlantic City Convention Center | NJ | Restructured | Atlantic | 4 | Solar Photovoltaic | PV |  | S | X | X |  |  | 0.5 |  | 0.5 | 0.3 |  | N |  |  | OP | X | 12 | 2008 | 2008 |  |  | N | Commercial Non-CHP | Customer Sited | Other | 4 | X | SUN | Renewable | 0.5 | 0 | 1 | 0
Operable | 57044 | Luminace Solar New Jersey, LLC |  | 57733 | Benjamin Moore & Co. Solar | NJ | Restructured | Morris | PV1 | Solar Photovoltaic | PV |  | S | X | X |  |  | 1.4 |  | 1.4 | 1.4 |  | N |  |  | OP | X | 12 | 2010 | 2010 |  |  | N | Commercial Non-CHP | Customer Sited | Other | 4 | X | SUN | Renewable | 1.4 | 0 | 1 | 0
Operable | 57044 | Luminace Solar New Jersey, LLC |  | 57745 | The City of Vineland at West Vineland | NJ | Restructured | Cumberland | PV1 | Solar Photovoltaic | PV |  | S | X | X |  |  | 3.7 |  | 3.7 | 3.7 |  | N |  |  | OP | X | 10 | 2011 | 2011 |  |  | N | IPP Non-CHP | IPP | IPP | 2 | X | SUN | Renewable | 3.7 | 0 | 1 | 0
Operable | 57044 | Luminace Solar New Jersey, LLC |  | 57746 | The City of Vineland at North Vineland | NJ | Restructured | Cumberland | PV1 | Solar Photovoltaic | PV |  | S | X | X |  |  | 2.3 |  | 2.3 | 2.3 |  | N |  |  | OP | X | 10 | 2011 | 2011 |  |  | N | IPP Non-CHP | IPP | IPP | 2 | X | SUN | Renewable | 2.3 | 0 | 1 | 0
Operable | 57044 | Luminace Solar New Jersey, LLC |  | 60378 | NHA at Mansfield NJ | NJ | Restructured | Warren | PV1 | Solar Photovoltaic | PV |  | S | X | X |  |  | 5 |  | 5 | 5 |  | N |  |  | OP | X | 7 | 2016 | 2016 |  |  | N | IPP Non-CHP | IPP | IPP | 2 | X | SUN | Renewable | 5 | 0 | 1 | 0
Operable | 62679 | Luminace Solar Rhode Island, LLC |  | 64299 | Roger Williams - Melville at Portsmouth | RI | Restructured | Newport | MEL | Solar Photovoltaic | PV |  | S | X | X |  |  | 3 | 1 | 3 | 3 |  | N |  |  | OP | X | 3 | 2021 | 2021 |  |  | N | IPP Non-CHP | IPP | IPP | 2 | X | SUN | Renewable | 3 | 0 | 1 | 0
Operable | 65785 | Luminace Sunbeam Development Holdings, LLC |  | 66834 | ME Novel Lighthouse - Front St. Solar CSG | ME | Restructured | Somerset | FRONT | Solar Photovoltaic | PV |  | S | X | X |  |  | 3.2 |  | 3.2 | 3.2 |  | N |  |  | OP | X | 5 | 2023 | 2023 |  |  | N | IPP Non-CHP | IPP | IPP | 2 | X | SUN | Renewable | 3.2 | 0 | 1 | 0
Operable | 65785 | Luminace Sunbeam Development Holdings, LLC |  | 66875 | Cenergy - Richards (CSG) | ME | Restructured | Somerset | RIC | Solar Photovoltaic | PV |  | S | X | X |  |  | 1 | 1 | 1 | 1 |  | N |  |  | OP | X | 10 | 2023 | 2023 |  |  | N | IPP Non-CHP | IPP | IPP | 2 | X | SUN | Renewable | 1 | 0 | 1 | 0
Operable | 65785 | Luminace Sunbeam Development Holdings, LLC |  | 66876 | Cenergy - Waterville (CSG) | ME | Restructured | Kennebec | WAT | Solar Photovoltaic | PV |  | S | X | X |  |  | 5 | 1 | 5 | 5 |  | N |  |  | OP | X | 7 | 2023 | 2023 |  |  | N | IPP Non-CHP | IPP | IPP | 2 | X | SUN | Renewable | 5 | 0 | 1 | 0
Operable | 65785 | Luminace Sunbeam Development Holdings, LLC |  | 66877 | Cenergy - Kiger | ME | Restructured | Somerset | KIG | Solar Photovoltaic | PV |  | S | X | X |  |  | 1 | 1 | 1 | 1 |  | N |  |  | OP | X | 12 | 2023 | 2023 |  |  | N | IPP Non-CHP | IPP | IPP | 2 | X | SUN | Renewable | 1 | 0 | 1 | 0
Operable | 65785 | Luminace Sunbeam Development Holdings, LLC |  | 66878 | Cenergy - Wiscasset (CSG) | ME | Restructured | Lincoln | WIS | Solar Photovoltaic | PV |  | S | X | X |  |  | 5 | 1 | 5 | 5 |  | N |  |  | OP | X | 7 | 2023 | 2023 |  |  | N | IPP Non-CHP | IPP | IPP | 2 | X | SUN | Renewable | 5 | 0 | 1 | 0
Operable | 59917 | Luminant Dick's Creek |  | 2831 | Dicks Creek | OH | Restructured | Butler | 1 | Natural Gas Fired Combustion Turbine | GT |  | S | X | X |  |  | 100 | 0.9 | 92 | 110 | 5 | N |  |  | OP | X | 9 | 1965 | Pre-2000 |  |  | N | IPP Non-CHP | IPP | IPP | 2 | X | NG | Non-Renewable | 0 | 100 | 0 | 1
Operable | 59917 | Luminant Dick's Creek |  | 2831 | Dicks Creek | OH | Restructured | Butler | 3 | Natural Gas Fired Combustion Turbine | GT |  | S | X | X |  |  | 16.5 | 0.85 | 14.2 | 19.5 | 3 | N |  |  | OP | X | 6 | 1969 | Pre-2000 |  |  | N | IPP Non-CHP | IPP | IPP | 2 | X | NG | Non-Renewable | 0 | 16.5 | 0 | 1
Operable | 59917 | Luminant Dick's Creek |  | 2831 | Dicks Creek | OH | Restructured | Butler | 4 | Natural Gas Fired Combustion Turbine | GT |  | S | X | X |  |  | 21.3 | 0.8 | 15 | 21.4 | 3 | N |  |  | OP | X | 10 | 1969 | Pre-2000 |  |  | N | IPP Non-CHP | IPP | IPP | 2 | X | NG | Non-Renewable | 0 | 21.3 | 0 | 1
Operable | 59917 | Luminant Dick's Creek |  | 2831 | Dicks Creek | OH | Restructured | Butler | 5 | Natural Gas Fired Combustion Turbine | GT |  | S | X | X |  |  | 21.3 | 0.8 | 15 | 21.4 | 3 | N |  |  | OP | X | 10 | 1969 | Pre-2000 |  |  | N | IPP Non-CHP | IPP | IPP | 2 | X | NG | Non-Renewable | 0 | 21.3 | 0 | 1
Operable | 55983 | Luminant Generation Company LLC |  | 3452 | Lake Hubbard | TX | Restructured | Dallas | 1 | Natural Gas Steam Turbine | ST |  | S | X | X |  |  | 396.5 | 0.9 | 392 | 392 | 56 | N |  |  | OP | X | 6 | 1970 | Pre-2000 |  |  | N | IPP Non-CHP | IPP | IPP | 2 | X | NG | Non-Renewable | 0 | 396.5 | 0 | 1 | DFO
Operable | 55983 | Luminant Generation Company LLC |  | 3452 | Lake Hubbard | TX | Restructured | Dallas | 2 | Natural Gas Steam Turbine | ST |  | S | X | X |  |  | 531 | 0.9 | 523 | 523 | 40 | N |  |  | OP | X | 11 | 1973 | Pre-2000 |  |  | N | IPP Non-CHP | IPP | IPP | 2 | X | NG | Non-Renewable | 0 | 531 | 0 | 1 | DFO
Operable | 55983 | Luminant Generation Company LLC |  | 3490 | Graham | TX | Restructured | Young | 1 | Natural Gas Steam Turbine | ST |  | S | X | X |  |  | 247.7 | 0.85 | 239 | 239 | 46 | N |  |  | OP | X | 12 | 1960 | Pre-2000 |  |  | N | IPP Non-CHP | IPP | IPP | 2 | X | NG | Non-Renewable | 0 | 247.7 | 0 | 1 | DFO
Operable | 55983 | Luminant Generation Company LLC |  | 3490 | Graham | TX | Restructured | Young | 2 | Natural Gas Steam Turbine | ST |  | S | X | X |  |  | 387 | 0.9 | 390 | 390 | 26 | N |  |  | OP | X | 6 | 1969 | Pre-2000 |  |  | N | IPP Non-CHP | IPP | IPP | 2 | X | NG | Non-Renewable | 0 | 387 | 0 | 1 | DFO
Operable | 55983 | Luminant Generation Company LLC |  | 3492 | Morgan Creek | TX | Restructured | Mitchell | CT1 | Petroleum Liquids | GT |  | S | X | X |  |  | 89.4 | 0.9 | 66 | 82 | 30 | N |  |  | OP | X | 7 | 1988 | Pre-2000 |  |  | N | IPP Non-CHP | IPP | IPP | 2 | X | DFO | Non-Renewable | 0 | 89.4 | 0 | 1 | NG
Operable | 55983 | Luminant Generation Company LLC |  | 3492 | Morgan Creek | TX | Restructured | Mitchell | CT2 | Petroleum Liquids | GT |  | S | X | X |  |  | 89.4 | 0.9 | 65 | 80 | 30 | N |  |  | OP | X | 7 | 1988 | Pre-2000 |  |  | N | IPP Non-CHP | IPP | IPP | 2 | X | DFO | Non-Renewable | 0 | 89.4 | 0 | 1 | NG
Operable | 55983 | Luminant Generation Company LLC |  | 3492 | Morgan Creek | TX | Restructured | Mitchell | CT3 | Petroleum Liquids | GT |  | S | X | X |  |  | 89.4 | 0.9 | 65 | 80 | 30 | N |  |  | OP | X | 8 | 1988 | Pre-2000 |  |  | N | IPP Non-CHP | IPP | IPP | 2 | X | DFO | Non-Renewable | 0 | 89.4 | 0 | 1 | NG
Operable | 55983 | Luminant Generation Company LLC |  | 3492 | Morgan Creek | TX | Restructured | Mitchell | CT4 | Petroleum Liquids | GT |  | S | X | X |  |  | 89.4 | 0.9 | 67 | 81 | 30 | N |  |  | OP | X | 7 | 1988 | Pre-2000 |  |  | N | IPP Non-CHP | IPP | IPP | 2 | X | DFO | Non-Renewable | 0 | 89.4 | 0 | 1 | NG
Operable | 55983 | Luminant Generation Company LLC |  | 3492 | Morgan Creek | TX | Restructured | Mitchell | CT5 | Petroleum Liquids | GT |  | S | X | X |  |  | 89.4 | 0.9 | 67 | 80 | 30 | N |  |  | OP | X | 7 | 1988 | Pre-2000 |  |  | N | IPP Non-CHP | IPP | IPP | 2 | X | DFO | Non-Renewable | 0 | 89.4 | 0 | 1 | NG
Operable | 55983 | Luminant Generation Company LLC |  | 3492 | Morgan Creek | TX | Restructured | Mitchell | CT6 | Petroleum Liquids | GT |  | S | X | X |  |  | 89.4 | 0.9 | 67 | 82 | 30 | N |  |  | OP | X | 7 | 1988 | Pre-2000 |  |  | N | IPP Non-CHP | IPP | IPP | 2 | X | DFO | Non-Renewable | 0 | 89.4 | 0 | 1 | NG
Operable | 55983 | Luminant Generation Company LLC |  | 3494 | Permian Basin | TX | Restructured | Ward | CT1 | Natural Gas Fired Combustion Turbine | GT |  | S | X | X |  |  | 89.4 | 0.9 | 63 | 79 | 41 | N |  |  | OP | X | 5 | 1988 | Pre-2000 |  |  | N | IPP Non-CHP | IPP | IPP | 2 | X | NG | Non-Renewable | 0 | 89.4 | 0 | 1 | DFO
Operable | 55983 | Luminant Generation Company LLC |  | 3494 | Permian Basin | TX | Restructured | Ward | CT2 | Natural Gas Fired Combustion Turbine | GT |  | S | X | X |  |  | 89.4 | 0.9 | 64 | 76 | 41 | N |  |  | OP | X | 5 | 1988 | Pre-2000 |  |  | N | IPP Non-CHP | IPP | IPP | 2 | X | NG | Non-Renewable | 0 | 89.4 | 0 | 1 | DFO
Operable | 55983 | Luminant Generation Company LLC |  | 3494 | Permian Basin | TX | Restructured | Ward | CT3 | Natural Gas Fired Combustion Turbine | GT |  | S | X | X |  |  | 89.4 | 0.9 | 64 | 78 | 41 | N |  |  | OP | X | 5 | 1988 | Pre-2000 |  |  | N | IPP Non-CHP | IPP | IPP | 2 | X | NG | Non-Renewable | 0 | 89.4 | 0 | 1 | DFO
Operable | 55983 | Luminant Generation Company LLC |  | 3494 | Permian Basin | TX | Restructured | Ward | CT4 | Natural Gas Fired Combustion Turbine | GT |  | S | X | X |  |  | 89.4 | 0.9 | 64 | 75 | 41 | N |  |  | OP | X | 2 | 1990 | Pre-2000 |  |  | N | IPP Non-CHP | IPP | IPP | 2 | X | NG | Non-Renewable | 0 | 89.4 | 0 | 1 | DFO
Operable | 55983 | Luminant Generation Company LLC |  | 3494 | Permian Basin | TX | Restructured | Ward | CT5 | Natural Gas Fired Combustion Turbine | GT |  | S | X | X |  |  | 89.4 | 0.9 | 65 | 79 | 41 | N |  |  | OP | X | 2 | 1990 | Pre-2000 |  |  | N | IPP Non-CHP | IPP | IPP | 2 | X | NG | Non-Renewable | 0 | 89.4 | 0 | 1 | DFO
Operable | 55983 | Luminant Generation Company LLC |  | 3504 | Stryker Creek | TX | Restructured | Cherokee | D1 | Petroleum Liquids | IC |  | S | X | X |  |  | 2 | 0.8 | 2 | 2 | 2 | N |  |  | OP | X | 7 | 1966 | Pre-2000 |  |  | N | IPP Non-CHP | IPP | IPP | 2 | X | DFO | Non-Renewable | 0 | 2 | 0 | 1
Operable | 55983 | Luminant Generation Company LLC |  | 3504 | Stryker Creek | TX | Restructured | Cherokee | D2 | Petroleum Liquids | IC |  | S | X | X |  |  | 2 | 0.8 | 2 | 2 | 2 | N |  |  | OP | X | 7 | 1966 | Pre-2000 |  |  | N | IPP Non-CHP | IPP | IPP | 2 | X | DFO | Non-Renewable | 0 | 2 | 0 | 1
Operable | 55983 | Luminant Generation Company LLC |  | 3504 | Stryker Creek | TX | Restructured | Cherokee | D3 | Petroleum Liquids | IC |  | S | X | X |  |  | 2 | 0.8 | 2 | 2 | 2 | N |  |  | OP | X | 7 | 1966 | Pre-2000 |  |  | N | IPP Non-CHP | IPP | IPP | 2 | X | DFO | Non-Renewable | 0 | 2 | 0 | 1
Operable | 55983 | Luminant Generation Company LLC |  | 3504 | Stryker Creek | TX | Restructured | Cherokee | D4 | Petroleum Liquids | IC |  | S | X | X |  |  | 2 | 0.8 | 2 | 2 | 2 | N |  |  | OP | X | 7 | 1966 | Pre-2000 |  |  | N | IPP Non-CHP | IPP | IPP | 2 | X | DFO | Non-Renewable | 0 | 2 | 0 | 1
Operable | 55983 | Luminant Generation Company LLC |  | 3504 | Stryker Creek | TX | Restructured | Cherokee | D5 | Petroleum Liquids | IC |  | S | X | X |  |  | 2 | 0.8 | 2 | 2 | 2 | N |  |  | OP | X | 7 | 1966 | Pre-2000 |  |  | N | IPP Non-CHP | IPP | IPP | 2 | X | DFO | Non-Renewable | 0 | 2 | 0 | 1
Operable | 55983 | Luminant Generation Company LLC |  | 3504 | Stryker Creek | TX | Restructured | Cherokee | ST1 | Natural Gas Steam Turbine | ST |  | S | X | X |  |  | 176.8 | 0.8 | 167 | 167 | 20 | N |  |  | OP | X | 6 | 1958 | Pre-2000 |  |  | N | IPP Non-CHP | IPP | IPP | 2 | X | NG | Non-Renewable | 0 | 176.8 | 0 | 1 | DFO
Operable | 55983 | Luminant Generation Company LLC |  | 3504 | Stryker Creek | TX | Restructured | Cherokee | ST2 | Natural Gas Steam Turbine | ST |  | S | X | X |  |  | 526.6 | 0.9 | 502 | 502 | 35 | N |  |  | OP | X | 12 | 1965 | Pre-2000 |  |  | N | IPP Non-CHP | IPP | IPP | 2 | X | NG | Non-Renewable | 0 | 526.6 | 0 | 1 | DFO
Operable | 55983 | Luminant Generation Company LLC |  | 3507 | Trinidad (TX) | TX | Restructured | Henderson | 6 | Natural Gas Steam Turbine | ST |  | S | X | X |  |  | 239.3 | 0.85 | 235 | 235 | 50 | N |  |  | OP | X | 5 | 1965 | Pre-2000 |  |  | N | IPP Non-CHP | IPP | IPP | 2 | X | NG | Non-Renewable | 0 | 239.3 | 0 | 1
Operable | 55983 | Luminant Generation Company LLC |  | 3507 | Trinidad (TX) | TX | Restructured | Henderson | D1 | Petroleum Liquids | IC |  | S | X | X |  |  | 2 | 0.8 | 2 | 2 | 2 | N |  |  | OP | X | 8 | 1966 | Pre-2000 |  |  | N | IPP Non-CHP | IPP | IPP | 2 | X | DFO | Non-Renewable | 0 | 2 | 0 | 1
Operable | 55983 | Luminant Generation Company LLC |  | 3507 | Trinidad (TX) | TX | Restructured | Henderson | D2 | Petroleum Liquids | IC |  | S | X | X |  |  | 2 | 0.8 | 2 | 2 | 2 | N |  |  | OP | X | 8 | 1966 | Pre-2000 |  |  | N | IPP Non-CHP | IPP | IPP | 2 | X | DFO | Non-Renewable | 0 | 2 | 0 | 1
Operable | 55983 | Luminant Generation Company LLC |  | 6145 | Comanche Peak | TX | Restructured | Somervell | 1 | Nuclear | ST |  | W | X | X |  |  | 1215 | 0.9 | 1205 | 1235 | 1112 | N |  |  | OP | X | 8 | 1990 | Pre-2000 |  |  | N | IPP Non-CHP | IPP | IPP | 2 | X | NUC | Other | 0 | 0 | 0 | 0
Operable | 55983 | Luminant Generation Company LLC |  | 6145 | Comanche Peak | TX | Restructured | Somervell | 2 | Nuclear | ST |  | W | X | X |  |  | 1215 | 0.9 | 1195 | 1225 | 1103 | N |  |  | OP | X | 4 | 1993 | Pre-2000 |  |  | N | IPP Non-CHP | IPP | IPP | 2 | X | NUC | Other | 0 | 0 | 0 | 0
Operable | 55983 | Luminant Generation Company LLC |  | 6146 | Martin Lake | TX | Restructured | Rusk | 1 | Conventional Steam Coal | ST |  | S | X | X |  |  | 793.2 | 0.95 | 800 | 815 | 220 | N |  |  | OP | X | 5 | 1977 | Pre-2000 |  |  | N | IPP Non-CHP | IPP | IPP | 2 | X | SUB | Non-Renewable | 0 | 793.2 | 0 | 1 | DFO | LIG | RC
Operable | 55983 | Luminant Generation Company LLC |  | 6146 | Martin Lake | TX | Restructured | Rusk | 2 | Conventional Steam Coal | ST |  | S | X | X |  |  | 793.2 | 0.95 | 805 | 820 | 220 | N |  |  | OP | X | 5 | 1978 | Pre-2000 |  |  | N | IPP Non-CHP | IPP | IPP | 2 | X | SUB | Non-Renewable | 0 | 793.2 | 0 | 1 | DFO | LIG | RC
Operable | 55983 | Luminant Generation Company LLC |  | 6146 | Martin Lake | TX | Restructured | Rusk | 3 | Conventional Steam Coal | ST |  | S | X | X |  |  | 793.2 | 0.95 | 805 | 820 | 230 | N |  |  | OP | X | 4 | 1979 | Pre-2000 |  |  | N | IPP Non-CHP | IPP | IPP | 2 | X | SUB | Non-Renewable | 0 | 793.2 | 0 | 1 | DFO | LIG | RC
Operable | 55983 | Luminant Generation Company LLC |  | 6180 | Oak Grove (TX) | TX | Restructured | Robertson | OG1 | Conventional Steam Coal | ST |  | S | X | X |  |  | 916.8 | 0.96 | 855 | 855 | 348 | N |  |  | OP | X | 4 | 2010 | 2010 |  |  | N | IPP Non-CHP | IPP | IPP | 2 | X | LIG | Non-Renewable | 0 | 916.8 | 0 | 1
Operable | 55983 | Luminant Generation Company LLC |  | 6180 | Oak Grove (TX) | TX | Restructured | Robertson | OG2 | Conventional Steam Coal | ST |  | S | X | X |  |  | 878.6 | 0.92 | 855 | 855 | 455 | N |  |  | OP | X | 4 | 2011 | 2011 |  |  | N | IPP Non-CHP | IPP | IPP | 2 | X | LIG | Non-Renewable | 0 | 878.6 | 0 | 1
Operable | 55983 | Luminant Generation Company LLC |  | 8063 | DeCordova Steam Electric Station | TX | Restructured | Hood | BESS | Batteries | BA |  | S | X | X |  |  | 269.1 |  | 260 | 260 |  | N |  |  | OP | X | 7 | 2022 | 2022 |  |  | N | IPP Non-CHP | IPP | IPP | 2 | X | MWH | Other | 0 | 0 | 0 | 0
Operable | 55983 | Luminant Generation Company LLC |  | 8063 | DeCordova Steam Electric Station | TX | Restructured | Hood | CT1 | Natural Gas Fired Combustion Turbine | GT |  | W | X | X |  |  | 89.4 | 0.9 | 69 | 88 | 60 | N |  |  | OP | X | 3 | 1990 | Pre-2000 |  |  | N | IPP Non-CHP | IPP | IPP | 2 | X | NG | Non-Renewable | 0 | 89.4 | 0 | 1 | DFO
Operable | 55983 | Luminant Generation Company LLC |  | 8063 | DeCordova Steam Electric Station | TX | Restructured | Hood | CT2 | Natural Gas Fired Combustion Turbine | GT |  | W | X | X |  |  | 89.4 | 0.9 | 68 | 87 | 60 | N |  |  | OP | X | 3 | 1990 | Pre-2000 |  |  | N | IPP Non-CHP | IPP | IPP | 2 | X | NG | Non-Renewable | 0 | 89.4 | 0 | 1 | DFO
Operable | 55983 | Luminant Generation Company LLC |  | 8063 | DeCordova Steam Electric Station | TX | Restructured | Hood | CT3 | Natural Gas Fired Combustion Turbine | GT |  | W | X | X |  |  | 89.4 | 0.9 | 68 | 86 | 60 | N |  |  | OP | X | 3 | 1990 | Pre-2000 |  |  | N | IPP Non-CHP | IPP | IPP | 2 | X | NG | Non-Renewable | 0 | 89.4 | 0 | 1 | DFO
Operable | 55983 | Luminant Generation Company LLC |  | 8063 | DeCordova Steam Electric Station | TX | Restructured | Hood | CT4 | Natural Gas Fired Combustion Turbine | GT |  | W | X | X |  |  | 89.4 | 0.9 | 69 | 86 | 60 | N |  |  | OP | X | 3 | 1990 | Pre-2000 |  |  | N | IPP Non-CHP | IPP | IPP | 2 | X | NG | Non-Renewable | 0 | 89.4 | 0 | 1 | DFO
Operable | 55983 | Luminant Generation Company LLC |  | 10633 | Hopewell Cogeneration | VA | Vertical | Prince George | GT1 | Natural Gas Fired Combined Cycle | CT | CC1 | S | X | N | PJM | PJM | 101 | 1 | 94.1 | 101 | 55 | N |  |  | OP | X | 1 | 1990 | Pre-2000 |  |  | Y | IPP CHP | IPP | IPP | 3 | T | NG | Non-Renewable | 0 | 101 | 0 | 1 | DFO
Operable | 55983 | Luminant Generation Company LLC |  | 10633 | Hopewell Cogeneration | VA | Vertical | Prince George | GT2 | Natural Gas Fired Combined Cycle | CT | CC1 | S | X | N | PJM | PJM | 101 | 1 | 94.1 | 101 | 55 | N |  |  | OP | X | 2 | 1990 | Pre-2000 |  |  | Y | IPP CHP | IPP | IPP | 3 | T | NG | Non-Renewable | 0 | 101 | 0 | 1 | DFO
Operable | 55983 | Luminant Generation Company LLC |  | 10633 | Hopewell Cogeneration | VA | Vertical | Prince George | GT3 | Natural Gas Fired Combined Cycle | CT | CC1 | S | X | N | PJM | PJM | 101 | 1 | 94.1 | 101 | 55 | N |  |  | OP | X | 3 | 1990 | Pre-2000 |  |  | Y | IPP CHP | IPP | IPP | 3 | T | NG | Non-Renewable | 0 | 101 | 0 | 1 | DFO
Operable | 55983 | Luminant Generation Company LLC |  | 10633 | Hopewell Cogeneration | VA | Vertical | Prince George | ST1 | Natural Gas Fired Combined Cycle | CA | CC1 | S | N | X |  |  | 96 | 1 | 96 | 96 | 55 | N |  |  | OP | X | 3 | 1990 | Pre-2000 |  |  | Y | IPP CHP | IPP | IPP | 3 | T | NG | Non-Renewable | 0 | 96 | 0 | 1
Operable | 55983 | Luminant Generation Company LLC |  | 63223 | Brightside | TX | Restructured | Bee | UNIT1 | Solar Photovoltaic | PV |  | S | X | X |  |  | 50.7 | 0.9 | 50.7 | 50.7 | 0 | N |  |  | OP | X | 5 | 2022 | 2022 |  |  | N | IPP Non-CHP | IPP | IPP | 2 | X | SUN | Renewable | 50.7 | 0 | 1 | 0
Operable | 55983 | Luminant Generation Company LLC |  | 63233 | Emerald Grove | TX | Restructured | Pecos | UNIT1 | Solar Photovoltaic | PV |  | S | X | X |  |  | 108 | 0.9 | 108 | 108 |  | N |  |  | OP | X | 3 | 2023 | 2023 |  |  | N | IPP Non-CHP | IPP | IPP | 2 | X | SUN | Renewable | 108 | 0 | 1 | 0
Operable | 59919 | Luminant Miami Fort |  | 2832 | Miami Fort | OH | Restructured | Hamilton | 7 | Conventional Steam Coal | ST |  | S | X | X |  |  | 557.1 | 0.85 | 510 | 510 | 200 | N |  |  | OP | X | 5 | 1975 | Pre-2000 | 12 | 2027 | N | IPP Non-CHP | IPP | IPP | 2 | X | BIT | Non-Renewable | 0 | 557.1 | 0 | 1
Operable | 59919 | Luminant Miami Fort |  | 2832 | Miami Fort | OH | Restructured | Hamilton | 8 | Conventional Steam Coal | ST |  | S | X | X |  |  | 557.7 | 0.85 | 510 | 510 | 200 | N |  |  | OP | X | 2 | 1978 | Pre-2000 | 12 | 2027 | N | IPP Non-CHP | IPP | IPP | 2 | X | BIT | Non-Renewable | 0 | 557.7 | 0 | 1
Operable | 59919 | Luminant Miami Fort |  | 2832 | Miami Fort | OH | Restructured | Hamilton | GT3 | Petroleum Liquids | GT |  | S | X | X |  |  | 16.5 | 0.85 | 14 | 20 | 3 | N |  |  | OP | X | 7 | 1971 | Pre-2000 |  |  | N | IPP Non-CHP | IPP | IPP | 2 | X | DFO | Non-Renewable | 0 | 16.5 | 0 | 1
Operable | 59919 | Luminant Miami Fort |  | 2832 | Miami Fort | OH | Restructured | Hamilton | GT4 | Petroleum Liquids | GT |  | S | X | X |  |  | 16.5 | 0.85 | 14 | 20 | 3 | N |  |  | OP | X | 8 | 1971 | Pre-2000 |  |  | N | IPP Non-CHP | IPP | IPP | 2 | X | DFO | Non-Renewable | 0 | 16.5 | 0 | 1
Operable | 59919 | Luminant Miami Fort |  | 2832 | Miami Fort | OH | Restructured | Hamilton | GT5 | Petroleum Liquids | GT |  | S | X | X |  |  | 16.5 | 0.85 | 14 | 20 | 3 | N |  |  | OP | X | 9 | 1971 | Pre-2000 |  |  | N | IPP Non-CHP | IPP | IPP | 2 | X | DFO | Non-Renewable | 0 | 16.5 | 0 | 1
Operable | 59919 | Luminant Miami Fort |  | 2832 | Miami Fort | OH | Restructured | Hamilton | GT6 | Petroleum Liquids | GT |  | S | X | X |  |  | 16.5 | 0.85 | 14 | 20 | 3 | N |  |  | OP | X | 10 | 1971 | Pre-2000 |  |  | N | IPP Non-CHP | IPP | IPP | 2 | X | DFO | Non-Renewable | 0 | 16.5 | 0 | 1
Operable | 58389 | Luther College Wind Energy Project LLC |  | 58407 | Luther College Wind Project | IA | Vertical | Winneshiek | WTG01 | Onshore Wind Turbine | WT |  | S | X | X |  |  | 1.6 |  | 1.6 | 1.6 | 1 | N |  |  | OP | X | 10 | 2011 | 2011 |  |  | N | IPP Non-CHP | IPP | IPP | 2 | X | WND | Renewable | 1.6 | 0 | 1 | 0
Operable | 64677 | Lyons Road Solar, LLC |  | 65347 | Lyons Road | MI | Vertical | Shiawassee | LYON1 | Solar Photovoltaic | PV |  | S | X | X |  |  | 20 |  | 20 | 20 |  | N |  |  | OP | X | 1 | 2022 | 2022 |  |  | N | IPP Non-CHP | IPP | IPP | 2 | X | SUN | Renewable | 20 | 0 | 1 | 0
Operable | 65196 | Lyons Solar, LLC |  | 66019 | Lyons Solar | PA | Restructured | Berks | PA01 | Solar Photovoltaic | PV |  | S | X | X |  |  | 20 |  | 20 | 20 |  | N |  |  | OP | X | 12 | 2023 | 2023 |  |  | N | IPP Non-CHP | IPP | IPP | 2 | X | SUN | Renewable | 20 | 0 | 1 | 0
Operable | 60830 | Lyra Community Solar |  | 61182 | Lyra Community Solar | MN | Vertical | Le Sueur | RLCS1 | Solar Photovoltaic | PV |  | S | X | X |  |  | 1 |  | 0.9 | 0.9 |  | N |  |  | OP | X | 2 | 2018 | 2018 |  |  | N | IPP Non-CHP | IPP | IPP | 2 | X | SUN | Renewable | 1 | 0 | 1 | 0
Operable | 60830 | Lyra Community Solar |  | 61182 | Lyra Community Solar | MN | Vertical | Le Sueur | RLCS2 | Solar Photovoltaic | PV |  | S | X | X |  |  | 1 |  | 0.9 | 0.9 |  | N |  |  | OP | X | 2 | 2018 | 2018 |  |  | N | IPP Non-CHP | IPP | IPP | 2 | X | SUN | Renewable | 1 | 0 | 1 | 0
Operable | 60830 | Lyra Community Solar |  | 61182 | Lyra Community Solar | MN | Vertical | Le Sueur | RLCS3 | Solar Photovoltaic | PV |  | S | X | X |  |  | 1 |  | 0.9 | 0.9 |  | N |  |  | OP | X | 2 | 2018 | 2018 |  |  | N | IPP Non-CHP | IPP | IPP | 2 | X | SUN | Renewable | 1 | 0 | 1 | 0
Operable | 11415 | M.A. Patout & Son Limited, LLC |  | 51008 | Enterprise Sugar Factory | LA | Vertical | Iberia | 1000 | Other Waste Biomass | ST |  | S | X | X |  |  | 1 | 0.8 | 1 | 1 | 0 | N |  |  | OP | X | 10 | 1981 | Pre-2000 |  |  | Y | Industrial CHP | Customer Sited | Other | 7 | T | AB | Renewable | 1 | 0 | 1 | 0 | NG
Operable | 11415 | M.A. Patout & Son Limited, LLC |  | 51008 | Enterprise Sugar Factory | LA | Vertical | Iberia | 2000 | Other Waste Biomass | ST |  | S | X | X |  |  | 2 | 0.8 | 2 | 2 | 0 | N |  |  | SB | N | 10 | 1981 | Pre-2000 |  |  | Y | Industrial CHP | Customer Sited | Other | 7 | T | AB | Renewable | 2 | 0 | 1 | 0 | NG
Operable | 11390 | M&M Mars Inc |  | 54855 | Mars Snackfood US | IL | Restructured | Cook | 1 | Natural Gas Fired Combustion Turbine | GT |  | S | X | X |  |  | 3.5 | 0.98 | 3 | 3.8 | 1 | N |  |  | OA | X | 5 | 1987 | Pre-2000 |  |  | Y | Industrial CHP | Customer Sited | Other | 7 | T | NG | Non-Renewable | 0 | 3.5 | 0 | 1
Operable | 64625 | MA CS Uxbridge, LLC |  | 65362 | MA CS Uxbridge Community Solar | MA | Restructured | Worcester | UXBRD | Solar Photovoltaic | PV |  | S | X | X |  |  | 4 |  | 4 | 4 |  | N |  |  | OP | X | 2 | 2023 | 2023 |  |  | N | IPP Non-CHP | IPP | IPP | 2 | X | SUN | Renewable | 4 | 0 | 1 | 0
Operable | 64072 | MA CS Ware West, LLC |  | 64435 | Town of Ware - Canadian Tree(CSG) | MA | Restructured | Hampshire | TOW | Solar Photovoltaic | PV |  | S | X | X |  |  | 1.4 |  | 1.4 | 1.4 |  | N |  |  | OP | X | 12 | 2021 | 2021 |  |  | N | IPP Non-CHP | IPP | IPP | 2 | X | SUN | Renewable | 1.4 | 0 | 1 | 0
Operable | 59213 | Maas Energy Works |  | 64687 | Van der Hoek Solar Array/ Dairy | CA | Vertical | Fresno | VDH | Solar Photovoltaic | PV |  | W | X | X |  |  | 2.4 |  | 3 | 3 |  | N |  |  | OP | X | 8 | 2017 | 2017 |  |  | N | Industrial Non-CHP | Customer Sited | Other | 6 | X | SUN | Renewable | 2.4 | 0 | 1 | 0
Operable | 59213 | Maas Energy Works |  | 65168 | Five H Farms Solar Array | CA | Vertical | Merced | FHF | Solar Photovoltaic | PV |  | S | X | X |  |  | 1 | 0.86 | 1.1 | 1.1 |  | N |  |  | OP | X | 4 | 2021 | 2021 |  |  | N | IPP Non-CHP | IPP | IPP | 2 | X | SUN | Renewable | 1 | 0 | 1 | 0
Operable | 59213 | Maas Energy Works |  | 65169 | Van der Kooi Dairy Solar Array | CA | Vertical | Fresno | VDK | Solar Photovoltaic | PV |  | S | X | X |  |  | 1 | 0.86 | 1.5 | 1.5 |  | N |  |  | OP | X | 4 | 2021 | 2021 |  |  | N | Industrial Non-CHP | Customer Sited | Other | 6 | X | SUN | Renewable | 1 | 0 | 1 | 0
Operable | 64676 | Macbeth Solar, LLC |  | 65346 | Macbeth Solar | MI | Vertical | Muskegon | MCB20 | Solar Photovoltaic | PV |  | S | X | X |  |  | 20 |  | 20 | 20 | 0 | N |  |  | OP | X | 5 | 2022 | 2022 |  |  | N | IPP Non-CHP | IPP | IPP | 2 | X | SUN | Renewable | 20 | 0 | 1 | 0
Operable | 56998 | Macys Corporate Services, Inc |  | 57673 | Macys Goodyear | AZ | Vertical | Maricopa | 1 | Solar Photovoltaic | PV |  | S | X | X |  |  | 3.1 |  | 3.1 | 3.1 |  | N |  |  | OP | X | 12 | 2010 | 2010 |  |  | N | Commercial Non-CHP | Customer Sited | Other | 4 | X | SUN | Renewable | 3.1 | 0 | 1 | 0
Operable | 64240 | Madera DP 2, LLC |  | 64622 | Diamond H Dairy Power | CA | Vertical | Madera | GEN1 | Other Waste Biomass | IC |  | S | X | X |  |  | 1 | 0.98 | 1 | 1 | 0.5 | N |  |  | OP | X | 10 | 2021 | 2021 |  |  | N | IPP Non-CHP | IPP | IPP | 2 | X | OBG | Renewable | 1 | 0 | 1 | 0
Operable | 64240 | Madera DP 2, LLC |  | 64622 | Diamond H Dairy Power | CA | Vertical | Madera | GEN2 | Other Waste Biomass | IC |  | S | X | X |  |  | 1 | 0.98 | 1 | 1 | 0.5 | N |  |  | OP | X | 10 | 2021 | 2021 |  |  | N | IPP Non-CHP | IPP | IPP | 2 | X | OBG | Renewable | 1 | 0 | 1 | 0
Operable | 26287 | Madera-Chowchilla Power Auth |  | 50322 | Site 980 65 | CA | Vertical | Madera | GEN1 | Conventional Hydroelectric | HY |  | S | X | X |  |  | 2.1 | 0.9 | 2.1 | 2.1 | 0.5 | N |  |  | OP | X | 2 | 1985 | Pre-2000 |  |  | N | IPP Non-CHP | IPP | IPP | 2 | X | WAT | Renewable | 2.1 | 0 | 1 | 0
Operable | 63451 | Madero Grid, LLC |  | 63757 | Madero Grid | TX | Restructured | Hidalgo | MAD01 | Batteries | BA |  | S | X | X | MADERO_RN | MADERO_RN | 100 | 0.95 | 100 | 100 | 0 | N |  |  | OP | X | 3 | 2023 | 2023 | 6 | 2042 | N | IPP Non-CHP | IPP | IPP | 2 | X | MWH | Other | 0 | 0 | 0 | 0
Operable | 62915 | Madison Energy Holdings LLC |  | 60190 | HMW Minster PV I | OH | Restructured | Auglaize | MIN01 | Solar Photovoltaic | PV |  | S | X | X |  |  | 3 |  | 3 | 3 |  | N |  |  | OP | X | 12 | 2015 | 2015 |  |  | N | IPP Non-CHP | IPP | IPP | 2 | X | SUN | Renewable | 3 | 0 | 1 | 0
Operable | 62915 | Madison Energy Holdings LLC |  | 63116 | Dakota Community Solar One LLC CSG | MN | Vertical | Dakota | 52838 | Solar Photovoltaic | PV |  | S | X | X |  |  | 1 | 0.98 | 1 | 1 |  | N |  |  | OP | X | 12 | 2019 | 2019 |  |  | N | IPP Non-CHP | IPP | IPP | 2 | X | SUN | Renewable | 1 | 0 | 1 | 0
Operable | 62915 | Madison Energy Holdings LLC |  | 63117 | Douglas Todd Community Solar One LLC CSG | MN | Vertical | Douglas | 52834 | Solar Photovoltaic | PV |  | S | X | X |  |  | 1 | 0.98 | 1 | 1 |  | N |  |  | OP | X | 12 | 2019 | 2019 |  |  | N | IPP Non-CHP | IPP | IPP | 2 | X | SUN | Renewable | 1 | 0 | 1 | 0
Operable | 62915 | Madison Energy Holdings LLC |  | 63118 | Meeker Community Solar One LLC CSG | MN | Vertical | Meeker | 52824 | Solar Photovoltaic | PV |  | S | X | X |  |  | 1 | 0.98 | 1 | 1 |  | N |  |  | OP | X | 12 | 2019 | 2019 |  |  | N | IPP Non-CHP | IPP | IPP | 2 | X | SUN | Renewable | 1 | 0 | 1 | 0
Operable | 62915 | Madison Energy Holdings LLC |  | 63119 | McLeod Community Solar One LLC CSG | MN | Vertical | McLeod | 52832 | Solar Photovoltaic | PV |  | S | X | X |  |  | 1 | 0.98 | 1 | 1 |  | N |  |  | OP | X | 12 | 2019 | 2019 |  |  | N | IPP Non-CHP | IPP | IPP | 2 | X | SUN | Renewable | 1 | 0 | 1 | 0
Operable | 62915 | Madison Energy Holdings LLC |  | 63120 | Nicollet Community Solar One LLC | MN | Vertical | Nicollet | 52828 | Solar Photovoltaic | PV |  | S | X | X |  |  | 1 | 0.98 | 1 | 1 |  | N |  |  | OP | X | 7 | 2020 | 2020 |  |  | N | IPP Non-CHP | IPP | IPP | 2 | X | SUN | Renewable | 1 | 0 | 1 | 0
Operable | 62915 | Madison Energy Holdings LLC |  | 63121 | Stearns Community Solar One LLC CSG | MN | Vertical | Stearns | 52825 | Solar Photovoltaic | PV |  | S | X | X |  |  | 1 | 0.98 | 1 | 1 |  | N |  |  | OP | X | 12 | 2019 | 2019 |  |  | N | IPP Non-CHP | IPP | IPP | 2 | X | SUN | Renewable | 1 | 0 | 1 | 0
Operable | 62915 | Madison Energy Holdings LLC |  | 63122 | Sherburne Community Solar One LLC CSG | MN | Vertical | Sherburne | 52814 | Solar Photovoltaic | PV |  | S | X | X |  |  | 1 | 0.98 | 1 | 1 |  | N |  |  | OP | X | 12 | 2019 | 2019 |  |  | N | IPP Non-CHP | IPP | IPP | 2 | X | SUN | Renewable | 1 | 0 | 1 | 0
Operable | 62915 | Madison Energy Holdings LLC |  | 63380 | Goodhue Community Solar One LLC CSG | MN | Vertical | Goodhue | 52829 | Solar Photovoltaic | PV |  | S | X | X |  |  | 1 | 0.98 | 1 | 1 |  | N |  |  | OP | X | 2 | 2020 | 2020 |  |  | N | IPP Non-CHP | IPP | IPP | 2 | X | SUN | Renewable | 1 | 0 | 1 | 0
Operable | 62915 | Madison Energy Holdings LLC |  | 63417 | Goodhue Community Solar Three LLC CSG | MN | Vertical | Goodhue | 52831 | Solar Photovoltaic | PV |  | S | X | X |  |  | 1 | 0.98 | 1 | 1 |  | N |  |  | OP | X | 2 | 2020 | 2020 |  |  | N | IPP Non-CHP | IPP | IPP | 2 | X | SUN | Renewable | 1 | 0 | 1 | 0
Operable | 62915 | Madison Energy Holdings LLC |  | 63532 | Winona Community Solar One LLC | MN | Vertical | Winona | 52837 | Solar Photovoltaic | PV |  | S | X | X |  |  | 1 | 0.98 | 1 | 1 |  | N |  |  | OP | X | 6 | 2020 | 2020 |  |  | N | IPP Non-CHP | IPP | IPP | 2 | X | SUN | Renewable | 1 | 0 | 1 | 0
Operable | 62915 | Madison Energy Holdings LLC |  | 63533 | Goodhue Community Solar Two LLC | MN | Vertical | Goodhue | 52830 | Solar Photovoltaic | PV |  | S | X | X |  |  | 1 | 0.98 | 1 | 1 |  | N |  |  | OP | X | 4 | 2020 | 2020 |  |  | N | IPP Non-CHP | IPP | IPP | 2 | X | SUN | Renewable | 1 | 0 | 1 | 0
Operable | 62915 | Madison Energy Holdings LLC |  | 63534 | Houston/Winona Community Solar One LLC | MN | Vertical | Houston | 52827 | Solar Photovoltaic | PV |  | S | X | X |  |  | 1 | 0.98 | 1 | 1 |  | N |  |  | OP | X | 6 | 2020 | 2020 |  |  | N | IPP Non-CHP | IPP | IPP | 2 | X | SUN | Renewable | 1 | 0 | 1 | 0
Operable | 62915 | Madison Energy Holdings LLC |  | 63791 | Sobania Community Solar LLC | MN | Vertical | Sherburne | SOB01 | Solar Photovoltaic | PV |  | S | X | X |  |  | 1 | 0.98 | 1 | 1 | 0 | N |  |  | OP | X | 9 | 2020 | 2020 |  |  | N | IPP Non-CHP | IPP | IPP | 2 | X | SUN | Renewable | 1 | 0 | 1 | 0
Operable | 62915 | Madison Energy Holdings LLC |  | 63794 | Stevens Community Solar LLC | MN | Vertical | Benton | ST001 | Solar Photovoltaic | PV |  | S | X | X |  |  | 1 | 0.98 | 1 | 1 | 0 | N |  |  | OP | X | 10 | 2020 | 2020 |  |  | N | IPP Non-CHP | IPP | IPP | 2 | X | SUN | Renewable | 1 | 0 | 1 | 0
Operable | 62915 | Madison Energy Holdings LLC |  | 63816 | RJC CSG, LLC | MN | Vertical | Steele | RJC01 | Solar Photovoltaic | PV |  | S | X | X |  |  | 1 | 0.98 | 1 | 1 | 1 | N |  |  | OP | X | 6 | 2021 | 2021 |  |  | N | IPP Non-CHP | IPP | IPP | 2 | X | SUN | Renewable | 1 | 0 | 1 | 0
Operable | 62915 | Madison Energy Holdings LLC |  | 63817 | Hinterland CSG, LLC | MN | Vertical | Sherburne | HIN01 | Solar Photovoltaic | PV |  | S | X | X |  |  | 1 | 0.98 | 1 | 1 | 0 | N |  |  | OP | X | 11 | 2020 | 2020 |  |  | N | IPP Non-CHP | IPP | IPP | 2 | X | SUN | Renewable | 1 | 0 | 1 | 0
Operable | 62915 | Madison Energy Holdings LLC |  | 63819 | Betcher CSG 1, LLC | MN | Vertical | Goodhue | BET01 | Solar Photovoltaic | PV |  | S | X | X |  |  | 1 | 0.98 | 1 | 1 | 0 | N |  |  | OP | X | 11 | 2020 | 2020 |  |  | N | IPP Non-CHP | IPP | IPP | 2 | X | SUN | Renewable | 1 | 0 | 1 | 0
Operable | 62915 | Madison Energy Holdings LLC |  | 63820 | Huneke CSG 1, LLC | MN | Vertical | Goodhue | HUN01 | Solar Photovoltaic | PV |  | S | X | X |  |  | 1 | 0.98 | 1 | 1 | 0 | N |  |  | OP | X | 10 | 2020 | 2020 |  |  | N | IPP Non-CHP | IPP | IPP | 2 | X | SUN | Renewable | 1 | 0 | 1 | 0
Operable | 62915 | Madison Energy Holdings LLC |  | 63821 | Huneke CSG 2, LLC | MN | Vertical | Goodhue | HUN02 | Solar Photovoltaic | PV |  | S | X | X |  |  | 1 | 0.98 | 1 | 1 | 0 | N |  |  | OP | X | 11 | 2020 | 2020 |  |  | N | IPP Non-CHP | IPP | IPP | 2 | X | SUN | Renewable | 1 | 0 | 1 | 0
Operable | 62915 | Madison Energy Holdings LLC |  | 63888 | ESIL-PFCHICAGO 3, LLC | IL | Restructured | Cook | PF3CH | Solar Photovoltaic | PV |  | S | X | X |  |  | 1.4 | 0.98 | 1.4 | 1.4 | 0 | N |  |  | OP | X | 8 | 2020 | 2020 |  |  | N | IPP Non-CHP | IPP | IPP | 2 | X | SUN | Renewable | 1.4 | 0 | 1 | 0
Operable | 62915 | Madison Energy Holdings LLC |  | 63889 | ESIL-PFCHICAGO 2, LLC | IL | Restructured | Cook | PF2CH | Solar Photovoltaic | PV |  | S | X | X |  |  | 1 | 0.98 | 1 | 1 | 0 | N |  |  | OP | X | 11 | 2020 | 2020 |  |  | N | IPP Non-CHP | IPP | IPP | 2 | X | SUN | Renewable | 1 | 0 | 1 | 0
Operable | 62915 | Madison Energy Holdings LLC |  | 63903 | Pinesburg Solar LLC | MD | Restructured | Washington | PINE1 | Solar Photovoltaic | PV |  | S | X | X |  |  | 4.3 | 1 | 4.3 | 4.3 | 0 | N |  |  | OP | X | 5 | 2020 | 2020 |  |  | N | IPP Non-CHP | IPP | IPP | 2 | X | SUN | Renewable | 4.3 | 0 | 1 | 0
Operable | 62915 | Madison Energy Holdings LLC |  | 63904 | Timonium Fairgrounds | MD | Restructured | Baltimore | FAIR1 | Solar Photovoltaic | PV |  | S | X | X |  |  | 1.9 | 0.98 | 1.9 | 1.9 | 0 | N |  |  | OP | X | 10 | 2020 | 2020 |  |  | N | IPP Non-CHP | IPP | IPP | 2 | X | SUN | Renewable | 1.9 | 0 | 1 | 0
Operable | 62915 | Madison Energy Holdings LLC |  | 64056 | T Luhman CSG | MN | Vertical | Goodhue | TLU01 | Solar Photovoltaic | PV |  | S | X | X |  |  | 1 | 0.98 | 1 | 1 | 0 | N |  |  | OP | X | 8 | 2021 | 2021 |  |  | N | IPP Non-CHP | IPP | IPP | 2 | X | SUN | Renewable | 1 | 0 | 1 | 0
Operable | 62915 | Madison Energy Holdings LLC |  | 64270 | ESCA-LL-COLTON, LLC | CA | Vertical | San Bernardino | COLT1 | Solar Photovoltaic | PV |  | S | X | X |  |  | 2.6 | 0.98 | 2.6 | 2.6 | 0 | N |  |  | OP | X | 9 | 2021 | 2021 | 12 | 2045 | N | IPP Non-CHP | IPP | IPP | 2 | X | SUN | Renewable | 2.6 | 0 | 1 | 0
Operable | 62915 | Madison Energy Holdings LLC |  | 64526 | Raboth - Marion Drive | MA | Restructured | Plymouth | RABTH | Solar Photovoltaic | PV |  | S | X | X |  |  | 3.5 |  | 3.5 | 3.5 | 3.5 | N |  |  | OP | X | 3 | 2021 | 2021 |  |  | N | IPP Non-CHP | IPP | IPP | 2 | X | SUN | Renewable | 3.5 | 0 | 1 | 0
Operable | 62915 | Madison Energy Holdings LLC |  | 64532 | Norton | MA | Restructured | Bristol | NORTN | Solar Photovoltaic | PV |  | S | X | X |  |  | 1.4 | 1 | 1.4 | 1.4 |  | N |  |  | OP | X | 3 | 2023 | 2023 |  |  | N | IPP Non-CHP | IPP | IPP | 2 | X | SUN | Renewable | 1.4 | 0 | 1 | 0
Operable | 62915 | Madison Energy Holdings LLC |  | 64990 | Medin CSG | MN | Vertical | Chisago | MED1 | Solar Photovoltaic | PV |  | S | X | X |  |  | 1 | 0.98 | 1 | 1 | 1 | N |  |  | OP | X | 12 | 2021 | 2021 |  |  | N | IPP Non-CHP | IPP | IPP | 2 | X | SUN | Renewable | 1 | 0 | 1 | 0
Operable | 62915 | Madison Energy Holdings LLC |  | 64991 | Johnson CSG 1 | MN | Vertical | Chisago | JOHN | Solar Photovoltaic | PV |  | S | X | X |  |  | 1 | 0.98 | 1 | 1 | 1 | N |  |  | OP | X | 12 | 2021 | 2021 |  |  | N | IPP Non-CHP | IPP | IPP | 2 | X | SUN | Renewable | 1 | 0 | 1 | 0
Operable | 62915 | Madison Energy Holdings LLC |  | 64992 | Cornillie Solar CSG | MN | Vertical | Chisago | CORN1 | Solar Photovoltaic | PV |  | S | X | X |  |  | 1 | 0.98 | 1 | 1 | 1 | N |  |  | OP | X | 12 | 2021 | 2021 |  |  | N | IPP Non-CHP | IPP | IPP | 2 | X | SUN | Renewable | 1 | 0 | 1 | 0
Operable | 62915 | Madison Energy Holdings LLC |  | 65257 | Lineage MS | MS | Vertical | Rankin | LMS01 | Solar Photovoltaic | PV |  | S | X | X |  |  | 1.2 |  | 1.2 | 1.2 |  | N |  |  | OP | X | 12 | 2021 | 2021 |  |  | N | IPP Non-CHP | IPP | IPP | 2 | X | SUN | Renewable | 1.2 | 0 | 1 | 0
Operable | 62915 | Madison Energy Holdings LLC |  | 65258 | Wapakoneta-Pratt | OH | Restructured | Auglaize | WKP01 | Solar Photovoltaic | PV |  | S | X | X |  |  | 13.5 |  | 13.5 | 13.5 |  | N |  |  | OP | X | 11 | 2021 | 2021 |  |  | N | IPP Non-CHP | IPP | IPP | 2 | X | SUN | Renewable | 13.5 | 0 | 1 | 0
Operable | 62915 | Madison Energy Holdings LLC |  | 65460 | Hartland Solar | ME | Restructured | Somerset | HART1 | Solar Photovoltaic | PV |  | S | X | X |  |  | 4 |  | 4 | 4 |  | N |  |  | OP | X | 12 | 2021 | 2021 |  |  | N | IPP Non-CHP | IPP | IPP | 2 | X | SUN | Renewable | 4 | 0 | 1 | 0
Operable | 62915 | Madison Energy Holdings LLC |  | 65461 | Unity Solar | ME | Restructured | Waldo | UNITY | Solar Photovoltaic | PV |  | S | X | X |  |  | 5 |  | 5 | 5 |  | N |  |  | OP | X | 12 | 2021 | 2021 |  |  | N | IPP Non-CHP | IPP | IPP | 2 | X | SUN | Renewable | 5 | 0 | 1 | 0
Operable | 62915 | Madison Energy Holdings LLC |  | 65691 | KSU Trumbull | OH | Restructured | Trumbull | TRUMB | Solar Photovoltaic | PV |  | S | X | X |  |  | 1 |  | 1 | 1 |  | N |  |  | OP | X | 6 | 2021 | 2021 |  |  | N | IPP Non-CHP | IPP | IPP | 2 | X | SUN | Renewable | 1 | 0 | 1 | 0
Operable | 62915 | Madison Energy Holdings LLC |  | 65791 | Blue Hen Solar | DE | Restructured | Kent | BHEN1 | Solar Photovoltaic | PV |  | S | X | X |  |  | 1.5 |  | 1.5 | 1.5 |  | N |  |  | OP | X | 5 | 2022 | 2022 |  |  | N | IPP Non-CHP | IPP | IPP | 2 | X | SUN | Renewable | 1.5 | 0 | 1 | 0
Operable | 62915 | Madison Energy Holdings LLC |  | 66030 | Johnson CSG 2 | MN | Vertical | Chisago | JOHN2 | Solar Photovoltaic | PV |  | S | X | X |  |  | 1 |  | 1 | 1 |  | N |  |  | OP | X | 3 | 2023 | 2023 |  |  | N | IPP Non-CHP | IPP | IPP | 2 | X | SUN | Renewable | 1 | 0 | 1 | 0
Operable | 62915 | Madison Energy Holdings LLC |  | 66049 | Salvation Army Solar | NJ | Restructured | Camden | SARMY | Solar Photovoltaic | PV |  | S | X | X |  |  | 1.1 |  | 1.1 | 1.1 |  | N |  |  | OP | X | 4 | 2022 | 2022 |  |  | N | IPP Non-CHP | IPP | IPP | 2 | X | SUN | Renewable | 1.1 | 0 | 1 | 0
Operable | 62915 | Madison Energy Holdings LLC |  | 66320 | 3Colton | MA | Restructured | Worcester | 3COLT | Solar Photovoltaic | PV |  | S | X | X |  |  | 3.4 |  | 3.4 | 3.4 |  | N |  |  | OP | X | 7 | 2023 | 2023 |  |  | N | IPP Non-CHP | IPP | IPP | 2 | X | SUN | Renewable | 3.4 | 0 | 1 | 0
Operable | 62915 | Madison Energy Holdings LLC |  | 66936 | Bryan Floyd | GA | Vertical | Bryan | FLOYD | Solar Photovoltaic | PV |  | S | X | X |  |  | 1.9 |  | 1.9 | 1.9 |  | N |  |  | OP | X | 9 | 2023 | 2023 |  |  | N | IPP Non-CHP | IPP | IPP | 2 | X | SUN | Renewable | 1.9 | 0 | 1 | 0
Operable | 65043 | Madison Energy Investments LLC |  | 66906 | Hammonton-High School Solar | NJ | Restructured | Atlantic | HHSPV | Solar Photovoltaic | PV |  | S | X | X |  |  | 1.2 |  | 1.2 | 1.2 |  | N |  |  | OP | X | 12 | 2022 | 2022 |  |  | N | IPP Non-CHP | IPP | IPP | 2 | X | SUN | Renewable | 1.2 | 0 | 1 | 0
Operable | 65043 | Madison Energy Investments LLC |  | 66907 | Barefoot Solar | ME | Restructured | Somerset | BARE1 | Solar Photovoltaic | PV |  | S | X | X |  |  | 4.3 |  | 4.3 | 4.3 |  | N |  |  | OP | X | 12 | 2022 | 2022 |  |  | N | IPP Non-CHP | IPP | IPP | 2 | X | SUN | Renewable | 4.3 | 0 | 1 | 0
Operable | 65043 | Madison Energy Investments LLC |  | 67240 | Lowndes Cowart | GA | Vertical | Lowndes | LCPV1 | Solar Photovoltaic | PV |  | S | X | X |  |  | 3 |  | 3 | 3 |  | N |  |  | OP | X | 10 | 2023 | 2023 |  |  | N | IPP Non-CHP | IPP | IPP | 2 | X | SUN | Renewable | 3 | 0 | 1 | 0
Operable | 65043 | Madison Energy Investments LLC |  | 67241 | 401 South | MA | Restructured | Berkshire | 401SB | Batteries | BA |  | S | X | X |  |  | 1 |  | 1 | 1 | 1 | N |  |  | OP | X | 12 | 2023 | 2023 |  |  | N | IPP Non-CHP | IPP | IPP | 2 | X | MWH | Other | 0 | 0 | 0 | 0
Operable | 65043 | Madison Energy Investments LLC |  | 67241 | 401 South | MA | Restructured | Berkshire | 4SPV1 | Solar Photovoltaic | PV |  | S | X | X |  |  | 0.5 |  | 0.5 | 0.5 |  | N |  |  | OP | X | 12 | 2023 | 2023 |  |  | N | IPP Non-CHP | IPP | IPP | 2 | X | SUN | Renewable | 0.5 | 0 | 1 | 0
Operable | 65043 | Madison Energy Investments LLC |  | 67242 | 5 Berry | MA | Restructured | Norfolk | 5BES1 | Batteries | BA |  | S | X | X |  |  | 3 |  | 3 | 3 | 1 | N |  |  | OP | X | 9 | 2023 | 2023 |  |  | N | IPP Non-CHP | IPP | IPP | 2 | X | MWH | Other | 0 | 0 | 0 | 0
Operable | 65043 | Madison Energy Investments LLC |  | 67242 | 5 Berry | MA | Restructured | Norfolk | 5BPV1 | Solar Photovoltaic | PV |  | S | X | X |  |  | 4.1 |  | 4.1 | 4.1 |  | N |  |  | OP | X | 9 | 2023 | 2023 |  |  | N | IPP Non-CHP | IPP | IPP | 2 | X | SUN | Renewable | 4.1 | 0 | 1 | 0
Operable | 65043 | Madison Energy Investments LLC |  | 67243 | Tom's River (Lowes) | NJ | Restructured | Ocean | TRPV1 | Solar Photovoltaic | PV |  | S | X | X |  |  | 1 |  | 1 | 1 |  | N |  |  | OP | X | 1 | 2023 | 2023 |  |  | N | IPP Non-CHP | IPP | IPP | 2 | X | SUN | Renewable | 1 | 0 | 1 | 0
Operable | 65043 | Madison Energy Investments LLC |  | 67244 | Minster 3 | OH | Restructured | Auglaize | MN3PV | Solar Photovoltaic | PV |  | S | X | X |  |  | 1 |  | 1 | 1 |  | N |  |  | OP | X | 12 | 2022 | 2022 |  |  | N | IPP Non-CHP | IPP | IPP | 2 | X | SUN | Renewable | 1 | 0 | 1 | 0
Operable | 65043 | Madison Energy Investments LLC |  | 67245 | Tift Fletcher | GA | Vertical | Tift | TFPV1 | Solar Photovoltaic | PV |  | S | X | X |  |  | 3 |  | 3 | 3 |  | N |  |  | OP | X | 10 | 2023 | 2023 |  |  | N | IPP Non-CHP | IPP | IPP | 2 | X | SUN | Renewable | 3 | 0 | 1 | 0
Operable | 65043 | Madison Energy Investments LLC |  | 67246 | Tift Bowen | GA | Vertical | Tift | TBPV1 | Solar Photovoltaic | PV |  | S | X | X |  |  | 1.9 |  | 1.9 | 1.9 |  | N |  |  | OP | X | 10 | 2023 | 2023 |  |  | N | IPP Non-CHP | IPP | IPP | 2 | X | SUN | Renewable | 1.9 | 0 | 1 | 0
Operable | 65043 | Madison Energy Investments LLC |  | 67456 | 700 Binnewater | NY | Restructured | Ulster | 7BPV1 | Solar Photovoltaic | PV |  | S | X | X |  |  | 1.1 |  | 1.1 | 1.1 |  | N |  |  | OP | X | 9 | 2022 | 2022 |  |  | N | IPP Non-CHP | IPP | IPP | 2 | X | SUN | Renewable | 1.1 | 0 | 1 | 0
Operable | 65043 | Madison Energy Investments LLC |  | 67457 | 665 Scenic Highway | MA | Restructured | Barnstable | SHBE1 | Batteries | BA |  | S | X | X |  |  | 1.5 |  | 1.5 | 1.5 | 1 | N |  |  | OP | X | 12 | 2022 | 2022 |  |  | N | IPP Non-CHP | IPP | IPP | 2 | X | MWH | Other | 0 | 0 | 0 | 0
Operable | 65043 | Madison Energy Investments LLC |  | 67457 | 665 Scenic Highway | MA | Restructured | Barnstable | SHPV1 | Solar Photovoltaic | PV |  | S | X | X |  |  | 4.3 |  | 4.3 | 4.3 |  | N |  |  | OP | X | 12 | 2022 | 2022 |  |  | N | IPP Non-CHP | IPP | IPP | 2 | X | SUN | Renewable | 4.3 | 0 | 1 | 0
Operable | 65043 | Madison Energy Investments LLC |  | 67458 | Boyd Soccerplex | MD | Restructured | Montgomery | LHAPV | Solar Photovoltaic | PV |  | S | X | X |  |  | 1 |  | 1 | 1 |  | N |  |  | OP | X | 4 | 2023 | 2023 |  |  | N | IPP Non-CHP | IPP | IPP | 2 | X | SUN | Renewable | 1 | 0 | 1 | 0
Operable | 65043 | Madison Energy Investments LLC |  | 67459 | Sycamore | OH | Restructured | Wyandot | SYCPV | Solar Photovoltaic | PV |  | S | X | X |  |  | 1.3 |  | 1.3 | 1.3 |  | N |  |  | OP | X | 12 | 2023 | 2023 |  |  | N | IPP Non-CHP | IPP | IPP | 2 | X | SUN | Renewable | 1.3 | 0 | 1 | 0
Operable | 65043 | Madison Energy Investments LLC |  | 67460 | Howell (Lowes) | NJ | Restructured | Monmouth | HLPV1 | Solar Photovoltaic | PV |  | S | X | X |  |  | 1 |  | 1 | 1 |  | N |  |  | OP | X | 3 | 2023 | 2023 |  |  | N | IPP Non-CHP | IPP | IPP | 2 | X | SUN | Renewable | 1 | 0 | 1 | 0
Operable | 65043 | Madison Energy Investments LLC |  | 67461 | Hamilton | NJ | Restructured | Mercer | LHAPV | Solar Photovoltaic | PV |  | S | X | X |  |  | 1 |  | 1 | 1 |  | N |  |  | OP | X | 4 | 2023 | 2023 |  |  | N | IPP Non-CHP | IPP | IPP | 2 | X | SUN | Renewable | 1 | 0 | 1 | 0
Operable | 65043 | Madison Energy Investments LLC |  | 67462 | Farmington | ME | Restructured | Franklin | FMPV1 | Solar Photovoltaic | PV |  | S | X | X |  |  | 4.9 |  | 4.9 | 4.9 |  | N |  |  | OP | X | 12 | 2023 | 2023 |  |  | N | IPP Non-CHP | IPP | IPP | 2 | X | SUN | Renewable | 4.9 | 0 | 1 | 0
Operable | 65043 | Madison Energy Investments LLC |  | 67463 | Mineral Gap | VA | Vertical | Wise | MGPV1 | Solar Photovoltaic | PV |  | S | X | X |  |  | 3 |  | 3 | 3 |  | N |  |  | OP | X | 2 | 2023 | 2023 |  |  | N | IPP Non-CHP | IPP | IPP | 2 | X | SUN | Renewable | 3 | 0 | 1 | 0
Operable | 65043 | Madison Energy Investments LLC |  | 67464 | 1 Commercial | MA | Restructured | Norfolk | CM1BS | Batteries | BA |  | S | X | X |  |  | 1 |  | 1 | 1 | 1 | N |  |  | OP | X | 9 | 2023 | 2023 |  |  | N | IPP Non-CHP | IPP | IPP | 2 | X | MWH | Other | 0 | 0 | 0 | 0
Operable | 65043 | Madison Energy Investments LLC |  | 67464 | 1 Commercial | MA | Restructured | Norfolk | CM1PV | Solar Photovoltaic | PV |  | S | X | X |  |  | 0.5 |  | 0.5 | 0.5 |  | N |  |  | OP | X | 9 | 2023 | 2023 |  |  | N | IPP Non-CHP | IPP | IPP | 2 | X | SUN | Renewable | 0.5 | 0 | 1 | 0
Operable | 11479 | Madison Gas & Electric Co |  | 3991 | Fitchburg | WI | Vertical | Dane | 1 | Natural Gas Fired Combustion Turbine | GT |  | S | X | X |  |  | 28.8 | 0.85 | 15.1 | 24.1 | 3 | N |  |  | OP | X | 5 | 1973 | Pre-2000 |  |  | N | Electric Utility | Utility | Investor Owned Utility | 1 | X | NG | Non-Renewable | 0 | 28.8 | 0 | 1
Operable | 11479 | Madison Gas & Electric Co |  | 3991 | Fitchburg | WI | Vertical | Dane | 2 | Natural Gas Fired Combustion Turbine | GT |  | S | X | X |  |  | 28.8 | 0.85 | 16.3 | 25.3 | 3 | N |  |  | OP | X | 5 | 1973 | Pre-2000 |  |  | N | Electric Utility | Utility | Investor Owned Utility | 1 | X | NG | Non-Renewable | 0 | 28.8 | 0 | 1
Operable | 11479 | Madison Gas & Electric Co |  | 3992 | Blount Street | WI | Vertical | Dane | 6 | Natural Gas Steam Turbine | ST |  | S | X | X | MGE.BLTPLTG6 | MGE.BLTPLTG6 | 50 | 0.85 | 46.7 | 48.5 | 5 | N |  |  | OP | X | 6 | 1957 | Pre-2000 |  |  | N | Electric Utility | Utility | Investor Owned Utility | 1 | X | NG | Non-Renewable | 0 | 50 | 0 | 1
Operable | 11479 | Madison Gas & Electric Co |  | 3992 | Blount Street | WI | Vertical | Dane | 7 | Natural Gas Steam Turbine | ST |  | S | X | X | MGE.BLTPLTG7 | MGE.BLTPLTG7 | 50 | 0.85 | 47.8 | 49.6 | 5 | N |  |  | OP | X | 7 | 1961 | Pre-2000 |  |  | N | Electric Utility | Utility | Investor Owned Utility | 1 | X | NG | Non-Renewable | 0 | 50 | 0 | 1
Operable | 11479 | Madison Gas & Electric Co |  | 3993 | Sycamore (WI) | WI | Vertical | Dane | 1 | Natural Gas Fired Combustion Turbine | GT |  | S | X | X |  |  | 18 | 0.85 | 12.1 | 16.8 | 3 | N |  |  | OP | X | 12 | 1967 | Pre-2000 |  |  | N | Electric Utility | Utility | Investor Owned Utility | 1 | X | NG | Non-Renewable | 0 | 18 | 0 | 1
Operable | 11479 | Madison Gas & Electric Co |  | 3993 | Sycamore (WI) | WI | Vertical | Dane | 2 | Natural Gas Fired Combustion Turbine | GT |  | S | X | X |  |  | 23.6 | 0.85 | 17.7 | 23.9 | 3 | N |  |  | OP | X | 6 | 1971 | Pre-2000 |  |  | N | Electric Utility | Utility | Investor Owned Utility | 1 | X | NG | Non-Renewable | 0 | 23.6 | 0 | 1
Operable | 11479 | Madison Gas & Electric Co |  | 7799 | West Marinette 34 | WI | Vertical | Marinette | 34 | Natural Gas Fired Combustion Turbine | GT |  | S | X | X | MGE.WMARIN034 | MGE.WMARIN034 | 83 | 0.85 | 68.5 | 93.1 | 50 | N |  |  | OP | X | 6 | 2000 | 2000 |  |  | N | Electric Utility | Utility | Investor Owned Utility | 1 | X | NG | Non-Renewable | 0 | 83 | 0 | 1
Operable | 11479 | Madison Gas & Electric Co |  | 7886 | Wind Turbine | WI | Vertical | Kewaunee | 1 | Onshore Wind Turbine | WT |  | S | X | X | MGE.LRRGTOT | MGE.LRRGTOT | 11 |  | 11 | 11 | 0.1 | N |  |  | OP | X | 6 | 1999 | Pre-2000 |  |  | N | Electric Utility | Utility | Investor Owned Utility | 1 | X | WND | Renewable | 11 | 0 | 1 | 0
Operable | 11479 | Madison Gas & Electric Co |  | 7991 | West Campus Cogeneration Facility | WI | Vertical | Dane | 1 | Natural Gas Fired Combined Cycle | CT | CC1 | S | X | N | MGE.CC.WCCF | MGE.CC.WCCF | 54 | 0.9 | 30 | 39 | 27 | N |  |  | OP | X | 4 | 2005 | 2005 |  |  | Y | Electric Utility | Utility | Investor Owned Utility | 1 | T | NG | Non-Renewable | 0 | 54 | 0 | 1 | DFO
Operable | 11479 | Madison Gas & Electric Co |  | 7991 | West Campus Cogeneration Facility | WI | Vertical | Dane | CT2 | Natural Gas Fired Combined Cycle | CT | CC1 | S | X | N | MGE.CC.WCCF | MGE.CC.WCCF | 54 | 0.9 | 31.5 | 40.5 | 27 | N |  |  | OP | X | 4 | 2005 | 2005 |  |  | Y | Electric Utility | Utility | Investor Owned Utility | 1 | T | NG | Non-Renewable | 0 | 54 | 0 | 1 | DFO
Operable | 11479 | Madison Gas & Electric Co |  | 7991 | West Campus Cogeneration Facility | WI | Vertical | Dane | STG1 | Natural Gas Fired Combined Cycle | CA | CC1 | J | Y | X | MGE.CC.WCCF | MGE.CC.WCCF | 61.3 | 0.9 | 65.4 | 48.2 | 11 | N |  |  | OP | X | 4 | 2005 | 2005 |  |  | Y | Electric Utility | Utility | Investor Owned Utility | 1 | T | NG | Non-Renewable | 0 | 61.3 | 0 | 1 | DFO
Operable | 11479 | Madison Gas & Electric Co |  | 9674 | Nine Springs | WI | Vertical | Dane | GT1 | Natural Gas Fired Combustion Turbine | GT |  | S | X | X |  |  | 16.2 | 0.85 | 11.5 | 18.5 | 3 | N |  |  | OP | X | 12 | 1964 | Pre-2000 |  |  | N | Electric Utility | Utility | Investor Owned Utility | 1 | X | NG | Non-Renewable | 0 | 16.2 | 0 | 1
Operable | 11479 | Madison Gas & Electric Co |  | 56070 | Diesel Generators | WI | Vertical | Dane | 1 | Petroleum Liquids | IC |  | S | X | X | MGE.DRR.DG01-10 | MGE.DRR.DG01-10 | 54 | 0.8 | 54.1 | 53.1 | 0.1 | N |  |  | OP | X | 6 | 2001 | 2001 |  |  | N | Electric Utility | Utility | Investor Owned Utility | 1 | X | DFO | Non-Renewable | 0 | 54 | 0 | 1
Operable | 11479 | Madison Gas & Electric Co |  | 56386 | Top of Iowa Windfarm III | IA | Vertical | Worth | TOI3 | Onshore Wind Turbine | WT |  | S | X | X | ALTW.TOI_MGEO | ALTW.TOI_MGEO | 29.7 |  | 29.7 | 29.7 | 0.1 | N |  |  | OP | X | 2 | 2008 | 2008 |  |  | N | Electric Utility | Utility | Investor Owned Utility | 1 | X | WND | Renewable | 29.7 | 0 | 1 | 0
Operable | 11479 | Madison Gas & Electric Co |  | 61070 | Saratoga Wind Farm | IA | Vertical | Howard | SWE | Onshore Wind Turbine | WT |  | S | X | X | ALTW.SARATOGA | ALTW.SARATOGA | 66 | 0.95 | 66 | 66 | 0.1 | N |  |  | OP | X | 2 | 2019 | 2019 |  |  | N | Electric Utility | Utility | Investor Owned Utility | 1 | X | WND | Renewable | 66 | 0 | 1 | 0
Operable | 11479 | Madison Gas & Electric Co |  | 62731 | Middleton Airport Solar | WI | Vertical | Dane | 1 | Solar Photovoltaic | PV |  | S | X | X | MGE.MOREY | MGE.MOREY | 5.6 |  | 5.6 | 5.6 |  | N |  |  | OP | X | 7 | 2020 | 2020 |  |  | N | Electric Utility | Utility | Investor Owned Utility | 1 | X | SUN | Renewable | 5.6 | 0 | 1 | 0
Operable | 11479 | Madison Gas & Electric Co |  | 64080 | Dane County Airport Solar | WI | Vertical | Dane | 1 | Solar Photovoltaic | PV |  | S | X | X | MGE.DANE_CTY | MGE.DANE_CTY | 10.8 |  | 10.8 | 10.8 |  | N |  |  | OP | X | 12 | 2020 | 2020 |  |  | N | Electric Utility | Utility | Investor Owned Utility | 1 | X | SUN | Renewable | 10.8 | 0 | 1 | 0
Operable | 11479 | Madison Gas & Electric Co |  | 64590 | O'Brien Solar Fields | WI | Vertical | Dane | OBSFN | Solar Photovoltaic | PV |  | S | X | X | MGE.OBRIEN_N | MGE.OBRIEN_N | 8.3 |  | 8.3 | 8.3 |  | N |  |  | OP | X | 5 | 2021 | 2021 |  |  | N | Electric Utility | Utility | Investor Owned Utility | 1 | X | SUN | Renewable | 8.3 | 0 | 1 | 0
Operable | 11479 | Madison Gas & Electric Co |  | 64590 | O'Brien Solar Fields | WI | Vertical | Dane | OBSFS | Solar Photovoltaic | PV |  | S | X | X | MGE.OBRIEN_S | MGE.OBRIEN_S | 8.3 |  | 8.3 | 8.3 |  | N |  |  | OP | X | 5 | 2021 | 2021 |  |  | N | Electric Utility | Utility | Investor Owned Utility | 1 | X | SUN | Renewable | 8.3 | 0 | 1 | 0
Operable | 11479 | Madison Gas & Electric Co |  | 64590 | O'Brien Solar Fields | WI | Vertical | Dane | OBSFW | Solar Photovoltaic | PV |  | S | X | X | MGE.OBRIEN_W | MGE.OBRIEN_W | 5.5 |  | 5.5 | 5.5 |  | N |  |  | OP | X | 5 | 2021 | 2021 |  |  | N | Electric Utility | Utility | Investor Owned Utility | 1 | X | SUN | Renewable | 5.5 | 0 | 1 | 0
Operable | 11479 | Madison Gas & Electric Co |  | 64780 | Hermsdorf Solar | WI | Vertical | Dane | 1 | Solar Photovoltaic | PV |  | S | X | X | MGE.HERMSDORF | MGE.HERMSDORF | 8 |  | 8 | 8 |  | N |  |  | OP | X | 3 | 2022 | 2022 |  |  | N | Electric Utility | Utility | Investor Owned Utility | 1 | X | SUN | Renewable | 8 | 0 | 1 | 0
Operable | 11468 | Madison Hydro Partners |  | 50890 | Ivy River Hydro | NC | Vertical | Madison | GEN1 | Conventional Hydroelectric | HY |  | S | X | X |  |  | 0.2 | 1 | 0.2 | 0.2 | 0 | N |  |  | OP | X | 11 | 1985 | Pre-2000 |  |  | N | IPP Non-CHP | IPP | IPP | 2 | X | WAT | Renewable | 0.2 | 0 | 1 | 0
Operable | 11468 | Madison Hydro Partners |  | 50890 | Ivy River Hydro | NC | Vertical | Madison | GEN2 | Conventional Hydroelectric | HY |  | S | X | X |  |  | 0.2 | 1 | 0.2 | 0.2 | 0 | N |  |  | OP | X | 11 | 1985 | Pre-2000 |  |  | N | IPP Non-CHP | IPP | IPP | 2 | X | WAT | Renewable | 0.2 | 0 | 1 | 0
Operable | 11468 | Madison Hydro Partners |  | 50890 | Ivy River Hydro | NC | Vertical | Madison | GEN3 | Conventional Hydroelectric | HY |  | S | X | X |  |  | 0.2 | 1 | 0.2 | 0.2 | 0 | N |  |  | OP | X | 11 | 1985 | Pre-2000 |  |  | N | IPP Non-CHP | IPP | IPP | 2 | X | WAT | Renewable | 0.2 | 0 | 1 | 0
Operable | 11468 | Madison Hydro Partners |  | 50890 | Ivy River Hydro | NC | Vertical | Madison | GEN4 | Conventional Hydroelectric | HY |  | S | X | X |  |  | 0.2 | 1 | 0.2 | 0.2 | 0 | N |  |  | OP | X | 11 | 1985 | Pre-2000 |  |  | N | IPP Non-CHP | IPP | IPP | 2 | X | WAT | Renewable | 0.2 | 0 | 1 | 0
Operable | 11468 | Madison Hydro Partners |  | 50890 | Ivy River Hydro | NC | Vertical | Madison | GEN5 | Conventional Hydroelectric | HY |  | S | X | X |  |  | 0.2 | 1 | 0.2 | 0.2 | 0 | N |  |  | OS | X | 11 | 1985 | Pre-2000 |  |  | N | IPP Non-CHP | IPP | IPP | 2 | X | WAT | Renewable | 0.2 | 0 | 1 | 0
Operable | 11468 | Madison Hydro Partners |  | 50890 | Ivy River Hydro | NC | Vertical | Madison | GEN6 | Conventional Hydroelectric | HY |  | S | X | X |  |  | 0.2 | 1 | 0.2 | 0.2 | 0 | N |  |  | OS | X | 11 | 1985 | Pre-2000 |  |  | N | IPP Non-CHP | IPP | IPP | 2 | X | WAT | Renewable | 0.2 | 0 | 1 | 0
Operable | 49880 | Madison Windpower LLC |  | 55769 | Madison Windpower LLC | NY | Restructured | Madison | MADW | Onshore Wind Turbine | WT |  | W | X | X |  |  | 11.5 |  | 11.5 | 11.5 | 0.1 | N |  |  | OP | X | 10 | 2000 | 2000 |  |  | N | IPP Non-CHP | IPP | IPP | 2 | X | WND | Renewable | 11.5 | 0 | 1 | 0
Operable | 65038 | Magdaline Solar, LLC |  | 65782 | Magdaline Solar, LLC | SC | Vertical | Lee | MAG | Solar Photovoltaic | PV |  | S | X | X |  |  | 2 |  | 2 | 2 |  | N |  |  | OP | X | 9 | 2023 | 2023 |  |  | N | IPP Non-CHP | IPP | IPP | 2 | X | SUN | Renewable | 2 | 0 | 1 | 0
Operable | 62818 | Mahi Pono LLC |  | 55864 | Kaheka Hydro | HI | Vertical | Maui | KAH1 | Conventional Hydroelectric | HY |  | S | X | X |  |  | 1.5 | 0.8 | 1.5 | 1.5 | 0.2 | N |  |  | OS | X | 1 | 1925 | Pre-2000 |  |  | N | Industrial Non-CHP | Customer Sited | Other | 6 | X | WAT | Renewable | 1.5 | 0 | 1 | 0
Operable | 62818 | Mahi Pono LLC |  | 55864 | Kaheka Hydro | HI | Vertical | Maui | KAH2 | Conventional Hydroelectric | HY |  | S | X | X |  |  | 1.5 | 0.8 | 1.5 | 1.5 | 0.2 | N |  |  | OS | X | 1 | 1925 | Pre-2000 |  |  | N | Industrial Non-CHP | Customer Sited | Other | 6 | X | WAT | Renewable | 1.5 | 0 | 1 | 0
Operable | 62818 | Mahi Pono LLC |  | 55864 | Kaheka Hydro | HI | Vertical | Maui | KAH3 | Conventional Hydroelectric | HY |  | S | X | X |  |  | 1.5 | 0.8 | 1.5 | 1.5 | 0.2 | N |  |  | OS | X | 1 | 1925 | Pre-2000 |  |  | N | Industrial Non-CHP | Customer Sited | Other | 6 | X | WAT | Renewable | 1.5 | 0 | 1 | 0
Operable | 62818 | Mahi Pono LLC |  | 58277 | Paia Hydroelectric Plant | HI | Vertical | Maui | PAH1 | Conventional Hydroelectric | HY |  | S | X | X |  |  | 1.3 | 0.8 | 1.3 | 1.3 | 0.2 | N |  |  | OS | X | 1 | 1912 | Pre-2000 |  |  | N | Industrial Non-CHP | Customer Sited | Other | 6 | X | WAT | Renewable | 1.3 | 0 | 1 | 0
Operable | 66115 | Mahipapa LLC |  | 59035 | Biomass to Energy Facility, Kauai | HI | Vertical | Kauai | MKA1 | Wood/Wood Waste Biomass | ST |  | S | X | X |  |  | 9.3 | 0.8 | 7.5 | 7.5 | 4.2 | N |  |  | OP | X | 1 | 2016 | 2016 |  |  | N | IPP Non-CHP | IPP | IPP | 2 | X | WDS | Renewable | 9.3 | 0 | 1 | 0
Operable | 66115 | Mahipapa LLC |  | 59035 | Biomass to Energy Facility, Kauai | HI | Vertical | Kauai | XKA1 | Petroleum Liquids | IC |  | S | X | X |  |  | 0.5 | 0.8 | 0.5 | 0.5 | 0.4 | N |  |  | OP | X | 5 | 2014 | 2014 |  |  | N | IPP Non-CHP | IPP | IPP | 2 | X | DFO | Non-Renewable | 0 | 0.5 | 0 | 1
Operable | 66115 | Mahipapa LLC |  | 59035 | Biomass to Energy Facility, Kauai | HI | Vertical | Kauai | XKA2 | Petroleum Liquids | IC |  | S | X | X |  |  | 0.5 | 0.8 | 0.5 | 0.5 | 0.4 | N |  |  | OP | X | 5 | 2014 | 2014 |  |  | N | IPP Non-CHP | IPP | IPP | 2 | X | DFO | Non-Renewable | 0 | 0.5 | 0 | 1
Operable | 61690 | Maimonides Medical Center |  | 62174 | Maimonides Medical Center | NY | Restructured | Kings | 625DI | Petroleum Liquids | IC |  | S | X | X |  |  | 0.5 | 0.8 | 0.5 | 0.5 | 0.1 | N |  |  | SB | N | 1 | 1999 | Pre-2000 |  |  | N | Commercial Non-CHP | Customer Sited | Other | 4 | X | DFO | Non-Renewable | 0 | 0.5 | 0 | 1
Operable | 61690 | Maimonides Medical Center |  | 62174 | Maimonides Medical Center | NY | Restructured | Kings | CM500 | Petroleum Liquids | IC |  | S | X | X |  |  | 0.5 | 0.8 | 0.5 | 0.5 | 0.1 | N |  |  | SB | N | 1 | 2006 | 2006 |  |  | N | Commercial Non-CHP | Customer Sited | Other | 4 | X | DFO | Non-Renewable | 0 | 0.5 | 0 | 1
Operable | 61690 | Maimonides Medical Center |  | 62174 | Maimonides Medical Center | NY | Restructured | Kings | CM800 | Petroleum Liquids | IC |  | S | X | X |  |  | 0.8 | 0.8 | 0.8 | 0.8 | 0.1 | N |  |  | SB | N | 1 | 2002 | 2002 |  |  | N | Commercial Non-CHP | Customer Sited | Other | 4 | X | DFO | Non-Renewable | 0 | 0.8 | 0 | 1
Operable | 61690 | Maimonides Medical Center |  | 62174 | Maimonides Medical Center | NY | Restructured | Kings | CM900 | Petroleum Liquids | IC |  | S | X | X |  |  | 0.9 | 0.8 | 0.9 | 0.9 | 0.1 | N |  |  | SB | N | 1 | 2006 | 2006 |  |  | N | Commercial Non-CHP | Customer Sited | Other | 4 | X | DFO | Non-Renewable | 0 | 0.9 | 0 | 1
Operable | 61690 | Maimonides Medical Center |  | 62174 | Maimonides Medical Center | NY | Restructured | Kings | CN900 | Petroleum Liquids | IC |  | S | X | X |  |  | 0.9 | 0.8 | 0.9 | 0.9 | 0.1 | N |  |  | SB | N | 1 | 2006 | 2006 |  |  | N | Commercial Non-CHP | Customer Sited | Other | 4 | X | DFO | Non-Renewable | 0 | 0.9 | 0 | 1
Operable | 61690 | Maimonides Medical Center |  | 62174 | Maimonides Medical Center | NY | Restructured | Kings | ON300 | Petroleum Liquids | IC |  | S | X | X |  |  | 0.3 | 0.8 | 0.3 | 0.3 | 0 | N |  |  | SB | N | 1 | 1990 | Pre-2000 |  |  | N | Commercial Non-CHP | Customer Sited | Other | 4 | X | DFO | Non-Renewable | 0 | 0.3 | 0 | 1
Operable | 64849 | Maine DG Solar Augusta, LLC |  | 65533 | Augusta | ME | Restructured | Kennebec | AUGU | Solar Photovoltaic | PV |  | S | X | X |  |  | 2.5 |  | 2.5 | 2.5 |  | N |  |  | OP | X | 3 | 2022 | 2022 |  |  | N | IPP Non-CHP | IPP | IPP | 2 | X | SUN | Renewable | 2.5 | 0 | 1 | 0
Operable | 64848 | Maine DG Solar Baldwin, LLC |  | 65532 | Baldwin | ME | Restructured | Cumberland | BALD | Solar Photovoltaic | PV |  | S | X | X |  |  | 5 |  | 5 | 5 |  | N |  |  | OP | X | 3 | 2022 | 2022 |  |  | N | IPP Non-CHP | IPP | IPP | 2 | X | SUN | Renewable | 5 | 0 | 1 | 0
Operable | 65185 | Maine DG Solar Harmony, LLC |  | 65996 | Harmony Solar | ME | Restructured | Somerset | HARM | Solar Photovoltaic | PV |  | S | X | X |  |  | 4.9 |  | 4.9 | 4.9 |  | N |  |  | OP | X | 8 | 2022 | 2022 |  |  | N | IPP Non-CHP | IPP | IPP | 2 | X | SUN | Renewable | 4.9 | 0 | 1 | 0
Operable | 64850 | Maine DG Solar Monmouth, LLC |  | 65534 | Monmouth | ME | Restructured | Kennebec | MON | Solar Photovoltaic | PV |  | S | X | X |  |  | 5 |  | 5 | 5 |  | N |  |  | OP | X | 3 | 2022 | 2022 |  |  | N | IPP Non-CHP | IPP | IPP | 2 | X | SUN | Renewable | 5 | 0 | 1 | 0
Operable | 65864 | Maine DG Solar Pittsfield, LLC |  | 66956 | Pittsfield Solar (N. Main St) | ME | Restructured | Somerset | 74474 | Solar Photovoltaic | PV |  | S | X | X |  |  | 4.9 |  | 4.9 | 4.9 |  | N |  |  | OP | X | 10 | 2023 | 2023 |  |  | N | IPP Non-CHP | IPP | IPP | 2 | X | SUN | Renewable | 4.9 | 0 | 1 | 0
Operable | 58701 | Maine Township High School Dist 207 |  | 58825 | MTHS Co-Gen Buildings | IL | Restructured | Cook | STH1 | Natural Gas Internal Combustion Engine | IC |  | S | X | X |  |  | 0.6 | 0.8 | 0.6 | 0.6 | 0.2 | N |  |  | OP | X | 1 | 1992 | Pre-2000 |  |  | Y | IPP CHP | IPP | IPP | 3 | T | NG | Non-Renewable | 0 | 0.6 | 0 | 1
Operable | 58701 | Maine Township High School Dist 207 |  | 58825 | MTHS Co-Gen Buildings | IL | Restructured | Cook | STH2 | Natural Gas Internal Combustion Engine | IC |  | S | X | X |  |  | 0.6 | 0.8 | 0.6 | 0.6 | 0.2 | N |  |  | OP | X | 1 | 1992 | Pre-2000 |  |  | Y | IPP CHP | IPP | IPP | 3 | T | NG | Non-Renewable | 0 | 0.6 | 0 | 1
Operable | 22219 | Maine Waste to Energy |  | 50035 | MMWAC Resource Recovery Facility | ME | Restructured | Androscoggin | ST1 | Municipal Solid Waste | ST |  | S | X | X | 4171 | 4171 | 5 | 0.8 | 2.7 | 2.7 | 1.9 | N |  |  | OP | X | 6 | 1992 | Pre-2000 |  |  | N | Commercial Non-CHP | Customer Sited | Other | 4 | X | MSW | Renewable | 5 | 0 | 1 | 0
Operable | 59371 | Mainline Generation LLC |  | 862 | Grand Tower Energy Center LLC | IL | Restructured | Jackson | 1 | Natural Gas Fired Combined Cycle | CT | CC01 | S | X | N | AMIL.CC.GDTWR1 | AMIL.CC.GDTWR1 | 223.2 | 0.9 | 161 | 182 | 110 | N |  |  | OS | X | 6 | 2001 | 2001 |  |  | N | IPP Non-CHP | IPP | IPP | 2 | X | NG | Non-Renewable | 0 | 223.2 | 0 | 1
Operable | 59371 | Mainline Generation LLC |  | 862 | Grand Tower Energy Center LLC | IL | Restructured | Jackson | 2 | Natural Gas Fired Combined Cycle | CT | CC02 | S | X | N | AMIL.CC.GDTWR2 | AMIL.CC.GDTWR2 | 223.2 | 0.9 | 159 | 178 | 110 | N |  |  | OS | X | 7 | 2001 | 2001 |  |  | N | IPP Non-CHP | IPP | IPP | 2 | X | NG | Non-Renewable | 0 | 223.2 | 0 | 1
Operable | 59371 | Mainline Generation LLC |  | 862 | Grand Tower Energy Center LLC | IL | Restructured | Jackson | 3 | Natural Gas Fired Combined Cycle | CA | CC01 | S | Y | X | AMIL.CC.GDTWR1 | AMIL.CC.GDTWR1 | 80.9 | 0.87 | 86 | 86 | 42 | N |  |  | OS | X | 3 | 1951 | Pre-2000 |  |  | N | IPP Non-CHP | IPP | IPP | 2 | X | NG | Non-Renewable | 0 | 80.9 | 0 | 1
Operable | 59371 | Mainline Generation LLC |  | 862 | Grand Tower Energy Center LLC | IL | Restructured | Jackson | 4 | Natural Gas Fired Combined Cycle | CA | CC02 | S | Y | X | AMIL.CC.GDTWR2 | AMIL.CC.GDTWR2 | 113.6 | 0.85 | 105 | 105 | 58 | N |  |  | OS | X | 4 | 1958 | Pre-2000 |  |  | N | IPP Non-CHP | IPP | IPP | 2 | X | NG | Non-Renewable | 0 | 113.6 | 0 | 1
Operable | 56598 | Major Oak Power, LLC |  | 7030 | Major Oak Power | TX | Restructured | Robertson | 1 | Conventional Steam Coal | ST |  | S | X | X | TNP_TNP_O_1 | TNP_TNP_O_1 | 174.6 | 0.9 | 152 | 153 | 95 | N |  |  | OP | X | 9 | 1990 | Pre-2000 |  |  | N | IPP Non-CHP | IPP | IPP | 2 | X | LIG | Non-Renewable | 0 | 174.6 | 0 | 1 | NG | SUB | PC
Operable | 56598 | Major Oak Power, LLC |  | 7030 | Major Oak Power | TX | Restructured | Robertson | 2 | Conventional Steam Coal | ST |  | S | X | X | TNP_TNP_O_2 | TNP_TNP_O_2 | 174.6 | 0.9 | 153 | 154 | 95 | N |  |  | OP | X | 10 | 1991 | Pre-2000 |  |  | N | IPP Non-CHP | IPP | IPP | 2 | X | LIG | Non-Renewable | 0 | 174.6 | 0 | 1 | NG | SUB | PC
Operable | 63194 | Malmedal Garden LLC |  | 63453 | Malmedal Solar Garden | MN | Vertical | Pope | CGS | Solar Photovoltaic | PV |  | S | X | X |  |  | 1 | 1 | 1 | 1 |  | N |  |  | OP | X | 7 | 2019 | 2019 |  |  | N | IPP Non-CHP | IPP | IPP | 2 | X | SUN | Renewable | 1 | 0 | 1 | 0
Operable | 60768 | Mammoth Plains Wind Project |  | 59284 | Mammoth Plains | OK | Vertical | Dewey | GE1.7 | Onshore Wind Turbine | WT |  | S | X | X |  |  | 199 |  | 199 | 199 | 0 | N |  |  | OP | X | 12 | 2014 | 2014 |  |  | N | IPP Non-CHP | IPP | IPP | 2 | X | WND | Renewable | 199 | 0 | 1 | 0
Operable | 58948 | Manatee County Utilities Department |  | 59142 | Manatee County LFGTE | FL | Vertical | Manatee | IC1 | Landfill Gas | IC |  | S | X | X |  |  | 1.6 | 0.9 | 1.6 | 1.6 | 0.8 | N |  |  | OA | X | 12 | 2013 | 2013 |  |  | N | IPP Non-CHP | IPP | IPP | 2 | X | LFG | Renewable | 1.6 | 0 | 1 | 0
Operable | 63350 | Manchester Street, LLC. |  | 3236 | Manchester Street | RI | Restructured | Providence | G10A | Natural Gas Fired Combined Cycle | CT | 321 | S | X | N |  |  | 125 | 0.85 | 110.1 | 115.6 | 70 | N |  |  | OP | X | 11 | 1995 | Pre-2000 |  |  | N | IPP Non-CHP | IPP | IPP | 2 | X | NG | Non-Renewable | 0 | 125 | 0 | 1 | DFO
Operable | 63350 | Manchester Street, LLC. |  | 3236 | Manchester Street | RI | Restructured | Providence | G11A | Natural Gas Fired Combined Cycle | CT | 322 | S | X | N |  |  | 125 | 0.85 | 110.2 | 115.6 | 70 | N |  |  | OP | X | 9 | 1995 | Pre-2000 |  |  | N | IPP Non-CHP | IPP | IPP | 2 | X | NG | Non-Renewable | 0 | 125 | 0 | 1 | DFO
Operable | 63350 | Manchester Street, LLC. |  | 3236 | Manchester Street | RI | Restructured | Providence | GE10 | Natural Gas Fired Combined Cycle | CA | 321 | S | N | X |  |  | 48 | 0.8 | 46.9 | 54.4 | 40 | N |  |  | OP | X | 11 | 1995 | Pre-2000 |  |  | N | IPP Non-CHP | IPP | IPP | 2 | X | NG | Non-Renewable | 0 | 48 | 0 | 1 | DFO
Operable | 63350 | Manchester Street, LLC. |  | 3236 | Manchester Street | RI | Restructured | Providence | GE11 | Natural Gas Fired Combined Cycle | CA | 322 | S | N | X |  |  | 46 | 0.8 | 46.8 | 54.4 | 40 | N |  |  | OP | X | 9 | 1995 | Pre-2000 |  |  | N | IPP Non-CHP | IPP | IPP | 2 | X | NG | Non-Renewable | 0 | 46 | 0 | 1 | DFO
Operable | 63350 | Manchester Street, LLC. |  | 3236 | Manchester Street | RI | Restructured | Providence | GE9A | Natural Gas Fired Combined Cycle | CT | 323 | S | X | N |  |  | 125 | 0.85 | 110.1 | 115.6 | 70 | N |  |  | OP | X | 11 | 1995 | Pre-2000 |  |  | N | IPP Non-CHP | IPP | IPP | 2 | X | NG | Non-Renewable | 0 | 125 | 0 | 1 | DFO
Operable | 63350 | Manchester Street, LLC. |  | 3236 | Manchester Street | RI | Restructured | Providence | GEN9 | Natural Gas Fired Combined Cycle | CA | 323 | S | N | X |  |  | 46 | 0.8 | 46.9 | 54.5 | 40 | N |  |  | OP | X | 11 | 1995 | Pre-2000 |  |  | N | IPP Non-CHP | IPP | IPP | 2 | X | NG | Non-Renewable | 0 | 46 | 0 | 1 | DFO
Operable | 11571 | Manitowoc Public Utilities |  | 4125 | Manitowoc | WI | Vertical | Manitowoc | 5 | Wood/Wood Waste Biomass | ST |  | S | X | X | WPS.LAKEFRN95 |  | 22 | 0.8 | 22 | 22 | 6 | N |  |  | OP | X | 6 | 1955 | Pre-2000 |  |  | N | Electric Utility | Utility | Municipal | 1 | X | WDS | Renewable | 22 | 0 | 1 | 0 | PC | BIT | SUB
Operable | 11571 | Manitowoc Public Utilities |  | 4125 | Manitowoc | WI | Vertical | Manitowoc | 6 | Wood/Wood Waste Biomass | ST |  | S | X | X | WPS.LAKEFRN96 |  | 32 | 0.8 | 22 | 22 | 6 | N |  |  | OP | X | 6 | 1962 | Pre-2000 |  |  | N | Electric Utility | Utility | Municipal | 1 | X | WDS | Renewable | 32 | 0 | 1 | 0 | PC | BIT | SUB
Operable | 11571 | Manitowoc Public Utilities |  | 4125 | Manitowoc | WI | Vertical | Manitowoc | 9 | Petroleum Coke | ST |  | S | X | X | WPS.LAKEFRN99 |  | 63.4 | 0.8 | 58.4 | 58.4 | 14 | N |  |  | OP | X | 4 | 2007 | 2007 |  |  | Y | Electric Utility | Utility | Municipal | 1 | T | PC | Non-Renewable | 0 | 63.4 | 0 | 1 | WDS | BIT | SUB
Operable | 11571 | Manitowoc Public Utilities |  | 7795 | Custer Energy Center | WI | Vertical | Manitowoc | 1 | Natural Gas Fired Combustion Turbine | GT |  | S | X | X | WPS.CUSTEGEN1 |  | 24.5 | 0.8 | 22 | 24 | 9.8 | N |  |  | OP | X | 6 | 1999 | Pre-2000 |  |  | N | Electric Utility | Utility | Municipal | 1 | X | NG | Non-Renewable | 0 | 24.5 | 0 | 1 | DFO
Operable | 64296 | Maple Street Solar 1, LLC |  | 64731 | Maple(CSG) | MA | Restructured | Norfolk | M2 | Batteries | BA |  | S | X | X |  |  | 2.3 |  | 2.3 | 2.3 | 2.3 | N |  |  | OP | X | 11 | 2021 | 2021 |  |  | N | IPP Non-CHP | IPP | IPP | 2 | X | MWH | Other | 0 | 0 | 0 | 0
Operable | 64296 | Maple Street Solar 1, LLC |  | 64731 | Maple(CSG) | MA | Restructured | Norfolk | MAPLE | Solar Photovoltaic | PV |  | S | X | X |  |  | 4 |  | 4 | 4 |  | N |  |  | OP | X | 11 | 2021 | 2021 |  |  | N | IPP Non-CHP | IPP | IPP | 2 | X | SUN | Renewable | 4 | 0 | 1 | 0
Operable | 60591 | Mapleton Community Solar |  | 60941 | Mapleton Community Solar | MN | Vertical | Blue Earth | DMCS1 | Solar Photovoltaic | PV |  | S | X | X |  |  | 1 |  | 0.9 | 0.9 |  | N |  |  | OP | X | 6 | 2017 | 2017 |  |  | N | IPP Non-CHP | IPP | IPP | 2 | X | SUN | Renewable | 1 | 0 | 1 | 0
Operable | 60591 | Mapleton Community Solar |  | 60941 | Mapleton Community Solar | MN | Vertical | Blue Earth | DMCS2 | Solar Photovoltaic | PV |  | S | X | X |  |  | 1 |  | 0.9 | 0.9 |  | N |  |  | OP | X | 6 | 2017 | 2017 |  |  | N | IPP Non-CHP | IPP | IPP | 2 | X | SUN | Renewable | 1 | 0 | 1 | 0
Operable | 60591 | Mapleton Community Solar |  | 60941 | Mapleton Community Solar | MN | Vertical | Blue Earth | DMCS3 | Solar Photovoltaic | PV |  | S | X | X |  |  | 1 |  | 0.9 | 0.9 |  | N |  |  | OP | X | 6 | 2017 | 2017 |  |  | N | IPP Non-CHP | IPP | IPP | 2 | X | SUN | Renewable | 1 | 0 | 1 | 0
Operable | 56072 | Marble River, LLC |  | 56857 | Marble River Wind Farm | NY | Restructured | Clinton | GEN1 | Onshore Wind Turbine | WT |  | S | X | X |  |  | 215.3 |  | 215.3 | 215.3 | 1.5 | N |  |  | OP | X | 11 | 2012 | 2012 |  |  | N | IPP Non-CHP | IPP | IPP | 2 | X | WND | Renewable | 215.3 | 0 | 1 | 0
Operable | 63572 | Marbury Point Solar LLC |  | 63917 | DC Water Solar | DC | Restructured | District of Columbia | 8030A | Solar Photovoltaic | PV |  | S | X | X |  |  | 3.5 |  | 3.5 | 3.5 |  | N |  |  | OP | X | 5 | 2021 | 2021 |  |  | N | IPP Non-CHP | IPP | IPP | 2 | X | SUN | Renewable | 3.5 | 0 | 1 | 0
Operable | 15286 | Marco Power Inc |  | 50323 | Marco Ranch | ID | Vertical | Jerome | 1 | Conventional Hydroelectric | HY |  | S | X | X |  |  | 0.3 | 0.8 | 0.3 | 0.3 | 0.1 | N |  |  | OP | X | 8 | 1985 | Pre-2000 |  |  | N | IPP Non-CHP | IPP | IPP | 2 | X | WAT | Renewable | 0.3 | 0 | 1 | 0
Operable | 15286 | Marco Power Inc |  | 50323 | Marco Ranch | ID | Vertical | Jerome | 2 | Conventional Hydroelectric | HY |  | S | X | X |  |  | 0.3 | 0.8 | 0.3 | 0.3 | 0.1 | N |  |  | OP | X | 8 | 1985 | Pre-2000 |  |  | N | IPP Non-CHP | IPP | IPP | 2 | X | WAT | Renewable | 0.3 | 0 | 1 | 0
Operable | 15286 | Marco Power Inc |  | 50323 | Marco Ranch | ID | Vertical | Jerome | 3 | Conventional Hydroelectric | HY |  | S | X | X |  |  | 0.3 | 0.8 | 0.3 | 0.3 | 0.1 | N |  |  | OP | X | 8 | 1985 | Pre-2000 |  |  | N | IPP Non-CHP | IPP | IPP | 2 | X | WAT | Renewable | 0.3 | 0 | 1 | 0
Operable | 15286 | Marco Power Inc |  | 50323 | Marco Ranch | ID | Vertical | Jerome | 4 | Conventional Hydroelectric | HY |  | S | X | X |  |  | 0.3 | 0.8 | 0.3 | 0.3 | 0.1 | N |  |  | OP | X | 8 | 1985 | Pre-2000 |  |  | N | IPP Non-CHP | IPP | IPP | 2 | X | WAT | Renewable | 0.3 | 0 | 1 | 0
Operable | 6693 | Marcus Hook Energy LP |  | 55801 | Marcus Hook Energy LP | PA | Restructured | Delaware | CT13 | Natural Gas Fired Combined Cycle | CT | CCG1 | W | X | Y |  |  | 188.2 | 0.85 | 182.7 | 197 | 100 | N |  |  | OP | X | 12 | 2004 | 2004 |  |  | Y | IPP CHP | IPP | IPP | 3 | T | NG | Non-Renewable | 0 | 188.2 | 0 | 1
Operable | 6693 | Marcus Hook Energy LP |  | 55801 | Marcus Hook Energy LP | PA | Restructured | Delaware | CT1A | Natural Gas Fired Combined Cycle | CT | CCG1 | W | X | Y |  |  | 188.2 | 0.85 | 182.7 | 197 | 100 | N |  |  | OP | X | 12 | 2004 | 2004 |  |  | Y | IPP CHP | IPP | IPP | 3 | T | NG | Non-Renewable | 0 | 188.2 | 0 | 1
Operable | 6693 | Marcus Hook Energy LP |  | 55801 | Marcus Hook Energy LP | PA | Restructured | Delaware | CTIB | Natural Gas Fired Combined Cycle | CT | CCG1 | W | X | Y |  |  | 188.2 | 0.85 | 182.7 | 197 | 100 | N |  |  | OP | X | 12 | 2004 | 2004 |  |  | Y | IPP CHP | IPP | IPP | 3 | T | NG | Non-Renewable | 0 | 188.2 | 0 | 1
Operable | 6693 | Marcus Hook Energy LP |  | 55801 | Marcus Hook Energy LP | PA | Restructured | Delaware | STG | Natural Gas Fired Combined Cycle | CA | CCG1 | W | Y | X |  |  | 271.5 | 0.85 | 307 | 307 | 184 | N |  |  | OP | X | 12 | 2004 | 2004 |  |  | Y | IPP CHP | IPP | IPP | 3 | T | NG | Non-Renewable | 0 | 271.5 | 0 | 1 | OG
Operable | 62707 | Marengo Battery Storage LLC |  | 62856 | Marengo Battery Storage LLC | IL | Restructured | McHenry | MBSS | Batteries | BA |  | S | X | X |  |  | 20 |  | 20 | 20 | 15 | N |  |  | OA | X | 12 | 2018 | 2018 |  |  | N | IPP Non-CHP | IPP | IPP | 2 | X | MWH | Other | 0 | 0 | 0 | 0
Operable | 60710 | Marie's Way Solar I, LLC |  | 61097 | Syncarpha Freetown | MA | Restructured | Bristol | SYNFR | Solar Photovoltaic | PV |  | S | X | X |  |  | 3.9 |  | 3.9 | 3.9 |  | N |  |  | OP | X | 11 | 2016 | 2016 |  |  | N | IPP Non-CHP | IPP | IPP | 2 | X | SUN | Renewable | 3.9 | 0 | 1 | 0
Operable | 56997 | Marina Energy LLC |  | 57869 | Heller Industrial Parks | NJ | Restructured | Middlesex | HH | Solar Photovoltaic | PV |  | S | X | X | DEVILSBR13 KV |  | 0.5 |  | 0.5 | 0.5 |  | N |  |  | OP | X | 2 | 2012 | 2012 | 2 | 2027 | N | IPP Non-CHP | IPP | IPP | 2 | X | SUN | Renewable | 0.5 | 0 | 1 | 0
Operable | 56997 | Marina Energy LLC |  | 57869 | Heller Industrial Parks | NJ | Restructured | Middlesex | HII | Solar Photovoltaic | PV |  | S | X | X | DEVILSBR13 KV |  | 0.4 |  | 0.4 | 0.4 |  | N |  |  | OP | X | 2 | 2012 | 2012 | 2 | 2027 | N | IPP Non-CHP | IPP | IPP | 2 | X | SUN | Renewable | 0.4 | 0 | 1 | 0
Operable | 56997 | Marina Energy LLC |  | 57869 | Heller Industrial Parks | NJ | Restructured | Middlesex | HJC | Solar Photovoltaic | PV |  | S | X | X | DEVILSBR13 KV |  | 0.2 |  | 0.2 | 0.2 |  | N |  |  | OP | X | 2 | 2012 | 2012 | 2 | 2027 | N | IPP Non-CHP | IPP | IPP | 2 | X | SUN | Renewable | 0.2 | 0 | 1 | 0
Operable | 56997 | Marina Energy LLC |  | 57869 | Heller Industrial Parks | NJ | Restructured | Middlesex | HM | Solar Photovoltaic | PV |  | S | X | X | DEVILSBR13 KV |  | 0.8 |  | 0.8 | 0.8 |  | N |  |  | OP | X | 5 | 2013 | 2013 | 5 | 2028 | N | IPP Non-CHP | IPP | IPP | 2 | X | SUN | Renewable | 0.8 | 0 | 1 | 0
Operable | 56997 | Marina Energy LLC |  | 57869 | Heller Industrial Parks | NJ | Restructured | Middlesex | UNIT1 | Solar Photovoltaic | PV |  | S | X | X | DEVILSBR13 KV |  | 2.7 |  | 2.7 | 2.7 |  | N |  |  | OP | X | 12 | 2011 | 2011 | 2 | 2027 | N | IPP Non-CHP | IPP | IPP | 2 | X | SUN | Renewable | 2.7 | 0 | 1 | 0
Operable | 56997 | Marina Energy LLC |  | 60759 | Freeze Solar | NJ | Restructured | Middlesex | PV1 | Solar Photovoltaic | PV |  | S | X | X | DEVILSBR13 KV |  | 1.5 |  | 1.5 | 1.5 |  | N |  |  | OP | X | 12 | 2013 | 2013 | 1 | 2028 | N | IPP Non-CHP | IPP | IPP | 2 | X | SUN | Renewable | 1.5 | 0 | 1 | 0
Operable | 56997 | Marina Energy LLC |  | 62438 | Heller 400M | NJ | Restructured | Middlesex | A | Solar Photovoltaic | PV |  | S | X | X | MEADOWRD138 KV T-1 |  | 0.8 |  | 0.8 | 0.8 |  | N |  |  | OP | X | 5 | 2013 | 2013 | 5 | 2028 | N | IPP Non-CHP | IPP | IPP | 2 | X | SUN | Renewable | 0.8 | 0 | 1 | 0
Operable | 56997 | Marina Energy LLC |  | 62438 | Heller 400M | NJ | Restructured | Middlesex | B | Solar Photovoltaic | PV |  | S | X | X | MEADOWRD138 KV T-1 |  | 0.2 |  | 0.2 | 0.2 |  | N |  |  | OP | X | 5 | 2013 | 2013 | 5 | 2028 | N | IPP Non-CHP | IPP | IPP | 2 | X | SUN | Renewable | 0.2 | 0 | 1 | 0
Operable | 56997 | Marina Energy LLC |  | 62438 | Heller 400M | NJ | Restructured | Middlesex | C | Solar Photovoltaic | PV |  | S | X | X | MEADOWRD138 KV T-1 |  | 0.2 |  | 0.2 | 0.2 |  | N |  |  | OP | X | 5 | 2013 | 2013 | 5 | 2028 | N | IPP Non-CHP | IPP | IPP | 2 | X | SUN | Renewable | 0.2 | 0 | 1 | 0
Operable | 58985 | Marion Solar LLC |  | 59172 | Belmont | IN | Vertical | Marion | PV1 | Solar Photovoltaic | PV |  | S | X | X |  |  | 3.8 |  | 3.8 | 3.8 |  | N |  |  | OP | X | 11 | 2015 | 2015 |  |  | N | IPP Non-CHP | IPP | IPP | 2 | X | SUN | Renewable | 3.8 | 0 | 1 | 0
Operable | 58985 | Marion Solar LLC |  | 59180 | Marion Solar LNG | IN | Vertical | Marion | PV1 | Solar Photovoltaic | PV |  | S | X | X |  |  | 1.5 |  | 1.5 | 1.5 |  | N |  |  | OP | X | 10 | 2015 | 2015 |  |  | N | IPP Non-CHP | IPP | IPP | 2 | X | SUN | Renewable | 1.5 | 0 | 1 | 0
Operable | 59125 | Marlboro Mushroom |  | 59327 | Marlboro Mushrooms Solar Field | PA | Restructured | Chester | GEN1 | Solar Photovoltaic | PV |  | S | X | X |  |  | 1 |  | 1 | 0.3 |  | N |  |  | OP | X | 11 | 2011 | 2011 |  |  | N | Industrial Non-CHP | Customer Sited | Other | 6 | X | SUN | Renewable | 1 | 0 | 1 | 0
Operable | 65246 | Marlborough Solar, LLC |  | 66074 | Marlborough Solar | NY | Restructured | Ulster | 4942 | Solar Photovoltaic | PV |  | S | X | X |  |  | 2 |  | 2 | 1.8 |  | N |  |  | OP | X | 3 | 2021 | 2021 |  |  | N | IPP Non-CHP | IPP | IPP | 2 | X | SUN | Renewable | 2 | 0 | 1 | 0
Operable | 63753 | Marlow Solar, LLC |  | 64122 | Marlow Solar, LLC CSG | IL | Restructured | Jefferson | MARL | Solar Photovoltaic | PV |  | S | X | X |  |  | 2 |  | 2 | 2 |  | N |  |  | OP | X | 12 | 2020 | 2020 |  |  | N | IPP Non-CHP | IPP | IPP | 2 | X | SUN | Renewable | 2 | 0 | 1 | 0
Operable | 11401 | Mars Wrigley Confectionery US, LLC |  | 10061 | Mars Wrigley Confectionery US, LLC | NJ | Restructured | WARREN | GEN1 | Natural Gas Fired Combined Cycle | CT | CC1 | S | X | N |  |  | 10.9 | 0.8 | 8.8 | 10.7 | 6 | N |  |  | OP | X | 5 | 1989 | Pre-2000 |  |  | Y | Industrial CHP | Customer Sited | Other | 7 | T | NG | Non-Renewable | 0 | 10.9 | 0 | 1
Operable | 11401 | Mars Wrigley Confectionery US, LLC |  | 10061 | Mars Wrigley Confectionery US, LLC | NJ | Restructured | WARREN | GEN2 | Natural Gas Fired Combined Cycle | CA | CC1 | S | N | X |  |  | 1.4 | 0.8 | 0.7 | 1.2 | 0.5 | N |  |  | OP | X | 10 | 1984 | Pre-2000 |  |  | Y | Industrial CHP | Customer Sited | Other | 7 | B | NG | Non-Renewable | 0 | 1.4 | 0 | 1
Operable | 56635 | Marsh Landing LLC |  | 57267 | Marsh Landing Generating Station | CA | Vertical | Contra Costa | 1 | Natural Gas Fired Combustion Turbine | GT |  | W | X | X |  |  | 207 | 0.9 | 191.9 | 201.6 | 120 | N |  |  | OP | X | 5 | 2013 | 2013 |  |  | N | IPP Non-CHP | IPP | IPP | 2 | X | NG | Non-Renewable | 0 | 207 | 0 | 1
Operable | 56635 | Marsh Landing LLC |  | 57267 | Marsh Landing Generating Station | CA | Vertical | Contra Costa | 2 | Natural Gas Fired Combustion Turbine | GT |  | W | X | X |  |  | 207 | 0.9 | 191.1 | 200.7 | 120 | N |  |  | OP | X | 5 | 2013 | 2013 |  |  | N | IPP Non-CHP | IPP | IPP | 2 | X | NG | Non-Renewable | 0 | 207 | 0 | 1
Operable | 56635 | Marsh Landing LLC |  | 57267 | Marsh Landing Generating Station | CA | Vertical | Contra Costa | 3 | Natural Gas Fired Combustion Turbine | GT |  | W | X | X |  |  | 207 | 0.9 | 190.4 | 200.3 | 120 | N |  |  | OP | X | 5 | 2013 | 2013 |  |  | N | IPP Non-CHP | IPP | IPP | 2 | X | NG | Non-Renewable | 0 | 207 | 0 | 1
Operable | 56635 | Marsh Landing LLC |  | 57267 | Marsh Landing Generating Station | CA | Vertical | Contra Costa | 4 | Natural Gas Fired Combustion Turbine | GT |  | W | X | X |  |  | 207 | 0.9 | 191.8 | 202.2 | 120 | N |  |  | OP | X | 5 | 2013 | 2013 |  |  | N | IPP Non-CHP | IPP | IPP | 2 | X | NG | Non-Renewable | 0 | 207 | 0 | 1
Operable | 11716 | Marsh Valley Development Inc |  | 50972 | Marsh Valley Development | ID | Vertical | Bannock | 1 | Conventional Hydroelectric | HY |  | S | X | X |  |  | 1.6 | 1 | 1.5 | 1.5 | 0.1 | N |  |  | OP | X | 4 | 1993 | Pre-2000 |  |  | N | IPP Non-CHP | IPP | IPP | 2 | X | WAT | Renewable | 1.6 | 0 | 1 | 0
Operable | 61755 | Marshall Solar |  | 62238 | Marshall Solar | SC | Vertical | Darlington | 52 | Solar Photovoltaic | PV |  | S | X | X |  |  | 2 |  | 2 | 2 |  | N |  |  | OP | X | 7 | 2022 | 2022 |  |  | N | IPP Non-CHP | IPP | IPP | 2 | X | SUN | Renewable | 2 | 0 | 1 | 0
Operable | 59973 | Marshall Solar Energy Project |  | 59875 | Marshall Solar Energy Project | MN | Vertical | Lyon | PV1 | Solar Photovoltaic | PV |  | S | X | X |  |  | 62.3 |  | 62.3 | 62.3 |  | N |  |  | OP | X | 1 | 2017 | 2017 |  |  | N | IPP Non-CHP | IPP | IPP | 2 | X | SUN | Renewable | 62.3 | 0 | 1 | 0
Operable | 63166 | Marshall Wind Farm, LLC |  | 56824 | Marshall Wind 2 LLC | MN | Vertical | Lyon | 1 | Onshore Wind Turbine | WT |  | S | X | X | NSP.MRES.MMU |  | 4.2 |  | 4.2 | 4.2 | 0.6 | N |  |  | OP | X | 12 | 2007 | 2007 |  |  | N | IPP Non-CHP | IPP | IPP | 2 | X | WND | Renewable | 4.2 | 0 | 1 | 0
Operable | 63166 | Marshall Wind Farm, LLC |  | 56825 | Marshall Wind 3 LLC | MN | Vertical | Lyon | 1 | Onshore Wind Turbine | WT |  | S | X | X | NSP.MRES.MMU |  | 4.2 |  | 4.2 | 4.2 | 0.6 | N |  |  | OP | X | 12 | 2007 | 2007 |  |  | N | IPP Non-CHP | IPP | IPP | 2 | X | WND | Renewable | 4.2 | 0 | 1 | 0
Operable | 63166 | Marshall Wind Farm, LLC |  | 56826 | Marshall Wind 4 LLC | MN | Vertical | Lyon | 1 | Onshore Wind Turbine | WT |  | S | X | X | NSP.MRES.MMU |  | 4.2 |  | 4.2 | 4.2 | 0.6 | N |  |  | OP | X | 12 | 2007 | 2007 |  |  | N | IPP Non-CHP | IPP | IPP | 2 | X | WND | Renewable | 4.2 | 0 | 1 | 0
Operable | 63166 | Marshall Wind Farm, LLC |  | 56827 | Marshall Wind 5 LLC | MN | Vertical | Lyon | 1 | Onshore Wind Turbine | WT |  | S | X | X | NSP.MRES.MMU |  | 2.1 |  | 2.1 | 2.1 | 0.3 | N |  |  | OP | X | 12 | 2007 | 2007 |  |  | N | IPP Non-CHP | IPP | IPP | 2 | X | WND | Renewable | 2.1 | 0 | 1 | 0
Operable | 63166 | Marshall Wind Farm, LLC |  | 56828 | Marshall Wind 6 LLC | MN | Vertical | Lyon | 1 | Onshore Wind Turbine | WT |  | S | X | X | NSP.MRES.MMU |  | 2.1 |  | 2.1 | 2.1 | 0.3 | N |  |  | OP | X | 12 | 2007 | 2007 |  |  | N | IPP Non-CHP | IPP | IPP | 2 | X | WND | Renewable | 2.1 | 0 | 1 | 0
Operable | 63166 | Marshall Wind Farm, LLC |  | 56840 | Marshall Wind 1 LLC | MN | Vertical | Lyon | 1 | Onshore Wind Turbine | WT |  | S | X | X | NSP.MRES.MMU |  | 2.1 |  | 2.1 | 2.1 | 0.3 | N |  |  | OP | X | 12 | 2007 | 2007 |  |  | N | IPP Non-CHP | IPP | IPP | 2 | X | WND | Renewable | 2.1 | 0 | 1 | 0
Operable | 57441 | MARTA |  | 58064 | Laredo Bus Facility Solar Canopies | GA | Vertical | DeKalb | LBFS | Solar Photovoltaic | PV |  | S | X | X |  |  | 1 |  | 1 | 1 |  | N |  |  | OP | X | 1 | 2012 | 2012 |  |  | N | Commercial Non-CHP | Customer Sited | Other | 4 | X | SUN | Renewable | 1 | 0 | 1 | 0
Operable | 11651 | Martinez Refining Co |  | 54912 | Martinez Refining | CA | Vertical | Contra Costa | GTG1 | Natural Gas Fired Combined Cycle | CT | CC1 | S | X | Y |  |  | 40 | 0.85 | 40 | 42 | 4 | N |  |  | OP | X | 11 | 1995 | Pre-2000 |  |  | Y | Industrial CHP | Customer Sited | Other | 7 | T | NG | Non-Renewable | 0 | 40 | 0 | 1
Operable | 11651 | Martinez Refining Co |  | 54912 | Martinez Refining | CA | Vertical | Contra Costa | GTG2 | Natural Gas Fired Combined Cycle | CT | CC1 | S | X | Y |  |  | 40 | 0.85 | 40 | 42 | 4 | N |  |  | OP | X | 1 | 1996 | Pre-2000 |  |  | Y | Industrial CHP | Customer Sited | Other | 7 | T | NG | Non-Renewable | 0 | 40 | 0 | 1
Operable | 11651 | Martinez Refining Co |  | 54912 | Martinez Refining | CA | Vertical | Contra Costa | STG1 | Other Gases | CA | CC1 | S | Y | X |  |  | 20 | 0.85 | 20 | 20 | 4 | N |  |  | OP | X | 12 | 1995 | Pre-2000 |  |  | Y | Industrial CHP | Customer Sited | Other | 7 | B | OG | Non-Renewable | 0 | 20 | 0 | 1
Operable | 11704 | Maryland Environmental Service |  | 10693 | Eastern Correctional Institute | MD | Restructured | Somerset | 1147 | Wood/Wood Waste Biomass | ST |  | S | X | X |  |  | 1.9 | 0.8 | 1.3 | 0.8 | 0.5 | N |  |  | OP | X | 8 | 1987 | Pre-2000 |  |  | Y | Commercial CHP | Customer Sited | Other | 5 | T | WDS | Renewable | 1.9 | 0 | 1 | 0 | DFO
Operable | 11704 | Maryland Environmental Service |  | 10693 | Eastern Correctional Institute | MD | Restructured | Somerset | 1148 | Wood/Wood Waste Biomass | ST |  | S | X | X |  |  | 1.9 | 0.8 | 1.3 | 0.8 | 0.5 | N |  |  | OP | X | 8 | 1987 | Pre-2000 |  |  | Y | Commercial CHP | Customer Sited | Other | 5 | T | WDS | Renewable | 1.9 | 0 | 1 | 0 | DFO
Operable | 11704 | Maryland Environmental Service |  | 10693 | Eastern Correctional Institute | MD | Restructured | Somerset | DG1 | Petroleum Liquids | IC |  | S | X | X |  |  | 1 | 0.8 | 1 | 1 | 0.4 | N |  |  | SB | Y | 11 | 1988 | Pre-2000 |  |  | N | Commercial CHP | Customer Sited | Other | 5 | X | DFO | Non-Renewable | 0 | 1 | 0 | 1
Operable | 11704 | Maryland Environmental Service |  | 10693 | Eastern Correctional Institute | MD | Restructured | Somerset | DG2 | Petroleum Liquids | IC |  | S | X | X |  |  | 1 | 0.8 | 1 | 1 | 0.4 | N |  |  | SB | Y | 11 | 1988 | Pre-2000 |  |  | N | Commercial CHP | Customer Sited | Other | 5 | X | DFO | Non-Renewable | 0 | 1 | 0 | 1
Operable | 11782 | Marysville Hydro Partners |  | 54668 | Falls River Hydro | ID | Vertical | Fremont | 1 | Conventional Hydroelectric | HY |  | S | X | X |  |  | 4.5 | 0.9 | 4.5 | 4.5 | 1 | N |  |  | OP | X | 8 | 1993 | Pre-2000 |  |  | N | IPP Non-CHP | IPP | IPP | 2 | X | WAT | Renewable | 4.5 | 0 | 1 | 0
Operable | 11782 | Marysville Hydro Partners |  | 54668 | Falls River Hydro | ID | Vertical | Fremont | 2 | Conventional Hydroelectric | HY |  | S | X | X |  |  | 4.5 | 0.9 | 4.5 | 4.5 | 1 | N |  |  | OP | X | 8 | 1993 | Pre-2000 |  |  | N | IPP Non-CHP | IPP | IPP | 2 | X | WAT | Renewable | 4.5 | 0 | 1 | 0
Operable | 63989 | Mas Durham Power, LLC |  | 57365 | Mas Durham Power, LLC | NC | Vertical | Durham | 1A | Landfill Gas | IC |  | S | X | X |  |  | 1.1 | 0.8 | 1.1 | 1.1 | 0.7 | N |  |  | OA | X | 2 | 2010 | 2010 |  |  | N | IPP Non-CHP | IPP | IPP | 2 | X | LFG | Renewable | 1.1 | 0 | 1 | 0
Operable | 63989 | Mas Durham Power, LLC |  | 57365 | Mas Durham Power, LLC | NC | Vertical | Durham | 1B | Landfill Gas | IC |  | S | X | X |  |  | 1.1 | 0.8 | 1.1 | 1.1 | 0.7 | N |  |  | OP | X | 2 | 2010 | 2010 |  |  | N | IPP Non-CHP | IPP | IPP | 2 | X | LFG | Renewable | 1.1 | 0 | 1 | 0
Operable | 58598 | Mass Solar, LLC |  | 58283 | Freetown Solar | MA | Restructured | Bristol | 1 | Solar Photovoltaic | PV |  | S | X | X |  |  | 4.5 |  | 4.5 | 4.5 | 0 | N |  |  | OP | X | 3 | 2015 | 2015 |  |  | N | IPP Non-CHP | IPP | IPP | 2 | X | SUN | Renewable | 4.5 | 0 | 1 | 0
Operable | 58598 | Mass Solar, LLC |  | 58650 | North Brookfield | MA | Restructured | Worcester | PV1 | Solar Photovoltaic | PV |  | S | X | X |  |  | 3 |  | 3 | 3 |  | N |  |  | OP | X | 6 | 2014 | 2014 |  |  | N | IPP Non-CHP | IPP | IPP | 2 | X | SUN | Renewable | 3 | 0 | 1 | 0
Operable | 58598 | Mass Solar, LLC |  | 58680 | Braley Road 2 | MA | Restructured | Bristol | PV1 | Solar Photovoltaic | PV |  | S | X | X |  |  | 2.6 |  | 2.6 | 2.6 |  | N |  |  | OP | X | 3 | 2015 | 2015 |  |  | N | IPP Non-CHP | IPP | IPP | 2 | X | SUN | Renewable | 2.6 | 0 | 1 | 0
Operable | 58598 | Mass Solar, LLC |  | 58682 | Dartmouth | MA | Restructured | Bristol | PV1 | Solar Photovoltaic | PV |  | S | X | X |  |  | 6.3 |  | 6.3 | 6.3 |  | N |  |  | OP | X | 4 | 2014 | 2014 |  |  | N | IPP Non-CHP | IPP | IPP | 2 | X | SUN | Renewable | 6.3 | 0 | 1 | 0
Operable | 11724 | Massachusetts Bay Trans Auth |  | 10176 | M Street Jet | MA | Restructured | Suffolk | NO.6 | Petroleum Liquids | GT |  | S | X | X | NEMASSBOST | NEMASSBOST | 69 | 0.9 | 50 | 68 | 5 | N |  |  | OP | X | 5 | 1979 | Pre-2000 |  |  | N | IPP Non-CHP | IPP | IPP | 2 | X | KER | Non-Renewable | 0 | 69 | 0 | 1
Operable | 62677 | Massachusetts Department of Correction |  | 62757 | Bridgewater Complex Co-Generation Plant | MA | Restructured | Bristol | CG1 | Natural Gas Fired Combustion Turbine | GT |  | W | X | X |  |  | 1.5 | 0.9 | 1.5 | 1.5 | 0.5 | N |  |  | OP | X | 11 | 2015 | 2015 |  |  | Y | Commercial CHP | Customer Sited | Other | 5 | T | NG | Non-Renewable | 0 | 1.5 | 0 | 1
Operable | 11804 | Massachusetts Electric Co |  | 57265 | Dorchester Solar Site | MA | Restructured | Suffolk | 1 | Solar Photovoltaic | PV |  | S | X | X |  |  | 1 |  | 1 | 1 |  | N |  |  | OP | X | 1 | 2012 | 2012 |  |  | N | Electric Utility | Utility | Investor Owned Utility | 1 | X | SUN | Renewable | 1 | 0 | 1 | 0
Operable | 11804 | Massachusetts Electric Co |  | 57269 | Haverhill Solar Power Project | MA | Restructured | Essex | 1 | Solar Photovoltaic | PV |  | S | X | X |  |  | 1 |  | 0.9 | 0.9 |  | N |  |  | OP | X | 12 | 2010 | 2010 |  |  | N | Electric Utility | Utility | Investor Owned Utility | 1 | X | SUN | Renewable | 1 | 0 | 1 | 0
Operable | 11804 | Massachusetts Electric Co |  | 57270 | NEDC Solar Site | MA | Restructured | Worcester | 1 | Solar Photovoltaic | PV |  | S | X | X |  |  | 1 |  | 0.9 | 0.9 |  | N |  |  | OP | X | 6 | 2010 | 2010 |  |  | N | Electric Utility | Utility | Investor Owned Utility | 1 | X | SUN | Renewable | 1 | 0 | 1 | 0
Operable | 11820 | Massachusetts Inst of Tech |  | 54907 | Mass Inst Tech Cntrl Utilities/Cogen Plt | MA | Restructured | Middlesex | GT200 | Natural Gas Fired Combustion Turbine | GT |  | S | X | X |  |  | 21.7 | 0.8 | 17.7 | 20.7 | 9 | N |  |  | OP | X | 4 | 2021 | 2021 |  |  | Y | Commercial CHP | Customer Sited | Other | 5 | T | NG | Non-Renewable | 0 | 21.7 | 0 | 1 | DFO
Operable | 11820 | Massachusetts Inst of Tech |  | 54907 | Mass Inst Tech Cntrl Utilities/Cogen Plt | MA | Restructured | Middlesex | GT300 | Natural Gas Fired Combustion Turbine | GT |  | S | X | X |  |  | 21.7 | 0.8 | 17.7 | 20.7 | 9 | N |  |  | OP | X | 4 | 2021 | 2021 |  |  | Y | Commercial CHP | Customer Sited | Other | 5 | T | NG | Non-Renewable | 0 | 21.7 | 0 | 1 | DFO
Operable | 11806 | Massachusetts Mun Wholes Electric Co |  | 6081 | Stony Brook | MA | Restructured | Hampden | 1 | Petroleum Liquids | GT |  | J | X | X | UN.STONTBRK13.2ST2A | .Z.WCMASS | 85 | 0.9 | 65 | 85 | 40 | N |  |  | OP | X | 11 | 1982 | Pre-2000 |  |  | N | Electric Utility | Utility | Municipal | 1 | X | DFO | Non-Renewable | 0 | 85 | 0 | 1
Operable | 11806 | Massachusetts Mun Wholes Electric Co |  | 6081 | Stony Brook | MA | Restructured | Hampden | 2 | Petroleum Liquids | GT |  | J | X | X | UN.STONYBRK13.2ST2B | .Z.WCMASS | 85 | 0.9 | 65 | 85 | 40 | N |  |  | OP | X | 11 | 1982 | Pre-2000 |  |  | N | Electric Utility | Utility | Municipal | 1 | X | DFO | Non-Renewable | 0 | 85 | 0 | 1
Operable | 11806 | Massachusetts Mun Wholes Electric Co |  | 6081 | Stony Brook | MA | Restructured | Hampden | 5051S | Solar Photovoltaic | PV |  | S | X | X | 4007 | Z.WCMASS | 6.9 | 1 | 6.9 | 6.9 | 0 | N |  |  | OP | X | 6 | 2018 | 2018 |  |  | N | Electric Utility | Utility | Municipal | 1 | X | SUN | Renewable | 6.9 | 0 | 1 | 0
Operable | 11806 | Massachusetts Mun Wholes Electric Co |  | 6081 | Stony Brook | MA | Restructured | Hampden | BS#1 | Petroleum Liquids | IC |  | J | X | X |  |  | 2 | 0.9 | 2 | 2 | 0.2 | N |  |  | SB | N | 9 | 2007 | 2007 |  |  | N | Electric Utility | Utility | Municipal | 1 | X | DFO | Non-Renewable | 0 | 2 | 0 | 1
Operable | 11806 | Massachusetts Mun Wholes Electric Co |  | 6081 | Stony Brook | MA | Restructured | Hampden | BS#2 | Petroleum Liquids | IC |  | J | X | X |  |  | 2 | 0.9 | 2 | 2 | 0.2 | N |  |  | SB | N | 9 | 2007 | 2007 |  |  | N | Electric Utility | Utility | Municipal | 1 | X | DFO | Non-Renewable | 0 | 2 | 0 | 1
Operable | 11806 | Massachusetts Mun Wholes Electric Co |  | 6081 | Stony Brook | MA | Restructured | Hampden | CA1 | Petroleum Liquids | CA | CC1 | J | N | X |  |  | 105 | 0.9 | 96 | 105 | 20 | N |  |  | OP | X | 11 | 1981 | Pre-2000 |  |  | N | Electric Utility | Utility | Municipal | 1 | X | DFO | Non-Renewable | 0 | 105 | 0 | 1
Operable | 11806 | Massachusetts Mun Wholes Electric Co |  | 6081 | Stony Brook | MA | Restructured | Hampden | CT1 | Petroleum Liquids | CT | CC1 | J | X | N | UN.STONYBRK13.2ST1A | .Z.WCMASS | 85 | 0.9 | 69.7 | 87 | 40 | N |  |  | OP | X | 11 | 1981 | Pre-2000 |  |  | N | Electric Utility | Utility | Municipal | 1 | X | DFO | Non-Renewable | 0 | 85 | 0 | 1 | NG
Operable | 11806 | Massachusetts Mun Wholes Electric Co |  | 6081 | Stony Brook | MA | Restructured | Hampden | CT2 | Petroleum Liquids | CT | CC1 | J | X | Y | UN.STONYBRK13.2ST1B | .Z.WCMASS | 85 | 0.9 | 69.7 | 87 | 55 | N |  |  | OP | X | 11 | 1981 | Pre-2000 |  |  | N | Electric Utility | Utility | Municipal | 1 | X | DFO | Non-Renewable | 0 | 85 | 0 | 1
Operable | 11806 | Massachusetts Mun Wholes Electric Co |  | 6081 | Stony Brook | MA | Restructured | Hampden | CT3 | Petroleum Liquids | CT | CC1 | J | X | N | UN.STONYBRK13.2ST1C | .Z.WCMASS | 85 | 0.9 | 69.7 | 87 | 40 | N |  |  | OP | X | 11 | 1981 | Pre-2000 |  |  | N | Electric Utility | Utility | Municipal | 1 | X | DFO | Non-Renewable | 0 | 85 | 0 | 1 | NG
Operable | 11806 | Massachusetts Mun Wholes Electric Co |  | 6081 | Stony Brook | MA | Restructured | Hampden | EDSI | Petroleum Liquids | IC |  | J | X | X |  |  | 0.6 | 0.9 | 0.6 | 0.6 | 0.2 | N |  |  | OP | X | 11 | 1981 | Pre-2000 |  |  | N | Electric Utility | Utility | Municipal | 1 | X | DFO | Non-Renewable | 0 | 0.6 | 0 | 1
Operable | 11806 | Massachusetts Mun Wholes Electric Co |  | 57721 | Berkshire Wind Power Project | MA | Restructured | Berkshire | BWP | Onshore Wind Turbine | WT |  | W | X | X | UN.PARTRIDG23 BRKW | .Z.WCMASS | 15 |  | 15 | 15 | 0.1 | N |  |  | OP | X | 5 | 2011 | 2011 |  |  | N | Electric Utility | Utility | Municipal | 1 | X | WND | Renewable | 15 | 0 | 1 | 0
Operable | 11806 | Massachusetts Mun Wholes Electric Co |  | 57721 | Berkshire Wind Power Project | MA | Restructured | Berkshire | HN-8 | Onshore Wind Turbine | WT |  | W | X | X | 7604 | .Z.WCMASS | 2.3 | 0.95 | 2.3 | 2.3 | 0.1 | N |  |  | OP | X | 9 | 2019 | 2019 |  |  | N | Electric Utility | Utility | Municipal | 1 | X | WND | Renewable | 2.3 | 0 | 1 | 0
Operable | 11806 | Massachusetts Mun Wholes Electric Co |  | 57721 | Berkshire Wind Power Project | MA | Restructured | Berkshire | HN-9 | Onshore Wind Turbine | WT |  | W | X | X | 7604 | .Z.WCMASS | 2.3 | 0.95 | 2.3 | 2.3 | 0.1 | N |  |  | OP | X | 9 | 2019 | 2019 |  |  | N | Electric Utility | Utility | Municipal | 1 | X | WND | Renewable | 2.3 | 0 | 1 | 0
Operable | 11806 | Massachusetts Mun Wholes Electric Co |  | 62219 | Ashburnham Energy Storage Project | MA | Restructured | Worcester | AMLPB | Batteries | BA |  | S | X | X |  |  | 3 |  | 3 | 3 | 0.1 | N |  |  | OP | X | 3 | 2019 | 2019 |  |  | N | Electric Utility | Utility | Municipal | 1 | X | MWH | Other | 0 | 0 | 0 | 0
Operable | 11806 | Massachusetts Mun Wholes Electric Co |  | 62585 | Beebe Substation Battery Storage | MA | Restructured | Middlesex | WAKFD | Batteries | BA |  | S | X | X |  |  | 3 |  | 3 | 3 | 0.1 | N |  |  | OP | X | 3 | 2019 | 2019 |  |  | N | Electric Utility | Utility | Municipal | 1 | X | MWH | Other | 0 | 0 | 0 | 0
Operable | 11806 | Massachusetts Mun Wholes Electric Co |  | 64060 | SELCO Community Solar | MA | Restructured | Worcester | SELCO | Solar Photovoltaic | PV |  | S | X | X | 4007 | Z.WCMASS | 3 |  | 3 | 3 |  | N |  |  | OP | X | 6 | 2018 | 2018 |  |  | N | Electric Utility | Utility | Municipal | 1 | X | SUN | Renewable | 3 | 0 | 1 | 0
Operable | 11426 | Massachusetts Water Res Auth |  | 10824 | Oakdale Power Station | MA | Restructured | Worcester | OAKD | Conventional Hydroelectric | HY |  | S | X | X |  |  | 3.5 | 1 | 3 | 3 | 1 | N |  |  | OP | X | 5 | 1951 | Pre-2000 |  |  | N | IPP Non-CHP | IPP | IPP | 2 | X | WAT | Renewable | 3.5 | 0 | 1 | 0
Operable | 11426 | Massachusetts Water Res Auth |  | 10825 | Cosgrove Intake and Power Station | MA | Restructured | Worcester | UNI1 | Conventional Hydroelectric | HY |  | S | X | X |  |  | 1.6 | 1 | 1 | 1 | 0.8 | N |  |  | OP | X | 1 | 1969 | Pre-2000 |  |  | N | IPP Non-CHP | IPP | IPP | 2 | X | WAT | Renewable | 1.6 | 0 | 1 | 0
Operable | 11426 | Massachusetts Water Res Auth |  | 10825 | Cosgrove Intake and Power Station | MA | Restructured | Worcester | UNI2 | Conventional Hydroelectric | HY |  | S | X | X |  |  | 1.6 | 1 | 1 | 1 | 0.8 | N |  |  | OP | X | 1 | 1969 | Pre-2000 |  |  | N | IPP Non-CHP | IPP | IPP | 2 | X | WAT | Renewable | 1.6 | 0 | 1 | 0
Operable | 11427 | Massachusetts Wtr Rauth-Deer I |  | 10823 | Deer Island Treatment Plant | MA | Restructured | Suffolk | G101 | Petroleum Liquids | GT |  | S | X | X |  |  | 26 | 0.9 | 22 | 27 | 8 | N |  |  | SB | Y | 8 | 1995 | Pre-2000 |  |  | N | Commercial CHP | Customer Sited | Other | 5 | X | DFO | Non-Renewable | 0 | 26 | 0 | 1
Operable | 11427 | Massachusetts Wtr Rauth-Deer I |  | 10823 | Deer Island Treatment Plant | MA | Restructured | Suffolk | G201 | Petroleum Liquids | GT |  | S | X | X |  |  | 26 | 0.9 | 22 | 27 | 8 | N |  |  | SB | Y | 8 | 1995 | Pre-2000 |  |  | N | Commercial CHP | Customer Sited | Other | 5 | X | DFO | Non-Renewable | 0 | 26 | 0 | 1
Operable | 11427 | Massachusetts Wtr Rauth-Deer I |  | 10823 | Deer Island Treatment Plant | MA | Restructured | Suffolk | H101 | Conventional Hydroelectric | HY |  | S | X | X |  |  | 1 | 0.9 | 1 | 1 | 0.2 | N |  |  | OP | X | 7 | 2001 | 2001 |  |  | N | Commercial CHP | Customer Sited | Other | 5 | X | WAT | Renewable | 1 | 0 | 1 | 0
Operable | 11427 | Massachusetts Wtr Rauth-Deer I |  | 10823 | Deer Island Treatment Plant | MA | Restructured | Suffolk | H201 | Conventional Hydroelectric | HY |  | S | X | X |  |  | 1 | 0.9 | 1 | 1 | 0.2 | N |  |  | OP | X | 7 | 2001 | 2001 |  |  | N | Commercial CHP | Customer Sited | Other | 5 | X | WAT | Renewable | 1 | 0 | 1 | 0
Operable | 11427 | Massachusetts Wtr Rauth-Deer I |  | 10823 | Deer Island Treatment Plant | MA | Restructured | Suffolk | PV101 | Solar Photovoltaic | PV |  | S | X | X |  |  | 0.1 |  | 0.1 | 0.1 |  | N |  |  | OP | X | 5 | 2008 | 2008 |  |  | N | Commercial CHP | Customer Sited | Other | 5 | X | SUN | Renewable | 0.1 | 0 | 1 | 0
Operable | 11427 | Massachusetts Wtr Rauth-Deer I |  | 10823 | Deer Island Treatment Plant | MA | Restructured | Suffolk | S101 | Other Waste Biomass | ST |  | S | X | X |  |  | 17.5 | 0.9 | 9 | 17.5 | 1 | N |  |  | OP | X | 7 | 1998 | Pre-2000 |  |  | Y | Commercial CHP | Customer Sited | Other | 5 | T | OBG | Renewable | 17.5 | 0 | 1 | 0 | DFO
Operable | 11427 | Massachusetts Wtr Rauth-Deer I |  | 10823 | Deer Island Treatment Plant | MA | Restructured | Suffolk | WT101 | Onshore Wind Turbine | WT |  | S | X | X |  |  | 0.6 |  | 0.6 | 0.6 | 0.1 | N |  |  | OP | X | 11 | 2009 | 2009 |  |  | N | Commercial CHP | Customer Sited | Other | 5 | X | WND | Renewable | 0.6 | 0 | 1 | 0
Operable | 11427 | Massachusetts Wtr Rauth-Deer I |  | 10823 | Deer Island Treatment Plant | MA | Restructured | Suffolk | WT102 | Onshore Wind Turbine | WT |  | S | X | X |  |  | 0.6 |  | 0.6 | 0.6 | 0.1 | N |  |  | OP | X | 11 | 2009 | 2009 |  |  | N | Commercial CHP | Customer Sited | Other | 5 | X | WND | Renewable | 0.6 | 0 | 1 | 0
Operable | 56816 | Masser Farms Realty Ltd |  | 57494 | Masser Farms Realty Solar | PA | Restructured | Schuylkill | MFRS | Solar Photovoltaic | PV |  | S | X | X |  |  | 1 |  | 1 | 0.7 |  | N |  |  | OP | X | 5 | 2011 | 2011 |  |  | N | IPP Non-CHP | IPP | IPP | 2 | X | SUN | Renewable | 1 | 0 | 1 | 0
Operable | 11741 | Masspower |  | 10726 | Masspower | MA | Restructured | Hampden | GEN1 | Natural Gas Fired Combined Cycle | CT | G321 | S | X | N | WCMASS | WCMASS | 90 | 0.85 | 83 | 95 | 64 | N |  |  | OP | X | 7 | 1993 | Pre-2000 |  |  | N | IPP Non-CHP | IPP | IPP | 2 | X | NG | Non-Renewable | 0 | 90 | 0 | 1 | DFO
Operable | 11741 | Masspower |  | 10726 | Masspower | MA | Restructured | Hampden | GEN2 | Natural Gas Fired Combined Cycle | CT | G321 | S | X | N | WCMASS | WCMASS | 90 | 0.85 | 83 | 95 | 64 | N |  |  | OP | X | 7 | 1993 | Pre-2000 |  |  | N | IPP Non-CHP | IPP | IPP | 2 | X | NG | Non-Renewable | 0 | 90 | 0 | 1 | DFO
Operable | 11741 | Masspower |  | 10726 | Masspower | MA | Restructured | Hampden | GEN3 | Natural Gas Fired Combined Cycle | CA | G321 | S | N | X | WCMASS | WCMASS | 80.9 | 0.85 | 79 | 90 | 60 | N |  |  | OP | X | 7 | 1993 | Pre-2000 |  |  | N | IPP Non-CHP | IPP | IPP | 2 | X | NG | Non-Renewable | 0 | 80.9 | 0 | 1
Operable | 63174 | Maston Garden LLC |  | 63434 | Maston Garden Solar | MN | Vertical | Dodge | CGS | Solar Photovoltaic | PV |  | S | X | X |  |  | 1 |  | 1 | 1 |  | N |  |  | OP | X | 5 | 2020 | 2020 |  |  | N | IPP Non-CHP | IPP | IPP | 2 | X | SUN | Renewable | 1 | 0 | 1 | 0
Operable | 11824 | Matanuska Electric Assn Inc |  | 58989 | Eklutna Generation Station | AK | Vertical | Anchorage | EGS01 | Natural Gas Internal Combustion Engine | IC |  | S | X | X |  |  | 17.1 | 0.8 | 16.5 | 16.5 | 6.6 | N |  |  | OP | X | 4 | 2015 | 2015 |  |  | N | Electric Utility | Utility | Cooperative | 1 | X | NG | Non-Renewable | 0 | 17.1 | 0 | 1 | DFO
Operable | 11824 | Matanuska Electric Assn Inc |  | 58989 | Eklutna Generation Station | AK | Vertical | Anchorage | EGS02 | Natural Gas Internal Combustion Engine | IC |  | S | X | X |  |  | 17.1 | 0.8 | 16.5 | 16.5 | 6.6 | N |  |  | OP | X | 4 | 2015 | 2015 |  |  | N | Electric Utility | Utility | Cooperative | 1 | X | NG | Non-Renewable | 0 | 17.1 | 0 | 1 | DFO
Operable | 11824 | Matanuska Electric Assn Inc |  | 58989 | Eklutna Generation Station | AK | Vertical | Anchorage | EGS03 | Natural Gas Internal Combustion Engine | IC |  | S | X | X |  |  | 17.1 | 0.8 | 16.5 | 16.5 | 6.6 | N |  |  | OP | X | 4 | 2015 | 2015 |  |  | N | Electric Utility | Utility | Cooperative | 1 | X | NG | Non-Renewable | 0 | 17.1 | 0 | 1 | DFO
Operable | 11824 | Matanuska Electric Assn Inc |  | 58989 | Eklutna Generation Station | AK | Vertical | Anchorage | EGS04 | Natural Gas Internal Combustion Engine | IC |  | S | X | X |  |  | 17.1 | 0.8 | 16.5 | 16.5 | 6.6 | N |  |  | OP | X | 4 | 2015 | 2015 |  |  | N | Electric Utility | Utility | Cooperative | 1 | X | NG | Non-Renewable | 0 | 17.1 | 0 | 1 | DFO
Operable | 11824 | Matanuska Electric Assn Inc |  | 58989 | Eklutna Generation Station | AK | Vertical | Anchorage | EGS05 | Natural Gas Internal Combustion Engine | IC |  | S | X | X |  |  | 17.1 | 0.8 | 16.5 | 16.5 | 6.6 | N |  |  | OP | X | 4 | 2015 | 2015 |  |  | N | Electric Utility | Utility | Cooperative | 1 | X | NG | Non-Renewable | 0 | 17.1 | 0 | 1 | DFO
Operable | 11824 | Matanuska Electric Assn Inc |  | 58989 | Eklutna Generation Station | AK | Vertical | Anchorage | EGS06 | Natural Gas Internal Combustion Engine | IC |  | S | X | X |  |  | 17.1 | 0.8 | 16.5 | 16.5 | 6.6 | N |  |  | OP | X | 4 | 2015 | 2015 |  |  | N | Electric Utility | Utility | Cooperative | 1 | X | NG | Non-Renewable | 0 | 17.1 | 0 | 1 | DFO
Operable | 11824 | Matanuska Electric Assn Inc |  | 58989 | Eklutna Generation Station | AK | Vertical | Anchorage | EGS07 | Natural Gas Internal Combustion Engine | IC |  | S | X | X |  |  | 17.1 | 0.8 | 16.5 | 16.5 | 6.6 | N |  |  | OP | X | 2 | 2015 | 2015 |  |  | N | Electric Utility | Utility | Cooperative | 1 | X | NG | Non-Renewable | 0 | 17.1 | 0 | 1 | DFO
Operable | 11824 | Matanuska Electric Assn Inc |  | 58989 | Eklutna Generation Station | AK | Vertical | Anchorage | EGS08 | Natural Gas Internal Combustion Engine | IC |  | S | X | X |  |  | 17.1 | 0.8 | 16.5 | 16.5 | 6.6 | N |  |  | OP | X | 2 | 2015 | 2015 |  |  | N | Electric Utility | Utility | Cooperative | 1 | X | NG | Non-Renewable | 0 | 17.1 | 0 | 1 | DFO
Operable | 11824 | Matanuska Electric Assn Inc |  | 58989 | Eklutna Generation Station | AK | Vertical | Anchorage | EGS09 | Natural Gas Internal Combustion Engine | IC |  | S | X | X |  |  | 17.1 | 0.8 | 16.5 | 16.5 | 6.6 | N |  |  | OP | X | 2 | 2015 | 2015 |  |  | N | Electric Utility | Utility | Cooperative | 1 | X | NG | Non-Renewable | 0 | 17.1 | 0 | 1 | DFO
Operable | 11824 | Matanuska Electric Assn Inc |  | 58989 | Eklutna Generation Station | AK | Vertical | Anchorage | EGS10 | Natural Gas Internal Combustion Engine | IC |  | S | X | X |  |  | 17.1 | 0.8 | 16.5 | 16.5 | 6.6 | N |  |  | OP | X | 2 | 2015 | 2015 |  |  | N | Electric Utility | Utility | Cooperative | 1 | X | NG | Non-Renewable | 0 | 17.1 | 0 | 1 | DFO
Operable | 12258 | MATEP LLC |  | 10883 | Medical Area Total Energy Plant | MA | Restructured | Suffolk | CT1 | Natural Gas Fired Combustion Turbine | GT |  | S | X | X |  |  | 12.5 | 0.85 | 12.5 | 12.5 | 6 | N |  |  | OP | X | 12 | 2003 | 2003 |  |  | Y | Commercial CHP | Customer Sited | Other | 5 | T | NG | Non-Renewable | 0 | 12.5 | 0 | 1 | DFO
Operable | 12258 | MATEP LLC |  | 10883 | Medical Area Total Energy Plant | MA | Restructured | Suffolk | CT2 | Natural Gas Fired Combustion Turbine | GT |  | S | X | X |  |  | 12.5 | 0.85 | 12.5 | 12.5 | 6 | N |  |  | OP | X | 12 | 2003 | 2003 |  |  | Y | Commercial CHP | Customer Sited | Other | 5 | T | NG | Non-Renewable | 0 | 12.5 | 0 | 1 | DFO
Operable | 12258 | MATEP LLC |  | 10883 | Medical Area Total Energy Plant | MA | Restructured | Suffolk | CT3 | Natural Gas Fired Combustion Turbine | GT |  | S | X | X |  |  | 13.8 | 1 | 13.5 | 14.9 | 8 | N |  |  | OP | X | 7 | 2017 | 2017 |  |  | Y | Commercial CHP | Customer Sited | Other | 5 | T | NG | Non-Renewable | 0 | 13.8 | 0 | 1 | DFO
Operable | 12258 | MATEP LLC |  | 10883 | Medical Area Total Energy Plant | MA | Restructured | Suffolk | DEG1 | Petroleum Liquids | IC |  | S | X | X |  |  | 6.8 | 0.85 | 6 | 6.7 | 2 | N |  |  | SB | Y | 6 | 1985 | Pre-2000 |  |  | Y | Commercial CHP | Customer Sited | Other | 5 | T | DFO | Non-Renewable | 0 | 6.8 | 0 | 1
Operable | 12258 | MATEP LLC |  | 10883 | Medical Area Total Energy Plant | MA | Restructured | Suffolk | DEG2 | Petroleum Liquids | IC |  | S | X | X |  |  | 6.8 | 0.85 | 6 | 6.7 | 2 | N |  |  | SB | Y | 7 | 1985 | Pre-2000 |  |  | Y | Commercial CHP | Customer Sited | Other | 5 | T | DFO | Non-Renewable | 0 | 6.8 | 0 | 1
Operable | 12258 | MATEP LLC |  | 10883 | Medical Area Total Energy Plant | MA | Restructured | Suffolk | DEG3 | Petroleum Liquids | IC |  | S | X | X |  |  | 6.8 | 0.85 | 6 | 6.7 | 2 | N |  |  | SB | Y | 10 | 1985 | Pre-2000 |  |  | Y | Commercial CHP | Customer Sited | Other | 5 | T | DFO | Non-Renewable | 0 | 6.8 | 0 | 1
Operable | 12258 | MATEP LLC |  | 10883 | Medical Area Total Energy Plant | MA | Restructured | Suffolk | DEG4 | Petroleum Liquids | IC |  | S | X | X |  |  | 6.8 | 0.85 | 6 | 6.7 | 2 | N |  |  | SB | Y | 10 | 1985 | Pre-2000 |  |  | Y | Commercial CHP | Customer Sited | Other | 5 | T | DFO | Non-Renewable | 0 | 6.8 | 0 | 1
Operable | 12258 | MATEP LLC |  | 10883 | Medical Area Total Energy Plant | MA | Restructured | Suffolk | DEG5 | Petroleum Liquids | IC |  | S | X | X |  |  | 6.8 | 0.85 | 6 | 6.7 | 2 | N |  |  | SB | Y | 11 | 1985 | Pre-2000 |  |  | Y | Commercial CHP | Customer Sited | Other | 5 | T | DFO | Non-Renewable | 0 | 6.8 | 0 | 1
Operable | 12258 | MATEP LLC |  | 10883 | Medical Area Total Energy Plant | MA | Restructured | Suffolk | STG2 | Natural Gas Steam Turbine | ST |  | S | X | X |  |  | 11 | 0.85 | 11 | 10.3 | 1 | N |  |  | OP | X | 1 | 1980 | Pre-2000 |  |  | Y | Commercial CHP | Customer Sited | Other | 5 | T | NG | Non-Renewable | 0 | 11 | 0 | 1 | DFO
Operable | 12258 | MATEP LLC |  | 10883 | Medical Area Total Energy Plant | MA | Restructured | Suffolk | STG3 | Natural Gas Steam Turbine | ST |  | S | X | X |  |  | 11 | 0.85 | 11 | 10.3 | 1 | N |  |  | OP | X | 1 | 1980 | Pre-2000 |  |  | Y | Commercial CHP | Customer Sited | Other | 5 | T | NG | Non-Renewable | 0 | 11 | 0 | 1 | DFO
Operable | 60166 | Materials Innovation Recycling Authority |  | 60909 | Hartford Landfill Solar EGF | CT | Restructured | Hartford | PV1 | Solar Photovoltaic | PV |  | S | X | X | CT | CT | 1 |  | 1 | 1 |  | N |  |  | OP | X | 6 | 2014 | 2014 |  |  | N | IPP Non-CHP | IPP | IPP | 2 | X | SUN | Renewable | 1 | 0 | 1 | 0
Operable | 11843 | Maui Electric Co Ltd |  | 792 | Palaau Power Hybrid | HI | Vertical | Maui | 15 | Petroleum Liquids | GT |  | S | X | X |  |  | 2.5 | 0.8 | 2 | 2 | 0.5 | N |  |  | SB | Y | 4 | 1982 | Pre-2000 |  |  | N | Electric Utility | Utility | Investor Owned Utility | 1 | X | DFO | Non-Renewable | 0 | 2.5 | 0 | 1
Operable | 11843 | Maui Electric Co Ltd |  | 792 | Palaau Power Hybrid | HI | Vertical | Maui | 7 | Petroleum Liquids | IC |  | S | X | X |  |  | 2.2 | 0.8 | 2 | 2 | 0.3 | N |  |  | OP | X | 6 | 1996 | Pre-2000 |  |  | N | Electric Utility | Utility | Investor Owned Utility | 1 | X | DFO | Non-Renewable | 0 | 2.2 | 0 | 1
Operable | 11843 | Maui Electric Co Ltd |  | 792 | Palaau Power Hybrid | HI | Vertical | Maui | 8 | Petroleum Liquids | IC |  | S | X | X |  |  | 2.2 | 0.8 | 2 | 2 | 0.3 | N |  |  | OP | X | 6 | 1996 | Pre-2000 |  |  | N | Electric Utility | Utility | Investor Owned Utility | 1 | X | DFO | Non-Renewable | 0 | 2.2 | 0 | 1
Operable | 11843 | Maui Electric Co Ltd |  | 792 | Palaau Power Hybrid | HI | Vertical | Maui | 9 | Petroleum Liquids | IC |  | S | X | X |  |  | 2.2 | 0.8 | 2 | 2 | 0.3 | N |  |  | OP | X | 6 | 1996 | Pre-2000 |  |  | N | Electric Utility | Utility | Investor Owned Utility | 1 | X | DFO | Non-Renewable | 0 | 2.2 | 0 | 1
Operable | 11843 | Maui Electric Co Ltd |  | 792 | Palaau Power Hybrid | HI | Vertical | Maui | BAT1 | Batteries | BA |  | S | X | X |  |  | 2 |  | 2 | 2 | 0 | N |  |  | OS | X | 5 | 2017 | 2017 |  |  | N | Electric Utility | Utility | Investor Owned Utility | 1 | X | MWH | Other | 0 | 0 | 0 | 0
Operable | 11843 | Maui Electric Co Ltd |  | 792 | Palaau Power Hybrid | HI | Vertical | Maui | CAT1 | Petroleum Liquids | IC |  | S | X | X |  |  | 1.2 | 0.8 | 1.2 | 1.2 | 0.3 | N |  |  | OP | X | 5 | 1985 | Pre-2000 |  |  | N | Electric Utility | Utility | Investor Owned Utility | 1 | X | DFO | Non-Renewable | 0 | 1.2 | 0 | 1
Operable | 11843 | Maui Electric Co Ltd |  | 792 | Palaau Power Hybrid | HI | Vertical | Maui | CAT2 | Petroleum Liquids | IC |  | S | X | X |  |  | 1.2 | 0.8 | 1.2 | 1.2 | 0.3 | N |  |  | OP | X | 5 | 1985 | Pre-2000 |  |  | N | Electric Utility | Utility | Investor Owned Utility | 1 | X | DFO | Non-Renewable | 0 | 1.2 | 0 | 1
Operable | 11843 | Maui Electric Co Ltd |  | 792 | Palaau Power Hybrid | HI | Vertical | Maui | CUM3 | Petroleum Liquids | IC |  | S | X | X |  |  | 0.9 | 0.8 | 0.9 | 0.9 | 0.3 | N |  |  | OP | X | 4 | 1985 | Pre-2000 |  |  | N | Electric Utility | Utility | Investor Owned Utility | 1 | X | DFO | Non-Renewable | 0 | 0.9 | 0 | 1
Operable | 11843 | Maui Electric Co Ltd |  | 792 | Palaau Power Hybrid | HI | Vertical | Maui | CUM4 | Petroleum Liquids | IC |  | S | X | X |  |  | 0.9 | 0.8 | 0.9 | 0.9 | 0.3 | N |  |  | OP | X | 4 | 1985 | Pre-2000 |  |  | N | Electric Utility | Utility | Investor Owned Utility | 1 | X | DFO | Non-Renewable | 0 | 0.9 | 0 | 1
Operable | 11843 | Maui Electric Co Ltd |  | 792 | Palaau Power Hybrid | HI | Vertical | Maui | CUM5 | Petroleum Liquids | IC |  | S | X | X |  |  | 0.9 | 0.8 | 0.9 | 0.9 | 0.3 | N |  |  | OP | X | 4 | 1985 | Pre-2000 |  |  | N | Electric Utility | Utility | Investor Owned Utility | 1 | X | DFO | Non-Renewable | 0 | 0.9 | 0 | 1
Operable | 11843 | Maui Electric Co Ltd |  | 792 | Palaau Power Hybrid | HI | Vertical | Maui | CUM6 | Petroleum Liquids | IC |  | S | X | X |  |  | 0.9 | 0.8 | 0.9 | 0.9 | 0.3 | N |  |  | OP | X | 12 | 1991 | Pre-2000 |  |  | N | Electric Utility | Utility | Investor Owned Utility | 1 | X | DFO | Non-Renewable | 0 | 0.9 | 0 | 1
Operable | 11843 | Maui Electric Co Ltd |  | 6056 | Kahului | HI | Vertical | Maui | 1 | Petroleum Liquids | ST |  | S | X | X |  |  | 5 | 0.8 | 4.7 | 4.7 | 2 | N |  |  | OP | X | 5 | 1948 | Pre-2000 | 12 | 2028 | N | Electric Utility | Utility | Investor Owned Utility | 1 | X | RFO | Non-Renewable | 0 | 5 | 0 | 1
Operable | 11843 | Maui Electric Co Ltd |  | 6056 | Kahului | HI | Vertical | Maui | 2 | Petroleum Liquids | ST |  | S | X | X |  |  | 5 | 0.8 | 4.8 | 4.8 | 2 | N |  |  | OP | X | 12 | 1949 | Pre-2000 | 12 | 2028 | N | Electric Utility | Utility | Investor Owned Utility | 1 | X | RFO | Non-Renewable | 0 | 5 | 0 | 1
Operable | 11843 | Maui Electric Co Ltd |  | 6056 | Kahului | HI | Vertical | Maui | 3 | Petroleum Liquids | ST |  | S | X | X |  |  | 11.5 | 0.85 | 11 | 11 | 3 | N |  |  | OP | X | 4 | 1954 | Pre-2000 | 12 | 2028 | N | Electric Utility | Utility | Investor Owned Utility | 1 | X | RFO | Non-Renewable | 0 | 11.5 | 0 | 1
Operable | 11843 | Maui Electric Co Ltd |  | 6056 | Kahului | HI | Vertical | Maui | 4 | Petroleum Liquids | ST |  | S | X | X |  |  | 12.5 | 0.8 | 11.9 | 11.9 | 3 | N |  |  | OP | X | 10 | 1966 | Pre-2000 | 12 | 2028 | N | Electric Utility | Utility | Investor Owned Utility | 1 | X | RFO | Non-Renewable | 0 | 12.5 | 0 | 1
Operable | 11843 | Maui Electric Co Ltd |  | 6504 | Maalaea | HI | Vertical | Maui | 1 | Petroleum Liquids | IC |  | S | X | X |  |  | 2.6 | 0.8 | 2.5 | 2.5 | 2.5 | N |  |  | OP | X | 12 | 1971 | Pre-2000 |  |  | N | Electric Utility | Utility | Investor Owned Utility | 1 | X | DFO | Non-Renewable | 0 | 2.6 | 0 | 1
Operable | 11843 | Maui Electric Co Ltd |  | 6504 | Maalaea | HI | Vertical | Maui | 10 | Petroleum Liquids | IC |  | S | X | X |  |  | 12.5 | 0.8 | 12.3 | 12.3 | 8 | N |  |  | OP | X | 12 | 1979 | Pre-2000 |  |  | N | Electric Utility | Utility | Investor Owned Utility | 1 | X | DFO | Non-Renewable | 0 | 12.5 | 0 | 1
Operable | 11843 | Maui Electric Co Ltd |  | 6504 | Maalaea | HI | Vertical | Maui | 11 | Petroleum Liquids | IC |  | S | X | X |  |  | 12.5 | 0.8 | 12.3 | 12.3 | 8 | N |  |  | OP | X | 7 | 1980 | Pre-2000 |  |  | N | Electric Utility | Utility | Investor Owned Utility | 1 | X | DFO | Non-Renewable | 0 | 12.5 | 0 | 1
Operable | 11843 | Maui Electric Co Ltd |  | 6504 | Maalaea | HI | Vertical | Maui | 12 | Petroleum Liquids | IC |  | S | X | X |  |  | 12.5 | 0.8 | 12.3 | 12.3 | 8 | N |  |  | OP | X | 4 | 1988 | Pre-2000 |  |  | N | Electric Utility | Utility | Investor Owned Utility | 1 | X | DFO | Non-Renewable | 0 | 12.5 | 0 | 1
Operable | 11843 | Maui Electric Co Ltd |  | 6504 | Maalaea | HI | Vertical | Maui | 13 | Petroleum Liquids | IC |  | S | X | X |  |  | 12.5 | 0.8 | 12.3 | 12.3 | 8 | N |  |  | OP | X | 5 | 1989 | Pre-2000 |  |  | N | Electric Utility | Utility | Investor Owned Utility | 1 | X | DFO | Non-Renewable | 0 | 12.5 | 0 | 1
Operable | 11843 | Maui Electric Co Ltd |  | 6504 | Maalaea | HI | Vertical | Maui | 14 | Petroleum Liquids | CT | CC1 | S | X | Y |  |  | 23.6 | 0.9 | 21.1 | 21.1 | 8 | N |  |  | OP | X | 5 | 1992 | Pre-2000 |  |  | N | Electric Utility | Utility | Investor Owned Utility | 1 | X | DFO | Non-Renewable | 0 | 23.6 | 0 | 1
Operable | 11843 | Maui Electric Co Ltd |  | 6504 | Maalaea | HI | Vertical | Maui | 15 | Petroleum Liquids | CA | CC1 | S | N | X |  |  | 18 | 0.9 | 12 | 12 | 4 | N |  |  | OP | X | 10 | 1993 | Pre-2000 |  |  | N | Electric Utility | Utility | Investor Owned Utility | 1 | X | DFO | Non-Renewable | 0 | 18 | 0 | 1
Operable | 11843 | Maui Electric Co Ltd |  | 6504 | Maalaea | HI | Vertical | Maui | 16 | Petroleum Liquids | CT | CC1 | S | X | Y |  |  | 23.6 | 0.9 | 21.1 | 21.1 | 8 | N |  |  | OP | X | 5 | 1993 | Pre-2000 |  |  | N | Electric Utility | Utility | Investor Owned Utility | 1 | X | DFO | Non-Renewable | 0 | 23.6 | 0 | 1
Operable | 11843 | Maui Electric Co Ltd |  | 6504 | Maalaea | HI | Vertical | Maui | 17 | Petroleum Liquids | CT | CC2 | S | X | Y |  |  | 25 | 0.8 | 17.6 | 17.6 | 14 | N |  |  | OP | X | 12 | 1998 | Pre-2000 |  |  | N | Electric Utility | Utility | Investor Owned Utility | 1 | X | DFO | Non-Renewable | 0 | 25 | 0 | 1
Operable | 11843 | Maui Electric Co Ltd |  | 6504 | Maalaea | HI | Vertical | Maui | 18 | Petroleum Liquids | CA | CC2 | S | N | X |  |  | 18 | 0.8 | 13.8 | 13.8 | 8.5 | N |  |  | OP | X | 10 | 2006 | 2006 |  |  | N | Electric Utility | Utility | Investor Owned Utility | 1 | X | DFO | Non-Renewable | 0 | 18 | 0 | 1
Operable | 11843 | Maui Electric Co Ltd |  | 6504 | Maalaea | HI | Vertical | Maui | 19 | Petroleum Liquids | CT | CC2 | S | X | Y |  |  | 25 | 0.8 | 17.6 | 17.6 | 14 | N |  |  | OP | X | 9 | 2000 | 2000 |  |  | N | Electric Utility | Utility | Investor Owned Utility | 1 | X | DFO | Non-Renewable | 0 | 25 | 0 | 1
Operable | 11843 | Maui Electric Co Ltd |  | 6504 | Maalaea | HI | Vertical | Maui | 2 | Petroleum Liquids | IC |  | S | X | X |  |  | 2.6 | 0.8 | 2.5 | 2.5 | 2.5 | N |  |  | OP | X | 7 | 1972 | Pre-2000 |  |  | N | Electric Utility | Utility | Investor Owned Utility | 1 | X | DFO | Non-Renewable | 0 | 2.6 | 0 | 1
Operable | 11843 | Maui Electric Co Ltd |  | 6504 | Maalaea | HI | Vertical | Maui | 3 | Petroleum Liquids | IC |  | S | X | X |  |  | 2.6 | 0.8 | 2.5 | 2.5 | 2.5 | N |  |  | OP | X | 9 | 1972 | Pre-2000 |  |  | N | Electric Utility | Utility | Investor Owned Utility | 1 | X | DFO | Non-Renewable | 0 | 2.6 | 0 | 1
Operable | 11843 | Maui Electric Co Ltd |  | 6504 | Maalaea | HI | Vertical | Maui | 4 | Petroleum Liquids | IC |  | S | X | X |  |  | 5.6 | 0.8 | 5.5 | 5.5 | 3 | N |  |  | OP | X | 11 | 1973 | Pre-2000 |  |  | N | Electric Utility | Utility | Investor Owned Utility | 1 | X | DFO | Non-Renewable | 0 | 5.6 | 0 | 1
Operable | 11843 | Maui Electric Co Ltd |  | 6504 | Maalaea | HI | Vertical | Maui | 5 | Petroleum Liquids | IC |  | S | X | X |  |  | 5.6 | 0.8 | 5.5 | 5.5 | 3 | N |  |  | OP | X | 12 | 1973 | Pre-2000 |  |  | N | Electric Utility | Utility | Investor Owned Utility | 1 | X | DFO | Non-Renewable | 0 | 5.6 | 0 | 1
Operable | 11843 | Maui Electric Co Ltd |  | 6504 | Maalaea | HI | Vertical | Maui | 6 | Petroleum Liquids | IC |  | S | X | X |  |  | 5.6 | 0.8 | 5.5 | 5.5 | 3 | N |  |  | OP | X | 3 | 1975 | Pre-2000 |  |  | N | Electric Utility | Utility | Investor Owned Utility | 1 | X | DFO | Non-Renewable | 0 | 5.6 | 0 | 1
Operable | 11843 | Maui Electric Co Ltd |  | 6504 | Maalaea | HI | Vertical | Maui | 7 | Petroleum Liquids | IC |  | S | X | X |  |  | 5.6 | 0.8 | 5.5 | 5.5 | 3 | N |  |  | OP | X | 8 | 1975 | Pre-2000 |  |  | N | Electric Utility | Utility | Investor Owned Utility | 1 | X | DFO | Non-Renewable | 0 | 5.6 | 0 | 1
Operable | 11843 | Maui Electric Co Ltd |  | 6504 | Maalaea | HI | Vertical | Maui | 8 | Petroleum Liquids | IC |  | S | X | X |  |  | 5.6 | 0.8 | 5.5 | 5.5 | 3 | N |  |  | OP | X | 11 | 1977 | Pre-2000 |  |  | N | Electric Utility | Utility | Investor Owned Utility | 1 | X | DFO | Non-Renewable | 0 | 5.6 | 0 | 1
Operable | 11843 | Maui Electric Co Ltd |  | 6504 | Maalaea | HI | Vertical | Maui | 9 | Petroleum Liquids | IC |  | S | X | X |  |  | 5.6 | 0.8 | 5.5 | 5.5 | 3 | N |  |  | OP | X | 7 | 1978 | Pre-2000 |  |  | N | Electric Utility | Utility | Investor Owned Utility | 1 | X | DFO | Non-Renewable | 0 | 5.6 | 0 | 1
Operable | 11843 | Maui Electric Co Ltd |  | 6504 | Maalaea | HI | Vertical | Maui | X1 | Petroleum Liquids | IC |  | S | X | X |  |  | 2.6 | 0.8 | 2.5 | 2.5 | 2.5 | N |  |  | OP | X | 3 | 1987 | Pre-2000 |  |  | N | Electric Utility | Utility | Investor Owned Utility | 1 | X | DFO | Non-Renewable | 0 | 2.6 | 0 | 1
Operable | 11843 | Maui Electric Co Ltd |  | 6504 | Maalaea | HI | Vertical | Maui | X2 | Petroleum Liquids | IC |  | S | X | X |  |  | 2.6 | 0.8 | 2.5 | 2.5 | 2.5 | N |  |  | OP | X | 3 | 1987 | Pre-2000 |  |  | N | Electric Utility | Utility | Investor Owned Utility | 1 | X | DFO | Non-Renewable | 0 | 2.6 | 0 | 1
Operable | 11843 | Maui Electric Co Ltd |  | 7264 | Miki Basin | HI | Vertical | Maui | LL1 | Petroleum Liquids | IC |  | S | X | X |  |  | 1 | 0.8 | 1 | 1 | 0.6 | N |  |  | OP | X | 4 | 1990 | Pre-2000 |  |  | N | Electric Utility | Utility | Investor Owned Utility | 1 | X | DFO | Non-Renewable | 0 | 1 | 0 | 1
Operable | 11843 | Maui Electric Co Ltd |  | 7264 | Miki Basin | HI | Vertical | Maui | LL2 | Petroleum Liquids | IC |  | S | X | X |  |  | 1 | 0.8 | 1 | 1 | 0.6 | N |  |  | OP | X | 4 | 1990 | Pre-2000 |  |  | N | Electric Utility | Utility | Investor Owned Utility | 1 | X | DFO | Non-Renewable | 0 | 1 | 0 | 1
Operable | 11843 | Maui Electric Co Ltd |  | 7264 | Miki Basin | HI | Vertical | Maui | LL3 | Petroleum Liquids | IC |  | S | X | X |  |  | 1 | 0.8 | 1 | 1 | 0.6 | N |  |  | OP | X | 4 | 1990 | Pre-2000 |  |  | N | Electric Utility | Utility | Investor Owned Utility | 1 | X | DFO | Non-Renewable | 0 | 1 | 0 | 1
Operable | 11843 | Maui Electric Co Ltd |  | 7264 | Miki Basin | HI | Vertical | Maui | LL4 | Petroleum Liquids | IC |  | S | X | X |  |  | 1 | 0.8 | 1 | 1 | 0.6 | N |  |  | OP | X | 4 | 1990 | Pre-2000 |  |  | N | Electric Utility | Utility | Investor Owned Utility | 1 | X | DFO | Non-Renewable | 0 | 1 | 0 | 1
Operable | 11843 | Maui Electric Co Ltd |  | 7264 | Miki Basin | HI | Vertical | Maui | LL5 | Petroleum Liquids | IC |  | S | X | X |  |  | 1 | 0.8 | 1 | 1 | 0.6 | N |  |  | OP | X | 4 | 1990 | Pre-2000 |  |  | N | Electric Utility | Utility | Investor Owned Utility | 1 | X | DFO | Non-Renewable | 0 | 1 | 0 | 1
Operable | 11843 | Maui Electric Co Ltd |  | 7264 | Miki Basin | HI | Vertical | Maui | LL6 | Petroleum Liquids | IC |  | S | X | X |  |  | 1 | 0.8 | 1 | 1 | 0.6 | N |  |  | OP | X | 4 | 1990 | Pre-2000 |  |  | N | Electric Utility | Utility | Investor Owned Utility | 1 | X | DFO | Non-Renewable | 0 | 1 | 0 | 1
Operable | 11843 | Maui Electric Co Ltd |  | 7264 | Miki Basin | HI | Vertical | Maui | LL7 | Petroleum Liquids | IC |  | S | X | X |  |  | 2.2 | 0.8 | 2.1 | 2.1 | 0.6 | N |  |  | OP | X | 10 | 1996 | Pre-2000 |  |  | N | Electric Utility | Utility | Investor Owned Utility | 1 | X | DFO | Non-Renewable | 0 | 2.2 | 0 | 1
Operable | 11843 | Maui Electric Co Ltd |  | 7264 | Miki Basin | HI | Vertical | Maui | LL8 | Petroleum Liquids | IC |  | S | X | X |  |  | 2.2 | 0.8 | 2.1 | 2.1 | 0.6 | N |  |  | OP | X | 10 | 1996 | Pre-2000 |  |  | N | Electric Utility | Utility | Investor Owned Utility | 1 | X | DFO | Non-Renewable | 0 | 2.2 | 0 | 1
Operable | 11843 | Maui Electric Co Ltd |  | 56055 | Hana Substation | HI | Vertical | Maui | MH1 | Petroleum Liquids | IC |  | S | X | X |  |  | 1 | 0.8 | 1 | 1 | 0.5 | N |  |  | OP | X | 4 | 2001 | 2001 |  |  | N | Electric Utility | Utility | Investor Owned Utility | 1 | X | DFO | Non-Renewable | 0 | 1 | 0 | 1
Operable | 11843 | Maui Electric Co Ltd |  | 56055 | Hana Substation | HI | Vertical | Maui | MH2 | Petroleum Liquids | IC |  | S | X | X |  |  | 1 | 0.8 | 1 | 1 | 0.5 | N |  |  | OP | X | 4 | 2001 | 2001 |  |  | N | Electric Utility | Utility | Investor Owned Utility | 1 | X | DFO | Non-Renewable | 0 | 1 | 0 | 1
Operable | 54683 | Maverick Cty Water Control & Improvement |  | 3437 | Eagle Pass | TX | Restructured | Maverick | 1 | Conventional Hydroelectric | HY |  | S | X | X |  |  | 3.2 | 1 | 2 | 2 | 0.1 | N |  |  | OP | X | 8 | 1932 | Pre-2000 |  |  | N | IPP Non-CHP | IPP | IPP | 2 | X | WAT | Renewable | 3.2 | 0 | 1 | 0
Operable | 54683 | Maverick Cty Water Control & Improvement |  | 3437 | Eagle Pass | TX | Restructured | Maverick | 2 | Conventional Hydroelectric | HY |  | S | X | X |  |  | 3.2 | 1 | 2 | 2 | 0.1 | N |  |  | OP | X | 8 | 1932 | Pre-2000 |  |  | N | IPP Non-CHP | IPP | IPP | 2 | X | WAT | Renewable | 3.2 | 0 | 1 | 0
Operable | 54683 | Maverick Cty Water Control & Improvement |  | 3437 | Eagle Pass | TX | Restructured | Maverick | 3 | Conventional Hydroelectric | HY |  | S | X | X |  |  | 3.2 | 1 | 2 | 2 | 0.1 | N |  |  | OP | X | 8 | 1932 | Pre-2000 |  |  | N | IPP Non-CHP | IPP | IPP | 2 | X | WAT | Renewable | 3.2 | 0 | 1 | 0
Operable | 63732 | Maverick Solar 4, LLC |  | 64104 | Maverick Solar 4, LLC | CA | Vertical | Riverside | MAV02 | Solar Photovoltaic | PV |  | S | X | X |  |  | 100 |  | 100 | 100 |  | N |  |  | OP | X | 12 | 2020 | 2020 |  |  | N | IPP Non-CHP | IPP | IPP | 2 | X | SUN | Renewable | 100 | 0 | 1 | 0
Operable | 63733 | Maverick Solar 6, LLC |  | 64105 | Maverick Solar 6, LLC | CA | Vertical | Riverside | MAV03 | Solar Photovoltaic | PV |  | S | X | X |  |  | 100 |  | 100 | 100 |  | N |  |  | OP | X | 11 | 2021 | 2021 |  |  | N | IPP Non-CHP | IPP | IPP | 2 | X | SUN | Renewable | 100 | 0 | 1 | 0
Operable | 63733 | Maverick Solar 6, LLC |  | 64105 | Maverick Solar 6, LLC | CA | Vertical | Riverside | MAV04 | Batteries | BA |  | S | X | X |  |  | 50 |  | 50 | 50 |  | N |  |  | OP | X | 6 | 2022 | 2022 |  |  | N | IPP Non-CHP | IPP | IPP | 2 | X | MWH | Other | 0 | 0 | 0 | 0
Operable | 63734 | Maverick Solar 7, LLC |  | 64106 | Maverick Solar 7, LLC | CA | Vertical | Riverside | MAV05 | Solar Photovoltaic | PV |  | S | X | X |  |  | 132 |  | 132 | 132 |  | N |  |  | OP | X | 12 | 2021 | 2021 |  |  | N | IPP Non-CHP | IPP | IPP | 2 | X | SUN | Renewable | 132 | 0 | 1 | 0
Operable | 61710 | Maverick Solar, LLC |  | 62178 | Maverick Solar, LLC | CA | Vertical | Riverside | MAV01 | Solar Photovoltaic | PV |  | S | X | X |  |  | 125 |  | 125 | 125 |  | N |  |  | OP | X | 12 | 2020 | 2020 |  |  | N | IPP Non-CHP | IPP | IPP | 2 | X | SUN | Renewable | 125 | 0 | 1 | 0
Operable | 64112 | May Shannon Solar, LLC |  | 64461 | May Shannon Solar, LLC | MI | Vertical | Genesee | FACMS | Solar Photovoltaic | PV |  | S | X | X | Cons.Cetr |  | 2 |  | 2 | 2 |  | N |  |  | OP | X | 12 | 2020 | 2020 |  |  | N | IPP Non-CHP | IPP | IPP | 2 | X | SUN | Renewable | 2 | 0 | 1 | 0
Operable | 65355 | Mayacma Geothermal |  | 902 | Bottle Rock Power | CA | Vertical | Lake | 1 | Geothermal | ST |  | S | X | X |  |  | 55 | 0.9 | 9 | 9 | 1.8 | N |  |  | OS | X | 2 | 1985 | Pre-2000 |  |  | N | IPP Non-CHP | IPP | IPP | 2 | X | GEO | Renewable | 55 | 0 | 1 | 0
Operable | 58870 | Mayor and City Council of Baltimore City |  | 59026 | Back River Waste Water Treatment | MD | Restructured | Baltimore City | CHP 1 | Other Waste Biomass | IC |  | S | X | X |  |  | 1.1 | 0.85 | 0.9 | 0.9 | 0.5 | N |  |  | OS | X | 1 | 2009 | 2009 |  |  | N | IPP Non-CHP | IPP | IPP | 2 | X | OBG | Renewable | 1.1 | 0 | 1 | 0
Operable | 58870 | Mayor and City Council of Baltimore City |  | 59026 | Back River Waste Water Treatment | MD | Restructured | Baltimore City | CHP 2 | Other Waste Biomass | IC |  | S | X | X |  |  | 1.1 | 0.85 | 0.9 | 0.9 | 0.5 | N |  |  | OS | X | 1 | 2009 | 2009 |  |  | N | IPP Non-CHP | IPP | IPP | 2 | X | OBG | Renewable | 1.1 | 0 | 1 | 0
Operable | 58870 | Mayor and City Council of Baltimore City |  | 59026 | Back River Waste Water Treatment | MD | Restructured | Baltimore City | SOLAR | Solar Photovoltaic | PV |  | S | X | X |  |  | 0.8 |  | 0.8 | 0.8 |  | N |  |  | OP | X | 3 | 2012 | 2012 |  |  | N | IPP Non-CHP | IPP | IPP | 2 | X | SUN | Renewable | 0.8 | 0 | 1 | 0
Operable | 61984 | MBS TextBook Exhcange LLC |  | 62647 | MBS Textbook Exchange | MO | Vertical | Boone | MBS1 | Petroleum Liquids | IC |  | S | X | X |  |  | 1 | 0.8 | 1 | 1 | 1 | N |  |  | OP | X | 11 | 2008 | 2008 |  |  | N | Commercial Non-CHP | Customer Sited | Other | 4 | X | DFO | Non-Renewable | 0 | 1 | 0 | 1
Operable | 61984 | MBS TextBook Exhcange LLC |  | 62647 | MBS Textbook Exchange | MO | Vertical | Boone | MBS2 | Petroleum Liquids | IC |  | S | X | X |  |  | 1 | 0.8 | 1 | 1 | 1 | N |  |  | OP | X | 11 | 2008 | 2008 |  |  | N | Commercial Non-CHP | Customer Sited | Other | 4 | X | DFO | Non-Renewable | 0 | 1 | 0 | 1
Operable | 58822 | MC Power Companies Inc |  | 61092 | Independence Solar Farm | MO | Vertical | Jackson | IPL1 | Solar Photovoltaic | PV |  | W | X | X |  |  | 3 |  | 3 | 3 |  | N |  |  | OP | X | 3 | 2017 | 2017 |  |  | N | IPP Non-CHP | IPP | IPP | 2 | X | SUN | Renewable | 3 | 0 | 1 | 0
Operable | 58822 | MC Power Companies Inc |  | 61313 | BPU Solar Farm | KS | Vertical | Wyandotte | BPU1 | Solar Photovoltaic | PV |  | W | X | X |  |  | 1 |  | 1 | 1 |  | N |  |  | OP | X | 9 | 2017 | 2017 |  |  | N | IPP Non-CHP | IPP | IPP | 2 | X | SUN | Renewable | 1 | 0 | 1 | 0
Operable | 58822 | MC Power Companies Inc |  | 61588 | Independence II Solar Farm | MO | Vertical | Jackson | 1 | Solar Photovoltaic | PV |  | W | X | X |  |  | 4.1 |  | 4.1 | 4.1 |  | N |  |  | OP | X | 6 | 2018 | 2018 |  |  | N | IPP Non-CHP | IPP | IPP | 2 | X | SUN | Renewable | 4.1 | 0 | 1 | 0
Operable | 58822 | MC Power Companies Inc |  | 61588 | Independence II Solar Farm | MO | Vertical | Jackson | 2 | Solar Photovoltaic | PV |  | W | X | X |  |  | 4.4 |  | 4.4 | 4.4 |  | N |  |  | OP | X | 6 | 2018 | 2018 |  |  | N | IPP Non-CHP | IPP | IPP | 2 | X | SUN | Renewable | 4.4 | 0 | 1 | 0
Operable | 60190 | MC1 Solar Farm, LLC |  | 60395 | MC1 Solar | NC | Vertical | Martin | MC1PV | Solar Photovoltaic | PV |  | S | X | X |  |  | 5 |  | 5 | 5 |  | N |  |  | OP | X | 8 | 2016 | 2016 |  |  | N | IPP Non-CHP | IPP | IPP | 2 | X | SUN | Renewable | 5 | 0 | 1 | 0
Operable | 64221 | MC6 Hydro Facility |  | 64607 | MC6 Hydro Facility | ID | Vertical | Ada | GEN1 | Conventional Hydroelectric | HY |  | S | X | X |  |  | 2.3 | 1 | 2.3 | 2.3 | 0.1 | N |  |  | OP | X | 4 | 2021 | 2021 |  |  | N | IPP Non-CHP | IPP | IPP | 2 | X | WAT | Renewable | 2.3 | 0 | 1 | 0
Operable | 11943 | McCallum Enterprises I LP |  | 10063 | Derby Hydro | CT | Restructured | Fairfield | GEN1 | Conventional Hydroelectric | HY |  | S | X | X |  |  | 4 | 1 | 4 | 4 | 2.5 | N |  |  | OP | X | 1 | 1989 | Pre-2000 |  |  | N | IPP Non-CHP | IPP | IPP | 2 | X | WAT | Renewable | 4 | 0 | 1 | 0
Operable | 11943 | McCallum Enterprises I LP |  | 10063 | Derby Hydro | CT | Restructured | Fairfield | GEN2 | Conventional Hydroelectric | HY |  | S | X | X |  |  | 4 | 1 | 4 | 4 | 2.5 | N |  |  | OP | X | 1 | 1989 | Pre-2000 |  |  | N | IPP Non-CHP | IPP | IPP | 2 | X | WAT | Renewable | 4 | 0 | 1 | 0
Operable | 11943 | McCallum Enterprises I LP |  | 10063 | Derby Hydro | CT | Restructured | Fairfield | GEN3 | Conventional Hydroelectric | HY |  | S | X | X |  |  | 0.3 | 1 | 0.3 | 0.3 | 0.2 | N |  |  | SB | Y | 1 | 1989 | Pre-2000 |  |  | N | IPP Non-CHP | IPP | IPP | 2 | X | WAT | Renewable | 0.3 | 0 | 1 | 0
Operable | 11943 | McCallum Enterprises I LP |  | 10063 | Derby Hydro | CT | Restructured | Fairfield | GEN4 | Conventional Hydroelectric | HY |  | S | X | X |  |  | 0.3 | 1 | 0.3 | 0.3 | 0.2 | N |  |  | SB | Y | 1 | 1989 | Pre-2000 |  |  | N | IPP Non-CHP | IPP | IPP | 2 | X | WAT | Renewable | 0.3 | 0 | 1 | 0
Operable | 58451 | McCoy Solar, LLC |  | 58462 | McCoy Solar Energy Project Hybrid | CA | Vertical | Riverside | 1 | Solar Photovoltaic | PV |  | S | X | X |  |  | 41.9 |  | 41.9 | 41.9 |  | N |  |  | OP | X | 3 | 2016 | 2016 |  |  | N | IPP Non-CHP | IPP | IPP | 2 | X | SUN | Renewable | 41.9 | 0 | 1 | 0
Operable | 58451 | McCoy Solar, LLC |  | 58462 | McCoy Solar Energy Project Hybrid | CA | Vertical | Riverside | BLK2 | Solar Photovoltaic | PV |  | S | X | X |  |  | 21 |  | 21 | 21 |  | N |  |  | OP | X | 4 | 2016 | 2016 |  |  | N | IPP Non-CHP | IPP | IPP | 2 | X | SUN | Renewable | 21 | 0 | 1 | 0
Operable | 58451 | McCoy Solar, LLC |  | 58462 | McCoy Solar Energy Project Hybrid | CA | Vertical | Riverside | BLK3 | Solar Photovoltaic | PV |  | S | X | X |  |  | 39.6 |  | 39.6 | 39.6 |  | N |  |  | OP | X | 6 | 2016 | 2016 |  |  | N | IPP Non-CHP | IPP | IPP | 2 | X | SUN | Renewable | 39.6 | 0 | 1 | 0
Operable | 58451 | McCoy Solar, LLC |  | 58462 | McCoy Solar Energy Project Hybrid | CA | Vertical | Riverside | BLK4 | Solar Photovoltaic | PV |  | S | X | X |  |  | 31.4 |  | 31.4 | 31.4 |  | N |  |  | OP | X | 9 | 2015 | 2015 |  |  | N | IPP Non-CHP | IPP | IPP | 2 | X | SUN | Renewable | 31.4 | 0 | 1 | 0
Operable | 58451 | McCoy Solar, LLC |  | 58462 | McCoy Solar Energy Project Hybrid | CA | Vertical | Riverside | BLK5 | Solar Photovoltaic | PV |  | S | X | X |  |  | 31.4 |  | 31.4 | 31.4 |  | N |  |  | OP | X | 11 | 2015 | 2015 |  |  | N | IPP Non-CHP | IPP | IPP | 2 | X | SUN | Renewable | 31.4 | 0 | 1 | 0
Operable | 58451 | McCoy Solar, LLC |  | 58462 | McCoy Solar Energy Project Hybrid | CA | Vertical | Riverside | BLK6 | Solar Photovoltaic | PV |  | S | X | X |  |  | 26.9 |  | 26.9 | 26.9 |  | N |  |  | OP | X | 12 | 2015 | 2015 |  |  | N | IPP Non-CHP | IPP | IPP | 2 | X | SUN | Renewable | 26.9 | 0 | 1 | 0
Operable | 58451 | McCoy Solar, LLC |  | 58462 | McCoy Solar Energy Project Hybrid | CA | Vertical | Riverside | BLK7 | Solar Photovoltaic | PV |  | S | X | X |  |  | 41.9 |  | 41.9 | 41.9 |  | N |  |  | OP | X | 1 | 2016 | 2016 |  |  | N | IPP Non-CHP | IPP | IPP | 2 | X | SUN | Renewable | 41.9 | 0 | 1 | 0
Operable | 58451 | McCoy Solar, LLC |  | 58462 | McCoy Solar Energy Project Hybrid | CA | Vertical | Riverside | BLK8 | Solar Photovoltaic | PV |  | S | X | X |  |  | 36.5 |  | 36.5 | 36.5 |  | N |  |  | OP | X | 8 | 2015 | 2015 |  |  | N | IPP Non-CHP | IPP | IPP | 2 | X | SUN | Renewable | 36.5 | 0 | 1 | 0
Operable | 58451 | McCoy Solar, LLC |  | 58462 | McCoy Solar Energy Project Hybrid | CA | Vertical | Riverside | MCST1 | Batteries | BA |  | S | X | X |  |  | 230 |  | 230 | 230 | 0 | N |  |  | OP | X | 7 | 2021 | 2021 |  |  | N | IPP Non-CHP | IPP | IPP | 2 | X | MWH | Other | 0 | 0 | 0 | 0
Operable | 63814 | McDonough Solar 1, LLC |  | 64201 | McDonough Solar 1, LLC CSG | IL | Restructured | McDonough | MC1B | Solar Photovoltaic | PV |  | S | X | X |  |  | 2 |  | 2 | 2 |  | N |  |  | OP | X | 12 | 2020 | 2020 |  |  | N | IPP Non-CHP | IPP | IPP | 2 | X | SUN | Renewable | 2 | 0 | 1 | 0
Operable | 63814 | McDonough Solar 1, LLC |  | 64201 | McDonough Solar 1, LLC CSG | IL | Restructured | McDonough | MCDH | Solar Photovoltaic | PV |  | S | X | X |  |  | 2 |  | 2 | 2 |  | N |  |  | OP | X | 12 | 2020 | 2020 |  |  | N | IPP Non-CHP | IPP | IPP | 2 | X | SUN | Renewable | 2 | 0 | 1 | 0
Operable | 12119 | McGrath Light & Power Co |  | 6555 | McGrath | AK | Vertical | Yukon Koyukuk | 11 | Petroleum Liquids | IC |  | S | X | X |  |  | 0.4 | 0.8 | 0.4 | 0.4 | 0.1 | N |  |  | OP | X | 4 | 2021 | 2021 |  |  | N | Electric Utility | Utility | Investor Owned Utility | 1 | X | DFO | Non-Renewable | 0 | 0.4 | 0 | 1
Operable | 12119 | McGrath Light & Power Co |  | 6555 | McGrath | AK | Vertical | Yukon Koyukuk | 12 | Petroleum Liquids | IC |  | S | X | X |  |  | 0.4 | 0.8 | 0.4 | 0.4 | 0.1 | N |  |  | OP | X | 4 | 2021 | 2021 |  |  | N | Electric Utility | Utility | Investor Owned Utility | 1 | X | DFO | Non-Renewable | 0 | 0.4 | 0 | 1
Operable | 12119 | McGrath Light & Power Co |  | 6555 | McGrath | AK | Vertical | Yukon Koyukuk | 13 | Petroleum Liquids | IC |  | S | X | X |  |  | 0.4 | 0.8 | 0.4 | 0.4 | 0.1 | N |  |  | OP | X | 4 | 2021 | 2021 |  |  | N | Electric Utility | Utility | Investor Owned Utility | 1 | X | DFO | Non-Renewable | 0 | 0.4 | 0 | 1
Operable | 12119 | McGrath Light & Power Co |  | 6555 | McGrath | AK | Vertical | Yukon Koyukuk | 14 | Petroleum Liquids | IC |  | S | X | X |  |  | 0.4 | 0.8 | 0.4 | 0.4 | 0.1 | N |  |  | OP | X | 4 | 2021 | 2021 |  |  | N | Electric Utility | Utility | Investor Owned Utility | 1 | X | DFO | Non-Renewable | 0 | 0.4 | 0 | 1
Operable | 65549 | McHenry Battery Storage |  | 60656 | McHenry Battery Storage | IL | Restructured | McHenry | MCH1 | Batteries | BA |  | S | X | X | 193 MCHE34.5 KV L7544 | 193 MCHE34.5 KV L7544 | 19.8 |  | 19.8 | 19.8 | 19.8 | N |  |  | OP | X | 2 | 2016 | 2016 |  |  | N | IPP Non-CHP | IPP | IPP | 2 | X | MWH | Other | 0 | 0 | 0 | 0
Operable | 744 | McKinley Paper |  | 55558 | Combined Locks Energy Center | WI | Vertical | Outagamie | GEN1 | Natural Gas Fired Combined Cycle | CT | CC1 | S | X | N | WPS.KAU_CBLGT | WPS.KAU_CBLGT | 60.5 | 0.85 | 45.9 | 47 | 20 | N |  |  | OP | X | 5 | 2002 | 2002 |  |  | Y | Industrial CHP | Customer Sited | Other | 7 | T | NG | Non-Renewable | 0 | 60.5 | 0 | 1
Operable | 744 | McKinley Paper |  | 55558 | Combined Locks Energy Center | WI | Vertical | Outagamie | GEN2 | Natural Gas Fired Combined Cycle | CA | CC1 | S | Y | X | WEC.KCBL_AC | WEC.KCBL_AC | 6 | 0.8 | 6 | 6 | 1 | N |  |  | OP | X | 5 | 2002 | 2002 |  |  | N | Industrial CHP | Customer Sited | Other | 7 | X | NG | Non-Renewable | 0 | 6 | 0 | 1
Operable | 58341 | McKinley Paper Co. - Washington Mill |  | 58352 | McKinley Paper Co. - Washington Mill | WA | Vertical | Clallam | G-11A | Wood/Wood Waste Biomass | ST |  | S | X | X |  |  | 12.6 | 0.95 | 12 | 12 | 1 | N |  |  | OP | X | 7 | 2022 | 2022 |  |  | N | Industrial Non-CHP | Customer Sited | Other | 6 | X | WDS | Renewable | 12.6 | 0 | 1 | 0
Operable | 12186 | McMinnville Electric System |  | 55928 | McMinnville | TN | Vertical | Warren | 1 | Petroleum Liquids | IC |  | S | X | X |  |  | 2 | 0.8 | 1.8 | 1.8 | 0.5 | N |  |  | OP | X | 6 | 2001 | 2001 |  |  | N | Electric Utility | Utility | Municipal | 1 | X | DFO | Non-Renewable | 0 | 2 | 0 | 1
Operable | 12186 | McMinnville Electric System |  | 55928 | McMinnville | TN | Vertical | Warren | 10 | Petroleum Liquids | IC |  | S | X | X |  |  | 2 | 0.8 | 1.8 | 1.8 | 0.5 | N |  |  | OP | X | 6 | 2001 | 2001 |  |  | N | Electric Utility | Utility | Municipal | 1 | X | DFO | Non-Renewable | 0 | 2 | 0 | 1
Operable | 12186 | McMinnville Electric System |  | 55928 | McMinnville | TN | Vertical | Warren | 11 | Petroleum Liquids | IC |  | S | X | X |  |  | 2 | 0.8 | 1.8 | 1.8 | 0.5 | N |  |  | OP | X | 6 | 2001 | 2001 |  |  | N | Electric Utility | Utility | Municipal | 1 | X | DFO | Non-Renewable | 0 | 2 | 0 | 1
Operable | 12186 | McMinnville Electric System |  | 55928 | McMinnville | TN | Vertical | Warren | 12 | Other Waste Biomass | IC |  | S | X | X |  |  | 2 | 0.8 | 1.8 | 1.8 | 0.5 | N |  |  | OP | X | 7 | 2005 | 2005 |  |  | N | Electric Utility | Utility | Municipal | 1 | X | OBL | Renewable | 2 | 0 | 1 | 0 | DFO
Operable | 12186 | McMinnville Electric System |  | 55928 | McMinnville | TN | Vertical | Warren | 2 | Petroleum Liquids | IC |  | S | X | X |  |  | 2 | 0.8 | 1.8 | 1.8 | 0.5 | N |  |  | OP | X | 6 | 2001 | 2001 |  |  | N | Electric Utility | Utility | Municipal | 1 | X | DFO | Non-Renewable | 0 | 2 | 0 | 1
Operable | 12186 | McMinnville Electric System |  | 55928 | McMinnville | TN | Vertical | Warren | 3 | Petroleum Liquids | IC |  | S | X | X |  |  | 2 | 0.8 | 1.8 | 1.8 | 0.5 | N |  |  | OP | X | 6 | 2001 | 2001 |  |  | N | Electric Utility | Utility | Municipal | 1 | X | DFO | Non-Renewable | 0 | 2 | 0 | 1
Operable | 12186 | McMinnville Electric System |  | 55928 | McMinnville | TN | Vertical | Warren | 4 | Petroleum Liquids | IC |  | S | X | X |  |  | 2 | 0.8 | 1.8 | 1.8 | 0.5 | N |  |  | OP | X | 6 | 2001 | 2001 |  |  | N | Electric Utility | Utility | Municipal | 1 | X | DFO | Non-Renewable | 0 | 2 | 0 | 1
Operable | 12186 | McMinnville Electric System |  | 55928 | McMinnville | TN | Vertical | Warren | 5 | Petroleum Liquids | IC |  | S | X | X |  |  | 2 | 0.8 | 1.8 | 1.8 | 0.5 | N |  |  | OP | X | 6 | 2001 | 2001 |  |  | N | Electric Utility | Utility | Municipal | 1 | X | DFO | Non-Renewable | 0 | 2 | 0 | 1
Operable | 12186 | McMinnville Electric System |  | 55928 | McMinnville | TN | Vertical | Warren | 6 | Petroleum Liquids | IC |  | S | X | X |  |  | 2 | 0.8 | 1.8 | 1.8 | 0.5 | N |  |  | OP | X | 6 | 2001 | 2001 |  |  | N | Electric Utility | Utility | Municipal | 1 | X | DFO | Non-Renewable | 0 | 2 | 0 | 1
Operable | 12186 | McMinnville Electric System |  | 55928 | McMinnville | TN | Vertical | Warren | 7 | Petroleum Liquids | IC |  | S | X | X |  |  | 2 | 0.8 | 1.8 | 1.8 | 0.5 | N |  |  | OP | X | 6 | 2001 | 2001 |  |  | N | Electric Utility | Utility | Municipal | 1 | X | DFO | Non-Renewable | 0 | 2 | 0 | 1
Operable | 12186 | McMinnville Electric System |  | 55928 | McMinnville | TN | Vertical | Warren | 8 | Petroleum Liquids | IC |  | S | X | X |  |  | 2 | 0.8 | 1.8 | 1.8 | 0.5 | N |  |  | OP | X | 6 | 2001 | 2001 |  |  | N | Electric Utility | Utility | Municipal | 1 | X | DFO | Non-Renewable | 0 | 2 | 0 | 1
Operable | 12186 | McMinnville Electric System |  | 55928 | McMinnville | TN | Vertical | Warren | 9 | Petroleum Liquids | IC |  | S | X | X |  |  | 2 | 0.8 | 1.8 | 1.8 | 0.5 | N |  |  | OP | X | 6 | 2001 | 2001 |  |  | N | Electric Utility | Utility | Municipal | 1 | X | DFO | Non-Renewable | 0 | 2 | 0 | 1
Operable | 12222 | Mead Coated Board Inc |  | 54802 | Mead Coated Board | AL | Vertical | Russell | GEN1 | Wood/Wood Waste Biomass | ST |  | S | X | X |  |  | 40 | 0.85 | 40 | 40 | 20 | N |  |  | OP | X | 11 | 1966 | Pre-2000 |  |  | Y | Industrial CHP | Customer Sited | Other | 7 | T | BLQ | Renewable | 40 | 0 | 1 | 0 | WDS | NG | DFO
Operable | 12222 | Mead Coated Board Inc |  | 54802 | Mead Coated Board | AL | Vertical | Russell | GEN2 | Wood/Wood Waste Biomass | ST |  | S | X | X |  |  | 55.5 | 0.85 | 55.5 | 55.5 | 20 | N |  |  | OP | X | 3 | 1990 | Pre-2000 |  |  | Y | Industrial CHP | Customer Sited | Other | 7 | T | BLQ | Renewable | 55.5 | 0 | 1 | 0 | WDS | NG | DFO
Operable | 12222 | Mead Coated Board Inc |  | 54802 | Mead Coated Board | AL | Vertical | Russell | GEN3 | Natural Gas Fired Combustion Turbine | GT |  | S | X | X |  |  | 25 | 0.85 | 21 | 25 | 13 | N |  |  | OP | X | 1 | 1998 | Pre-2000 |  |  | Y | Industrial CHP | Customer Sited | Other | 7 | T | NG | Non-Renewable | 0 | 25 | 0 | 1
Operable | 64969 | Meadow Lake Solar Park |  | 65702 | Indiana Crossroads Solar Park | IN | Vertical | White | GEN01 | Solar Photovoltaic | PV |  | S | X | X |  |  | 200 |  | 200 | 200 |  | N |  |  | OP | X | 6 | 2023 | 2023 |  |  | N | Electric Utility | Utility | IPP | 1 | X | SUN | Renewable | 200 | 0 | 1 | 0
Operable | 56420 | Meadow Lake Wind Farm II LLC |  | 57112 | Meadow Lake Wind Farm II LLC | IN | Vertical | White | GEN1 | Onshore Wind Turbine | WT |  | S | X | X |  |  | 102.3 |  | 102.3 | 102.3 | 1.5 | N |  |  | OP | X | 8 | 2010 | 2010 |  |  | N | IPP Non-CHP | IPP | IPP | 2 | X | WND | Renewable | 102.3 | 0 | 1 | 0
Operable | 56423 | Meadow Lake Wind Farm III LLC |  | 57115 | Meadow Lake Wind Farm III LLC | IN | Vertical | White | GEN 1 | Onshore Wind Turbine | WT |  | S | X | X |  |  | 103.5 |  | 103.5 | 103.5 | 1.4 | N |  |  | OP | X | 9 | 2010 | 2010 |  |  | N | IPP Non-CHP | IPP | IPP | 2 | X | WND | Renewable | 103.5 | 0 | 1 | 0
Operable | 56520 | Meadow Lake Wind Farm IV LLC |  | 57177 | Meadow Lake Wind Farm IV | IN | Vertical | White | GEN 1 | Onshore Wind Turbine | WT |  | S | X | X |  |  | 105.7 |  | 105.7 | 105.7 | 0.7 | N |  |  | OP | X | 10 | 2010 | 2010 |  |  | N | IPP Non-CHP | IPP | IPP | 2 | X | WND | Renewable | 105.7 | 0 | 1 | 0
Operable | 56417 | Meadow Lake Wind Farm LLC |  | 57109 | Meadow Lake Wind Farm LLC | IN | Vertical | White | GEN 1 | Onshore Wind Turbine | WT |  | S | X | X |  |  | 199.7 |  | 199.7 | 199.7 | 1.6 | N |  |  | OP | X | 10 | 2009 | 2009 |  |  | N | IPP Non-CHP | IPP | IPP | 2 | X | WND | Renewable | 199.7 | 0 | 1 | 0
Operable | 56941 | Meadow Lake Wind Farm V LLC |  | 57628 | Meadow Lake Wind Farm V LLC | IN | Vertical | White | GEN1 | Onshore Wind Turbine | WT |  | S | X | X |  |  | 100 |  | 100 | 100 | 2 | N |  |  | OP | X | 7 | 2017 | 2017 |  |  | N | IPP Non-CHP | IPP | IPP | 2 | X | WND | Renewable | 100 | 0 | 1 | 0
Operable | 61381 | Meadow Lake Wind Farm VI LLC |  | 61756 | Meadow Lake Wind Farm VI LLC | IN | Vertical | Benton | MWLVI | Onshore Wind Turbine | WT |  | S | X | X |  |  | 200.4 |  | 200.4 | 200.4 | 4 | N |  |  | OP | X | 11 | 2018 | 2018 |  |  | N | IPP Non-CHP | IPP | IPP | 2 | X | WND | Renewable | 200.4 | 0 | 1 | 0
Operable | 58447 | Meadow Ridge Wind Energy, LLC |  | 58459 | Meadow Ridge | IA | Vertical | Adair | 1 | Onshore Wind Turbine | WT |  | S | X | X |  |  | 1.6 |  | 1.6 | 1.6 | 0 | N |  |  | OP | X | 7 | 2012 | 2012 |  |  | N | IPP Non-CHP | IPP | IPP | 2 | X | WND | Renewable | 1.6 | 0 | 1 | 0
Operable | 63746 | Meadowlark Solar, LLC |  | 64117 | Meadowlark Solar | NC | Vertical | Harnett | MLS01 | Solar Photovoltaic | PV |  | S | X | X |  |  | 4.9 |  | 4.9 | 4.9 |  | N |  |  | OP | X | 9 | 2018 | 2018 |  |  | N | IPP Non-CHP | IPP | IPP | 2 | X | SUN | Renewable | 4.9 | 0 | 1 | 0
Operable | 64799 | Meadowlark Wind I LLC |  | 59903 | New Frontier Wind | ND | Vertical | McHenry | GEN | Onshore Wind Turbine | WT |  | S | X | X |  |  | 100 |  | 100 | 100 | 1.5 | N |  |  | OP | X | 12 | 2018 | 2018 |  |  | N | IPP Non-CHP | IPP | IPP | 2 | X | WND | Renewable | 100 | 0 | 1 | 0
Operable | 63705 | MEC Holdings, LLC |  | 56104 | Mankato Energy Center | MN | Vertical | Blue Earth | CTG1 | Natural Gas Fired Combined Cycle | CT | MKST | S | X | N |  |  | 188.7 | 0.85 | 187 | 210 | 120 | N |  |  | OP | X | 6 | 2019 | 2019 |  |  | N | IPP Non-CHP | IPP | IPP | 2 | X | NG | Non-Renewable | 0 | 188.7 | 0 | 1
Operable | 63705 | MEC Holdings, LLC |  | 56104 | Mankato Energy Center | MN | Vertical | Blue Earth | CTG2 | Natural Gas Fired Combined Cycle | CT | MKST | S | X | N |  |  | 192.1 | 0.85 | 167 | 205 | 120 | N |  |  | OP | X | 7 | 2006 | 2006 |  |  | N | IPP Non-CHP | IPP | IPP | 2 | X | NG | Non-Renewable | 0 | 192.1 | 0 | 1 | DFO
Operable | 63705 | MEC Holdings, LLC |  | 56104 | Mankato Energy Center | MN | Vertical | Blue Earth | STG1 | Natural Gas Fired Combined Cycle | CA | MKST | S | Y | X |  |  | 360 | 0.9 | 300 | 305 | 75 | N |  |  | OP | X | 7 | 2006 | 2006 |  |  | N | IPP Non-CHP | IPP | IPP | 2 | X | NG | Non-Renewable | 0 | 360 | 0 | 1
Operable | 63777 | Mechanicsville Solar, LLC |  | 64158 | Mechanicsville Solar | VA | Vertical | Hanover | MECH | Solar Photovoltaic | PV |  | S | X | X | OLDCHRCH 20 KV MECHVLSP | OLDCHRCH 20 KV MECHVLSP | 25 |  | 25 | 25 |  | N |  |  | OP | X | 9 | 2020 | 2020 |  |  | N | IPP Non-CHP | IPP | IPP | 2 | X | SUN | Renewable | 25 | 0 | 1 | 0
Operable | 61822 | Mechanicville Hydroelectric Station |  | 62322 | Mechanicville Hydroelectric Station | NY | Restructured | Saratoga | MG8 | Conventional Hydroelectric | HY |  | S | X | X |  |  | 2 | 0.8 | 1.5 | 2 | 0.3 | N |  |  | OP | X | 5 | 2011 | 2011 |  |  | N | IPP Non-CHP | IPP | IPP | 2 | X | WAT | Renewable | 2 | 0 | 1 | 0
Operable | 61822 | Mechanicville Hydroelectric Station |  | 62322 | Mechanicville Hydroelectric Station | NY | Restructured | Saratoga | MG9 | Conventional Hydroelectric | HY |  | S | X | X |  |  | 2 | 0.8 | 1.5 | 2 | 0.3 | N |  |  | OP | X | 5 | 2011 | 2011 |  |  | N | IPP Non-CHP | IPP | IPP | 2 | X | WAT | Renewable | 2 | 0 | 1 | 0
Operable | 64150 | Medin 2 Community Solar LLC |  | 64504 | Medin 2 Community Solar LLC CSG | MN | Vertical | Chisago | MED2 | Solar Photovoltaic | PV |  | S | X | X |  |  | 1 | 1 | 1 | 1 |  | N |  |  | OP | X | 8 | 2021 | 2021 |  |  | N | IPP Non-CHP | IPP | IPP | 2 | X | SUN | Renewable | 1 | 0 | 1 | 0
Operable | 63529 | Medusa NY 1, LLC |  | 63854 | Medusa NY 1 | NY | Restructured | Albany | 8175C | Solar Photovoltaic | PV |  | S | X | X |  |  | 2 |  | 2 | 2 |  | N |  |  | OP | X | 6 | 2020 | 2020 |  |  | N | IPP Non-CHP | IPP | IPP | 2 | X | SUN | Renewable | 2 | 0 | 1 | 0
Operable | 12239 | Mega Renewables |  | 10880 | Bidwell Ditch Project | CA | Vertical | Shasta | GEN1 | Conventional Hydroelectric | HY |  | S | X | X |  |  | 1.8 | 0.95 | 1.8 | 1.8 | 0.2 | N |  |  | OP | X | 3 | 1987 | Pre-2000 |  |  | N | IPP Non-CHP | IPP | IPP | 2 | X | WAT | Renewable | 1.8 | 0 | 1 | 0
Operable | 12239 | Mega Renewables |  | 10882 | Hatchet Creek Project | CA | Vertical | Shasta | GEN1 | Conventional Hydroelectric | HY |  | S | X | X |  |  | 6.8 | 0.95 | 6.8 | 6.8 | 0.3 | N |  |  | OP | X | 12 | 1986 | Pre-2000 |  |  | N | IPP Non-CHP | IPP | IPP | 2 | X | WAT | Renewable | 6.8 | 0 | 1 | 0
Operable | 12286 | Melrose Public Utilities |  | 1994 | Melrose | MN | Vertical | Stearns | 1 | Petroleum Liquids | IC |  | S | X | X | NSP.MRES.MLRS |  | 1 | 0.85 | 0.8 | 0.8 | 0.8 | N |  |  | SB | N | 7 | 1945 | Pre-2000 |  |  | N | Electric Utility | Utility | Municipal | 1 | X | DFO | Non-Renewable | 0 | 1 | 0 | 1
Operable | 12286 | Melrose Public Utilities |  | 1994 | Melrose | MN | Vertical | Stearns | 2 | Petroleum Liquids | IC |  | S | X | X | NSP.MRES.MLRS |  | 1.1 | 0.85 | 1.1 | 1.1 | 0.8 | N |  |  | OP | X | 7 | 1948 | Pre-2000 |  |  | N | Electric Utility | Utility | Municipal | 1 | X | DFO | Non-Renewable | 0 | 1.1 | 0 | 1
Operable | 12286 | Melrose Public Utilities |  | 1994 | Melrose | MN | Vertical | Stearns | 3 | Petroleum Liquids | IC |  | S | X | X | NSP.MRES.MLRS |  | 3.1 | 0.85 | 3.1 | 3.1 | 2.5 | N |  |  | OP | X | 7 | 1969 | Pre-2000 |  |  | N | Electric Utility | Utility | Municipal | 1 | X | DFO | Non-Renewable | 0 | 3.1 | 0 | 1
Operable | 12286 | Melrose Public Utilities |  | 1994 | Melrose | MN | Vertical | Stearns | 4 | Petroleum Liquids | IC |  | S | X | X | NSP.MRES.MLRS |  | 3 | 0.85 | 3.1 | 3.1 | 2.5 | N |  |  | OP | X | 1 | 1969 | Pre-2000 |  |  | N | Electric Utility | Utility | Municipal | 1 | X | DFO | Non-Renewable | 0 | 3 | 0 | 1
Operable | 12286 | Melrose Public Utilities |  | 58929 | Melrose 2 | MN | Vertical | Stearns | 12286 | Petroleum Liquids | IC |  | S | X | X |  |  | 1 | 0.9 | 0.9 | 0.9 | 0.8 | N |  |  | OP | X | 3 | 2014 | 2014 |  |  | N | Electric Utility | Utility | Municipal | 1 | X | DFO | Non-Renewable | 0 | 1 | 0 | 1
Operable | 60153 | Mendocino Forest Products |  | 50049 | Humboldt Sawmill Company | CA | Vertical | Humboldt | GEN1 | Wood/Wood Waste Biomass | ST |  | S | X | X |  |  | 12.5 | 0.99 | 13 | 13 | 1 | N |  |  | OP | X | 3 | 1988 | Pre-2000 |  |  | Y | Industrial CHP | Customer Sited | Other | 7 | T | WDS | Renewable | 12.5 | 0 | 1 | 0 | DFO
Operable | 60153 | Mendocino Forest Products |  | 50049 | Humboldt Sawmill Company | CA | Vertical | Humboldt | GEN2 | Wood/Wood Waste Biomass | ST |  | S | X | X |  |  | 12.5 | 0.99 | 13 | 13 | 1 | N |  |  | OP | X | 3 | 1988 | Pre-2000 |  |  | Y | Industrial CHP | Customer Sited | Other | 7 | T | WDS | Renewable | 12.5 | 0 | 1 | 0 | DFO
Operable | 60153 | Mendocino Forest Products |  | 50049 | Humboldt Sawmill Company | CA | Vertical | Humboldt | GEN3 | Wood/Wood Waste Biomass | ST |  | S | X | X |  |  | 7.5 | 0.99 | 7.5 | 7.5 | 1 | N |  |  | OS | X | 1 | 1938 | Pre-2000 |  |  | N | Industrial CHP | Customer Sited | Other | 7 | X | WDS | Renewable | 7.5 | 0 | 1 | 0 | DFO
Operable | 63617 | Mendota US Solar 1 LLC |  | 63954 | Mendota | IL | Restructured | LaSalle | MENDS | Solar Photovoltaic | PV |  | S | X | X |  |  | 2 |  | 2 | 2 |  | N |  |  | OP | X | 12 | 2020 | 2020 |  |  | N | IPP Non-CHP | IPP | IPP | 2 | X | SUN | Renewable | 2 | 0 | 1 | 0
Operable | 12312 | Merced Irrigation District |  | 258 | Merced Falls | CA | Vertical | Merced | 1 | Conventional Hydroelectric | HY |  | S | X | X | MERCEDFL_7_N001 |  | 3.4 | 0.86 | 3.5 | 3.5 | 0 | N |  |  | OP | X | 7 | 1930 | Pre-2000 |  |  | N | IPP Non-CHP | IPP | IPP | 2 | X | WAT | Renewable | 3.4 | 0 | 1 | 0
Operable | 12312 | Merced Irrigation District |  | 409 | Exchequer | CA | Vertical | Mariposa | 1 | Conventional Hydroelectric | HY |  | S | X | X | POD_EXCHEC_7_UNIT 1-APND |  | 94.5 | 0.9 | 94.5 | 94.5 | 0.1 | N |  |  | OP | X | 7 | 1967 | Pre-2000 |  |  | N | IPP Non-CHP | IPP | IPP | 2 | X | WAT | Renewable | 94.5 | 0 | 1 | 0
Operable | 12312 | Merced Irrigation District |  | 410 | McSwain | CA | Vertical | Mariposa | 1 | Conventional Hydroelectric | HY |  | S | X | X | MCSWAIN_6_N001 |  | 9 | 0.9 | 9 | 9 | 0.1 | N |  |  | OP | X | 7 | 1967 | Pre-2000 |  |  | N | IPP Non-CHP | IPP | IPP | 2 | X | WAT | Renewable | 9 | 0 | 1 | 0
Operable | 12312 | Merced Irrigation District |  | 428 | Parker | CA | Vertical | Merced | 1 | Conventional Hydroelectric | HY |  | S | X | X |  |  | 2.7 | 0.95 | 2.7 | 2.7 | 0.1 | N |  |  | OP | X | 4 | 1982 | Pre-2000 |  |  | N | IPP Non-CHP | IPP | IPP | 2 | X | WAT | Renewable | 2.7 | 0 | 1 | 0
Operable | 55952 | Merced Power LLC |  | 56707 | El Nido Facility | CA | Vertical | Merced | AMPC | Wood/Wood Waste Biomass | ST |  | S | X | X | NP15 | NP15 | 12.5 | 0.85 | 10.5 | 10.5 | 8 | N |  |  | OS | X | 8 | 2008 | 2008 |  |  | N | IPP Non-CHP | IPP | IPP | 2 | X | WDS | Renewable | 12.5 | 0 | 1 | 0
Operable | 60812 | Merck - Upper Gwynedd Solar Array |  | 61198 | Merck - Upper Gwynedd Solar Array | PA | Restructured | Montgomery | SA-1 | Solar Photovoltaic | PV |  | S | X | X |  |  | 1.5 |  | 1.5 | 1.5 | 0 | N |  |  | OP | X | 1 | 2011 | 2011 |  |  | N | Commercial Non-CHP | Customer Sited | Other | 4 | X | SUN | Renewable | 1.5 | 0 | 1 | 0
Operable | 12311 | Merck & Co Inc |  | 10224 | Merck Rahway Power Plant | NJ | Restructured | Union | GEN8 | Natural Gas Steam Turbine | ST |  | S | X | X |  |  | 5 | 0.8 | 5 | 5 | 2 | N |  |  | OS | X | 1 | 1977 | Pre-2000 |  |  | Y | Industrial CHP | Customer Sited | Other | 7 | T | NG | Non-Renewable | 0 | 5 | 0 | 1 | DFO
Operable | 12311 | Merck & Co Inc |  | 10224 | Merck Rahway Power Plant | NJ | Restructured | Union | GEN9 | Natural Gas Steam Turbine | ST |  | S | X | X |  |  | 10.8 | 0.8 | 10.8 | 10.8 | 2 | N |  |  | OP | X | 1 | 2004 | 2004 |  |  | Y | Industrial CHP | Customer Sited | Other | 7 | T | NG | Non-Renewable | 0 | 10.8 | 0 | 1 | DFO
Operable | 12311 | Merck & Co Inc |  | 10224 | Merck Rahway Power Plant | NJ | Restructured | Union | GEN9A | Natural Gas Steam Turbine | ST |  | S | X | X |  |  | 4.5 | 0.9 | 5.1 | 5.1 | 1 | N |  |  | OP | X | 12 | 2017 | 2017 |  |  | N | Industrial CHP | Customer Sited | Other | 7 | X | NG | Non-Renewable | 0 | 4.5 | 0 | 1 | DFO
Operable | 12311 | Merck & Co Inc |  | 10224 | Merck Rahway Power Plant | NJ | Restructured | Union | SOLAR | Solar Photovoltaic | PV |  | S | X | X |  |  | 0.5 |  | 0.4 | 0.4 |  | N |  |  | OP | X | 12 | 2005 | 2005 |  |  | N | Industrial CHP | Customer Sited | Other | 7 | X | SUN | Renewable | 0.5 | 0 | 1 | 0
Operable | 12320 | Merck & Co Inc |  | 52148 | Elkton | VA | Vertical | Rockingham | GEN1 | Natural Gas Steam Turbine | ST |  | S | X | X |  |  | 7.2 | 0.8 | 6 | 6 | 0.5 | N |  |  | OP | X | 6 | 1982 | Pre-2000 |  |  | Y | Industrial CHP | Customer Sited | Other | 7 | T | NG | Non-Renewable | 0 | 7.2 | 0 | 1 | DFO
Operable | 12320 | Merck & Co Inc |  | 52148 | Elkton | VA | Vertical | Rockingham | GEN5 | Natural Gas Steam Turbine | ST |  | S | X | X |  |  | 0.4 | 0.8 | 0.4 | 0.4 | 0.1 | N |  |  | OP | X | 6 | 1982 | Pre-2000 |  |  | Y | Industrial CHP | Customer Sited | Other | 7 | T | NG | Non-Renewable | 0 | 0.4 | 0 | 1 | DFO
Operable | 12320 | Merck & Co Inc |  | 52148 | Elkton | VA | Vertical | Rockingham | GEN6 | Natural Gas Steam Turbine | ST |  | S | X | X |  |  | 1.2 | 0.8 | 1.2 | 1.2 | 0.1 | N |  |  | OP | X | 12 | 2021 | 2021 |  |  | N | Industrial CHP | Customer Sited | Other | 7 | X | NG | Non-Renewable | 0 | 1.2 | 0 | 1 | DFO
Operable | 12320 | Merck & Co Inc |  | 52148 | Elkton | VA | Vertical | Rockingham | GEN7 | Natural Gas Steam Turbine | ST |  | S | X | X |  |  | 1.2 | 0.8 | 1.2 | 1.2 | 1 | N |  |  | OP | X | 12 | 2021 | 2021 |  |  | N | Industrial CHP | Customer Sited | Other | 7 | X | NG | Non-Renewable | 0 | 1.2 | 0 | 1 | DFO
Operable | 12303 | Merck & Co Inc-West Point |  | 52149 | West Point (PA) | PA | Restructured | Montgomery | COG3 | Natural Gas Fired Combustion Turbine | GT |  | S | X | X | MERCK 13 KV MERCK1-2 | MERCK 13 KV MERCK1-2 | 38.4 | 0.85 | 38.5 | 40 | 20 | N |  |  | OP | X | 4 | 2001 | 2001 |  |  | Y | Industrial CHP | Customer Sited | Other | 7 | T | NG | Non-Renewable | 0 | 38.4 | 0 | 1
Operable | 12303 | Merck & Co Inc-West Point |  | 52149 | West Point (PA) | PA | Restructured | Montgomery | GEN14 | Natural Gas Internal Combustion Engine | IC |  | S | X | X | MERCK 13 KV MERCK1-2 | MERCK 13 KV MERCK1-2 | 1.5 | 0.8 | 1.5 | 1.5 | 0.8 | N |  |  | SB | N | 8 | 2016 | 2016 |  |  | N | Industrial CHP | Customer Sited | Other | 7 | X | NG | Non-Renewable | 0 | 1.5 | 0 | 1
Operable | 12303 | Merck & Co Inc-West Point |  | 52149 | West Point (PA) | PA | Restructured | Montgomery | GEN15 | Natural Gas Internal Combustion Engine | IC |  | S | X | X | MERCK 13 KV MERCK1-2 | MERCK 13 KV MERCK1-2 | 1.3 | 0.8 | 1.1 | 1.3 | 0.8 | N |  |  | SB | N | 5 | 2017 | 2017 |  |  | N | Industrial CHP | Customer Sited | Other | 7 | X | NG | Non-Renewable | 0 | 1.3 | 0 | 1
Operable | 12303 | Merck & Co Inc-West Point |  | 52149 | West Point (PA) | PA | Restructured | Montgomery | GEN16 | Natural Gas Internal Combustion Engine | IC |  | S | X | X | MERCK 13 KV MERCK | MERCK 13 KV MERCK | 1.3 | 0.8 | 1.1 | 1.3 | 0.8 | N |  |  | SB | N | 5 | 2020 | 2020 |  |  | N | Industrial CHP | Customer Sited | Other | 7 | X | NG | Non-Renewable | 0 | 1.3 | 0 | 1
Operable | 12303 | Merck & Co Inc-West Point |  | 52149 | West Point (PA) | PA | Restructured | Montgomery | GEN17 | Natural Gas Internal Combustion Engine | IC |  | S | X | X | MERCK 13 KV MERCK | MERCK 13 KV MERCK | 2 | 0.8 | 2 | 2 | 0 | N |  |  | SB | N | 4 | 2022 | 2022 |  |  | N | Industrial CHP | Customer Sited | Other | 7 | X | NG | Non-Renewable | 0 | 2 | 0 | 1
Operable | 12303 | Merck & Co Inc-West Point |  | 52149 | West Point (PA) | PA | Restructured | Montgomery | GEN2 | Natural Gas Fired Combustion Turbine | GT |  | S | X | X | MERCK 13 KV MERCK1-2 | MERCK 13 KV MERCK1-2 | 32.3 | 0.9 | 24.5 | 26 | 15 | N |  |  | OP | X | 1 | 1989 | Pre-2000 |  |  | Y | Industrial CHP | Customer Sited | Other | 7 | T | NG | Non-Renewable | 0 | 32.3 | 0 | 1
Operable | 12303 | Merck & Co Inc-West Point |  | 52149 | West Point (PA) | PA | Restructured | Montgomery | GEN3 | Petroleum Liquids | IC |  | S | X | X | MERCK 13 KV MERCK1-2 | MERCK 13 KV MERCK1-2 | 2.5 | 0.85 | 2.4 | 2.5 | 1.8 | N |  |  | OS | X | 1 | 1972 | Pre-2000 |  |  | N | Industrial CHP | Customer Sited | Other | 7 | X | DFO | Non-Renewable | 0 | 2.5 | 0 | 1
Operable | 12303 | Merck & Co Inc-West Point |  | 52149 | West Point (PA) | PA | Restructured | Montgomery | GEN5 | Petroleum Liquids | IC |  | S | X | X | MERCK 13 KV MERCK1-2 | MERCK 13 KV MERCK1-2 | 1.2 | 0.85 | 1.2 | 1.2 | 0.8 | N |  |  | OS | X | 6 | 1994 | Pre-2000 |  |  | N | Industrial CHP | Customer Sited | Other | 7 | X | DFO | Non-Renewable | 0 | 1.2 | 0 | 1
Operable | 12303 | Merck & Co Inc-West Point |  | 52149 | West Point (PA) | PA | Restructured | Montgomery | GEN8 | Natural Gas Internal Combustion Engine | IC |  | S | X | X | MERCK 13 KV MERCK1-2 | MERCK 13 KV MERCK1-2 | 1 | 0.85 | 1 | 1 | 0.8 | N |  |  | SB | N | 8 | 1999 | Pre-2000 |  |  | N | Industrial CHP | Customer Sited | Other | 7 | X | NG | Non-Renewable | 0 | 1 | 0 | 1
Operable | 12303 | Merck & Co Inc-West Point |  | 52149 | West Point (PA) | PA | Restructured | Montgomery | GEN9 | Natural Gas Internal Combustion Engine | IC |  | S | X | X | MERCK 13 KV MERCK1-2 | MERCK 13 KV MERCK1-2 | 1.3 | 0.85 | 0.9 | 0.9 | 0.8 | N |  |  | SB | N | 2 | 2004 | 2004 |  |  | N | Industrial CHP | Customer Sited | Other | 7 | X | NG | Non-Renewable | 0 | 1.3 | 0 | 1
Operable | 12303 | Merck & Co Inc-West Point |  | 52149 | West Point (PA) | PA | Restructured | Montgomery | GN10 | Natural Gas Internal Combustion Engine | IC |  | S | X | X | MERCK 13 KV MERCK1-2 | MERCK 13 KV MERCK1-2 | 1.3 | 0.85 | 0.9 | 0.9 | 0.8 | N |  |  | SB | N | 2 | 2004 | 2004 |  |  | N | Industrial CHP | Customer Sited | Other | 7 | X | NG | Non-Renewable | 0 | 1.3 | 0 | 1
Operable | 12303 | Merck & Co Inc-West Point |  | 52149 | West Point (PA) | PA | Restructured | Montgomery | GN11 | Petroleum Liquids | IC |  | S | X | X | MERCK 13 KV MERCK1-2 | MERCK 13 KV MERCK1-2 | 1 | 0.85 | 0.9 | 0.9 | 0.8 | N |  |  | SB | N | 11 | 2010 | 2010 |  |  | N | Industrial CHP | Customer Sited | Other | 7 | X | DFO | Non-Renewable | 0 | 1 | 0 | 1
Operable | 58133 | Mercy Medical Center |  | 58163 | Mercy Medical Center | NY | Restructured | Nassau | 1N | Petroleum Liquids | IC |  | S | X | X |  |  | 1 | 0.8 | 0.8 | 0.8 | 0.2 | N |  |  | SB | N | 9 | 2020 | 2020 |  |  | N | Commercial Non-CHP | Customer Sited | Other | 4 | X | DFO | Non-Renewable | 0 | 1 | 0 | 1
Operable | 58133 | Mercy Medical Center |  | 58163 | Mercy Medical Center | NY | Restructured | Nassau | 2N | Petroleum Liquids | IC |  | S | X | X |  |  | 1 | 0.8 | 0.8 | 0.8 | 0.2 | N |  |  | SB | N | 10 | 2020 | 2020 |  |  | N | Commercial Non-CHP | Customer Sited | Other | 4 | X | DFO | Non-Renewable | 0 | 1 | 0 | 1
Operable | 58133 | Mercy Medical Center |  | 58163 | Mercy Medical Center | NY | Restructured | Nassau | 3N | Petroleum Liquids | IC |  | S | X | X |  |  | 1 | 0.8 | 0.8 | 0.8 | 0.2 | N |  |  | SB | N | 12 | 2020 | 2020 |  |  | N | Commercial Non-CHP | Customer Sited | Other | 4 | X | DFO | Non-Renewable | 0 | 1 | 0 | 1
Operable | 58133 | Mercy Medical Center |  | 58163 | Mercy Medical Center | NY | Restructured | Nassau | 8 | Petroleum Liquids | IC |  | S | X | X |  |  | 0.6 | 0.8 | 0.6 | 0.6 | 0.6 | N |  |  | SB | N | 1 | 2004 | 2004 |  |  | N | Commercial Non-CHP | Customer Sited | Other | 4 | X | DFO | Non-Renewable | 0 | 0.6 | 0 | 1
Operable | 12401 | Merimil Ltd Partnership |  | 10066 | Lockwood Hydroelectric Facility | ME | Restructured | Kennebec | GEN1 | Conventional Hydroelectric | HY |  | S | X | X |  |  | 0.8 | 0.9 | 0.7 | 0.7 | 0.1 | N |  |  | OP | X | 10 | 1985 | Pre-2000 |  |  | N | IPP Non-CHP | IPP | IPP | 2 | X | WAT | Renewable | 0.8 | 0 | 1 | 0
Operable | 12401 | Merimil Ltd Partnership |  | 10066 | Lockwood Hydroelectric Facility | ME | Restructured | Kennebec | GEN2 | Conventional Hydroelectric | HY |  | S | X | X |  |  | 0.8 | 0.9 | 0.7 | 0.7 | 0.1 | N |  |  | OP | X | 10 | 1985 | Pre-2000 |  |  | N | IPP Non-CHP | IPP | IPP | 2 | X | WAT | Renewable | 0.8 | 0 | 1 | 0
Operable | 12401 | Merimil Ltd Partnership |  | 10066 | Lockwood Hydroelectric Facility | ME | Restructured | Kennebec | GEN3 | Conventional Hydroelectric | HY |  | S | X | X |  |  | 0.8 | 0.9 | 0.7 | 0.7 | 0.1 | N |  |  | OP | X | 10 | 1985 | Pre-2000 |  |  | N | IPP Non-CHP | IPP | IPP | 2 | X | WAT | Renewable | 0.8 | 0 | 1 | 0
Operable | 12401 | Merimil Ltd Partnership |  | 10066 | Lockwood Hydroelectric Facility | ME | Restructured | Kennebec | GEN4 | Conventional Hydroelectric | HY |  | S | X | X |  |  | 0.8 | 0.9 | 0.7 | 0.7 | 0.1 | N |  |  | OP | X | 10 | 1985 | Pre-2000 |  |  | N | IPP Non-CHP | IPP | IPP | 2 | X | WAT | Renewable | 0.8 | 0 | 1 | 0
Operable | 12401 | Merimil Ltd Partnership |  | 10066 | Lockwood Hydroelectric Facility | ME | Restructured | Kennebec | GEN5 | Conventional Hydroelectric | HY |  | S | X | X |  |  | 0.8 | 0.9 | 0.7 | 0.7 | 0.1 | N |  |  | OP | X | 10 | 1985 | Pre-2000 |  |  | N | IPP Non-CHP | IPP | IPP | 2 | X | WAT | Renewable | 0.8 | 0 | 1 | 0
Operable | 12401 | Merimil Ltd Partnership |  | 10066 | Lockwood Hydroelectric Facility | ME | Restructured | Kennebec | GEN6 | Conventional Hydroelectric | HY |  | S | X | X |  |  | 0.8 | 0.9 | 0.7 | 0.7 | 0.1 | N |  |  | OP | X | 10 | 1985 | Pre-2000 |  |  | N | IPP Non-CHP | IPP | IPP | 2 | X | WAT | Renewable | 0.8 | 0 | 1 | 0
Operable | 12401 | Merimil Ltd Partnership |  | 10066 | Lockwood Hydroelectric Facility | ME | Restructured | Kennebec | GEN7 | Conventional Hydroelectric | HY |  | S | X | X |  |  | 2.4 | 0.9 | 2.2 | 2.2 | 0.1 | N |  |  | OP | X | 10 | 1988 | Pre-2000 |  |  | N | IPP Non-CHP | IPP | IPP | 2 | X | WAT | Renewable | 2.4 | 0 | 1 | 0
Operable | 61373 | MERIT SI |  | 61751 | Rotor Clip | NJ | Restructured | Somerset | RCLIP | Solar Photovoltaic | PV |  | W | X | X |  |  | 2.8 |  | 2.7 | 2.2 |  | N |  |  | OP | X | 12 | 2018 | 2018 |  |  | N | IPP Non-CHP | IPP | IPP | 2 | X | SUN | Renewable | 2.8 | 0 | 1 | 0
Operable | 64119 | Merrimack Solar Farm |  | 64454 | Merrimack Solar Farm, LLC | NH | Restructured | Hillsborough | PV1 | Solar Photovoltaic | PV |  | S | X | X |  |  | 2.4 |  | 2.4 | 2.4 |  | N |  |  | OP | X | 1 | 2019 | 2019 |  |  | N | IPP Non-CHP | IPP | IPP | 2 | X | SUN | Renewable | 2.4 | 0 | 1 | 0
Operable | 56410 | Mesalands Community College |  | 57106 | Mesalands Comm College Wind Turbine | NM | Vertical | Quay | 1 | Onshore Wind Turbine | WT |  | S | X | X |  |  | 1.5 |  | 1.5 | 1.5 | 0.1 | N |  |  | OP | X | 12 | 2008 | 2008 |  |  | N | Commercial Non-CHP | Customer Sited | Other | 4 | X | WND | Renewable | 1.5 | 0 | 1 | 0
Operable | 55960 | Mesquite Lake Energy Park |  | 50363 | Mesquite Lake Energy Park Plant 2 | CA | Vertical | Imperial | L313 | Wood/Wood Waste Biomass | ST |  | S | X | X |  |  | 21 | 1 | 15.5 | 15.5 | 0 | N |  |  | OS | X | 11 | 1987 | Pre-2000 |  |  | N | IPP Non-CHP | IPP | IPP | 2 | X | WDS | Renewable | 21 | 0 | 1 | 0
Operable | 12363 | Mesquite Power LLC |  | 55481 | Mesquite Generating Station Block 2 | AZ | Vertical | Maricopa | GT3 | Natural Gas Fired Combined Cycle | CT | BLK2 | S | X | N |  |  | 185.3 | 0.85 | 162 | 162 | 70 | N |  |  | OP | X | 12 | 2003 | 2003 |  |  | N | IPP Non-CHP | IPP | IPP | 2 | X | NG | Non-Renewable | 0 | 185.3 | 0 | 1
Operable | 12363 | Mesquite Power LLC |  | 55481 | Mesquite Generating Station Block 2 | AZ | Vertical | Maricopa | GT4 | Natural Gas Fired Combined Cycle | CT | BLK2 | S | X | N |  |  | 185.3 | 0.85 | 162 | 162 | 70 | N |  |  | OP | X | 12 | 2003 | 2003 |  |  | N | IPP Non-CHP | IPP | IPP | 2 | X | NG | Non-Renewable | 0 | 185.3 | 0 | 1
Operable | 12363 | Mesquite Power LLC |  | 55481 | Mesquite Generating Station Block 2 | AZ | Vertical | Maricopa | ST2 | Natural Gas Fired Combined Cycle | CA | BLK2 | S | Y | X |  |  | 321 | 0.85 | 300 | 300 | 110 | N |  |  | OP | X | 12 | 2003 | 2003 |  |  | N | IPP Non-CHP | IPP | IPP | 2 | X | NG | Non-Renewable | 0 | 321 | 0 | 1
Operable | 62085 | Mesquite Star LLC |  | 62587 | Mesquite Star | TX | Restructured | Nolan | MESQ | Onshore Wind Turbine | WT |  | S | X | X |  |  | 418.9 |  | 418.9 | 418.9 | 23 | N |  |  | OP | X | 3 | 2020 | 2020 |  |  | N | IPP Non-CHP | IPP | IPP | 2 | X | WND | Renewable | 418.9 | 0 | 1 | 0
Operable | 54759 | Mesquite Wind LLC |  | 56395 | Mesquite Wind Power LLC | TX | Restructured | Shackelford | 1 | Onshore Wind Turbine | WT |  | S | X | X |  |  | 200 |  | 200 | 200 | 50 | N |  |  | OP | X | 11 | 2007 | 2007 |  |  | N | IPP Non-CHP | IPP | IPP | 2 | X | WND | Renewable | 200 | 0 | 1 | 0
Operable | 54759 | Mesquite Wind LLC |  | 56483 | Post Oak Wind LLC | TX | Restructured | Shackelford | 1 | Onshore Wind Turbine | WT |  | S | X | X |  |  | 200 |  | 200 | 200 | 50 | N |  |  | OP | X | 3 | 2008 | 2008 |  |  | N | IPP Non-CHP | IPP | IPP | 2 | X | WND | Renewable | 200 | 0 | 1 | 0
Operable | 56854 | Messalonskee Stream Hydro LLC |  | 1497 | Messalonskee 2 (Oakland) | ME | Restructured | Kennebec | 1 | Conventional Hydroelectric | HY |  | S | X | X |  |  | 2.8 | 0.8 | 2.8 | 2.8 | 0.3 | N |  |  | OP | X | 1 | 1924 | Pre-2000 |  |  | N | IPP Non-CHP | IPP | IPP | 2 | X | WAT | Renewable | 2.8 | 0 | 1 | 0
Operable | 56854 | Messalonskee Stream Hydro LLC |  | 1498 | Messalonskee 3 | ME | Restructured | Kennebec | 1 | Conventional Hydroelectric | HY |  | S | X | X |  |  | 1.6 | 0.8 | 1.6 | 1.6 | 0.3 | N |  |  | OP | X | 1 | 1918 | Pre-2000 |  |  | N | IPP Non-CHP | IPP | IPP | 2 | X | WAT | Renewable | 1.6 | 0 | 1 | 0
Operable | 56854 | Messalonskee Stream Hydro LLC |  | 1500 | Messalonskee 5 | ME | Restructured | Kennebec | 1 | Conventional Hydroelectric | HY |  | S | X | X |  |  | 1.8 | 0.8 | 1.8 | 1.8 | 0.3 | N |  |  | OP | X | 1 | 1935 | Pre-2000 |  |  | N | IPP Non-CHP | IPP | IPP | 2 | X | WAT | Renewable | 1.8 | 0 | 1 | 0
Operable | 12385 | Metlakatla Power & Light |  | 6302 | Purple Lake | AK | Vertical | Prince of Wales Ketchikan | 1 | Conventional Hydroelectric | HY |  | S | X | X |  |  | 1.3 | 0.8 | 1.3 | 1.3 | 0.2 | N |  |  | OP | X | 1 | 1956 | Pre-2000 |  |  | N | Electric Utility | Utility | Municipal | 1 | X | WAT | Renewable | 1.3 | 0 | 1 | 0
Operable | 12385 | Metlakatla Power & Light |  | 6302 | Purple Lake | AK | Vertical | Prince of Wales Ketchikan | 2 | Conventional Hydroelectric | HY |  | S | X | X |  |  | 1.3 | 0.8 | 1.3 | 1.3 | 0.2 | N |  |  | OP | X | 1 | 1956 | Pre-2000 |  |  | N | Electric Utility | Utility | Municipal | 1 | X | WAT | Renewable | 1.3 | 0 | 1 | 0
Operable | 12385 | Metlakatla Power & Light |  | 6302 | Purple Lake | AK | Vertical | Prince of Wales Ketchikan | 3 | Conventional Hydroelectric | HY |  | S | X | X |  |  | 1.3 | 0.8 | 1.3 | 1.3 | 0.2 | N |  |  | OP | X | 12 | 1962 | Pre-2000 |  |  | N | Electric Utility | Utility | Municipal | 1 | X | WAT | Renewable | 1.3 | 0 | 1 | 0
Operable | 12385 | Metlakatla Power & Light |  | 7112 | Centennial | AK | Vertical | Prince of Wales Ketchikan | IC7 | Petroleum Liquids | IC |  | S | X | X |  |  | 1.8 | 0.8 | 1.8 | 1.8 | 0.2 | N |  |  | OP | X | 1 | 2017 | 2017 |  |  | N | Electric Utility | Utility | Municipal | 1 | X | DFO | Non-Renewable | 0 | 1.8 | 0 | 1
Operable | 12385 | Metlakatla Power & Light |  | 7168 | Chester Lake | AK | Vertical | Prince of Wales Ketchikan | 1 | Conventional Hydroelectric | HY |  | S | X | X |  |  | 1.3 | 0.9 | 1.2 | 1.2 | 0.2 | N |  |  | OP | X | 1 | 1988 | Pre-2000 |  |  | N | Electric Utility | Utility | Municipal | 1 | X | WAT | Renewable | 1.3 | 0 | 1 | 0
Operable | 3473 | Metro Wtr Recl Dist Grtr Chi |  | 10903 | Lockport Powerhouse | IL | Restructured | Will | 1GEN | Conventional Hydroelectric | HY |  | S | X | X |  |  | 8 | 1 | 6 | 6 | 2.5 | N |  |  | OA | X | 2 | 1999 | Pre-2000 |  |  | N | IPP Non-CHP | IPP | IPP | 2 | X | WAT | Renewable | 8 | 0 | 1 | 0
Operable | 3473 | Metro Wtr Recl Dist Grtr Chi |  | 10903 | Lockport Powerhouse | IL | Restructured | Will | 2GEN | Conventional Hydroelectric | HY |  | S | X | X |  |  | 8 | 1 | 6 | 6 | 2.5 | N |  |  | OA | X | 12 | 2001 | 2001 |  |  | N | IPP Non-CHP | IPP | IPP | 2 | X | WAT | Renewable | 8 | 0 | 1 | 0
Operable | 59483 | Metropolitan Airports Commission |  | 59709 | St. Paul Intl Airport Red & Blue Parking | MN | Vertical | Hennepin | PV1 | Solar Photovoltaic | PV |  | S | X | X |  |  | 2.3 |  | 2.3 | 2.3 |  | N |  |  | OP | X | 12 | 2015 | 2015 |  |  | N | IPP Non-CHP | IPP | IPP | 2 | X | SUN | Renewable | 2.3 | 0 | 1 | 0
Operable | 59483 | Metropolitan Airports Commission |  | 59709 | St. Paul Intl Airport Red & Blue Parking | MN | Vertical | Hennepin | PV2 | Solar Photovoltaic | PV |  | S | X | X |  |  | 0.9 |  | 0.9 | 0.9 |  | N |  |  | OP | X | 12 | 2016 | 2016 |  |  | N | IPP Non-CHP | IPP | IPP | 2 | X | SUN | Renewable | 0.9 | 0 | 1 | 0
Operable | 12382 | Metropolitan Dist of Hartford |  | 54302 | Goodwin Hydroelectric | CT | Restructured | Hartford | G1 | Conventional Hydroelectric | HY |  | S | X | X | 4004 | 4004 | 1.6 | 0.9 | 1.5 | 1.5 | 0.6 | N |  |  | OP | X | 4 | 1986 | Pre-2000 |  |  | N | IPP Non-CHP | IPP | IPP | 2 | X | WAT | Renewable | 1.6 | 0 | 1 | 0
Operable | 12382 | Metropolitan Dist of Hartford |  | 54302 | Goodwin Hydroelectric | CT | Restructured | Hartford | G2 | Conventional Hydroelectric | HY |  | S | X | X | 4004 | 4004 | 1.6 | 0.9 | 1.5 | 1.5 | 0.6 | N |  |  | OP | X | 4 | 1986 | Pre-2000 |  |  | N | IPP Non-CHP | IPP | IPP | 2 | X | WAT | Renewable | 1.6 | 0 | 1 | 0
Operable | 54704 | Metropolitan Pier and Exposition Auth |  | 55067 | MPEA Energy Center | IL | Restructured | Cook | GEN4 | Petroleum Liquids | IC |  | S | X | X |  |  | 2 | 1 | 2 | 2 | 2 | N |  |  | SB | N | 3 | 2010 | 2010 |  |  | N | IPP Non-CHP | IPP | IPP | 2 | X | DFO | Non-Renewable | 0 | 2 | 0 | 1
Operable | 54704 | Metropolitan Pier and Exposition Auth |  | 55067 | MPEA Energy Center | IL | Restructured | Cook | GEN5 | Petroleum Liquids | IC |  | S | X | X |  |  | 2 | 1 | 2 | 2 | 2 | N |  |  | SB | N | 3 | 2010 | 2010 |  |  | N | IPP Non-CHP | IPP | IPP | 2 | X | DFO | Non-Renewable | 0 | 2 | 0 | 1
Operable | 54704 | Metropolitan Pier and Exposition Auth |  | 55067 | MPEA Energy Center | IL | Restructured | Cook | GEN6 | Petroleum Liquids | IC |  | S | X | X |  |  | 2 | 1 | 2 | 2 | 2 | N |  |  | SB | N | 3 | 2010 | 2010 |  |  | N | IPP Non-CHP | IPP | IPP | 2 | X | DFO | Non-Renewable | 0 | 2 | 0 | 1
Operable | 12374 | Metropolitan Sewerage District |  | 10181 | Metropolitan Sewerage District | NC | Vertical | Buncombe | GEN1 | Conventional Hydroelectric | HY |  | S | X | X |  |  | 0.8 | 0.9 | 0.8 | 0.8 | 0.8 | N |  |  | SB | Y | 9 | 1988 | Pre-2000 |  |  | N | Commercial Non-CHP | Customer Sited | Other | 4 | X | WAT | Renewable | 0.8 | 0 | 1 | 0
Operable | 12374 | Metropolitan Sewerage District |  | 10181 | Metropolitan Sewerage District | NC | Vertical | Buncombe | GEN2 | Conventional Hydroelectric | HY |  | S | X | X |  |  | 0.8 | 0.9 | 0.8 | 0.8 | 0.8 | N |  |  | OP | X | 9 | 1988 | Pre-2000 |  |  | N | Commercial Non-CHP | Customer Sited | Other | 4 | X | WAT | Renewable | 0.8 | 0 | 1 | 0
Operable | 12374 | Metropolitan Sewerage District |  | 10181 | Metropolitan Sewerage District | NC | Vertical | Buncombe | GEN3 | Conventional Hydroelectric | HY |  | S | X | X |  |  | 0.8 | 0.9 | 0.8 | 0.8 | 0.8 | N |  |  | OP | X | 9 | 1988 | Pre-2000 |  |  | N | Commercial Non-CHP | Customer Sited | Other | 4 | X | WAT | Renewable | 0.8 | 0 | 1 | 0
Operable | 57275 | Metropolitan Transportation Authority |  | 57313 | Metro Support Services Center Solar | CA | Vertical | Los Angeles | 1 | Solar Photovoltaic | PV |  | S | X | X |  |  | 1.2 |  | 1.1 | 1.1 |  | N |  |  | OP | X | 4 | 2005 | 2005 |  |  | N | Commercial Non-CHP | Customer Sited | Other | 4 | X | SUN | Renewable | 1.2 | 0 | 1 | 0
Operable | 12397 | Metropolitan Water District of S CA |  | 72 | Venice Hydro | CA | Vertical | Los Angeles | 1 | Conventional Hydroelectric | HY |  | S | X | X |  |  | 10.1 | 1 | 10.1 | 10.1 | 3.8 | N |  |  | SB | Y | 8 | 1982 | Pre-2000 |  |  | N | Electric Utility | Utility | Municipal | 1 | X | WAT | Renewable | 10.1 | 0 | 1 | 0
Operable | 12397 | Metropolitan Water District of S CA |  | 316 | Sepulveda Canyon | CA | Vertical | Los Angeles | 1 | Conventional Hydroelectric | HY |  | S | X | X |  |  | 8.5 | 1 | 8.5 | 8.5 | 1.5 | N |  |  | SB | Y | 6 | 1982 | Pre-2000 |  |  | N | Electric Utility | Utility | Municipal | 1 | X | WAT | Renewable | 8.5 | 0 | 1 | 0
Operable | 12397 | Metropolitan Water District of S CA |  | 479 | Temescal | CA | Vertical | Riverside | 1 | Conventional Hydroelectric | HY |  | S | X | X |  |  | 2.9 | 0.85 | 2.8 | 2.8 | 1.5 | N |  |  | OP | X | 7 | 1983 | Pre-2000 |  |  | N | Electric Utility | Utility | Municipal | 1 | X | WAT | Renewable | 2.9 | 0 | 1 | 0
Operable | 12397 | Metropolitan Water District of S CA |  | 480 | Corona | CA | Vertical | Riverside | 1 | Conventional Hydroelectric | HY |  | S | X | X |  |  | 2.9 | 0.85 | 2.8 | 2.8 | 1.4 | N |  |  | OP | X | 8 | 1983 | Pre-2000 |  |  | N | Electric Utility | Utility | Municipal | 1 | X | WAT | Renewable | 2.9 | 0 | 1 | 0
Operable | 12397 | Metropolitan Water District of S CA |  | 481 | Perris | CA | Vertical | Riverside | 1 | Conventional Hydroelectric | HY |  | S | X | X |  |  | 7.9 | 1 | 7.9 | 7.9 | 1.5 | N |  |  | OP | X | 5 | 1983 | Pre-2000 |  |  | N | Electric Utility | Utility | Municipal | 1 | X | WAT | Renewable | 7.9 | 0 | 1 | 0
Operable | 12397 | Metropolitan Water District of S CA |  | 482 | Rio Hondo | CA | Vertical | Los Angeles | 1 | Conventional Hydroelectric | HY |  | S | X | X |  |  | 1.9 | 0.87 | 1.9 | 1.9 | 0.5 | N |  |  | OP | X | 3 | 1984 | Pre-2000 |  |  | N | Electric Utility | Utility | Municipal | 1 | X | WAT | Renewable | 1.9 | 0 | 1 | 0
Operable | 12397 | Metropolitan Water District of S CA |  | 483 | Coyote Creek | CA | Vertical | Orange | 1 | Conventional Hydroelectric | HY |  | S | X | X |  |  | 3.1 | 0.87 | 3.1 | 3.1 | 0.7 | N |  |  | OP | X | 6 | 1984 | Pre-2000 |  |  | N | Electric Utility | Utility | Municipal | 1 | X | WAT | Renewable | 3.1 | 0 | 1 | 0
Operable | 12397 | Metropolitan Water District of S CA |  | 484 | Red Mountain | CA | Vertical | San Diego | 1 | Conventional Hydroelectric | HY |  | S | X | X |  |  | 5.9 | 1 | 5.9 | 5.9 | 1 | N |  |  | OP | X | 6 | 1985 | Pre-2000 |  |  | N | Electric Utility | Utility | Municipal | 1 | X | WAT | Renewable | 5.9 | 0 | 1 | 0
Operable | 12397 | Metropolitan Water District of S CA |  | 487 | Valley View | CA | Vertical | Orange | 1 | Conventional Hydroelectric | HY |  | S | X | X |  |  | 4.1 | 1 | 4.1 | 4.1 | 1.2 | N |  |  | OP | X | 11 | 1985 | Pre-2000 |  |  | N | Electric Utility | Utility | Municipal | 1 | X | WAT | Renewable | 4.1 | 0 | 1 | 0
Operable | 12397 | Metropolitan Water District of S CA |  | 745 | Etiwanda | CA | Vertical | San Bernardino | 1 | Conventional Hydroelectric | HY |  | S | X | X |  |  | 23.9 | 0.95 | 23.9 | 23.9 | 2.5 | N |  |  | OP | X | 12 | 1994 | Pre-2000 |  |  | N | Electric Utility | Utility | Municipal | 1 | X | WAT | Renewable | 23.9 | 0 | 1 | 0
Operable | 12397 | Metropolitan Water District of S CA |  | 6644 | Lake Mathews | CA | Vertical | Riverside | 1 | Conventional Hydroelectric | HY |  | S | X | X |  |  | 4.9 | 0.85 | 4.9 | 4.9 | 2 | N |  |  | OP | X | 8 | 1980 | Pre-2000 |  |  | N | Electric Utility | Utility | Municipal | 1 | X | WAT | Renewable | 4.9 | 0 | 1 | 0
Operable | 12397 | Metropolitan Water District of S CA |  | 6645 | Foothill Feeder | CA | Vertical | Los Angeles | 1 | Conventional Hydroelectric | HY | A184 | S | X | X |  |  | 4.5 | 0.84 | 7.1 | 6.7 | 2 | N |  |  | OP | X | 4 | 1981 | Pre-2000 |  |  | N | Electric Utility | Utility | Municipal | 1 | X | WAT | Renewable | 4.5 | 0 | 1 | 0
Operable | 12397 | Metropolitan Water District of S CA |  | 6645 | Foothill Feeder | CA | Vertical | Los Angeles | 2 | Conventional Hydroelectric | HY | A184 | S | X | X |  |  | 4.5 | 0.84 |  |  | 2 | N |  |  | OP | X | 4 | 1981 | Pre-2000 |  |  | N | Electric Utility | Utility | Municipal | 1 | X | WAT | Renewable | 4.5 | 0 | 1 | 0
Operable | 12397 | Metropolitan Water District of S CA |  | 6646 | San Dimas | CA | Vertical | Los Angeles | 1 | Conventional Hydroelectric | HY |  | S | X | X |  |  | 9.9 | 1 | 9.9 | 9.9 | 1 | N |  |  | OP | X | 6 | 1981 | Pre-2000 |  |  | N | Electric Utility | Utility | Municipal | 1 | X | WAT | Renewable | 9.9 | 0 | 1 | 0
Operable | 12397 | Metropolitan Water District of S CA |  | 6647 | Yorba Linda | CA | Vertical | Orange | 1 | Conventional Hydroelectric | HY |  | S | X | X |  |  | 5.1 | 1 | 5.1 | 5.1 | 1 | N |  |  | OP | X | 11 | 1981 | Pre-2000 |  |  | N | Electric Utility | Utility | Municipal | 1 | X | WAT | Renewable | 5.1 | 0 | 1 | 0
Operable | 12397 | Metropolitan Water District of S CA |  | 7942 | Diamond Valley Lake | CA | Vertical | Riverside | 10 | Conventional Hydroelectric | HY |  | S | X | X |  |  | 3.3 | 0.9 | 3.3 | 3.3 | 2 | N |  |  | OP | X | 12 | 2001 | 2001 |  |  | N | Electric Utility | Utility | Municipal | 1 | X | WAT | Renewable | 3.3 | 0 | 1 | 0
Operable | 12397 | Metropolitan Water District of S CA |  | 7942 | Diamond Valley Lake | CA | Vertical | Riverside | 11 | Conventional Hydroelectric | HY |  | S | X | X |  |  | 3.3 | 0.9 | 3.3 | 3.3 | 2 | N |  |  | OP | X | 12 | 2001 | 2001 |  |  | N | Electric Utility | Utility | Municipal | 1 | X | WAT | Renewable | 3.3 | 0 | 1 | 0
Operable | 12397 | Metropolitan Water District of S CA |  | 7942 | Diamond Valley Lake | CA | Vertical | Riverside | 12 | Conventional Hydroelectric | HY |  | S | X | X |  |  | 3.3 | 0.9 | 3.3 | 3.3 | 2 | N |  |  | OP | X | 12 | 2001 | 2001 |  |  | N | Electric Utility | Utility | Municipal | 1 | X | WAT | Renewable | 3.3 | 0 | 1 | 0
Operable | 12397 | Metropolitan Water District of S CA |  | 7942 | Diamond Valley Lake | CA | Vertical | Riverside | 2 | Conventional Hydroelectric | HY |  | S | X | X |  |  | 3.3 | 0.9 | 3.3 | 3.3 | 2 | N |  |  | OP | X | 5 | 2001 | 2001 |  |  | N | Electric Utility | Utility | Municipal | 1 | X | WAT | Renewable | 3.3 | 0 | 1 | 0
Operable | 12397 | Metropolitan Water District of S CA |  | 7942 | Diamond Valley Lake | CA | Vertical | Riverside | 3 | Conventional Hydroelectric | HY |  | S | X | X |  |  | 3.3 | 0.9 | 3.3 | 3.3 | 2 | N |  |  | OP | X | 5 | 2001 | 2001 |  |  | N | Electric Utility | Utility | Municipal | 1 | X | WAT | Renewable | 3.3 | 0 | 1 | 0
Operable | 12397 | Metropolitan Water District of S CA |  | 7942 | Diamond Valley Lake | CA | Vertical | Riverside | 4 | Conventional Hydroelectric | HY |  | S | X | X |  |  | 3.3 | 0.9 | 3.3 | 3.3 | 2 | N |  |  | OP | X | 5 | 2001 | 2001 |  |  | N | Electric Utility | Utility | Municipal | 1 | X | WAT | Renewable | 3.3 | 0 | 1 | 0
Operable | 12397 | Metropolitan Water District of S CA |  | 7942 | Diamond Valley Lake | CA | Vertical | Riverside | 6 | Conventional Hydroelectric | HY |  | S | X | X |  |  | 3.3 | 0.9 | 3.3 | 3.3 | 2 | N |  |  | OP | X | 12 | 2001 | 2001 |  |  | N | Electric Utility | Utility | Municipal | 1 | X | WAT | Renewable | 3.3 | 0 | 1 | 0
Operable | 12397 | Metropolitan Water District of S CA |  | 7942 | Diamond Valley Lake | CA | Vertical | Riverside | 7 | Conventional Hydroelectric | HY |  | S | X | X |  |  | 3.3 | 0.9 | 3.3 | 3.3 | 2 | N |  |  | OP | X | 12 | 2001 | 2001 |  |  | N | Electric Utility | Utility | Municipal | 1 | X | WAT | Renewable | 3.3 | 0 | 1 | 0
Operable | 12397 | Metropolitan Water District of S CA |  | 7942 | Diamond Valley Lake | CA | Vertical | Riverside | 8 | Conventional Hydroelectric | HY |  | S | X | X |  |  | 3.3 | 0.9 | 3.3 | 3.3 | 2 | N |  |  | OP | X | 12 | 2001 | 2001 |  |  | N | Electric Utility | Utility | Municipal | 1 | X | WAT | Renewable | 3.3 | 0 | 1 | 0
Operable | 12397 | Metropolitan Water District of S CA |  | 60255 | Weymouth Solar Plant | CA | Vertical | Los Angeles | 1 | Solar Photovoltaic | PV |  | S | X | X |  |  | 2 |  | 2 | 2 |  | N |  |  | OP | X | 6 | 2016 | 2016 |  |  | N | Electric Utility | Utility | Municipal | 1 | X | SUN | Renewable | 2 | 0 | 1 | 0
Operable | 12397 | Metropolitan Water District of S CA |  | 60255 | Weymouth Solar Plant | CA | Vertical | Los Angeles | 2 | Solar Photovoltaic | PV |  | S | X | X |  |  | 1 |  | 1 | 1 |  | N |  |  | OP | X | 6 | 2016 | 2016 |  |  | N | Electric Utility | Utility | Municipal | 1 | X | SUN | Renewable | 1 | 0 | 1 | 0
Operable | 66132 | MEVS DOT, LLC |  | 67290 | MEVS DOT 109 | ME | Restructured | Kennebec | EAST | Solar Photovoltaic | PV |  | S | X | X |  |  | 1.7 |  | 1.7 | 1.7 |  | N |  |  | OP | X | 7 | 2023 | 2023 |  |  | N | IPP Non-CHP | IPP | IPP | 2 | X | SUN | Renewable | 1.7 | 0 | 1 | 0
Operable | 66132 | MEVS DOT, LLC |  | 67290 | MEVS DOT 109 | ME | Restructured | Kennebec | WEST | Solar Photovoltaic | PV |  | S | X | X |  |  | 0.5 |  | 0.5 | 0.5 |  | N |  |  | OP | X | 8 | 2023 | 2023 |  |  | N | IPP Non-CHP | IPP | IPP | 2 | X | SUN | Renewable | 0.5 | 0 | 1 | 0
Operable | 56284 | MF Mesa Lane LLC |  | 56993 | MF Mesa Lane LLC | PA | Restructured | Bucks | MESA | Solar Photovoltaic | PV |  | W | X | X |  |  | 3 |  | 3 | 3 |  | N |  |  | OP | X | 11 | 2008 | 2008 |  |  | N | IPP Non-CHP | IPP | IPP | 2 | X | SUN | Renewable | 3 | 0 | 1 | 0
Operable | 12411 | Miami Dade Water & Sewer Dept |  | 54623 | Central District Wastewater Treat Plant | FL | Vertical | Miami Dade | 3A | Other Waste Biomass | IC |  | S | X | X |  |  | 1.2 | 0.8 | 1.2 | 1.2 | 1 | N |  |  | OP | X | 3 | 2013 | 2013 |  |  | Y | Commercial CHP | Customer Sited | Other | 5 | T | OBG | Renewable | 1.2 | 0 | 1 | 0
Operable | 12411 | Miami Dade Water & Sewer Dept |  | 54623 | Central District Wastewater Treat Plant | FL | Vertical | Miami Dade | 4A | Other Waste Biomass | IC |  | S | X | X |  |  | 1.2 | 0.8 | 1.2 | 1.2 | 1 | N |  |  | OP | X | 3 | 2013 | 2013 |  |  | Y | Commercial CHP | Customer Sited | Other | 5 | T | OBG | Renewable | 1.2 | 0 | 1 | 0
Operable | 12411 | Miami Dade Water & Sewer Dept |  | 54623 | Central District Wastewater Treat Plant | FL | Vertical | Miami Dade | 5 | Other Waste Biomass | IC |  | S | X | X |  |  | 1.2 | 0.86 | 1.2 | 1.2 | 1 | N |  |  | OP | X | 6 | 2015 | 2015 |  |  | N | Commercial CHP | Customer Sited | Other | 5 | X | OBG | Renewable | 1.2 | 0 | 1 | 0
Operable | 12411 | Miami Dade Water & Sewer Dept |  | 54623 | Central District Wastewater Treat Plant | FL | Vertical | Miami Dade | 6 | Other Waste Biomass | IC |  | S | X | X |  |  | 1.2 | 0.86 | 1.2 | 1.2 | 1 | N |  |  | OP | X | 6 | 2015 | 2015 |  |  | N | Commercial CHP | Customer Sited | Other | 5 | X | OBG | Renewable | 1.2 | 0 | 1 | 0
Operable | 12411 | Miami Dade Water & Sewer Dept |  | 54624 | South District Wastewater Treatment Plt | FL | Vertical | Miami Dade | 1A | Other Waste Biomass | IC |  | S | X | X |  |  | 2 | 0.86 | 2 | 2 | 1.9 | N |  |  | OP | X | 3 | 2014 | 2014 |  |  | Y | Commercial CHP | Customer Sited | Other | 5 | T | OBG | Renewable | 2 | 0 | 1 | 0 | NG | LFG
Operable | 12411 | Miami Dade Water & Sewer Dept |  | 54624 | South District Wastewater Treatment Plt | FL | Vertical | Miami Dade | 2A | Other Waste Biomass | IC |  | S | X | X |  |  | 2 | 0.86 | 2 | 2 | 1.9 | N |  |  | OP | X | 3 | 2014 | 2014 |  |  | Y | Commercial CHP | Customer Sited | Other | 5 | T | OBG | Renewable | 2 | 0 | 1 | 0 | NG | LFG
Operable | 12411 | Miami Dade Water & Sewer Dept |  | 54624 | South District Wastewater Treatment Plt | FL | Vertical | Miami Dade | 3A | Other Waste Biomass | IC |  | S | X | X |  |  | 2 | 0.86 | 2 | 2 | 1.9 | N |  |  | OP | X | 11 | 2014 | 2014 |  |  | Y | Commercial CHP | Customer Sited | Other | 5 | T | OBG | Renewable | 2 | 0 | 1 | 0 | NG | LFG
Operable | 12411 | Miami Dade Water & Sewer Dept |  | 54624 | South District Wastewater Treatment Plt | FL | Vertical | Miami Dade | 4A | Other Waste Biomass | IC |  | S | X | X |  |  | 2 | 0.86 | 2 | 2 | 1.9 | N |  |  | OP | X | 11 | 2014 | 2014 |  |  | Y | Commercial CHP | Customer Sited | Other | 5 | T | OBG | Renewable | 2 | 0 | 1 | 0 | NG | LFG
Operable | 59026 | Michelangelo Wind 1 LLC |  | 59231 | Michelangelo Wind 1 LLC | IA | Vertical | Story | WT1 | Onshore Wind Turbine | WT |  | S | X | X |  |  | 3 |  | 3 | 3 | 0.1 | N |  |  | OP | X | 3 | 2017 | 2017 |  |  | N | IPP Non-CHP | IPP | IPP | 2 | X | WND | Renewable | 3 | 0 | 1 | 0
Operable | 58887 | Michelangelo Wind 3 LLC |  | 59053 | Michelangelo Wind 3 LLC | IA | Vertical | Story | WT1 | Onshore Wind Turbine | WT |  | S | X | X |  |  | 3 |  | 3 | 3 | 0.1 | N |  |  | OP | X | 2 | 2017 | 2017 |  |  | N | IPP Non-CHP | IPP | IPP | 2 | X | WND | Renewable | 3 | 0 | 1 | 0
Operable | 59027 | Michelangelo Wind 4 LLC |  | 59232 | Michelangelo Wind 4 LLC | IA | Vertical | Boone | WT1 | Onshore Wind Turbine | WT |  | S | X | X |  |  | 3 |  | 3 | 3 | 0 | N |  |  | OP | X | 12 | 2016 | 2016 |  |  | N | IPP Non-CHP | IPP | IPP | 2 | X | WND | Renewable | 3 | 0 | 1 | 0
Operable | 12455 | Michigan Power Limited Partnership |  | 54915 | Michigan Power LP | MI | Vertical | Mason | G001 | Natural Gas Fired Combined Cycle | CA | CC1 | W | Y | X |  |  | 58 | 0.85 | 58 | 58 | 20 | N |  |  | OP | X | 10 | 1995 | Pre-2000 |  |  | Y | IPP CHP | IPP | IPP | 3 | T | NG | Non-Renewable | 0 | 58 | 0 | 1
Operable | 12455 | Michigan Power Limited Partnership |  | 54915 | Michigan Power LP | MI | Vertical | Mason | G101 | Natural Gas Fired Combined Cycle | CT | CC1 | W | X | N |  |  | 80.1 | 0.85 | 70 | 98 | 50 | N |  |  | OP | X | 10 | 1995 | Pre-2000 |  |  | Y | IPP CHP | IPP | IPP | 3 | T | NG | Non-Renewable | 0 | 80.1 | 0 | 1
Operable | 40582 | Michigan Public Power Agency |  | 7984 | Kalkaska CT #1 | MI | Vertical | Kalkaska | 1 | Natural Gas Fired Combustion Turbine | GT |  | S | X | X | CONS.KALK | CONS.KALK | 60.5 | 0.85 | 48.3 | 57.9 | 20 | N |  |  | OP | X | 12 | 2002 | 2002 |  |  | N | Electric Utility | Utility | Municipal | 1 | X | NG | Non-Renewable | 0 | 60.5 | 0 | 1
Operable | 12436 | Michigan State University |  | 10328 | T B Simon Power Plant | MI | Vertical | Ingham | GEN1 | Natural Gas Steam Turbine | ST |  | S | X | X |  |  | 12.5 | 0.8 | 12.5 | 12.5 | 2.5 | N |  |  | OP | X | 12 | 1965 | Pre-2000 |  |  | Y | Commercial CHP | Customer Sited | Other | 5 | T | NG | Non-Renewable | 0 | 12.5 | 0 | 1
Operable | 12436 | Michigan State University |  | 10328 | T B Simon Power Plant | MI | Vertical | Ingham | GEN2 | Natural Gas Steam Turbine | ST |  | S | X | X |  |  | 12.5 | 0.8 | 12.5 | 12.5 | 2.5 | N |  |  | OP | X | 9 | 1966 | Pre-2000 |  |  | Y | Commercial CHP | Customer Sited | Other | 5 | T | NG | Non-Renewable | 0 | 12.5 | 0 | 1
Operable | 12436 | Michigan State University |  | 10328 | T B Simon Power Plant | MI | Vertical | Ingham | GEN3 | Natural Gas Steam Turbine | ST |  | S | X | X |  |  | 15 | 0.85 | 15 | 15 | 2.5 | N |  |  | OP | X | 12 | 1974 | Pre-2000 |  |  | Y | Commercial CHP | Customer Sited | Other | 5 | T | NG | Non-Renewable | 0 | 15 | 0 | 1
Operable | 12436 | Michigan State University |  | 10328 | T B Simon Power Plant | MI | Vertical | Ingham | GEN4 | Natural Gas Steam Turbine | ST |  | S | X | X |  |  | 21 | 0.85 | 21 | 21 | 5 | N |  |  | OP | X | 8 | 1993 | Pre-2000 |  |  | Y | Commercial CHP | Customer Sited | Other | 5 | T | NG | Non-Renewable | 0 | 21 | 0 | 1
Operable | 12436 | Michigan State University |  | 10328 | T B Simon Power Plant | MI | Vertical | Ingham | GEN5 | Natural Gas Steam Turbine | ST |  | S | X | X |  |  | 24 | 0.85 | 23.8 | 23.8 | 5 | N |  |  | OP | X | 5 | 2006 | 2006 |  |  | Y | Commercial CHP | Customer Sited | Other | 5 | T | NG | Non-Renewable | 0 | 24 | 0 | 1
Operable | 12436 | Michigan State University |  | 10328 | T B Simon Power Plant | MI | Vertical | Ingham | GEN6 | Natural Gas Fired Combustion Turbine | GT |  | S | X | X |  |  | 14.3 | 0.85 | 12.6 | 14.3 | 9 | N |  |  | OP | X | 4 | 2006 | 2006 |  |  | N | Commercial CHP | Customer Sited | Other | 5 | X | NG | Non-Renewable | 0 | 14.3 | 0 | 1
Operable | 12436 | Michigan State University |  | 10328 | T B Simon Power Plant | MI | Vertical | Ingham | GEN7 | Natural Gas Internal Combustion Engine | IC |  | S | X | X |  |  | 9.4 | 0.85 | 9.4 | 9.4 | 6.5 | N |  |  | OP | X | 2 | 2022 | 2022 |  |  | N | Commercial CHP | Customer Sited | Other | 5 | X | NG | Non-Renewable | 0 | 9.4 | 0 | 1
Operable | 12436 | Michigan State University |  | 10328 | T B Simon Power Plant | MI | Vertical | Ingham | GEN8 | Natural Gas Internal Combustion Engine | IC |  | S | X | X |  |  | 9.4 | 0.85 | 9.4 | 9.4 | 6.5 | N |  |  | OP | X | 2 | 2022 | 2022 |  |  | N | Commercial CHP | Customer Sited | Other | 5 | X | NG | Non-Renewable | 0 | 9.4 | 0 | 1
Operable | 12436 | Michigan State University |  | 10328 | T B Simon Power Plant | MI | Vertical | Ingham | GEN9 | Natural Gas Internal Combustion Engine | IC |  | S | X | X |  |  | 9.4 | 0.85 | 9.4 | 9.4 | 6.5 | N |  |  | OP | X | 2 | 2022 | 2022 |  |  | N | Commercial CHP | Customer Sited | Other | 5 | X | NG | Non-Renewable | 0 | 9.4 | 0 | 1
Operable | 57324 | Michigan Sugar Company |  | 57949 | MSC Sebewaing | MI | Vertical | Huron | 1 | Conventional Steam Coal | ST |  | S | X | X | generator can not deliver power to the grid | generator can not deliver power to the grid | 1.5 | 0.8 |  | 1.4 | 0.1 | N |  |  | OP | X | 10 | 1990 | Pre-2000 |  |  | Y | Industrial CHP | Customer Sited | Other | 7 | T | BIT | Non-Renewable | 0 | 1.5 | 0 | 1 | NG
Operable | 57324 | Michigan Sugar Company |  | 57949 | MSC Sebewaing | MI | Vertical | Huron | 2 | Conventional Steam Coal | ST |  | S | X | X | generator can not deliver power to the grid | generator can not deliver power to the grid | 1 | 0.8 |  | 0.9 | 0.1 | N |  |  | OS | X | 10 | 1979 | Pre-2000 |  |  | N | Industrial CHP | Customer Sited | Other | 7 | X | BIT | Non-Renewable | 0 | 1 | 0 | 1 | NG
Operable | 57324 | Michigan Sugar Company |  | 57950 | MSC Croswell | MI | Vertical | Sanilac | 1 | Natural Gas Steam Turbine | ST |  | S | X | X | generator can not deliver power to the grid | generator can not deliver power to the grid | 1.3 | 0.8 |  | 1.2 | 0.1 | N |  |  | OP | X | 10 | 1948 | Pre-2000 |  |  | Y | Industrial CHP | Customer Sited | Other | 7 | T | NG | Non-Renewable | 0 | 1.3 | 0 | 1
Operable | 54800 | Michigan Wind 1, LLC |  | 56416 | Michigan Wind 1 | MI | Vertical | Huron | 1 | Onshore Wind Turbine | WT |  | S | X | X | DECO.NOBLE1 | DECO.NOBLE1 | 69 |  | 69 | 69 | 0.9 | N |  |  | OP | X | 12 | 2008 | 2008 |  |  | N | IPP Non-CHP | IPP | IPP | 2 | X | WND | Renewable | 69 | 0 | 1 | 0
Operable | 56951 | Michigan Wind 2, LLC |  | 56659 | Michigan Wind 2 | MI | Vertical | Sanilac | 1 | Onshore Wind Turbine | WT |  | S | X | X | DECO.EXGNMW2 | DECO.EXGNMW2 | 90 |  | 90 | 90 | 0.7 | N |  |  | OP | X | 12 | 2011 | 2011 |  |  | N | IPP Non-CHP | IPP | IPP | 2 | X | WND | Renewable | 90 | 0 | 1 | 0
Operable | 12449 | Mid Set Cogeneration Co |  | 10501 | Mid-Set Cogeneration | CA | Vertical | Kern | K100 | Natural Gas Fired Combustion Turbine | GT |  | W | X | X |  |  | 39.1 | 1 | 36 | 34 | 36 | N |  |  | OS | X | 4 | 1989 | Pre-2000 |  |  | Y | IPP CHP | IPP | IPP | 3 | T | NG | Non-Renewable | 0 | 39.1 | 0 | 1
Operable | 12341 | MidAmerican Energy Co |  | 899 | Moline | IL | Restructured | Rock Island | GT1 | Natural Gas Fired Combustion Turbine | GT |  | S | X | X | MEC.MOLCT14 | MEC.MOLCT14 | 18 | 0.85 | 15 | 20 | 2.5 | N |  |  | OP | X | 5 | 1970 | Pre-2000 |  |  | N | Electric Utility | Utility | Investor Owned Utility | 1 | X | NG | Non-Renewable | 0 | 18 | 0 | 1
Operable | 12341 | MidAmerican Energy Co |  | 899 | Moline | IL | Restructured | Rock Island | GT2 | Natural Gas Fired Combustion Turbine | GT |  | S | X | X | MEC.MOLCT14 | MEC.MOLCT14 | 18 | 0.85 | 15 | 20 | 2.5 | N |  |  | OP | X | 5 | 1970 | Pre-2000 |  |  | N | Electric Utility | Utility | Investor Owned Utility | 1 | X | NG | Non-Renewable | 0 | 18 | 0 | 1
Operable | 12341 | MidAmerican Energy Co |  | 899 | Moline | IL | Restructured | Rock Island | GT3 | Natural Gas Fired Combustion Turbine | GT |  | S | X | X | MEC.MOLCT14 | MEC.MOLCT14 | 18 | 0.85 | 15 | 20 | 2.5 | N |  |  | OP | X | 5 | 1970 | Pre-2000 |  |  | N | Electric Utility | Utility | Investor Owned Utility | 1 | X | NG | Non-Renewable | 0 | 18 | 0 | 1
Operable | 12341 | MidAmerican Energy Co |  | 899 | Moline | IL | Restructured | Rock Island | GT4 | Natural Gas Fired Combustion Turbine | GT |  | S | X | X | MEC.MOLCT14 | MEC.MOLCT14 | 18 | 0.85 | 15 | 20 | 2.5 | N |  |  | OP | X | 5 | 1970 | Pre-2000 |  |  | N | Electric Utility | Utility | Investor Owned Utility | 1 | X | NG | Non-Renewable | 0 | 18 | 0 | 1
Operable | 12341 | MidAmerican Energy Co |  | 899 | Moline | IL | Restructured | Rock Island | HY1 | Conventional Hydroelectric | HY |  | S | X | X | MEC.MOLCT14 | MEC.MOLCT14 | 0.9 | 0.8 | 0.8 | 0.8 | 0.1 | N |  |  | OP | X | 1 | 1942 | Pre-2000 |  |  | N | Electric Utility | Utility | Investor Owned Utility | 1 | X | WAT | Renewable | 0.9 | 0 | 1 | 0
Operable | 12341 | MidAmerican Energy Co |  | 899 | Moline | IL | Restructured | Rock Island | HY2 | Conventional Hydroelectric | HY |  | S | X | X | MEC.MOLCT14 | MEC.MOLCT14 | 0.9 | 0.8 | 0.8 | 0.8 | 0.1 | N |  |  | OP | X | 1 | 1942 | Pre-2000 |  |  | N | Electric Utility | Utility | Investor Owned Utility | 1 | X | WAT | Renewable | 0.9 | 0 | 1 | 0
Operable | 12341 | MidAmerican Energy Co |  | 899 | Moline | IL | Restructured | Rock Island | HY3 | Conventional Hydroelectric | HY |  | S | X | X | MEC.MOLCT14 | MEC.MOLCT14 | 0.9 | 0.8 | 0.8 | 0.8 | 0.1 | N |  |  | OP | X | 1 | 1942 | Pre-2000 |  |  | N | Electric Utility | Utility | Investor Owned Utility | 1 | X | WAT | Renewable | 0.9 | 0 | 1 | 0
Operable | 12341 | MidAmerican Energy Co |  | 899 | Moline | IL | Restructured | Rock Island | HY4 | Conventional Hydroelectric | HY |  | S | X | X | MEC.MOLCT14 | MEC.MOLCT14 | 0.9 | 0.8 | 0.8 | 0.8 | 0.1 | N |  |  | OP | X | 1 | 1942 | Pre-2000 |  |  | N | Electric Utility | Utility | Investor Owned Utility | 1 | X | WAT | Renewable | 0.9 | 0 | 1 | 0
Operable | 12341 | MidAmerican Energy Co |  | 1079 | Coralville GT | IA | Vertical | Johnson | 1 | Natural Gas Fired Combustion Turbine | GT |  | S | X | X | MEC.CORALV1 | MEC.CORALV1 | 18 | 0.85 | 15.5 | 20 | 2.5 | N |  |  | OP | X | 6 | 1970 | Pre-2000 |  |  | N | Electric Utility | Utility | Investor Owned Utility | 1 | X | NG | Non-Renewable | 0 | 18 | 0 | 1
Operable | 12341 | MidAmerican Energy Co |  | 1079 | Coralville GT | IA | Vertical | Johnson | 2 | Natural Gas Fired Combustion Turbine | GT |  | S | X | X | MEC.CORALV2 | MEC.CORALV2 | 18 | 0.85 | 16.3 | 20 | 2.5 | N |  |  | OP | X | 6 | 1970 | Pre-2000 |  |  | N | Electric Utility | Utility | Investor Owned Utility | 1 | X | NG | Non-Renewable | 0 | 18 | 0 | 1
Operable | 12341 | MidAmerican Energy Co |  | 1079 | Coralville GT | IA | Vertical | Johnson | 3 | Natural Gas Fired Combustion Turbine | GT |  | S | X | X | MEC.CORALV3 | MEC.CORALV3 | 18 | 0.85 | 14.8 | 20 | 2.5 | N |  |  | OP | X | 6 | 1970 | Pre-2000 |  |  | N | Electric Utility | Utility | Investor Owned Utility | 1 | X | NG | Non-Renewable | 0 | 18 | 0 | 1
Operable | 12341 | MidAmerican Energy Co |  | 1079 | Coralville GT | IA | Vertical | Johnson | 4 | Natural Gas Fired Combustion Turbine | GT |  | S | X | X |  |  | 18 | 0.85 | 15.5 | 20 | 2.5 | N |  |  | OP | X | 6 | 1970 | Pre-2000 |  |  | N | Electric Utility | Utility | Investor Owned Utility | 1 | X | NG | Non-Renewable | 0 | 18 | 0 | 1
Operable | 12341 | MidAmerican Energy Co |  | 1082 | Walter Scott Jr Energy Center | IA | Vertical | Pottawattamie | 3 | Conventional Steam Coal | ST |  | J | X | X | MEC.WSEC3 | MEC.WSEC3 | 725.8 | 0.9 | 705.9 | 705.9 | 250 | N |  |  | OP | X | 12 | 1978 | Pre-2000 |  |  | Y | Electric Utility | Utility | Investor Owned Utility | 1 | T | SUB | Non-Renewable | 0 | 725.8 | 0 | 1 | DFO | NG
Operable | 12341 | MidAmerican Energy Co |  | 1082 | Walter Scott Jr Energy Center | IA | Vertical | Pottawattamie | 4 | Conventional Steam Coal | ST |  | J | X | X | MEC.WSEC4 | MEC.WSEC4 | 922.5 | 0.9 | 805.8 | 805.8 | 230 | N |  |  | OP | X | 6 | 2007 | 2007 |  |  | N | Electric Utility | Utility | Investor Owned Utility | 1 | X | SUB | Non-Renewable | 0 | 922.5 | 0 | 1 | DFO | NG
Operable | 12341 | MidAmerican Energy Co |  | 1084 | River Hills | IA | Vertical | Polk | 1 | Natural Gas Fired Combustion Turbine | GT |  | S | X | X | MEC.RHILLS14&58 | MEC.RHILLS14&58 | 16 | 0.85 | 14.6 | 16 | 2.5 | N |  |  | OP | X | 5 | 1966 | Pre-2000 |  |  | N | Electric Utility | Utility | Investor Owned Utility | 1 | X | NG | Non-Renewable | 0 | 16 | 0 | 1
Operable | 12341 | MidAmerican Energy Co |  | 1084 | River Hills | IA | Vertical | Polk | 2 | Natural Gas Fired Combustion Turbine | GT |  | S | X | X | MEC.RHILLS14&58 | MEC.RHILLS14&58 | 16 | 0.85 | 14.6 | 16 | 2.5 | N |  |  | OP | X | 5 | 1966 | Pre-2000 |  |  | N | Electric Utility | Utility | Investor Owned Utility | 1 | X | NG | Non-Renewable | 0 | 16 | 0 | 1
Operable | 12341 | MidAmerican Energy Co |  | 1084 | River Hills | IA | Vertical | Polk | 3 | Natural Gas Fired Combustion Turbine | GT |  | S | X | X | MEC.RHILLS14&58 | MEC.RHILLS14&58 | 16 | 0.85 | 14.6 | 16 | 2.5 | N |  |  | OP | X | 5 | 1966 | Pre-2000 |  |  | N | Electric Utility | Utility | Investor Owned Utility | 1 | X | NG | Non-Renewable | 0 | 16 | 0 | 1
Operable | 12341 | MidAmerican Energy Co |  | 1084 | River Hills | IA | Vertical | Polk | 4 | Natural Gas Fired Combustion Turbine | GT |  | S | X | X |  |  | 16 | 0.85 | 14.6 | 16 | 2.5 | N |  |  | OP | X | 5 | 1966 | Pre-2000 |  |  | N | Electric Utility | Utility | Investor Owned Utility | 1 | X | NG | Non-Renewable | 0 | 16 | 0 | 1
Operable | 12341 | MidAmerican Energy Co |  | 1084 | River Hills | IA | Vertical | Polk | 5 | Natural Gas Fired Combustion Turbine | GT |  | S | X | X |  |  | 16 | 0.85 | 15 | 16 | 2.5 | N |  |  | OP | X | 10 | 1967 | Pre-2000 |  |  | N | Electric Utility | Utility | Investor Owned Utility | 1 | X | NG | Non-Renewable | 0 | 16 | 0 | 1
Operable | 12341 | MidAmerican Energy Co |  | 1084 | River Hills | IA | Vertical | Polk | 6 | Natural Gas Fired Combustion Turbine | GT |  | S | X | X |  |  | 16 | 0.85 | 15 | 16 | 2.5 | N |  |  | OP | X | 10 | 1967 | Pre-2000 |  |  | N | Electric Utility | Utility | Investor Owned Utility | 1 | X | NG | Non-Renewable | 0 | 16 | 0 | 1
Operable | 12341 | MidAmerican Energy Co |  | 1084 | River Hills | IA | Vertical | Polk | 7 | Natural Gas Fired Combustion Turbine | GT |  | S | X | X |  |  | 16 | 0.85 | 15 | 16 | 2.5 | N |  |  | OP | X | 4 | 1968 | Pre-2000 |  |  | N | Electric Utility | Utility | Investor Owned Utility | 1 | X | NG | Non-Renewable | 0 | 16 | 0 | 1
Operable | 12341 | MidAmerican Energy Co |  | 1084 | River Hills | IA | Vertical | Polk | 8 | Natural Gas Fired Combustion Turbine | GT |  | S | X | X |  |  | 16 | 0.85 | 15 | 16 | 2.5 | N |  |  | OP | X | 4 | 1968 | Pre-2000 |  |  | N | Electric Utility | Utility | Investor Owned Utility | 1 | X | NG | Non-Renewable | 0 | 16 | 0 | 1
Operable | 12341 | MidAmerican Energy Co |  | 1091 | George Neal North | IA | Vertical | Woodbury | 3 | Conventional Steam Coal | ST |  | J | X | X | MEC.NEALN3 | MEC.NEALN3 | 584.1 | 0.9 | 510 | 514 | 150 | N |  |  | OP | X | 5 | 1975 | Pre-2000 |  |  | N | Electric Utility | Utility | Investor Owned Utility | 1 | X | SUB | Non-Renewable | 0 | 584.1 | 0 | 1 | NG
Operable | 12341 | MidAmerican Energy Co |  | 1097 | Merl Parr | IA | Vertical | Floyd | 1 | Natural Gas Fired Combustion Turbine | GT |  | S | X | X | MEC.CHASCS1 | MEC.CHASCDS1 | 18 | 0.9 | 16.2 | 18 | 6 | N |  |  | OP | X | 5 | 1969 | Pre-2000 |  |  | N | Electric Utility | Utility | Investor Owned Utility | 1 | X | NG | Non-Renewable | 0 | 18 | 0 | 1
Operable | 12341 | MidAmerican Energy Co |  | 1097 | Merl Parr | IA | Vertical | Floyd | 2 | Natural Gas Fired Combustion Turbine | GT |  | S | X | X | MEC.CHASCS2 | MEC.CHASCS2 | 18 | 0.9 | 16.3 | 18 | 6 | N |  |  | OP | X | 5 | 1969 | Pre-2000 |  |  | N | Electric Utility | Utility | Investor Owned Utility | 1 | X | NG | Non-Renewable | 0 | 18 | 0 | 1
Operable | 12341 | MidAmerican Energy Co |  | 6063 | Electrifarm | IA | Vertical | Black Hawk | 1 | Natural Gas Fired Combustion Turbine | GT |  | S | X | X | MEC.EL Farm1 | MEC.EL FARM1 | 71.2 | 0.9 | 56.7 | 71 | 6 | N |  |  | OP | X | 5 | 1975 | Pre-2000 |  |  | N | Electric Utility | Utility | Investor Owned Utility | 1 | X | NG | Non-Renewable | 0 | 71.2 | 0 | 1 | DFO
Operable | 12341 | MidAmerican Energy Co |  | 6063 | Electrifarm | IA | Vertical | Black Hawk | 2 | Natural Gas Fired Combustion Turbine | GT |  | S | X | X | MEC.EL FARM 2 | MEC.EL Farm2 | 89 | 0.9 | 68.1 | 78 | 6 | N |  |  | OP | X | 1 | 1978 | Pre-2000 |  |  | N | Electric Utility | Utility | Investor Owned Utility | 1 | X | NG | Non-Renewable | 0 | 89 | 0 | 1 | DFO
Operable | 12341 | MidAmerican Energy Co |  | 6063 | Electrifarm | IA | Vertical | Black Hawk | 3 | Natural Gas Fired Combustion Turbine | GT |  | S | X | X | MEC.EL Farm3 | MEC.EL FARM3 | 103.9 | 0.9 | 65.2 | 85 | 6 | N |  |  | OP | X | 1 | 1978 | Pre-2000 |  |  | N | Electric Utility | Utility | Investor Owned Utility | 1 | X | NG | Non-Renewable | 0 | 103.9 | 0 | 1 | DFO
Operable | 12341 | MidAmerican Energy Co |  | 6664 | Louisa | IA | Vertical | Louisa | 1 | Conventional Steam Coal | ST |  | J | X | X | MEC.LOUISA_1 | MEC.LOUISA_1 | 811.9 | 0.9 | 745.6 | 755 | 175 | N |  |  | OP | X | 10 | 1983 | Pre-2000 |  |  | N | Electric Utility | Utility | Investor Owned Utility | 1 | X | SUB | Non-Renewable | 0 | 811.9 | 0 | 1 | NG | DFO
Operable | 12341 | MidAmerican Energy Co |  | 7145 | Pleasant Hill | IA | Vertical | Polk | 1 | Natural Gas Fired Combustion Turbine | GT |  | S | X | X | MEC.PHEC1 | MEC.PHEC1 | 41.4 | 0.9 | 37.9 | 47 | 6 | N |  |  | OP | X | 6 | 1990 | Pre-2000 |  |  | N | Electric Utility | Utility | Investor Owned Utility | 1 | X | NG | Non-Renewable | 0 | 41.4 | 0 | 1 | DFO
Operable | 12341 | MidAmerican Energy Co |  | 7145 | Pleasant Hill | IA | Vertical | Polk | 2 | Natural Gas Fired Combustion Turbine | GT |  | S | X | X | MEC.PHEC2 | MEC.PHEC2 | 41.4 | 0.9 | 37.8 | 47 | 6 | N |  |  | OP | X | 6 | 1990 | Pre-2000 |  |  | N | Electric Utility | Utility | Investor Owned Utility | 1 | X | NG | Non-Renewable | 0 | 41.4 | 0 | 1 | DFO
Operable | 12341 | MidAmerican Energy Co |  | 7145 | Pleasant Hill | IA | Vertical | Polk | 3 | Natural Gas Fired Combustion Turbine | GT |  | S | X | X | MEC.PHEC3 | MEC.PHEC3 | 97 | 0.9 | 78.5 | 100 | 6 | N |  |  | OP | X | 6 | 1994 | Pre-2000 |  |  | N | Electric Utility | Utility | Investor Owned Utility | 1 | X | NG | Non-Renewable | 0 | 97 | 0 | 1 | DFO
Operable | 12341 | MidAmerican Energy Co |  | 7343 | George Neal South | IA | Vertical | Woodbury | 4 | Conventional Steam Coal | ST |  | J | X | X | MEC.NEALS 4 | MEC NEALS 4 | 695.9 | 0.9 | 647.1 | 651 | 200 | N |  |  | OP | X | 7 | 1979 | Pre-2000 |  |  | Y | Electric Utility | Utility | Investor Owned Utility | 1 | T | SUB | Non-Renewable | 0 | 695.9 | 0 | 1 | DFO
Operable | 12341 | MidAmerican Energy Co |  | 7849 | Knoxville Industrial | IA | Vertical | Marion | 1 | Petroleum Liquids | IC |  | S | X | X | MEC.KNOXIN 1 | MEC.KNOXIN 1 | 2 | 0.8 | 2 | 2 | 2 | N |  |  | OP | X | 4 | 2000 | 2000 |  |  | N | Electric Utility | Utility | Investor Owned Utility | 1 | X | DFO | Non-Renewable | 0 | 2 | 0 | 1
Operable | 12341 | MidAmerican Energy Co |  | 7849 | Knoxville Industrial | IA | Vertical | Marion | 2 | Petroleum Liquids | IC |  | S | X | X |  |  | 2 | 0.8 | 2 | 2 | 2 | N |  |  | OP | X | 4 | 2000 | 2000 |  |  | N | Electric Utility | Utility | Investor Owned Utility | 1 | X | DFO | Non-Renewable | 0 | 2 | 0 | 1
Operable | 12341 | MidAmerican Energy Co |  | 7849 | Knoxville Industrial | IA | Vertical | Marion | 3 | Petroleum Liquids | IC |  | S | X | X |  |  | 2 | 0.8 | 2 | 2 | 2 | N |  |  | OP | X | 4 | 2000 | 2000 |  |  | N | Electric Utility | Utility | Investor Owned Utility | 1 | X | DFO | Non-Renewable | 0 | 2 | 0 | 1
Operable | 12341 | MidAmerican Energy Co |  | 7849 | Knoxville Industrial | IA | Vertical | Marion | 4 | Petroleum Liquids | IC |  | S | X | X |  |  | 2 | 0.8 | 2 | 2 | 2 | N |  |  | OP | X | 4 | 2000 | 2000 |  |  | N | Electric Utility | Utility | Investor Owned Utility | 1 | X | DFO | Non-Renewable | 0 | 2 | 0 | 1
Operable | 12341 | MidAmerican Energy Co |  | 7849 | Knoxville Industrial | IA | Vertical | Marion | 5 | Petroleum Liquids | IC |  | S | X | X |  |  | 2 | 0.8 | 2 | 2 | 2 | N |  |  | OP | X | 4 | 2000 | 2000 |  |  | N | Electric Utility | Utility | Investor Owned Utility | 1 | X | DFO | Non-Renewable | 0 | 2 | 0 | 1
Operable | 12341 | MidAmerican Energy Co |  | 7849 | Knoxville Industrial | IA | Vertical | Marion | 6 | Petroleum Liquids | IC |  | S | X | X |  |  | 2 | 0.8 | 2 | 2 | 2 | N |  |  | OP | X | 4 | 2000 | 2000 |  |  | N | Electric Utility | Utility | Investor Owned Utility | 1 | X | DFO | Non-Renewable | 0 | 2 | 0 | 1
Operable | 12341 | MidAmerican Energy Co |  | 7849 | Knoxville Industrial | IA | Vertical | Marion | 7 | Petroleum Liquids | IC |  | S | X | X |  |  | 2 | 0.8 | 2 | 2 | 2 | N |  |  | OP | X | 4 | 2000 | 2000 |  |  | N | Electric Utility | Utility | Investor Owned Utility | 1 | X | DFO | Non-Renewable | 0 | 2 | 0 | 1
Operable | 12341 | MidAmerican Energy Co |  | 7849 | Knoxville Industrial | IA | Vertical | Marion | 8 | Petroleum Liquids | IC |  | S | X | X |  |  | 2 | 0.8 | 2 | 2 | 2 | N |  |  | OP | X | 4 | 2000 | 2000 |  |  | N | Electric Utility | Utility | Investor Owned Utility | 1 | X | DFO | Non-Renewable | 0 | 2 | 0 | 1
Operable | 12341 | MidAmerican Energy Co |  | 7850 | Shenandoah | IA | Vertical | Page | 1 | Petroleum Liquids | IC |  | S | X | X | MEC.SHENDO 1 | MEC.SHENDO 1 | 2 | 0.8 | 2 | 2 | 2 | N |  |  | OP | X | 4 | 2000 | 2000 |  |  | N | Electric Utility | Utility | Investor Owned Utility | 1 | X | DFO | Non-Renewable | 0 | 2 | 0 | 1
Operable | 12341 | MidAmerican Energy Co |  | 7850 | Shenandoah | IA | Vertical | Page | 10 | Petroleum Liquids | IC |  | S | X | X |  |  | 2 | 0.8 | 2 | 2 | 2 | N |  |  | OP | X | 4 | 2000 | 2000 |  |  | N | Electric Utility | Utility | Investor Owned Utility | 1 | X | DFO | Non-Renewable | 0 | 2 | 0 | 1
Operable | 12341 | MidAmerican Energy Co |  | 7850 | Shenandoah | IA | Vertical | Page | 2 | Petroleum Liquids | IC |  | S | X | X |  |  | 2 | 0.8 | 2 | 2 | 2 | N |  |  | OP | X | 4 | 2000 | 2000 |  |  | N | Electric Utility | Utility | Investor Owned Utility | 1 | X | DFO | Non-Renewable | 0 | 2 | 0 | 1
Operable | 12341 | MidAmerican Energy Co |  | 7850 | Shenandoah | IA | Vertical | Page | 3 | Petroleum Liquids | IC |  | S | X | X |  |  | 2 | 0.8 | 2 | 2 | 2 | N |  |  | OP | X | 4 | 2000 | 2000 |  |  | N | Electric Utility | Utility | Investor Owned Utility | 1 | X | DFO | Non-Renewable | 0 | 2 | 0 | 1
Operable | 12341 | MidAmerican Energy Co |  | 7850 | Shenandoah | IA | Vertical | Page | 4 | Petroleum Liquids | IC |  | S | X | X |  |  | 2 | 0.8 | 2 | 2 | 2 | N |  |  | OP | X | 4 | 2000 | 2000 |  |  | N | Electric Utility | Utility | Investor Owned Utility | 1 | X | DFO | Non-Renewable | 0 | 2 | 0 | 1
Operable | 12341 | MidAmerican Energy Co |  | 7850 | Shenandoah | IA | Vertical | Page | 5 | Petroleum Liquids | IC |  | S | X | X |  |  | 2 | 0.8 | 2 | 2 | 2 | N |  |  | OP | X | 4 | 2000 | 2000 |  |  | N | Electric Utility | Utility | Investor Owned Utility | 1 | X | DFO | Non-Renewable | 0 | 2 | 0 | 1
Operable | 12341 | MidAmerican Energy Co |  | 7850 | Shenandoah | IA | Vertical | Page | 6 | Petroleum Liquids | IC |  | S | X | X |  |  | 2 | 0.8 | 2 | 2 | 2 | N |  |  | OP | X | 4 | 2000 | 2000 |  |  | N | Electric Utility | Utility | Investor Owned Utility | 1 | X | DFO | Non-Renewable | 0 | 2 | 0 | 1
Operable | 12341 | MidAmerican Energy Co |  | 7850 | Shenandoah | IA | Vertical | Page | 7 | Petroleum Liquids | IC |  | S | X | X |  |  | 2 | 0.8 | 2 | 2 | 2 | N |  |  | OP | X | 4 | 2000 | 2000 |  |  | N | Electric Utility | Utility | Investor Owned Utility | 1 | X | DFO | Non-Renewable | 0 | 2 | 0 | 1
Operable | 12341 | MidAmerican Energy Co |  | 7850 | Shenandoah | IA | Vertical | Page | 8 | Petroleum Liquids | IC |  | S | X | X |  |  | 2 | 0.8 | 2 | 2 | 2 | N |  |  | OP | X | 4 | 2000 | 2000 |  |  | N | Electric Utility | Utility | Investor Owned Utility | 1 | X | DFO | Non-Renewable | 0 | 2 | 0 | 1
Operable | 12341 | MidAmerican Energy Co |  | 7850 | Shenandoah | IA | Vertical | Page | 9 | Petroleum Liquids | IC |  | S | X | X |  |  | 2 | 0.8 | 2 | 2 | 2 | N |  |  | OP | X | 4 | 2000 | 2000 |  |  | N | Electric Utility | Utility | Investor Owned Utility | 1 | X | DFO | Non-Renewable | 0 | 2 | 0 | 1
Operable | 12341 | MidAmerican Energy Co |  | 7851 | Waterloo Lundquist | IA | Vertical | Black Hawk | 1 | Petroleum Liquids | IC |  | S | X | X | MEC.LUNDQS 1 | MEC.LUNDQS 1 | 2 | 0.8 | 2 | 2 | 2 | N |  |  | OP | X | 4 | 2000 | 2000 |  |  | N | Electric Utility | Utility | Investor Owned Utility | 1 | X | DFO | Non-Renewable | 0 | 2 | 0 | 1
Operable | 12341 | MidAmerican Energy Co |  | 7851 | Waterloo Lundquist | IA | Vertical | Black Hawk | 2 | Petroleum Liquids | IC |  | S | X | X |  |  | 2 | 0.8 | 2 | 2 | 2 | N |  |  | OP | X | 4 | 2000 | 2000 |  |  | N | Electric Utility | Utility | Investor Owned Utility | 1 | X | DFO | Non-Renewable | 0 | 2 | 0 | 1
Operable | 12341 | MidAmerican Energy Co |  | 7851 | Waterloo Lundquist | IA | Vertical | Black Hawk | 3 | Petroleum Liquids | IC |  | S | X | X |  |  | 2 | 0.8 | 2 | 2 | 2 | N |  |  | OP | X | 4 | 2000 | 2000 |  |  | N | Electric Utility | Utility | Investor Owned Utility | 1 | X | DFO | Non-Renewable | 0 | 2 | 0 | 1
Operable | 12341 | MidAmerican Energy Co |  | 7851 | Waterloo Lundquist | IA | Vertical | Black Hawk | 4 | Petroleum Liquids | IC |  | S | X | X |  |  | 2 | 0.8 | 2 | 2 | 2 | N |  |  | OP | X | 4 | 2000 | 2000 |  |  | N | Electric Utility | Utility | Investor Owned Utility | 1 | X | DFO | Non-Renewable | 0 | 2 | 0 | 1
Operable | 12341 | MidAmerican Energy Co |  | 7851 | Waterloo Lundquist | IA | Vertical | Black Hawk | 5 | Petroleum Liquids | IC |  | S | X | X |  |  | 2 | 0.8 | 2 | 2 | 2 | N |  |  | OP | X | 4 | 2000 | 2000 |  |  | N | Electric Utility | Utility | Investor Owned Utility | 1 | X | DFO | Non-Renewable | 0 | 2 | 0 | 1
Operable | 12341 | MidAmerican Energy Co |  | 7851 | Waterloo Lundquist | IA | Vertical | Black Hawk | 6 | Petroleum Liquids | IC |  | S | X | X |  |  | 2 | 0.8 | 2 | 2 | 2 | N |  |  | OP | X | 4 | 2000 | 2000 |  |  | N | Electric Utility | Utility | Investor Owned Utility | 1 | X | DFO | Non-Renewable | 0 | 2 | 0 | 1
Operable | 12341 | MidAmerican Energy Co |  | 7851 | Waterloo Lundquist | IA | Vertical | Black Hawk | 7 | Petroleum Liquids | IC |  | S | X | X |  |  | 2 | 0.8 | 2 | 2 | 2 | N |  |  | OP | X | 4 | 2000 | 2000 |  |  | N | Electric Utility | Utility | Investor Owned Utility | 1 | X | DFO | Non-Renewable | 0 | 2 | 0 | 1
Operable | 12341 | MidAmerican Energy Co |  | 7851 | Waterloo Lundquist | IA | Vertical | Black Hawk | 8 | Petroleum Liquids | IC |  | S | X | X |  |  | 2 | 0.8 | 2 | 2 | 2 | N |  |  | OP | X | 4 | 2000 | 2000 |  |  | N | Electric Utility | Utility | Investor Owned Utility | 1 | X | DFO | Non-Renewable | 0 | 2 | 0 | 1
Operable | 12341 | MidAmerican Energy Co |  | 7851 | Waterloo Lundquist | IA | Vertical | Black Hawk | 9 | Petroleum Liquids | IC |  | S | X | X |  |  | 2 | 0.8 | 2 | 2 | 2 | N |  |  | OP | X | 4 | 2000 | 2000 |  |  | N | Electric Utility | Utility | Investor Owned Utility | 1 | X | DFO | Non-Renewable | 0 | 2 | 0 | 1
Operable | 12341 | MidAmerican Energy Co |  | 7985 | Greater Des Moines | IA | Vertical | Polk | GT1 | Natural Gas Fired Combined Cycle | CT | CC1 | S | X | N | MEC.CC.GDM1&2 | MEC.CC.GDM1&2 | 190.4 | 0.85 | 164.3 | 210 | 120 | N |  |  | OP | X | 5 | 2003 | 2003 |  |  | N | Electric Utility | Utility | Investor Owned Utility | 1 | X | NG | Non-Renewable | 0 | 190.4 | 0 | 1
Operable | 12341 | MidAmerican Energy Co |  | 7985 | Greater Des Moines | IA | Vertical | Polk | GT2 | Natural Gas Fired Combined Cycle | CT | CC1 | S | X | N | MEC.CC.GDM1&2 | MEC.CC.GDM1& 2 | 190.4 | 0.85 | 163.7 | 210 | 120 | N |  |  | OP | X | 5 | 2003 | 2003 |  |  | N | Electric Utility | Utility | Investor Owned Utility | 1 | X | NG | Non-Renewable | 0 | 190.4 | 0 | 1
Operable | 12341 | MidAmerican Energy Co |  | 7985 | Greater Des Moines | IA | Vertical | Polk | ST1 | Natural Gas Fired Combined Cycle | CA | CC1 | S | N | X | MEC.CC.GDM1&2 | MEC.CC.GDM1&2 | 195.5 | 0.85 | 183.2 | 183.2 | 55 | N |  |  | OP | X | 12 | 2004 | 2004 |  |  | N | Electric Utility | Utility | Investor Owned Utility | 1 | X | NG | Non-Renewable | 0 | 195.5 | 0 | 1
Operable | 12341 | MidAmerican Energy Co |  | 8029 | Sycamore (IA) | IA | Vertical | Polk | 1 | Natural Gas Fired Combustion Turbine | GT |  | S | X | X | MEC.SYCAMO 1 | MEC.SYCAMO 1 | 78.8 | 0.9 | 73.4 | 95 | 6 | N |  |  | OP | X | 8 | 1974 | Pre-2000 |  |  | N | Electric Utility | Utility | Investor Owned Utility | 1 | X | NG | Non-Renewable | 0 | 78.8 | 0 | 1 | DFO
Operable | 12341 | MidAmerican Energy Co |  | 8029 | Sycamore (IA) | IA | Vertical | Polk | 2 | Natural Gas Fired Combustion Turbine | GT |  | S | X | X | MEC.SYCAMO 2 | MEC.SYCAMO 2 | 78.8 | 0.9 | 71.7 | 95 | 6 | N |  |  | OP | X | 11 | 1974 | Pre-2000 |  |  | N | Electric Utility | Utility | Investor Owned Utility | 1 | X | NG | Non-Renewable | 0 | 78.8 | 0 | 1 | DFO
Operable | 12341 | MidAmerican Energy Co |  | 56251 | Intrepid | IA | Vertical | Buena Vista | INWF | Onshore Wind Turbine | WT |  | S | X | X | MEC.CLIPR1 | MEC.CLIPR1 | 160.5 |  | 160.5 | 160.5 | 0.1 | N |  |  | OP | X | 12 | 2004 | 2004 |  |  | N | Electric Utility | Utility | Investor Owned Utility | 1 | X | WND | Renewable | 160.5 | 0 | 1 | 0
Operable | 12341 | MidAmerican Energy Co |  | 56251 | Intrepid | IA | Vertical | Buena Vista | INWF2 | Onshore Wind Turbine | WT |  | S | X | X |  |  | 15 |  | 15 | 15 | 0.1 | N |  |  | OP | X | 12 | 2005 | 2005 |  |  | N | Electric Utility | Utility | Investor Owned Utility | 1 | X | WND | Renewable | 15 | 0 | 1 | 0
Operable | 12341 | MidAmerican Energy Co |  | 56252 | Century | IA | Vertical | Hamilton | CWF | Onshore Wind Turbine | WT |  | S | X | X | MEC.Century_1 | MEC.Century_1 | 150 |  | 150 | 150 | 0.1 | N |  |  | OP | X | 9 | 2005 | 2005 |  |  | N | Electric Utility | Utility | Investor Owned Utility | 1 | X | WND | Renewable | 150 | 0 | 1 | 0
Operable | 12341 | MidAmerican Energy Co |  | 56252 | Century | IA | Vertical | Hamilton | CWF2 | Onshore Wind Turbine | WT |  | S | X | X |  |  | 35 |  | 35 | 35 | 0.1 | N |  |  | OP | X | 12 | 2007 | 2007 |  |  | N | Electric Utility | Utility | Investor Owned Utility | 1 | X | WND | Renewable | 35 | 0 | 1 | 0
Operable | 12341 | MidAmerican Energy Co |  | 56252 | Century | IA | Vertical | Hamilton | CWF3 | Onshore Wind Turbine | WT |  | S | X | X |  |  | 16.2 |  | 16.2 | 16.2 | 0.1 | N |  |  | OP | X | 12 | 2007 | 2007 |  |  | N | Electric Utility | Utility | Investor Owned Utility | 1 | X | WND | Renewable | 16.2 | 0 | 1 | 0
Operable | 12341 | MidAmerican Energy Co |  | 56379 | Victory Wind Farm | IA | Vertical | Carroll | VWF | Onshore Wind Turbine | WT |  | S | X | X | MEC.VICTRM_1 | MEC.VICTRM_1 | 105 |  | 99 | 99 | 0.1 | N |  |  | OP | X | 12 | 2006 | 2006 |  |  | N | Electric Utility | Utility | Investor Owned Utility | 1 | X | WND | Renewable | 105 | 0 | 1 | 0
Operable | 12341 | MidAmerican Energy Co |  | 56501 | Pomeroy Wind Farm | IA | Vertical | Pocahontas | PWF | Onshore Wind Turbine | WT |  | S | X | X | MEC.POCHNT_1 | MEC.POCHNT_1 | 123 |  | 123 | 123 | 0.1 | N |  |  | OP | X | 12 | 2007 | 2007 |  |  | N | Electric Utility | Utility | Investor Owned Utility | 1 | X | WND | Renewable | 123 | 0 | 1 | 0
Operable | 12341 | MidAmerican Energy Co |  | 56501 | Pomeroy Wind Farm | IA | Vertical | Pocahontas | PWF2 | Onshore Wind Turbine | WT |  | S | X | X | MEC.POCHNT_1 | MEC.POCHNT_1 | 75 |  | 78 | 78 | 0.1 | N |  |  | OP | X | 12 | 2007 | 2007 |  |  | N | Electric Utility | Utility | Investor Owned Utility | 1 | X | WND | Renewable | 75 | 0 | 1 | 0
Operable | 12341 | MidAmerican Energy Co |  | 56501 | Pomeroy Wind Farm | IA | Vertical | Pocahontas | PWF3 | Onshore Wind Turbine | WT |  | S | X | X | MEC.POCHNT_1 | MEC.POCHNT_1 | 58.5 |  | 62.2 | 62.2 | 0.1 | N |  |  | OP | X | 12 | 2008 | 2008 |  |  | N | Electric Utility | Utility | Investor Owned Utility | 1 | X | WND | Renewable | 58.5 | 0 | 1 | 0
Operable | 12341 | MidAmerican Energy Co |  | 56501 | Pomeroy Wind Farm | IA | Vertical | Pocahontas | PWF4 | Onshore Wind Turbine | WT |  | S | X | X | MEC.POCHNT_1 | MEC.POCHNT_1 | 29.9 |  | 33.7 | 33.7 | 0.1 | N |  |  | OP | X | 8 | 2011 | 2011 |  |  | N | Electric Utility | Utility | Investor Owned Utility | 1 | X | WND | Renewable | 29.9 | 0 | 1 | 0
Operable | 12341 | MidAmerican Energy Co |  | 56677 | Charles City Wind Farm | IA | Vertical | Floyd | CCWF | Onshore Wind Turbine | WT |  | S | X | X | MEC.CHASCS_W | MEC.CHASCS_W | 80 |  | 75 | 75 | 0.1 | N |  |  | OP | X | 4 | 2008 | 2008 |  |  | N | Electric Utility | Utility | Investor Owned Utility | 1 | X | WND | Renewable | 80 | 0 | 1 | 0
Operable | 12341 | MidAmerican Energy Co |  | 56809 | Carroll Wind Farm | IA | Vertical | Carroll | CWF | Onshore Wind Turbine | WT |  | S | X | X | MEC.CAROL_W1 | MEC.CAROL_W1 | 159.1 |  | 150 | 150 | 0.1 | N |  |  | OP | X | 12 | 2008 | 2008 |  |  | N | Electric Utility | Utility | Investor Owned Utility | 1 | X | WND | Renewable | 159.1 | 0 | 1 | 0
Operable | 12341 | MidAmerican Energy Co |  | 56810 | Adair Wind Farm | IA | Vertical | Adair | AWF | Onshore Wind Turbine | WT |  | S | X | X | MEC.ADAIR_W1 | MEC.ADAIR_W1 | 174.8 |  | 174.8 | 174.8 | 0.1 | N |  |  | OP | X | 12 | 2008 | 2008 |  |  | N | Electric Utility | Utility | Investor Owned Utility | 1 | X | WND | Renewable | 174.8 | 0 | 1 | 0
Operable | 12341 | MidAmerican Energy Co |  | 56811 | Walnut Wind Farm | IA | Vertical | Pottawattamie | WWF | Onshore Wind Turbine | WT |  | S | X | X | MEC.WALNUT_W1 | MEC.WALNUT_W1 | 165.2 |  | 150 | 150 | 0.1 | N |  |  | OP | X | 12 | 2008 | 2008 |  |  | N | Electric Utility | Utility | Investor Owned Utility | 1 | X | WND | Renewable | 165.2 | 0 | 1 | 0
Operable | 12341 | MidAmerican Energy Co |  | 57500 | Laurel Wind Farm | IA | Vertical | Marshall | LWF | Onshore Wind Turbine | WT |  | S | X | X | MEC.LAUREL_1 | MEC.LAUREL_1 | 123.4 |  | 119.6 | 119.6 | 0.1 | N |  |  | OP | X | 12 | 2011 | 2011 |  |  | N | Electric Utility | Utility | Investor Owned Utility | 1 | X | WND | Renewable | 123.4 | 0 | 1 | 0
Operable | 12341 | MidAmerican Energy Co |  | 57501 | Rolling Hills Wind Farm | IA | Vertical | Cass | RHWF | Onshore Wind Turbine | WT |  | S | X | X | MEC.ROLLHILL_1, MEC.ROLLHILL_2, MEC.ROLLHILL_3 | MEC.ROLLHILL 1,MEC.ROLLHILL_2,MEC.ROLLHILL_3 | 484.2 |  | 443.2 | 443.2 | 0.1 | N |  |  | OP | X | 12 | 2011 | 2011 |  |  | N | Electric Utility | Utility | Investor Owned Utility | 1 | X | WND | Renewable | 484.2 | 0 | 1 | 0
Operable | 12341 | MidAmerican Energy Co |  | 57873 | Eclipse Wind Farm | IA | Vertical | Guthrie | EWF | Onshore Wind Turbine | WT |  | S | X | X | MEC.ECLIPSE1 | MEC.ECLIPSE1 | 207.1 |  | 200 | 200 | 0.1 | N |  |  | OP | X | 9 | 2012 | 2012 |  |  | N | Electric Utility | Utility | Investor Owned Utility | 1 | X | WND | Renewable | 207.1 | 0 | 1 | 0
Operable | 12341 | MidAmerican Energy Co |  | 57874 | Vienna Wind Farm | IA | Vertical | Marshall | VIIWF | Onshore Wind Turbine | WT |  | S | X | X | MEC.VIENNA1 | MEC.VIENNA1 | 44.6 |  | 44.6 | 44.6 | 0.1 | N |  |  | OP | X | 12 | 2013 | 2013 |  |  | N | Electric Utility | Utility | Investor Owned Utility | 1 | X | WND | Renewable | 44.6 | 0 | 1 | 0
Operable | 12341 | MidAmerican Energy Co |  | 57874 | Vienna Wind Farm | IA | Vertical | Marshall | VIWF | Onshore Wind Turbine | WT |  | S | X | X |  |  | 105.6 |  | 105.6 | 105.6 | 0.1 | N |  |  | OP | X | 11 | 2012 | 2012 |  |  | N | Electric Utility | Utility | Investor Owned Utility | 1 | X | WND | Renewable | 105.6 | 0 | 1 | 0
Operable | 12341 | MidAmerican Energy Co |  | 57875 | Morning Light Wind Farm | IA | Vertical | Adair | MLWF | Onshore Wind Turbine | WT |  | S | X | X | MEC.MORNLIGHT | MEC.MORNLIGHT | 110.9 |  | 100.9 | 100.9 | 0.1 | N |  |  | OP | X | 10 | 2012 | 2012 |  |  | N | Electric Utility | Utility | Investor Owned Utility | 1 | X | WND | Renewable | 110.9 | 0 | 1 | 0
Operable | 12341 | MidAmerican Energy Co |  | 57976 | Pocahontas Prairie Wind Farm | IA | Vertical | Pocahontas | 1 | Onshore Wind Turbine | WT |  | S | X | X |  |  | 80 |  | 80 | 80 | 1 | N |  |  | OP | X | 2 | 2012 | 2012 |  |  | N | Electric Utility | Utility | Investor Owned Utility | 1 | X | WND | Renewable | 80 | 0 | 1 | 0
Operable | 12341 | MidAmerican Energy Co |  | 58883 | Highland Wind Project (IA) | IA | Vertical | O'Brien | HLWF | Onshore Wind Turbine | WT |  | S | X | X | MEC.HIGHLAND1 | MEC.HIGHLAND1 | 16.4 |  | 15.4 | 15.4 | 0.1 | N |  |  | OP | X | 6 | 2015 | 2015 |  |  | N | Electric Utility | Utility | Investor Owned Utility | 1 | X | WND | Renewable | 16.4 | 0 | 1 | 0
Operable | 12341 | MidAmerican Energy Co |  | 58883 | Highland Wind Project (IA) | IA | Vertical | O'Brien | HLWF2 | Onshore Wind Turbine | WT |  | S | X | X | MEC.HIGHLAND2 | MEC.HIGHLAND2 | 100.8 |  | 91 | 91 | 0.1 | N |  |  | OP | X | 7 | 2015 | 2015 |  |  | N | Electric Utility | Utility | Investor Owned Utility | 1 | X | WND | Renewable | 100.8 | 0 | 1 | 0
Operable | 12341 | MidAmerican Energy Co |  | 58883 | Highland Wind Project (IA) | IA | Vertical | O'Brien | HLWF3 | Onshore Wind Turbine | WT |  | S | X | X | MEC.HIGHLAND3 | MEC.HIGHLAND3 | 89.1 |  | 87.1 | 87.1 | 0.1 | N |  |  | OP | X | 8 | 2015 | 2015 |  |  | N | Electric Utility | Utility | Investor Owned Utility | 1 | X | WND | Renewable | 89.1 | 0 | 1 | 0
Operable | 12341 | MidAmerican Energy Co |  | 58883 | Highland Wind Project (IA) | IA | Vertical | O'Brien | HLWF4 | Onshore Wind Turbine | WT |  | S | X | X |  |  | 89.2 |  | 87 | 87 | 0.1 | N |  |  | OP | X | 9 | 2015 | 2015 |  |  | N | Electric Utility | Utility | Investor Owned Utility | 1 | X | WND | Renewable | 89.2 | 0 | 1 | 0
Operable | 12341 | MidAmerican Energy Co |  | 58883 | Highland Wind Project (IA) | IA | Vertical | O'Brien | HLWF5 | Onshore Wind Turbine | WT |  | S | X | X |  |  | 115 |  | 105 | 105 | 0.1 | N |  |  | OP | X | 10 | 2015 | 2015 |  |  | N | Electric Utility | Utility | Investor Owned Utility | 1 | X | WND | Renewable | 115 | 0 | 1 | 0
Operable | 12341 | MidAmerican Energy Co |  | 58883 | Highland Wind Project (IA) | IA | Vertical | O'Brien | HLWF6 | Onshore Wind Turbine | WT |  | S | X | X |  |  | 86.8 |  | 84.8 | 84.8 | 0.1 | N |  |  | OP | X | 11 | 2015 | 2015 |  |  | N | Electric Utility | Utility | Investor Owned Utility | 1 | X | WND | Renewable | 86.8 | 0 | 1 | 0
Operable | 12341 | MidAmerican Energy Co |  | 58883 | Highland Wind Project (IA) | IA | Vertical | O'Brien | HLWF7 | Onshore Wind Turbine | WT |  | S | X | X |  |  | 4.7 |  | 4.7 | 4.7 | 0.1 | N |  |  | OP | X | 12 | 2015 | 2015 |  |  | N | Electric Utility | Utility | Investor Owned Utility | 1 | X | WND | Renewable | 4.7 | 0 | 1 | 0
Operable | 12341 | MidAmerican Energy Co |  | 58884 | Lundgren Wind Project | IA | Vertical | Webster | LGWF | Onshore Wind Turbine | WT |  | S | X | X | MEC.LUNGREN | MEC.LUNGREN | 251 |  | 250 | 250 | 0.1 | N |  |  | OP | X | 8 | 2014 | 2014 |  |  | N | Electric Utility | Utility | Investor Owned Utility | 1 | X | WND | Renewable | 251 | 0 | 1 | 0
Operable | 12341 | MidAmerican Energy Co |  | 58885 | Macksburg Wind Project | IA | Vertical | Madison | MBWF | Onshore Wind Turbine | WT |  | S | X | X | MEC.MACKSBURG | MEC.MACKSBURG | 119.6 |  | 119.6 | 119.6 | 0.1 | N |  |  | OP | X | 12 | 2014 | 2014 |  |  | N | Electric Utility | Utility | Investor Owned Utility | 1 | X | WND | Renewable | 119.6 | 0 | 1 | 0
Operable | 12341 | MidAmerican Energy Co |  | 58886 | Wellsburg Wind Project | IA | Vertical | Grundy | WBWF | Onshore Wind Turbine | WT |  | S | X | X | MEC.WELLSBURG | MEC.WELLSBURG | 140.8 |  | 138.6 | 138.6 | 0.1 | N |  |  | OP | X | 12 | 2014 | 2014 |  |  | N | Electric Utility | Utility | Investor Owned Utility | 1 | X | WND | Renewable | 140.8 | 0 | 1 | 0
Operable | 12341 | MidAmerican Energy Co |  | 59637 | Adams Wind | IA | Vertical | Adams | ADWF | Onshore Wind Turbine | WT |  | S | X | X | MEC.ADAMS | MEC.ADAMS | 4.7 |  | 4.7 | 4.7 | 0.1 | N |  |  | OP | X | 10 | 2015 | 2015 |  |  | N | Electric Utility | Utility | Investor Owned Utility | 1 | X | WND | Renewable | 4.7 | 0 | 1 | 0
Operable | 12341 | MidAmerican Energy Co |  | 59637 | Adams Wind | IA | Vertical | Adams | ADWF2 | Onshore Wind Turbine | WT |  | S | X | X | MEC.ADAMS | MEC.ADAMS | 43.3 |  | 39 | 39 | 0.1 | N |  |  | OP | X | 11 | 2015 | 2015 |  |  | N | Electric Utility | Utility | Investor Owned Utility | 1 | X | WND | Renewable | 43.3 | 0 | 1 | 0
Operable | 12341 | MidAmerican Energy Co |  | 59637 | Adams Wind | IA | Vertical | Adams | ADWF3 | Onshore Wind Turbine | WT |  | S | X | X | MEC.ADAMS | MEC.ADAMS | 58 |  | 58 | 58 | 0.1 | N |  |  | OP | X | 12 | 2015 | 2015 |  |  | N | Electric Utility | Utility | Investor Owned Utility | 1 | X | WND | Renewable | 58 | 0 | 1 | 0
Operable | 12341 | MidAmerican Energy Co |  | 59637 | Adams Wind | IA | Vertical | Adams | ADWF4 | Onshore Wind Turbine | WT |  | S | X | X | MEC.ADAMS | MEC.ADAMS | 48.3 |  | 48.3 | 48.3 | 0.1 | N |  |  | OP | X | 1 | 2016 | 2016 |  |  | N | Electric Utility | Utility | Investor Owned Utility | 1 | X | WND | Renewable | 48.3 | 0 | 1 | 0
Operable | 12341 | MidAmerican Energy Co |  | 60326 | O'Brien Wind | IA | Vertical | O'Brien | OBWF | Onshore Wind Turbine | WT |  | S | X | X | MEC.OBRIEN | MEC.OBRIEN | 61.9 |  | 61.9 | 61.9 | 0.1 | N |  |  | OP | X | 9 | 2016 | 2016 |  |  | N | Electric Utility | Utility | Investor Owned Utility | 1 | X | WND | Renewable | 61.9 | 0 | 1 | 0
Operable | 12341 | MidAmerican Energy Co |  | 60326 | O'Brien Wind | IA | Vertical | O'Brien | OBWF2 | Onshore Wind Turbine | WT |  | S | X | X | MEC.OBRIEN | MEC.OBRIEN | 108.7 |  | 108.7 | 108.7 | 0.1 | N |  |  | OP | X | 12 | 2016 | 2016 |  |  | N | Electric Utility | Utility | Investor Owned Utility | 1 | X | WND | Renewable | 108.7 | 0 | 1 | 0
Operable | 12341 | MidAmerican Energy Co |  | 60326 | O'Brien Wind | IA | Vertical | O'Brien | OBWF3 | Onshore Wind Turbine | WT |  | S | X | X | MEC.OBRIEN | MEC.OBRIEN | 79.7 |  | 79.7 | 79.7 | 0.1 | N |  |  | OP | X | 12 | 2016 | 2016 |  |  | N | Electric Utility | Utility | Investor Owned Utility | 1 | X | WND | Renewable | 79.7 | 0 | 1 | 0
Operable | 12341 | MidAmerican Energy Co |  | 60342 | Ida Grove Wind | IA | Vertical | Ida | IGWF | Onshore Wind Turbine | WT |  | S | X | X | MEC.IDAGROVE | MEC.IDAGROVE | 61.1 |  | 60 | 60 | 0.1 | N |  |  | OP | X | 9 | 2016 | 2016 |  |  | N | Electric Utility | Utility | Investor Owned Utility | 1 | X | WND | Renewable | 61.1 | 0 | 1 | 0
Operable | 12341 | MidAmerican Energy Co |  | 60342 | Ida Grove Wind | IA | Vertical | Ida | IGWF2 | Onshore Wind Turbine | WT |  | S | X | X | MEC.IDAGROVE | MEC.IDAGROVE | 119.6 |  | 119.6 | 119.6 | 0.1 | N |  |  | OP | X | 12 | 2016 | 2016 |  |  | N | Electric Utility | Utility | Investor Owned Utility | 1 | X | WND | Renewable | 119.6 | 0 | 1 | 0
Operable | 12341 | MidAmerican Energy Co |  | 60342 | Ida Grove Wind | IA | Vertical | Ida | IGWF3 | Onshore Wind Turbine | WT |  | S | X | X | MEC.IDAGROVE | MEC.IDAGROVE | 92.8 |  | 92.8 | 92.8 | 0.1 | N |  |  | OP | X | 12 | 2016 | 2016 |  |  | N | Electric Utility | Utility | Investor Owned Utility | 1 | X | WND | Renewable | 92.8 | 0 | 1 | 0
Operable | 12341 | MidAmerican Energy Co |  | 60342 | Ida Grove Wind | IA | Vertical | Ida | IGWF4 | Onshore Wind Turbine | WT |  | S | X | X | MEC.IDAGROVE | MEC.IDAGROVE | 27.6 |  | 27.6 | 27.6 | 0.1 | N |  |  | OP | X | 11 | 2016 | 2016 |  |  | N | Electric Utility | Utility | Investor Owned Utility | 1 | X | WND | Renewable | 27.6 | 0 | 1 | 0
Operable | 12341 | MidAmerican Energy Co |  | 60873 | Prairie Wind Farm | IA | Vertical | Mahaska | PWE | Onshore Wind Turbine | WT |  | S | X | X | MEC.PRAIRIE | MEC.PRAIRIE | 168 |  | 169 | 169 | 0.1 | N |  |  | OP | X | 1 | 2018 | 2018 |  |  | N | Electric Utility | Utility | Investor Owned Utility | 1 | X | WND | Renewable | 168 | 0 | 1 | 0
Operable | 12341 | MidAmerican Energy Co |  | 61077 | Orient Wind Farm | IA | Vertical | Adair | 1 | Onshore Wind Turbine | WT |  | S | X | X | MEC.ORIENT1 | MEC.ORIENT1 | 102 |  | 100 | 100 | 0.1 | N |  |  | OP | X | 12 | 2018 | 2018 |  |  | N | Electric Utility | Utility | Investor Owned Utility | 1 | X | WND | Renewable | 102 | 0 | 1 | 0
Operable | 12341 | MidAmerican Energy Co |  | 61077 | Orient Wind Farm | IA | Vertical | Adair | 2 | Onshore Wind Turbine | WT |  | S | X | X |  |  | 398.8 |  | 400 | 400 | 0.1 | N |  |  | OP | X | 12 | 2019 | 2019 |  |  | N | Electric Utility | Utility | Investor Owned Utility | 1 | X | WND | Renewable | 398.8 | 0 | 1 | 0
Operable | 12341 | MidAmerican Energy Co |  | 61079 | Beaver Creek Wind | IA | Vertical | Boone | 1 | Onshore Wind Turbine | WT |  | S | X | X | MEC.BEAVERCR | MEC.BEAVERCR | 170 |  | 170 | 170 | 0.1 | N |  |  | OP | X | 12 | 2017 | 2017 |  |  | N | Electric Utility | Utility | Investor Owned Utility | 1 | X | WND | Renewable | 170 | 0 | 1 | 0
Operable | 12341 | MidAmerican Energy Co |  | 61079 | Beaver Creek Wind | IA | Vertical | Boone | GT1 | Onshore Wind Turbine | WT |  | S | X | X | MEC.BEAVERCR | MEC.BEAVERCR | 170 |  | 170 | 170 | 0.1 | N |  |  | OP | X | 10 | 2018 | 2018 |  |  | N | Electric Utility | Utility | Investor Owned Utility | 1 | X | WND | Renewable | 170 | 0 | 1 | 0
Operable | 12341 | MidAmerican Energy Co |  | 61911 | Ivester Wind Farm | IA | Vertical | Grundy | WT1 | Onshore Wind Turbine | WT |  | S | X | X |  |  | 90.8 |  | 90 | 90 | 0.1 | N |  |  | OP | X | 12 | 2018 | 2018 |  |  | N | Electric Utility | Utility | Investor Owned Utility | 1 | X | WND | Renewable | 90.8 | 0 | 1 | 0
Operable | 12341 | MidAmerican Energy Co |  | 62132 | Arbor Hill Wind Farm | IA | Vertical | Adair | 1 | Onshore Wind Turbine | WT |  | S | X | X |  |  | 60 |  | 60 | 60 | 0.1 | N |  |  | OP | X | 2 | 2020 | 2020 |  |  | N | Electric Utility | Utility | Investor Owned Utility | 1 | X | WND | Renewable | 60 | 0 | 1 | 0
Operable | 12341 | MidAmerican Energy Co |  | 62132 | Arbor Hill Wind Farm | IA | Vertical | Adair | WT1 | Onshore Wind Turbine | WT |  | S | X | X | MEC.ARBORHL1 | MEC.ARBORHL1 | 250 |  | 250 | 250 | 0.1 | N |  |  | OP | X | 12 | 2018 | 2018 |  |  | N | Electric Utility | Utility | Investor Owned Utility | 1 | X | WND | Renewable | 250 | 0 | 1 | 0
Operable | 12341 | MidAmerican Energy Co |  | 62133 | North English | IA | Vertical | Poweshiek | 1 | Onshore Wind Turbine | WT |  | S | X | X |  |  | 140 |  | 140 | 140 | 0.1 | N |  |  | OP | X | 12 | 2019 | 2019 |  |  | N | Electric Utility | Utility | Investor Owned Utility | 1 | X | WND | Renewable | 140 | 0 | 1 | 0
Operable | 12341 | MidAmerican Energy Co |  | 62133 | North English | IA | Vertical | Poweshiek | GT1 | Onshore Wind Turbine | WT |  | S | X | X | MEC.NORTHENG | MEC.NORTHENG | 200 |  | 200 | 200 | 0.1 | N |  |  | OP | X | 12 | 2018 | 2018 |  |  | N | Electric Utility | Utility | Investor Owned Utility | 1 | X | WND | Renewable | 200 | 0 | 1 | 0
Operable | 12341 | MidAmerican Energy Co |  | 62569 | Knoxville Battery Energy Storage | IA | Vertical | Marion | ES1 | Batteries | BA |  | S | X | X |  |  | 1.1 |  | 1.1 | 1.1 | 0.1 | N |  |  | OP | X | 12 | 2018 | 2018 |  |  | N | Electric Utility | Utility | Investor Owned Utility | 1 | X | MWH | Other | 0 | 0 | 0 | 0
Operable | 12341 | MidAmerican Energy Co |  | 62795 | Ida Grove II | IA | Vertical | Ida | 1 | Onshore Wind Turbine | WT |  | S | X | X |  |  | 201 |  | 200 | 200 | 0.1 | N |  |  | OP | X | 12 | 2019 | 2019 |  |  | N | Electric Utility | Utility | Investor Owned Utility | 1 | X | WND | Renewable | 201 | 0 | 1 | 0
Operable | 12341 | MidAmerican Energy Co |  | 63053 | Palo Alto Wind Farm | IA | Vertical | Palo Alto | PAWF | Onshore Wind Turbine | WT |  | S | X | X | MEC.PALOALTO1 | MEC.PALOALTO1 | 250 | 0.9 | 250 | 250 | 0.1 | N |  |  | OP | X | 1 | 2020 | 2020 |  |  | N | Electric Utility | Utility | Investor Owned Utility | 1 | X | WND | Renewable | 250 | 0 | 1 | 0
Operable | 12341 | MidAmerican Energy Co |  | 63053 | Palo Alto Wind Farm | IA | Vertical | Palo Alto | PAWF2 | Onshore Wind Turbine | WT |  | S | X | X |  |  | 90 | 0.9 | 90 | 90 | 0.1 | N |  |  | OP | X | 12 | 2020 | 2020 |  |  | N | Electric Utility | Utility | Investor Owned Utility | 1 | X | WND | Renewable | 90 | 0 | 1 | 0
Operable | 12341 | MidAmerican Energy Co |  | 63639 | Contrail Wind Farm | IA | Vertical | Taylor | COWF | Onshore Wind Turbine | WT |  | S | X | X |  |  | 112.4 | 0.9 | 110 | 110 | 0.1 | N |  |  | OP | X | 12 | 2020 | 2020 |  |  | N | Electric Utility | Utility | Investor Owned Utility | 1 | X | WND | Renewable | 112.4 | 0 | 1 | 0
Operable | 12341 | MidAmerican Energy Co |  | 63640 | Southern Hills Wind Farm | IA | Vertical | Union | SHWF | Onshore Wind Turbine | WT |  | S | X | X |  |  | 254.1 | 0.9 | 250 | 250 | 0.1 | N |  |  | OP | X | 3 | 2021 | 2021 |  |  | N | Electric Utility | Utility | Investor Owned Utility | 1 | X | WND | Renewable | 254.1 | 0 | 1 | 0
Operable | 12341 | MidAmerican Energy Co |  | 63641 | Diamond Trail Wind Farm | IA | Vertical | Iowa | DTWF | Onshore Wind Turbine | WT |  | S | X | X |  |  | 252.5 | 0.9 | 250 | 250 | 0.1 | N |  |  | OP | X | 12 | 2020 | 2020 |  |  | N | Electric Utility | Utility | Investor Owned Utility | 1 | X | WND | Renewable | 252.5 | 0 | 1 | 0
Operable | 12341 | MidAmerican Energy Co |  | 64688 | Plymouth Wind | IA | Vertical | Plymouth | 65003 | Onshore Wind Turbine | WT |  | S | X | X |  |  | 202.7 |  | 200 | 200 | 0.1 | N |  |  | OP | X | 1 | 2022 | 2022 |  |  | N | Electric Utility | Utility | Investor Owned Utility | 1 | X | WND | Renewable | 202.7 | 0 | 1 | 0
Operable | 12341 | MidAmerican Energy Co |  | 64738 | Holliday Creek Solar | IA | Vertical | Webster | HCS | Solar Photovoltaic | PV |  | S | X | X |  |  | 100 |  | 100 | 100 |  | N |  |  | OP | X | 7 | 2022 | 2022 |  |  | N | Electric Utility | Utility | Investor Owned Utility | 1 | X | SUN | Renewable | 100 | 0 | 1 | 0
Operable | 12341 | MidAmerican Energy Co |  | 64755 | Arbor Hill Solar | IA | Vertical | Adair | AHS | Solar Photovoltaic | PV |  | S | X | X | MEC.ARBHILL_S |  | 25 | 0.8 | 24 | 24 |  | N |  |  | OP | X | 1 | 2022 | 2022 |  |  | N | Electric Utility | Utility | Investor Owned Utility | 1 | X | SUN | Renewable | 25 | 0 | 1 | 0
Operable | 12341 | MidAmerican Energy Co |  | 64984 | Waterloo Solar (IA) | IA | Vertical | Black Hawk | WATS | Solar Photovoltaic | PV |  | S | X | X |  |  | 3 | 1 | 3 | 3 |  | N |  |  | OP | X | 3 | 2022 | 2022 |  |  | N | Electric Utility | Utility | Investor Owned Utility | 1 | X | SUN | Renewable | 3 | 0 | 1 | 0
Operable | 12341 | MidAmerican Energy Co |  | 64985 | Johnson County Hills Solar | IA | Vertical | Johnson | JCHS | Solar Photovoltaic | PV |  | S | X | X |  |  | 3 | 1 | 3 | 3 |  | N |  |  | OP | X | 1 | 2022 | 2022 |  |  | N | Electric Utility | Utility | Investor Owned Utility | 1 | X | SUN | Renewable | 3 | 0 | 1 | 0
Operable | 12341 | MidAmerican Energy Co |  | 64986 | Franklin County Solar | IA | Vertical | Franklin | FCS | Solar Photovoltaic | PV |  | S | X | X |  |  | 7 | 1 | 7 | 7 |  | N |  |  | OP | X | 1 | 2022 | 2022 |  |  | N | Electric Utility | Utility | Investor Owned Utility | 1 | X | SUN | Renewable | 7 | 0 | 1 | 0
Operable | 12341 | MidAmerican Energy Co |  | 65393 | Neal Energy Center Solar | IA | Vertical | Woodbury | NECS | Solar Photovoltaic | PV |  | S | X | X |  |  | 4 | 1 | 4 | 4 |  | N |  |  | OP | X | 2 | 2022 | 2022 |  |  | N | Electric Utility | Utility | Investor Owned Utility | 1 | X | SUN | Renewable | 4 | 0 | 1 | 0
Operable | 12341 | MidAmerican Energy Co |  | 66668 | Chickasaw Wind Farm | IA | Vertical | Chickasaw | CKWF | Onshore Wind Turbine | WT |  | S | X | X | MEC.CHICKASAW |  | 202.4 | 0.95 | 200 | 200 | 0.1 | N |  |  | OP | X | 12 | 2023 | 2023 |  |  | N | Electric Utility | Utility | Investor Owned Utility | 1 | X | WND | Renewable | 202.4 | 0 | 1 | 0
Operable | 65274 | Midcontinent Solar, LLC |  | 66108 | Midcontinent Solar, LLC | MI | Vertical | Shiawassee | MCS | Solar Photovoltaic | PV |  | S | X | X |  |  | 20 | 0.95 | 20 | 20 |  | N |  |  | OP | X | 10 | 2023 | 2023 |  |  | N | IPP Non-CHP | IPP | IPP | 2 | X | SUN | Renewable | 20 | 0 | 1 | 0
Operable | 12502 | Middle Fork Irrigation Dist |  | 50917 | Middle Fork Irrigation District | OR | Vertical | Hood River | GEN1 | Conventional Hydroelectric | HY |  | S | X | X |  |  | 2 | 0.97 | 2 | 2 | 0.2 | N |  |  | OP | X | 3 | 1986 | Pre-2000 |  |  | N | IPP Non-CHP | IPP | IPP | 2 | X | WAT | Renewable | 2 | 0 | 1 | 0
Operable | 12502 | Middle Fork Irrigation Dist |  | 50917 | Middle Fork Irrigation District | OR | Vertical | Hood River | GEN2 | Conventional Hydroelectric | HY |  | S | X | X |  |  | 0.5 | 0.95 | 0.5 | 0.5 | 0.1 | N |  |  | OP | X | 3 | 1986 | Pre-2000 |  |  | N | IPP Non-CHP | IPP | IPP | 2 | X | WAT | Renewable | 0.5 | 0 | 1 | 0
Operable | 12502 | Middle Fork Irrigation Dist |  | 50917 | Middle Fork Irrigation District | OR | Vertical | Hood River | GEN3 | Conventional Hydroelectric | HY |  | S | X | X |  |  | 0.8 | 0.95 | 0.8 | 0.8 | 0.1 | N |  |  | OP | X | 3 | 1986 | Pre-2000 |  |  | N | IPP Non-CHP | IPP | IPP | 2 | X | WAT | Renewable | 0.8 | 0 | 1 | 0
Operable | 60432 | Middle River Power II, LLC |  | 55284 | Big Sandy Peaker Plant | WV | Vertical | Wayne | BSG1 | Natural Gas Fired Combustion Turbine | GT |  | S | X | X | 32418571 AEP Big Sandy CT1 | Big Sandy Peaker, LLC | 58.9 | 0.85 | 50 | 57 | 25 | N |  |  | OP | X | 7 | 2001 | 2001 |  |  | N | IPP Non-CHP | IPP | IPP | 2 | X | NG | Non-Renewable | 0 | 58.9 | 0 | 1
Operable | 60432 | Middle River Power II, LLC |  | 55284 | Big Sandy Peaker Plant | WV | Vertical | Wayne | BSG2 | Natural Gas Fired Combustion Turbine | GT |  | S | X | X | 32418573 AEP Big Sandy CT2 | Big Sandy Peaker, LLC | 58.9 | 0.85 | 50 | 57 | 25 | N |  |  | OP | X | 7 | 2001 | 2001 |  |  | N | IPP Non-CHP | IPP | IPP | 2 | X | NG | Non-Renewable | 0 | 58.9 | 0 | 1
Operable | 60432 | Middle River Power II, LLC |  | 55284 | Big Sandy Peaker Plant | WV | Vertical | Wayne | BSG3 | Natural Gas Fired Combustion Turbine | GT |  | S | X | X | 324118575 AEP Big Sandy CT3 | Big Sandy Peaker, LLC | 58.9 | 0.85 | 50 | 57 | 25 | N |  |  | OP | X | 7 | 2001 | 2001 |  |  | N | IPP Non-CHP | IPP | IPP | 2 | X | NG | Non-Renewable | 0 | 58.9 | 0 | 1
Operable | 60432 | Middle River Power II, LLC |  | 55284 | Big Sandy Peaker Plant | WV | Vertical | Wayne | BSG4 | Natural Gas Fired Combustion Turbine | GT |  | S | X | X | 32418577 AEP Big Sandy CT4 | Big Sandy Peaker, LLC | 58.9 | 0.85 | 50 | 57 | 25 | N |  |  | OP | X | 7 | 2001 | 2001 |  |  | N | IPP Non-CHP | IPP | IPP | 2 | X | NG | Non-Renewable | 0 | 58.9 | 0 | 1
Operable | 60432 | Middle River Power II, LLC |  | 55284 | Big Sandy Peaker Plant | WV | Vertical | Wayne | BSG5 | Natural Gas Fired Combustion Turbine | GT |  | S | X | X | 32418579 AEP Big Sandy CT5 | Big Sandy Peaker, LLC | 58.9 | 0.85 | 50 | 57 | 25 | N |  |  | OP | X | 7 | 2001 | 2001 |  |  | N | IPP Non-CHP | IPP | IPP | 2 | X | NG | Non-Renewable | 0 | 58.9 | 0 | 1
Operable | 60432 | Middle River Power II, LLC |  | 55284 | Big Sandy Peaker Plant | WV | Vertical | Wayne | BSG6 | Natural Gas Fired Combustion Turbine | GT |  | S | X | X | 32418581 AEP Big Sandy CT6 | Big Sandy Peaker, LLC | 58.9 | 0.85 | 50 | 57 | 25 | N |  |  | OP | X | 8 | 2001 | 2001 |  |  | N | IPP Non-CHP | IPP | IPP | 2 | X | NG | Non-Renewable | 0 | 58.9 | 0 | 1
Operable | 60432 | Middle River Power II, LLC |  | 55285 | Wolf Hills Energy | VA | Vertical | Washington | WHG1 | Natural Gas Fired Combustion Turbine | GT |  | S | X | X | 32418583 AEP Wolf Hill CT1 | Wolf Hills Energy, LLC | 57 | 0.85 | 50 | 57 | 25 | N |  |  | OP | X | 6 | 2001 | 2001 |  |  | N | IPP Non-CHP | IPP | IPP | 2 | X | NG | Non-Renewable | 0 | 57 | 0 | 1
Operable | 60432 | Middle River Power II, LLC |  | 55285 | Wolf Hills Energy | VA | Vertical | Washington | WHG2 | Natural Gas Fired Combustion Turbine | GT |  | S | X | X | 32418585 AEP Wolf Hill CT2 | Wolf Hills Energy, LLC | 57 | 0.85 | 50 | 57 | 25 | N |  |  | OP | X | 6 | 2001 | 2001 |  |  | N | IPP Non-CHP | IPP | IPP | 2 | X | NG | Non-Renewable | 0 | 57 | 0 | 1
Operable | 60432 | Middle River Power II, LLC |  | 55285 | Wolf Hills Energy | VA | Vertical | Washington | WHG3 | Natural Gas Fired Combustion Turbine | GT |  | S | X | X | 32418587 AEP Wolf Hill CT3 | Wolf Hills Energy, LLC | 57 | 0.85 | 50 | 57 | 25 | N |  |  | OP | X | 6 | 2001 | 2001 |  |  | N | IPP Non-CHP | IPP | IPP | 2 | X | NG | Non-Renewable | 0 | 57 | 0 | 1
Operable | 60432 | Middle River Power II, LLC |  | 55285 | Wolf Hills Energy | VA | Vertical | Washington | WHG4 | Natural Gas Fired Combustion Turbine | GT |  | S | X | X | 32418589 AEP Wolf Hill CT4 | Wolf Hills Energy, LLC | 57 | 0.85 | 50 | 57 | 25 | N |  |  | OP | X | 5 | 2001 | 2001 |  |  | N | IPP Non-CHP | IPP | IPP | 2 | X | NG | Non-Renewable | 0 | 57 | 0 | 1
Operable | 60432 | Middle River Power II, LLC |  | 55285 | Wolf Hills Energy | VA | Vertical | Washington | WHG5 | Natural Gas Fired Combustion Turbine | GT |  | S | X | X | 32418591 AEP Wolf Hill CT5 | Wolf Hills Energy, LLC | 57 | 0.85 | 50 | 57 | 25 | N |  |  | OP | X | 5 | 2001 | 2001 |  |  | N | IPP Non-CHP | IPP | IPP | 2 | X | NG | Non-Renewable | 0 | 57 | 0 | 1
Operable | 58100 | Middle Tennessee State University |  | 58179 | MTSU Power Co-Gen Plant | TN | Vertical | Rutherford | GT-01 | Natural Gas Fired Combustion Turbine | GT |  | S | X | X |  |  | 5 | 0.8 | 5 | 5 | 0.5 | N |  |  | OP | X | 7 | 1997 | Pre-2000 |  |  | Y | Commercial CHP | Customer Sited | Other | 5 | T | NG | Non-Renewable | 0 | 5 | 0 | 1
Operable | 57123 | Middlebury College Biomass |  | 57804 | Middlebury College | VT | Vertical | Addison | 2 | Wood/Wood Waste Biomass | ST |  | S | X | X |  |  | 0.6 | 0.8 | 0.4 | 0.6 | 0.1 |  |  |  | OS | X | 1 | 1985 | Pre-2000 |  |  | Y | Commercial CHP | Customer Sited | Other | 5 | B | WDS | Renewable | 0.6 | 0 | 1 | 0 | NG | DFO
Operable | 57123 | Middlebury College Biomass |  | 57804 | Middlebury College | VT | Vertical | Addison | 3 | Wood/Wood Waste Biomass | ST |  | S | X | X |  |  | 0.8 | 0.8 | 0.3 | 0.8 | 0.2 | N |  |  | OP | X | 1 | 1999 | Pre-2000 |  |  | Y | Commercial CHP | Customer Sited | Other | 5 | B | WDS | Renewable | 0.8 | 0 | 1 | 0 | NG | DFO
Operable | 49775 | Middlesex County Utilities Authority |  | 56119 | Middlesex County Utilities Authority | NJ | Restructured | Middlesex | 100 | Landfill Gas | CT | CA1 | S | X | Y |  |  | 6 | 1 | 4.1 | 4.9 | 3 | N |  |  | OP | X | 10 | 2001 | 2001 |  |  | Y | IPP CHP | IPP | IPP | 3 | T | LFG | Renewable | 6 | 0 | 1 | 0
Operable | 49775 | Middlesex County Utilities Authority |  | 56119 | Middlesex County Utilities Authority | NJ | Restructured | Middlesex | 200 | Landfill Gas | CT | CA1 | S | X | Y |  |  | 6 | 1 | 4.1 | 4.9 | 3 | N |  |  | OP | X | 10 | 2001 | 2001 |  |  | Y | IPP CHP | IPP | IPP | 3 | T | LFG | Renewable | 6 | 0 | 1 | 0
Operable | 49775 | Middlesex County Utilities Authority |  | 56119 | Middlesex County Utilities Authority | NJ | Restructured | Middlesex | 300 | Landfill Gas | CA | CA1 | S | Y | X |  |  | 10.5 | 1 | 10.6 | 10.6 | 1.5 | N |  |  | OP | X | 1 | 1961 | Pre-2000 |  |  | Y | IPP CHP | IPP | IPP | 3 | B | LFG | Renewable | 10.5 | 0 | 1 | 0
Operable | 65220 | Middleton Biogas Solar, LLC |  | 66048 | Middleton Biogas Solar, LLC | WI | Vertical | Dane | MBS | Solar Photovoltaic | PV |  | W | X | X |  |  | 1.9 | 1 | 1.9 | 1.7 |  | N |  |  | OP | X | 5 | 2022 | 2022 |  |  | N | IPP Non-CHP | IPP | IPP | 2 | X | SUN | Renewable | 1.9 | 0 | 1 | 0
Operable | 65220 | Middleton Biogas Solar, LLC |  | 66048 | Middleton Biogas Solar, LLC | WI | Vertical | Dane | MBS-B | Batteries | BA |  | W | X | X |  |  | 0.3 | 1 | 0.3 | 0.3 |  | N |  |  | OP | X | 5 | 2022 | 2022 |  |  | N | IPP Non-CHP | IPP | IPP | 2 | X | MWH | Other | 0 | 0 | 0 | 0
Operable | 63534 | Middletown NY 1, LLC |  | 63857 | Middletown NY 1 | NY | Restructured | Orange | 8175B | Solar Photovoltaic | PV |  | S | X | X |  |  | 2 |  | 2 | 2 |  | N |  |  | OP | X | 3 | 2020 | 2020 |  |  | N | IPP Non-CHP | IPP | IPP | 2 | X | SUN | Renewable | 2 | 0 | 1 | 0
Operable | 12490 | Middletown Power LLC |  | 562 | Middletown | CT | Restructured | Middlesex | 10 | Petroleum Liquids | GT |  | S | X | X | un.middletn115 mi10 | un.middletn115 mi10 | 18.5 | 0.85 | 17.2 | 22.1 | 5 | N |  |  | OP | X | 8 | 1966 | Pre-2000 |  |  | N | IPP Non-CHP | IPP | IPP | 2 | X | DFO | Non-Renewable | 0 | 18.5 | 0 | 1
Operable | 12490 | Middletown Power LLC |  | 562 | Middletown | CT | Restructured | Middlesex | 2 | Natural Gas Steam Turbine | ST |  | S | X | X | un.middletn13.2 mid2 | un.middletn13.2 mid2 | 113.6 | 0.85 | 117 | 120 | 45 | N |  |  | OP | X | 10 | 1958 | Pre-2000 |  |  | N | IPP Non-CHP | IPP | IPP | 2 | X | NG | Non-Renewable | 0 | 113.6 | 0 | 1 | RFO
Operable | 12490 | Middletown Power LLC |  | 562 | Middletown | CT | Restructured | Middlesex | 3 | Natural Gas Steam Turbine | ST |  | S | X | X | un.middletn20.9 mid3 | un.middletn20.9 mid3 | 239.4 | 0.85 | 236 | 245 | 100 | N |  |  | OP | X | 1 | 1964 | Pre-2000 |  |  | N | IPP Non-CHP | IPP | IPP | 2 | X | NG | Non-Renewable | 0 | 239.4 | 0 | 1 | RFO
Operable | 12490 | Middletown Power LLC |  | 562 | Middletown | CT | Restructured | Middlesex | 4 | Petroleum Liquids | ST |  | S | X | X | un.laurel 22 mid4 | un.laurel 22 mid4 | 414.9 | 0.9 | 400 | 402 | 125 | N |  |  | OP | X | 5 | 1973 | Pre-2000 |  |  | N | IPP Non-CHP | IPP | IPP | 2 | X | RFO | Non-Renewable | 0 | 414.9 | 0 | 1
Operable | 12492 | Midland Cogeneration Venture |  | 10745 | Midland Cogeneration Venture | MI | Vertical | Midland | 1G12 | Petroleum Liquids | IC |  | S | X | X |  |  | 5.2 | 0.8 | 5.2 | 5.2 | 1 | N |  |  | SB | Y | 2 | 1990 | Pre-2000 |  |  | Y | IPP CHP | IPP | IPP | 3 | T | DFO | Non-Renewable | 0 | 5.2 | 0 | 1
Operable | 12492 | Midland Cogeneration Venture |  | 10745 | Midland Cogeneration Venture | MI | Vertical | Midland | BP15 | Natural Gas Fired Combined Cycle | CA | 1 | S | Y | X |  |  | 13.4 | 0.8 | 13.4 | 13.4 | 1 | N |  |  | OP | X | 7 | 1998 | Pre-2000 |  |  | Y | IPP CHP | IPP | IPP | 3 | T | NG | Non-Renewable | 0 | 13.4 | 0 | 1
Operable | 12492 | Midland Cogeneration Venture |  | 10745 | Midland Cogeneration Venture | MI | Vertical | Midland | GT10 | Natural Gas Fired Combined Cycle | CT | 1 | S | X | N |  |  | 87.1 | 0.85 | 88 | 103 | 70 | N |  |  | OP | X | 1 | 1990 | Pre-2000 |  |  | Y | IPP CHP | IPP | IPP | 3 | T | NG | Non-Renewable | 0 | 87.1 | 0 | 1
Operable | 12492 | Midland Cogeneration Venture |  | 10745 | Midland Cogeneration Venture | MI | Vertical | Midland | GT11 | Natural Gas Fired Combined Cycle | CT | 1 | S | X | N |  |  | 87.1 | 0.85 | 88 | 103 | 70 | N |  |  | OP | X | 2 | 1990 | Pre-2000 |  |  | Y | IPP CHP | IPP | IPP | 3 | T | NG | Non-Renewable | 0 | 87.1 | 0 | 1
Operable | 12492 | Midland Cogeneration Venture |  | 10745 | Midland Cogeneration Venture | MI | Vertical | Midland | GT12 | Natural Gas Fired Combined Cycle | CT | 1 | S | X | N |  |  | 87.1 | 0.85 | 88 | 103 | 70 | N |  |  | OP | X | 3 | 1990 | Pre-2000 |  |  | Y | IPP CHP | IPP | IPP | 3 | T | NG | Non-Renewable | 0 | 87.1 | 0 | 1
Operable | 12492 | Midland Cogeneration Venture |  | 10745 | Midland Cogeneration Venture | MI | Vertical | Midland | GT13 | Natural Gas Fired Combined Cycle | CT | 1 | S | X | N |  |  | 87.1 | 0.85 | 88 | 103 | 70 | N |  |  | OP | X | 4 | 1990 | Pre-2000 |  |  | Y | IPP CHP | IPP | IPP | 3 | T | NG | Non-Renewable | 0 | 87.1 | 0 | 1
Operable | 12492 | Midland Cogeneration Venture |  | 10745 | Midland Cogeneration Venture | MI | Vertical | Midland | GT14 | Natural Gas Fired Combined Cycle | CT | 1 | S | X | N |  |  | 87.1 | 0.85 | 88 | 103 | 70 | N |  |  | OP | X | 5 | 1990 | Pre-2000 |  |  | Y | IPP CHP | IPP | IPP | 3 | T | NG | Non-Renewable | 0 | 87.1 | 0 | 1
Operable | 12492 | Midland Cogeneration Venture |  | 10745 | Midland Cogeneration Venture | MI | Vertical | Midland | GT3 | Natural Gas Fired Combined Cycle | CT | 1 | S | X | N |  |  | 87.1 | 0.85 | 88 | 103 | 70 | N |  |  | OP | X | 6 | 1989 | Pre-2000 |  |  | Y | IPP CHP | IPP | IPP | 3 | T | NG | Non-Renewable | 0 | 87.1 | 0 | 1
Operable | 12492 | Midland Cogeneration Venture |  | 10745 | Midland Cogeneration Venture | MI | Vertical | Midland | GT4 | Natural Gas Fired Combined Cycle | CT | 1 | S | X | N |  |  | 87.1 | 0.85 | 88 | 103 | 70 | N |  |  | OP | X | 8 | 1989 | Pre-2000 |  |  | Y | IPP CHP | IPP | IPP | 3 | T | NG | Non-Renewable | 0 | 87.1 | 0 | 1
Operable | 12492 | Midland Cogeneration Venture |  | 10745 | Midland Cogeneration Venture | MI | Vertical | Midland | GT5 | Natural Gas Fired Combined Cycle | CT | 1 | S | X | N |  |  | 87.1 | 0.85 | 88 | 103 | 70 | N |  |  | OP | X | 9 | 1989 | Pre-2000 |  |  | Y | IPP CHP | IPP | IPP | 3 | T | NG | Non-Renewable | 0 | 87.1 | 0 | 1
Operable | 12492 | Midland Cogeneration Venture |  | 10745 | Midland Cogeneration Venture | MI | Vertical | Midland | GT6 | Natural Gas Fired Combined Cycle | CT | 1 | S | X | N |  |  | 87.1 | 0.85 | 88 | 103 | 70 | N |  |  | OP | X | 10 | 1989 | Pre-2000 |  |  | Y | IPP CHP | IPP | IPP | 3 | T | NG | Non-Renewable | 0 | 87.1 | 0 | 1
Operable | 12492 | Midland Cogeneration Venture |  | 10745 | Midland Cogeneration Venture | MI | Vertical | Midland | GT7 | Natural Gas Fired Combined Cycle | CT | 1 | S | X | N |  |  | 87.1 | 0.85 | 88 | 103 | 70 | N |  |  | OP | X | 9 | 1989 | Pre-2000 |  |  | Y | IPP CHP | IPP | IPP | 3 | T | NG | Non-Renewable | 0 | 87.1 | 0 | 1
Operable | 12492 | Midland Cogeneration Venture |  | 10745 | Midland Cogeneration Venture | MI | Vertical | Midland | GT8 | Natural Gas Fired Combined Cycle | CT | 1 | S | X | N |  |  | 87.1 | 0.85 | 88 | 103 | 70 | N |  |  | OP | X | 12 | 1989 | Pre-2000 |  |  | Y | IPP CHP | IPP | IPP | 3 | T | NG | Non-Renewable | 0 | 87.1 | 0 | 1
Operable | 12492 | Midland Cogeneration Venture |  | 10745 | Midland Cogeneration Venture | MI | Vertical | Midland | GT9 | Natural Gas Fired Combined Cycle | CT | 1 | S | X | N |  |  | 87.1 | 0.85 | 88 | 103 | 70 | N |  |  | OP | X | 1 | 1990 | Pre-2000 |  |  | Y | IPP CHP | IPP | IPP | 3 | T | NG | Non-Renewable | 0 | 87.1 | 0 | 1
Operable | 12492 | Midland Cogeneration Venture |  | 10745 | Midland Cogeneration Venture | MI | Vertical | Midland | ST1 | Natural Gas Fired Combined Cycle | CA | 1 | S | Y | X |  |  | 410 | 0.9 | 410 | 410 | 25 | N |  |  | OP | X | 2 | 1990 | Pre-2000 |  |  | Y | IPP CHP | IPP | IPP | 3 | T | NG | Non-Renewable | 0 | 410 | 0 | 1
Operable | 12492 | Midland Cogeneration Venture |  | 10745 | Midland Cogeneration Venture | MI | Vertical | Midland | ST2 | Natural Gas Fired Combined Cycle | CA | 1 | S | Y | X |  |  | 380 | 0.85 | 380 | 380 | 40 | N |  |  | SB | Y | 9 | 1990 | Pre-2000 |  |  | Y | IPP CHP | IPP | IPP | 3 | T | NG | Non-Renewable | 0 | 380 | 0 | 1
Operable | 12501 | Midlothian Energy LLC |  | 55091 | Midlothian Energy Facility | TX | Restructured | Ellis | STK1 | Natural Gas Fired Combined Cycle | CS |  | S | N | N | MDANP_CT1_2 |  | 289 | 0.85 | 255 | 260 | 150 | N |  |  | OP | X | 5 | 2000 | 2000 |  |  | N | IPP Non-CHP | IPP | IPP | 2 | X | NG | Non-Renewable | 0 | 289 | 0 | 1
Operable | 12501 | Midlothian Energy LLC |  | 55091 | Midlothian Energy Facility | TX | Restructured | Ellis | STK2 | Natural Gas Fired Combined Cycle | CS |  | S | N | N | MDANP_CT1_2 |  | 289 | 0.85 | 270 | 285 | 150 | N |  |  | OP | X | 5 | 2000 | 2000 |  |  | N | IPP Non-CHP | IPP | IPP | 2 | X | NG | Non-Renewable | 0 | 289 | 0 | 1
Operable | 12501 | Midlothian Energy LLC |  | 55091 | Midlothian Energy Facility | TX | Restructured | Ellis | STK3 | Natural Gas Fired Combined Cycle | CS |  | S | N | N | MDANP_CT3_4 |  | 289 | 0.85 | 270 | 285 | 150 | N |  |  | OP | X | 7 | 2000 | 2000 |  |  | N | IPP Non-CHP | IPP | IPP | 2 | X | NG | Non-Renewable | 0 | 289 | 0 | 1
Operable | 12501 | Midlothian Energy LLC |  | 55091 | Midlothian Energy Facility | TX | Restructured | Ellis | STK4 | Natural Gas Fired Combined Cycle | CS |  | S | N | N | MDANP_CT3_4 |  | 289 | 0.85 | 270 | 285 | 150 | N |  |  | OP | X | 9 | 2000 | 2000 |  |  | N | IPP Non-CHP | IPP | IPP | 2 | X | NG | Non-Renewable | 0 | 289 | 0 | 1
Operable | 12501 | Midlothian Energy LLC |  | 55091 | Midlothian Energy Facility | TX | Restructured | Ellis | STK5 | Natural Gas Fired Combined Cycle | CS |  | S | N | N | MDANP_CT5_6 |  | 289 | 0.85 | 270 | 285 | 150 | N |  |  | OP | X | 8 | 2001 | 2001 |  |  | N | IPP Non-CHP | IPP | IPP | 2 | X | NG | Non-Renewable | 0 | 289 | 0 | 1
Operable | 12501 | Midlothian Energy LLC |  | 55091 | Midlothian Energy Facility | TX | Restructured | Ellis | STK6 | Natural Gas Fired Combined Cycle | CS |  | S | N | N | MDANP_CT5_6 |  | 289 | 0.85 | 270 | 285 | 110 | N |  |  | OP | X | 9 | 2001 | 2001 |  |  | N | IPP Non-CHP | IPP | IPP | 2 | X | NG | Non-Renewable | 0 | 289 | 0 | 1
Operable | 64729 | Midway Green Solar, LLC |  | 65389 | Midway Green Solar | SC | Vertical | Union | MIDGS | Solar Photovoltaic | PV |  | S | X | X |  |  | 12.8 |  | 12.8 | 12.8 |  | N |  |  | OP | X | 12 | 2020 | 2020 |  |  | N | IPP Non-CHP | IPP | IPP | 2 | X | SUN | Renewable | 12.8 | 0 | 1 | 0
Operable | 61801 | Midway Solar |  | 61368 | Midway Solar - TX | TX | Restructured | Pecos | PV1 | Solar Photovoltaic | PV |  | W | X | X |  |  | 182 |  | 182 | 182 |  | N |  |  | OP | X | 12 | 2018 | 2018 |  |  | N | IPP Non-CHP | IPP | IPP | 2 | X | SUN | Renewable | 182 | 0 | 1 | 0
Operable | 61396 | Midway Wind, LLC |  | 61776 | Midway Wind, LLC | TX | Restructured | San Patricio | MIDWY | Onshore Wind Turbine | WT |  | S | X | X |  |  | 162.9 | 0.95 | 162.9 | 162.9 | 0 | N |  |  | OP | X | 8 | 2019 | 2019 |  |  | N | IPP Non-CHP | IPP | IPP | 2 | X | WND | Renewable | 162.9 | 0 | 1 | 0
Operable | 12687 | Midway-Sunset Cogeneration Co |  | 52169 | Midway Sunset Cogen | CA | Vertical | Kern | A | Natural Gas Fired Combustion Turbine | GT |  | J | X | X | POD SUNSET_2_UNITS APND | ZP 26 Hub | 78 | 0.9 | 73 | 83 | 50 | N |  |  | OP | X | 5 | 1989 | Pre-2000 |  |  | Y | IPP CHP | IPP | IPP | 3 | T | NG | Non-Renewable | 0 | 78 | 0 | 1
Operable | 12687 | Midway-Sunset Cogeneration Co |  | 52169 | Midway Sunset Cogen | CA | Vertical | Kern | B | Natural Gas Fired Combustion Turbine | GT |  | J | X | X | POD SUNSET_2_UNITS APND | ZP 26 Hub | 78 | 0.9 | 73 | 83 | 50 | N |  |  | OP | X | 5 | 1989 | Pre-2000 |  |  | Y | IPP CHP | IPP | IPP | 3 | T | NG | Non-Renewable | 0 | 78 | 0 | 1
Operable | 12687 | Midway-Sunset Cogeneration Co |  | 52169 | Midway Sunset Cogen | CA | Vertical | Kern | C | Natural Gas Fired Combustion Turbine | GT |  | J | X | X | POD SUNSET_2_UNITS POD | ZP 26 Hub | 78 | 0.9 | 73 | 83 | 50 | N |  |  | OP | X | 5 | 1989 | Pre-2000 |  |  | Y | IPP CHP | IPP | IPP | 3 | T | NG | Non-Renewable | 0 | 78 | 0 | 1
Operable | 12524 | Midwest Energy Inc - (KS) |  | 1224 | Bird City | KS | Vertical | Cheyenne | 1 | Petroleum Liquids | IC |  | S | X | X |  |  | 2 | 0.9 | 2 | 2 | 0.5 | N |  |  | OP | X | 1 | 1965 | Pre-2000 |  |  | N | Electric Utility | Utility | Cooperative | 1 | X | DFO | Non-Renewable | 0 | 2 | 0 | 1
Operable | 12524 | Midwest Energy Inc - (KS) |  | 1224 | Bird City | KS | Vertical | Cheyenne | 2 | Petroleum Liquids | IC |  | S | X | X |  |  | 2 | 0.9 | 2 | 2 | 0.5 | N |  |  | OS | X | 1 | 1966 | Pre-2000 |  |  | N | Electric Utility | Utility | Cooperative | 1 | X | DFO | Non-Renewable | 0 | 2 | 0 | 1
Operable | 12524 | Midwest Energy Inc - (KS) |  | 1225 | Colby | KS | Vertical | Thomas | GT1 | Natural Gas Fired Combustion Turbine | GT |  | S | X | X | WR.MW.COLBY.MW | WR.MW.COLBY.MW | 16 | 0.85 | 13 | 13 | 5 | N |  |  | OP | X | 1 | 1970 | Pre-2000 |  |  | N | Electric Utility | Utility | Cooperative | 1 | X | NG | Non-Renewable | 0 | 16 | 0 | 1
Operable | 12524 | Midwest Energy Inc - (KS) |  | 56497 | Goodman Energy Center | KS | Vertical | Ellis | 1 | Natural Gas Internal Combustion Engine | IC |  | S | X | X | WR.MW.GMEC.MW | WR.MW.GMEC.MW | 8.4 | 0.8 | 8.2 | 8.2 | 4.2 | N |  |  | OP | X | 6 | 2008 | 2008 |  |  | N | Electric Utility | Utility | Cooperative | 1 | X | NG | Non-Renewable | 0 | 8.4 | 0 | 1
Operable | 12524 | Midwest Energy Inc - (KS) |  | 56497 | Goodman Energy Center | KS | Vertical | Ellis | 10 | Natural Gas Internal Combustion Engine | IC |  | S | X | X | WR.MW.GMEC2.MW | WR.MW.GMEC2.MW | 9.3 | 0.8 | 9.2 | 9.2 | 3.8 | N |  |  | OP | X | 4 | 2016 | 2016 |  |  | N | Electric Utility | Utility | Cooperative | 1 | X | NG | Non-Renewable | 0 | 9.3 | 0 | 1
Operable | 12524 | Midwest Energy Inc - (KS) |  | 56497 | Goodman Energy Center | KS | Vertical | Ellis | 11 | Natural Gas Internal Combustion Engine | IC |  | S | X | X | WR.MW.GMEC2.MW | WR.MW.GMEC2.MW | 9.3 | 0.8 | 9.2 | 9.2 | 3.8 | N |  |  | OP | X | 4 | 2016 | 2016 |  |  | N | Electric Utility | Utility | Cooperative | 1 | X | NG | Non-Renewable | 0 | 9.3 | 0 | 1
Operable | 12524 | Midwest Energy Inc - (KS) |  | 56497 | Goodman Energy Center | KS | Vertical | Ellis | 12 | Natural Gas Internal Combustion Engine | IC |  | S | X | X | WR.MW.GMEC2.MW | WR.MW.GMEC2.MW | 9.3 | 0.8 | 9.2 | 9.2 | 3.8 | N |  |  | OP | X | 4 | 2016 | 2016 |  |  | N | Electric Utility | Utility | Cooperative | 1 | X | NG | Non-Renewable | 0 | 9.3 | 0 | 1
Operable | 12524 | Midwest Energy Inc - (KS) |  | 56497 | Goodman Energy Center | KS | Vertical | Ellis | 2 | Natural Gas Internal Combustion Engine | IC |  | S | X | X | WR.MW.GMEC.MW | WR.MW.GMEC.MW | 8.4 | 0.8 | 8.2 | 8.2 | 4.2 | N |  |  | OP | X | 6 | 2008 | 2008 |  |  | N | Electric Utility | Utility | Cooperative | 1 | X | NG | Non-Renewable | 0 | 8.4 | 0 | 1
Operable | 12524 | Midwest Energy Inc - (KS) |  | 56497 | Goodman Energy Center | KS | Vertical | Ellis | 3 | Natural Gas Internal Combustion Engine | IC |  | S | X | X | WR.MW.GMEC.MW | WR.MW.GMEC.MW | 8.4 | 0.8 | 8.2 | 8.2 | 4.2 | N |  |  | OP | X | 6 | 2008 | 2008 |  |  | N | Electric Utility | Utility | Cooperative | 1 | X | NG | Non-Renewable | 0 | 8.4 | 0 | 1
Operable | 12524 | Midwest Energy Inc - (KS) |  | 56497 | Goodman Energy Center | KS | Vertical | Ellis | 4 | Natural Gas Internal Combustion Engine | IC |  | S | X | X | WR.MW.GMEC.MW | WR.MW.GMEC.MW | 8.4 | 0.8 | 8.2 | 8.2 | 4.2 | N |  |  | OP | X | 6 | 2008 | 2008 |  |  | N | Electric Utility | Utility | Cooperative | 1 | X | NG | Non-Renewable | 0 | 8.4 | 0 | 1
Operable | 12524 | Midwest Energy Inc - (KS) |  | 56497 | Goodman Energy Center | KS | Vertical | Ellis | 5 | Natural Gas Internal Combustion Engine | IC |  | S | X | X | WR.MW.GMEC.MW | WR.MW.GMEC.MW | 8.4 | 0.8 | 8.2 | 8.2 | 4.2 | N |  |  | OP | X | 6 | 2008 | 2008 |  |  | N | Electric Utility | Utility | Cooperative | 1 | X | NG | Non-Renewable | 0 | 8.4 | 0 | 1
Operable | 12524 | Midwest Energy Inc - (KS) |  | 56497 | Goodman Energy Center | KS | Vertical | Ellis | 6 | Natural Gas Internal Combustion Engine | IC |  | S | X | X | WR.MW.GMEC.MW | WR.MW.GMEC.MW | 8.4 | 0.8 | 8.2 | 8.2 | 4.2 | N |  |  | OP | X | 6 | 2008 | 2008 |  |  | N | Electric Utility | Utility | Cooperative | 1 | X | NG | Non-Renewable | 0 | 8.4 | 0 | 1
Operable | 12524 | Midwest Energy Inc - (KS) |  | 56497 | Goodman Energy Center | KS | Vertical | Ellis | 7 | Natural Gas Internal Combustion Engine | IC |  | S | X | X | WR.MW.GMEC2.MW | WR.MW.GMEC2.MW | 8.4 | 0.8 | 8.2 | 8.2 | 4.2 | N |  |  | OP | X | 9 | 2008 | 2008 |  |  | N | Electric Utility | Utility | Cooperative | 1 | X | NG | Non-Renewable | 0 | 8.4 | 0 | 1
Operable | 12524 | Midwest Energy Inc - (KS) |  | 56497 | Goodman Energy Center | KS | Vertical | Ellis | 8 | Natural Gas Internal Combustion Engine | IC |  | S | X | X | WR.MW.GMEC2.MW | WR.MW.GMEC2.MW | 8.4 | 0.8 | 8.2 | 8.2 | 4.2 | N |  |  | OP | X | 9 | 2008 | 2008 |  |  | N | Electric Utility | Utility | Cooperative | 1 | X | NG | Non-Renewable | 0 | 8.4 | 0 | 1
Operable | 12524 | Midwest Energy Inc - (KS) |  | 56497 | Goodman Energy Center | KS | Vertical | Ellis | 9 | Natural Gas Internal Combustion Engine | IC |  | S | X | X | WR.MW.GMEC2.MW | WR.MW.GMEC2.MW | 8.4 | 0.8 | 8.2 | 8.2 | 4.2 | N |  |  | OP | X | 9 | 2008 | 2008 |  |  | N | Electric Utility | Utility | Cooperative | 1 | X | NG | Non-Renewable | 0 | 8.4 | 0 | 1
Operable | 12524 | Midwest Energy Inc - (KS) |  | 59632 | Midwest Energy Community Solar Array | KS | Vertical | Thomas | 1036 | Solar Photovoltaic | PV |  | S | X | X |  |  | 1 |  | 0.9 | 0.9 |  | N |  |  | OP | X | 2 | 2015 | 2015 |  |  | N | Electric Utility | Utility | Cooperative | 1 | X | SUN | Renewable | 1 | 0 | 1 | 0
Operable | 12384 | Midwest Generations EME LLC |  | 879 | Powerton | IL | Restructured | Tazewell | 5 | Conventional Steam Coal | ST |  | S | X | X |  |  | 892.8 | 0.9 | 769 | 769 | 325 | N |  |  | OP | X | 9 | 1972 | Pre-2000 |  |  | N | IPP Non-CHP | IPP | IPP | 2 | X | SUB | Non-Renewable | 0 | 892.8 | 0 | 1 | NG | BIT
Operable | 12384 | Midwest Generations EME LLC |  | 879 | Powerton | IL | Restructured | Tazewell | 6 | Conventional Steam Coal | ST |  | S | X | X |  |  | 892.8 | 0.9 | 769 | 769 | 325 | N |  |  | OP | X | 12 | 1975 | Pre-2000 |  |  | N | IPP Non-CHP | IPP | IPP | 2 | X | SUB | Non-Renewable | 0 | 892.8 | 0 | 1 | NG | BIT
Operable | 12384 | Midwest Generations EME LLC |  | 883 | Waukegan | IL | Restructured | Lake | 311 | Petroleum Liquids | GT |  | S | X | X |  |  | 28 | 0.85 | 24.6 | 33.9 | 10 | N |  |  | SB | Y | 6 | 1968 | Pre-2000 |  |  | N | IPP Non-CHP | IPP | IPP | 2 | X | DFO | Non-Renewable | 0 | 28 | 0 | 1
Operable | 12384 | Midwest Generations EME LLC |  | 883 | Waukegan | IL | Restructured | Lake | 312 | Petroleum Liquids | GT |  | S | X | X |  |  | 28 | 0.85 | 28.5 | 37.4 | 10 | N |  |  | SB | Y | 6 | 1968 | Pre-2000 |  |  | N | IPP Non-CHP | IPP | IPP | 2 | X | DFO | Non-Renewable | 0 | 28 | 0 | 1
Operable | 12384 | Midwest Generations EME LLC |  | 883 | Waukegan | IL | Restructured | Lake | 321 | Petroleum Liquids | GT |  | S | X | X |  |  | 28 | 0.85 | 28 | 37.4 | 10 | N |  |  | SB | Y | 6 | 1968 | Pre-2000 |  |  | N | IPP Non-CHP | IPP | IPP | 2 | X | DFO | Non-Renewable | 0 | 28 | 0 | 1
Operable | 12384 | Midwest Generations EME LLC |  | 883 | Waukegan | IL | Restructured | Lake | 322 | Petroleum Liquids | GT |  | S | X | X |  |  | 28 | 0.85 | 26.7 | 35 | 10 | N |  |  | SB | Y | 6 | 1968 | Pre-2000 |  |  | N | IPP Non-CHP | IPP | IPP | 2 | X | DFO | Non-Renewable | 0 | 28 | 0 | 1
Operable | 12384 | Midwest Generations EME LLC |  | 886 | Fisk Street | IL | Restructured | Cook | 311 | Petroleum Liquids | GT |  | S | X | X |  |  | 32.5 | 0.85 | 25.4 | 34 | 10 | N |  |  | OP | X | 7 | 1968 | Pre-2000 |  |  | N | IPP Non-CHP | IPP | IPP | 2 | X | DFO | Non-Renewable | 0 | 32.5 | 0 | 1
Operable | 12384 | Midwest Generations EME LLC |  | 886 | Fisk Street | IL | Restructured | Cook | 312 | Petroleum Liquids | GT |  | S | X | X |  |  | 32.5 | 0.85 | 23.7 | 31.6 | 10 | N |  |  | OP | X | 7 | 1968 | Pre-2000 |  |  | N | IPP Non-CHP | IPP | IPP | 2 | X | DFO | Non-Renewable | 0 | 32.5 | 0 | 1
Operable | 12384 | Midwest Generations EME LLC |  | 886 | Fisk Street | IL | Restructured | Cook | 321 | Petroleum Liquids | GT |  | S | X | X |  |  | 32.5 | 0.85 | 25.4 | 34 | 10 | N |  |  | OP | X | 7 | 1968 | Pre-2000 |  |  | N | IPP Non-CHP | IPP | IPP | 2 | X | DFO | Non-Renewable | 0 | 32.5 | 0 | 1
Operable | 12384 | Midwest Generations EME LLC |  | 886 | Fisk Street | IL | Restructured | Cook | 322 | Petroleum Liquids | GT |  | S | X | X |  |  | 32.5 | 0.85 | 25.4 | 34 | 10 | N |  |  | OP | X | 7 | 1968 | Pre-2000 |  |  | N | IPP Non-CHP | IPP | IPP | 2 | X | DFO | Non-Renewable | 0 | 32.5 | 0 | 1
Operable | 12384 | Midwest Generations EME LLC |  | 886 | Fisk Street | IL | Restructured | Cook | 331 | Petroleum Liquids | GT |  | S | X | X |  |  | 32.5 | 0.85 | 23.7 | 31.6 | 10 | N |  |  | OP | X | 7 | 1968 | Pre-2000 |  |  | N | IPP Non-CHP | IPP | IPP | 2 | X | DFO | Non-Renewable | 0 | 32.5 | 0 | 1
Operable | 12384 | Midwest Generations EME LLC |  | 886 | Fisk Street | IL | Restructured | Cook | 332 | Petroleum Liquids | GT |  | S | X | X |  |  | 32.5 | 0.85 | 25.4 | 34 | 10 | N |  |  | OP | X | 7 | 1968 | Pre-2000 |  |  | N | IPP Non-CHP | IPP | IPP | 2 | X | DFO | Non-Renewable | 0 | 32.5 | 0 | 1
Operable | 12384 | Midwest Generations EME LLC |  | 886 | Fisk Street | IL | Restructured | Cook | 341 | Petroleum Liquids | GT |  | S | X | X |  |  | 32.5 | 0.85 | 25.4 | 34 | 10 | N |  |  | OS | X | 7 | 1968 | Pre-2000 |  |  | N | IPP Non-CHP | IPP | IPP | 2 | X | DFO | Non-Renewable | 0 | 32.5 | 0 | 1
Operable | 12384 | Midwest Generations EME LLC |  | 886 | Fisk Street | IL | Restructured | Cook | 342 | Petroleum Liquids | GT |  | S | X | X |  |  | 32.5 | 0.85 | 22.8 | 30.5 | 10 | N |  |  | OP | X | 7 | 1968 | Pre-2000 |  |  | N | IPP Non-CHP | IPP | IPP | 2 | X | DFO | Non-Renewable | 0 | 32.5 | 0 | 1
Operable | 60661 | Midwest Power Partners LLC |  | 56544 | Windom Wind Project | MN | Vertical | Cottonwood | 1 | Onshore Wind Turbine | WT |  | S | X | X | MISO | MISO | 15.6 |  | 15.6 | 15.6 | 1 | N |  |  | OP | X | 3 | 2006 | 2006 |  |  | N | IPP Non-CHP | IPP | IPP | 2 | X | WND | Renewable | 15.6 | 0 | 1 | 0
Operable | 60661 | Midwest Power Partners LLC |  | 56580 | Blue Breezes LLC | MN | Vertical | Faribault | 1 | Onshore Wind Turbine | WT |  | S | X | X |  |  | 1.3 |  | 1.3 | 1.3 | 0 | N |  |  | OP | X | 5 | 2006 | 2006 |  |  | N | IPP Non-CHP | IPP | IPP | 2 | X | WND | Renewable | 1.3 | 0 | 1 | 0
Operable | 60661 | Midwest Power Partners LLC |  | 56581 | Blue Breezes II LLC | MN | Vertical | Faribault | 1 | Onshore Wind Turbine | WT |  | S | X | X |  |  | 1.3 |  | 1.3 | 1.3 | 0 | N |  |  | OP | X | 5 | 2006 | 2006 |  |  | N | IPP Non-CHP | IPP | IPP | 2 | X | WND | Renewable | 1.3 | 0 | 1 | 0
Operable | 60661 | Midwest Power Partners LLC |  | 56586 | Sunset Breeze LLC | MN | Vertical | Nobles | 1 | Onshore Wind Turbine | WT |  | S | X | X |  |  | 1.3 |  | 1.3 | 1.3 | 0 | N |  |  | OP | X | 5 | 2006 | 2006 |  |  | N | IPP Non-CHP | IPP | IPP | 2 | X | WND | Renewable | 1.3 | 0 | 1 | 0
Operable | 60661 | Midwest Power Partners LLC |  | 56587 | Minnesota Breeze LLC | MN | Vertical | Nobles | 1 | Onshore Wind Turbine | WT |  | S | X | X |  |  | 1.3 |  | 1.3 | 1.3 | 0 | N |  |  | OP | X | 5 | 2006 | 2006 |  |  | N | IPP Non-CHP | IPP | IPP | 2 | X | WND | Renewable | 1.3 | 0 | 1 | 0
Operable | 60661 | Midwest Power Partners LLC |  | 56588 | G Flow Wind LLC | MN | Vertical | Nobles | 1 | Onshore Wind Turbine | WT |  | S | X | X |  |  | 1.3 |  | 1.3 | 1.3 | 0 | N |  |  | OP | X | 5 | 2006 | 2006 |  |  | N | IPP Non-CHP | IPP | IPP | 2 | X | WND | Renewable | 1.3 | 0 | 1 | 0
Operable | 60661 | Midwest Power Partners LLC |  | 56589 | Wolf Wind Enterprises LLC | MN | Vertical | Nobles | 1 | Onshore Wind Turbine | WT |  | S | X | X |  |  | 1.3 |  | 1.3 | 1.3 | 0 | N |  |  | OP | X | 5 | 2006 | 2006 |  |  | N | IPP Non-CHP | IPP | IPP | 2 | X | WND | Renewable | 1.3 | 0 | 1 | 0
Operable | 60661 | Midwest Power Partners LLC |  | 56590 | Green Acres Breeze LLC | MN | Vertical | Nobles | 1 | Onshore Wind Turbine | WT |  | S | X | X |  |  | 1.3 |  | 1.3 | 1.3 | 0 | N |  |  | OP | X | 5 | 2006 | 2006 |  |  | N | IPP Non-CHP | IPP | IPP | 2 | X | WND | Renewable | 1.3 | 0 | 1 | 0
Operable | 63649 | Mike Woolf Farming |  | 63994 | Firebaugh-CCS-PV-1 | CA | Vertical | Fresno | MWF01 | Solar Photovoltaic | PV |  | S | X | X |  |  | 1 |  | 1 | 0.6 |  | N |  |  | OP | X | 3 | 2015 | 2015 |  |  | N | Industrial Non-CHP | Customer Sited | Other | 6 | X | SUN | Renewable | 1 | 0 | 1 | 0
Operable | 58689 | Milan Energy LLC |  | 58818 | Milan | PA | Restructured | Bradford | 1 | Natural Gas Internal Combustion Engine | IC |  | S | X | X | 1318143941 | 1318143941 | 7 | 0.8 | 6.8 | 6.8 | 3 | N |  |  | OP | X | 3 | 2017 | 2017 |  |  | N | IPP Non-CHP | IPP | IPP | 2 | X | NG | Non-Renewable | 0 | 7 | 0 | 1
Operable | 58689 | Milan Energy LLC |  | 58818 | Milan | PA | Restructured | Bradford | 2 | Natural Gas Internal Combustion Engine | IC |  | S | X | X | 1318143941 | 1318143941 | 7 | 0.8 | 6.8 | 6.8 | 3 | N |  |  | OP | X | 3 | 2017 | 2017 |  |  | N | IPP Non-CHP | IPP | IPP | 2 | X | NG | Non-Renewable | 0 | 7 | 0 | 1
Operable | 58689 | Milan Energy LLC |  | 58818 | Milan | PA | Restructured | Bradford | 3 | Natural Gas Internal Combustion Engine | IC |  | S | X | X | 1318143941 | 1318143941 | 7 | 0.8 | 6.8 | 6.8 | 3 | N |  |  | OP | X | 3 | 2017 | 2017 |  |  | N | IPP Non-CHP | IPP | IPP | 2 | X | NG | Non-Renewable | 0 | 7 | 0 | 1
Operable | 66356 | Milford Pepes Farm Road Solar LLC |  | 67744 | Dynamic Energy CT STAG | CT | Restructured | New Haven | P5876 | Solar Photovoltaic | PV |  | S | X | X |  |  | 1.5 |  | 1.5 | 1.5 |  | N |  |  | OP | X | 8 | 2023 | 2023 |  |  | N | IPP Non-CHP | IPP | IPP | 2 | X | SUN | Renewable | 1.5 | 0 | 1 | 0
Operable | 12568 | Milford Power Co LLC |  | 55126 | Milford Power Project | CT | Restructured | New Haven | CA01 | Natural Gas Fired Combined Cycle | CS |  | S | N | N | UN.MILFD_CT21 MFD1 | UN.MILFD_CT21 MFD2 | 289 | 0.85 | 270.7 | 295.6 | 148 | N |  |  | OP | X | 2 | 2004 | 2004 |  |  | N | IPP Non-CHP | IPP | IPP | 2 | X | NG | Non-Renewable | 0 | 289 | 0 | 1
Operable | 12568 | Milford Power Co LLC |  | 55126 | Milford Power Project | CT | Restructured | New Haven | CA02 | Natural Gas Fired Combined Cycle | CS |  | S | N | N | UN.MILFD_CT21 MFD2 | UN.MILFD_CT21 MFD2 | 289 | 0.85 | 263.6 | 289.7 | 160 | N |  |  | OP | X | 5 | 2004 | 2004 |  |  | N | IPP Non-CHP | IPP | IPP | 2 | X | NG | Non-Renewable | 0 | 289 | 0 | 1
Operable | 12469 | Milford Power LLC |  | 54805 | Milford Power LP | MA | Restructured | Worcester | GT-1 | Natural Gas Fired Combined Cycle | CT | ST-1 | W | X | N |  |  | 128.9 | 0.9 | 123 | 125 | 70 | N |  |  | OP | X | 3 | 1993 | Pre-2000 |  |  | N | IPP Non-CHP | IPP | IPP | 2 | X | NG | Non-Renewable | 0 | 128.9 | 0 | 1
Operable | 12469 | Milford Power LLC |  | 54805 | Milford Power LP | MA | Restructured | Worcester | ST-1 | Natural Gas Fired Combined Cycle | CA | ST-1 | W | Y | X |  |  | 120.4 | 0.85 | 81.8 | 98.1 | 30 | N |  |  | OP | X | 3 | 1993 | Pre-2000 |  |  | N | IPP Non-CHP | IPP | IPP | 2 | X | NG | Non-Renewable | 0 | 120.4 | 0 | 1
Operable | 66040 | Milford Solar 1, LLC |  | 62812 | Milford Solar 1 | UT | Vertical | Beaver | MS1 | Solar Photovoltaic | PV |  | W | X | X |  |  | 99 |  | 99 | 99 |  | N |  |  | OP | X | 11 | 2020 | 2020 |  |  | N | IPP Non-CHP | IPP | IPP | 2 | X | SUN | Renewable | 99 | 0 | 1 | 0
Operable | 58201 | Milford Solar LLC |  | 58228 | Milford Solar Farm | DE | Restructured | Kent | GEN1 | Solar Photovoltaic | PV |  | S | X | X |  |  | 11.8 |  | 11.8 | 11.8 |  | N |  |  | OP | X | 12 | 2012 | 2012 |  |  | N | IPP Non-CHP | IPP | IPP | 2 | X | SUN | Renewable | 11.8 | 0 | 1 | 0
Operable | 65908 | Milford Wind Corridor Phase I, LLC (Longroad) |  | 57079 | Milford Wind Corridor I LLC | UT | Vertical | Beaver | 1 | Onshore Wind Turbine | WT |  | S | X | X |  |  | 203.5 |  | 203.5 | 203.5 | 0 | N |  |  | OP | X | 9 | 2009 | 2009 |  |  | N | IPP Non-CHP | IPP | IPP | 2 | X | WND | Renewable | 203.5 | 0 | 1 | 0
Operable | 56409 | Milford Wind Corridor Stage II LLC |  | 57107 | Milford Wind Corridor Stage II LLC | UT | Vertical | Beaver | 1 | Onshore Wind Turbine | WT |  | S | X | X |  |  | 102 |  | 102 | 102 | 0 | N |  |  | OP | X | 5 | 2011 | 2011 |  |  | N | IPP Non-CHP | IPP | IPP | 2 | X | WND | Renewable | 102 | 0 | 1 | 0
Operable | 62893 | Mililani I Solar LLC |  | 57242 | Mililani South Solar Farm | HI | Vertical | Honolulu | 1 | Solar Photovoltaic | PV |  | S | X | X |  |  | 39 |  | 39 | 39 |  | N |  |  | OP | X | 7 | 2022 | 2022 |  |  | N | IPP Non-CHP | IPP | IPP | 2 | X | SUN | Renewable | 39 | 0 | 1 | 0
Operable | 62893 | Mililani I Solar LLC |  | 57242 | Mililani South Solar Farm | HI | Vertical | Honolulu | 2 | Batteries | BA |  | S | X | X |  |  | 39 |  | 39 | 39 |  | N |  |  | OP | X | 7 | 2022 | 2022 |  |  | N | IPP Non-CHP | IPP | IPP | 2 | X | MWH | Other | 0 | 0 | 0 | 0
Operable | 12713 | Millennium Power Company, LLC |  | 55079 | Millennium Power | MA | Restructured | Worcester | CT01 | Natural Gas Fired Combined Cycle | CT | CC01 | S | X | N | UN.MILLENUM16 MILN | UN.MILLENUM16 MILN | 295.2 | 0.9 | 212.1 | 243 | 115 | N |  |  | OP | X | 4 | 2001 | 2001 |  |  | N | IPP Non-CHP | IPP | IPP | 2 | X | NG | Non-Renewable | 0 | 295.2 | 0 | 1
Operable | 12713 | Millennium Power Company, LLC |  | 55079 | Millennium Power | MA | Restructured | Worcester | ST01 | Natural Gas Fired Combined Cycle | CA | CC01 | S | N | X | UN.MILLENUM16 MILN | UN.MILLENUM16 MILN | 132.3 | 0.9 | 118 | 135.9 | 65 | N |  |  | OP | X | 4 | 2001 | 2001 |  |  | N | IPP Non-CHP | IPP | IPP | 2 | X | NG | Non-Renewable | 0 | 132.3 | 0 | 1
Operable | 65732 | Millers Chapel Solar, LLC |  | 66719 | Millers Chapel Solar | NC | Vertical | Wayne | MILCH | Solar Photovoltaic | PV |  | S | X | X |  |  | 4.8 |  | 4.8 | 4.8 |  | N |  |  | OP | X | 12 | 2021 | 2021 |  |  | N | IPP Non-CHP | IPP | IPP | 2 | X | SUN | Renewable | 4.8 | 0 | 1 | 0
Operable | 63993 | Milligan 1 Wind, LLC |  | 64377 | Milligan 1 Wind Farm | NE | Vertical | Saline | SG275 | Onshore Wind Turbine | WT |  | S | X | X |  |  | 99 |  | 99 | 99 | 2 | N |  |  | OP | X | 12 | 2020 | 2020 |  |  | N | IPP Non-CHP | IPP | IPP | 2 | X | WND | Renewable | 99 | 0 | 1 | 0
Operable | 63993 | Milligan 1 Wind, LLC |  | 64377 | Milligan 1 Wind Farm | NE | Vertical | Saline | SG4.5 | Onshore Wind Turbine | WT |  | S | X | X |  |  | 135 |  | 135 | 135 | 2 | N |  |  | OP | X | 3 | 2021 | 2021 |  |  | N | IPP Non-CHP | IPP | IPP | 2 | X | WND | Renewable | 135 | 0 | 1 | 0
Operable | 63993 | Milligan 1 Wind, LLC |  | 64377 | Milligan 1 Wind Farm | NE | Vertical | Saline | V110 | Onshore Wind Turbine | WT |  | S | X | X |  |  | 66 |  | 66 | 66 | 1.1 | N |  |  | OP | X | 12 | 2020 | 2020 |  |  | N | IPP Non-CHP | IPP | IPP | 2 | X | WND | Renewable | 66 | 0 | 1 | 0
Operable | 65255 | Milo CSG, LLC |  | 66086 | Milo CSG | ME | Restructured | Piscataquis | 29045 | Solar Photovoltaic | PV |  | S | X | X |  |  | 4.5 |  | 4.5 | 4.3 |  | N |  |  | OP | X | 2 | 2022 | 2022 |  |  | N | IPP Non-CHP | IPP | IPP | 2 | X | SUN | Renewable | 4.5 | 0 | 1 | 0
Operable | 59911 | Milo Solar LLC |  | 58739 | Milo Solar | NC | Vertical | Alamance | PV1 | Solar Photovoltaic | PV |  | S | X | X |  |  | 3 |  | 3 | 3 |  | N |  |  | OP | X | 4 | 2016 | 2016 |  |  | N | IPP Non-CHP | IPP | IPP | 2 | X | SUN | Renewable | 3 | 0 | 1 | 0
Operable | 12619 | Milwaukee Metro Sewerage Dist |  | 54851 | MMSD Jones Island Wastewater | WI | Vertical | Milwaukee | GEN1 | Natural Gas Fired Combustion Turbine | GT |  | S | X | X |  |  | 17.5 | 0.8 | 13 | 15 | 2 | N |  |  | OP | X | 1 | 1971 | Pre-2000 |  |  | Y | Commercial CHP | Customer Sited | Other | 5 | T | NG | Non-Renewable | 0 | 17.5 | 0 | 1 | DFO
Operable | 12619 | Milwaukee Metro Sewerage Dist |  | 54851 | MMSD Jones Island Wastewater | WI | Vertical | Milwaukee | SOL1 | Natural Gas Fired Combustion Turbine | GT |  | S | X | X |  |  | 4.6 | 0.93 | 4.6 | 4.6 | 0.7 | N |  |  | OP | X | 1 | 2013 | 2013 |  |  | Y | Commercial CHP | Customer Sited | Other | 5 | T | NG | Non-Renewable | 0 | 4.6 | 0 | 1 | LFG
Operable | 12619 | Milwaukee Metro Sewerage Dist |  | 54851 | MMSD Jones Island Wastewater | WI | Vertical | Milwaukee | SOL2 | Landfill Gas | GT |  | S | X | X |  |  | 4.6 | 0.93 | 4.6 | 4.6 | 0.7 | N |  |  | OP | X | 1 | 2013 | 2013 |  |  | Y | Commercial CHP | Customer Sited | Other | 5 | T | LFG | Renewable | 4.6 | 0 | 1 | 0 | NG
Operable | 12619 | Milwaukee Metro Sewerage Dist |  | 54851 | MMSD Jones Island Wastewater | WI | Vertical | Milwaukee | SOL3 | Landfill Gas | GT |  | S | X | X |  |  | 4.6 | 0.93 | 4.6 | 4.6 | 0.7 | N |  |  | OP | X | 1 | 2013 | 2013 |  |  | Y | Commercial CHP | Customer Sited | Other | 5 | T | LFG | Renewable | 4.6 | 0 | 1 | 0 | NG
Operable | 12619 | Milwaukee Metro Sewerage Dist |  | 55525 | MMSD South Shore Wastewater | WI | Vertical | Milwaukee | 1 | Other Waste Biomass | IC |  | S | X | X |  |  | 1.5 | 0.9 | 1.4 | 1.4 | 0.1 | N |  |  | OP | X | 8 | 2000 | 2000 |  |  | Y | Commercial CHP | Customer Sited | Other | 5 | T | OBG | Renewable | 1.5 | 0 | 1 | 0 | NG
Operable | 12619 | Milwaukee Metro Sewerage Dist |  | 55525 | MMSD South Shore Wastewater | WI | Vertical | Milwaukee | 1CAT | Other Waste Biomass | IC |  | S | X | X |  |  | 0.9 | 0.95 | 0.9 | 0.9 | 0.1 | N |  |  | OP | X | 2 | 2009 | 2009 |  |  | Y | Commercial CHP | Customer Sited | Other | 5 | T | OBG | Renewable | 0.9 | 0 | 1 | 0 | NG
Operable | 12619 | Milwaukee Metro Sewerage Dist |  | 55525 | MMSD South Shore Wastewater | WI | Vertical | Milwaukee | 2CAT | Other Waste Biomass | IC |  | S | X | X |  |  | 0.9 | 0.95 | 0.9 | 0.9 | 0.1 | N |  |  | OP | X | 1 | 2010 | 2010 |  |  | Y | Commercial CHP | Customer Sited | Other | 5 | T | OBG | Renewable | 0.9 | 0 | 1 | 0 | NG
Operable | 12619 | Milwaukee Metro Sewerage Dist |  | 55525 | MMSD South Shore Wastewater | WI | Vertical | Milwaukee | 3CAT | Other Waste Biomass | IC |  | S | X | X |  |  | 0.9 | 0.95 | 0.9 | 0.9 | 0.1 | N |  |  | OP | X | 1 | 2009 | 2009 |  |  | Y | Commercial CHP | Customer Sited | Other | 5 | T | OBG | Renewable | 0.9 | 0 | 1 | 0 | NG
Operable | 12619 | Milwaukee Metro Sewerage Dist |  | 55525 | MMSD South Shore Wastewater | WI | Vertical | Milwaukee | 4CAT | Other Waste Biomass | IC |  | S | X | X |  |  | 0.9 | 0.95 | 0.9 | 0.9 | 0.1 | N |  |  | OP | X | 1 | 2009 | 2009 |  |  | Y | Commercial CHP | Customer Sited | Other | 5 | T | OBG | Renewable | 0.9 | 0 | 1 | 0 | NG
Operable | 61458 | Minco Wind IV, LLC |  | 61836 | Minco Wind IV, LLC | OK | Vertical | Canadian | MIV | Onshore Wind Turbine | WT |  | S | X | X |  |  | 130 |  | 130 | 130 | 130 | N |  |  | OP | X | 12 | 2018 | 2018 |  |  | N | IPP Non-CHP | IPP | IPP | 2 | X | WND | Renewable | 130 | 0 | 1 | 0
Operable | 61681 | Minisink Solar 1 LLC |  | 62145 | Minisink Solar 1 LLC | NY | Restructured | Orange | MINI1 | Solar Photovoltaic | PV |  | S | X | X |  |  | 1.8 |  | 1.8 | 1.8 |  | N |  |  | OP | X | 10 | 2018 | 2018 |  |  | N | IPP Non-CHP | IPP | IPP | 2 | X | SUN | Renewable | 1.8 | 0 | 1 | 0
Operable | 61682 | Minisink Solar 2 LLC |  | 62146 | Minisink Community Solar 2 LLC | NY | Restructured | Orange | MINI2 | Solar Photovoltaic | PV |  | S | X | X |  |  | 2 |  | 2 | 2 |  | N |  |  | OP | X | 11 | 2018 | 2018 |  |  | N | IPP Non-CHP | IPP | IPP | 2 | X | SUN | Renewable | 2 | 0 | 1 | 0
Operable | 64191 | Minisink Solar LLC |  | 64577 | Minisink CSG | NY | Restructured | Orange | MIN | Solar Photovoltaic | PV |  | S | X | X |  |  | 1 |  | 1 | 1 |  | N |  |  | OP | X | 7 | 2021 | 2021 |  |  | N | IPP Non-CHP | IPP | IPP | 2 | X | SUN | Renewable | 1 | 0 | 1 | 0
Operable | 6288 | Mink Creek Hydro Entity |  | 10325 | Mink Creek Hydro | ID | Vertical | Franklin | GEN1 | Conventional Hydroelectric | HY |  | S | X | X |  |  | 3.1 | 1 | 2 | 0.6 | 0.2 | N |  |  | OP | X | 12 | 1986 | Pre-2000 |  |  | N | IPP Non-CHP | IPP | IPP | 2 | X | WAT | Renewable | 3.1 | 0 | 1 | 0
Operable | 63206 | Minke Solar, LLC |  | 63465 | Minke Solar | OR | Vertical | Clackamas | PGR20 | Solar Photovoltaic | PV |  | S | X | X |  |  | 2.2 |  | 2.2 | 2.2 |  | N |  |  | OP | X | 12 | 2020 | 2020 |  |  | N | IPP Non-CHP | IPP | IPP | 2 | X | SUN | Renewable | 2.2 | 0 | 1 | 0
Operable | 12667 | Minnesota Municipal Power Agny |  | 7844 | Minnesota River | MN | Vertical | Carver | UOO1 | Natural Gas Fired Combustion Turbine | GT |  | W | X | X | NSP.MINRVR1 | NSP.MINRVR1 | 49 | 0.8 | 39 | 39 | 1 | N |  |  | OP | X | 5 | 2001 | 2001 |  |  | N | Electric Utility | Utility | Municipal | 1 | X | NG | Non-Renewable | 0 | 49 | 0 | 1 | DFO
Operable | 12667 | Minnesota Municipal Power Agny |  | 56164 | Faribault Energy Park | MN | Vertical | Rice | EU01 | Natural Gas Fired Combined Cycle | CT | G861 | S | X | N | NSP.MMPA.FEP | NSP.MMPA.FEP | 212.5 | 0.85 | 153 | 182 | 110 | N |  |  | OP | X | 5 | 2005 | 2005 |  |  | N | Electric Utility | Utility | Municipal | 1 | X | NG | Non-Renewable | 0 | 212.5 | 0 | 1 | DFO
Operable | 12667 | Minnesota Municipal Power Agny |  | 56164 | Faribault Energy Park | MN | Vertical | Rice | HRSG | Natural Gas Fired Combined Cycle | CA | G861 | S | Y | X | NSP.MMPA.FEP | NSP.MMPA.FEP | 122 | 0.85 | 108 | 108 | 70 | N |  |  | OP | X | 8 | 2007 | 2007 |  |  | N | Electric Utility | Utility | Municipal | 1 | X | NG | Non-Renewable | 0 | 122 | 0 | 1 | DFO
Operable | 12667 | Minnesota Municipal Power Agny |  | 57432 | Oak Glen Wind Farm | MN | Vertical | Steele | 1 | Onshore Wind Turbine | WT |  | S | X | X | ALTW.MMPA.OGWF | ALTW.MMPA.OGWF | 44 |  | 44 | 44 | 0.4 | N |  |  | OP | X | 11 | 2011 | 2011 |  |  | N | Electric Utility | Utility | Municipal | 1 | X | WND | Renewable | 44 | 0 | 1 | 0
Operable | 12667 | Minnesota Municipal Power Agny |  | 60647 | Shakopee Energy Park | MN | Vertical | Scott | SQA01 | Natural Gas Internal Combustion Engine | IC |  | S | X | X |  |  | 9.3 | 0.8 | 9.3 | 9.3 | 3 | N |  |  | OP | X | 2 | 2017 | 2017 |  |  | Y | Electric Utility | Utility | Municipal | 1 | T | NG | Non-Renewable | 0 | 9.3 | 0 | 1
Operable | 12667 | Minnesota Municipal Power Agny |  | 60647 | Shakopee Energy Park | MN | Vertical | Scott | SQA02 | Natural Gas Internal Combustion Engine | IC |  | S | X | X |  |  | 9.3 | 0.8 | 9.3 | 9.3 | 3 | N |  |  | OP | X | 2 | 2017 | 2017 |  |  | Y | Electric Utility | Utility | Municipal | 1 | T | NG | Non-Renewable | 0 | 9.3 | 0 | 1
Operable | 12667 | Minnesota Municipal Power Agny |  | 60647 | Shakopee Energy Park | MN | Vertical | Scott | SQA03 | Natural Gas Internal Combustion Engine | IC |  | S | X | X |  |  | 9.3 | 0.8 | 9.3 | 9.3 | 3 | N |  |  | OP | X | 2 | 2017 | 2017 |  |  | Y | Electric Utility | Utility | Municipal | 1 | T | NG | Non-Renewable | 0 | 9.3 | 0 | 1
Operable | 12667 | Minnesota Municipal Power Agny |  | 60647 | Shakopee Energy Park | MN | Vertical | Scott | SQA04 | Natural Gas Internal Combustion Engine | IC |  | S | X | X |  |  | 9.3 | 0.8 | 9.3 | 9.3 | 3 | N |  |  | OP | X | 2 | 2017 | 2017 |  |  | Y | Electric Utility | Utility | Municipal | 1 | T | NG | Non-Renewable | 0 | 9.3 | 0 | 1
Operable | 12667 | Minnesota Municipal Power Agny |  | 60647 | Shakopee Energy Park | MN | Vertical | Scott | SQA05 | Natural Gas Internal Combustion Engine | IC |  | S | X | X |  |  | 9.3 | 0.8 | 9.3 | 9.3 | 3 | N |  |  | OP | X | 2 | 2017 | 2017 |  |  | Y | Electric Utility | Utility | Municipal | 1 | T | NG | Non-Renewable | 0 | 9.3 | 0 | 1
Operable | 61101 | Minnesota Solar CSG 1, LLC |  | 61494 | Wright Cuddyer CSG | MN | Vertical | Wright | 41327 | Solar Photovoltaic | PV |  | S | X | X |  |  | 1 |  | 1 | 1 |  | N |  |  | OP | X | 10 | 2018 | 2018 |  |  | N | IPP Non-CHP | IPP | IPP | 2 | X | SUN | Renewable | 1 | 0 | 1 | 0
Operable | 61101 | Minnesota Solar CSG 1, LLC |  | 61494 | Wright Cuddyer CSG | MN | Vertical | Wright | 41328 | Solar Photovoltaic | PV |  | S | X | X |  |  | 1 |  | 1 | 1 |  | N |  |  | OP | X | 10 | 2018 | 2018 |  |  | N | IPP Non-CHP | IPP | IPP | 2 | X | SUN | Renewable | 1 | 0 | 1 | 0
Operable | 61101 | Minnesota Solar CSG 1, LLC |  | 61494 | Wright Cuddyer CSG | MN | Vertical | Wright | 41329 | Solar Photovoltaic | PV |  | S | X | X |  |  | 1 |  | 1 | 1 |  | N |  |  | OP | X | 10 | 2018 | 2018 |  |  | N | IPP Non-CHP | IPP | IPP | 2 | X | SUN | Renewable | 1 | 0 | 1 | 0
Operable | 61101 | Minnesota Solar CSG 1, LLC |  | 61494 | Wright Cuddyer CSG | MN | Vertical | Wright | 41330 | Solar Photovoltaic | PV |  | S | X | X |  |  | 1 |  | 1 | 1 |  | N |  |  | OP | X | 10 | 2018 | 2018 |  |  | N | IPP Non-CHP | IPP | IPP | 2 | X | SUN | Renewable | 1 | 0 | 1 | 0
Operable | 61075 | Minnesota Solar CSG 19, LLC |  | 61453 | B.R. Corcoran CSG | MN | Vertical | Hennepin | 42278 | Solar Photovoltaic | PV |  | S | X | X |  |  | 1 |  | 1 | 1 |  | N |  |  | OP | X | 11 | 2017 | 2017 |  |  | N | IPP Non-CHP | IPP | IPP | 2 | X | SUN | Renewable | 1 | 0 | 1 | 0
Operable | 61075 | Minnesota Solar CSG 19, LLC |  | 61453 | B.R. Corcoran CSG | MN | Vertical | Hennepin | 42279 | Solar Photovoltaic | PV |  | S | X | X |  |  | 1 |  | 1 | 1 |  | N |  |  | OP | X | 11 | 2017 | 2017 |  |  | N | IPP Non-CHP | IPP | IPP | 2 | X | SUN | Renewable | 1 | 0 | 1 | 0
Operable | 61075 | Minnesota Solar CSG 19, LLC |  | 61453 | B.R. Corcoran CSG | MN | Vertical | Hennepin | 42280 | Solar Photovoltaic | PV |  | S | X | X |  |  | 1 |  | 1 | 1 |  | N |  |  | OP | X | 11 | 2017 | 2017 |  |  | N | IPP Non-CHP | IPP | IPP | 2 | X | SUN | Renewable | 1 | 0 | 1 | 0
Operable | 61075 | Minnesota Solar CSG 19, LLC |  | 61453 | B.R. Corcoran CSG | MN | Vertical | Hennepin | 42281 | Solar Photovoltaic | PV |  | S | X | X |  |  | 1 |  | 1 | 1 |  | N |  |  | OP | X | 11 | 2017 | 2017 |  |  | N | IPP Non-CHP | IPP | IPP | 2 | X | SUN | Renewable | 1 | 0 | 1 | 0
Operable | 61075 | Minnesota Solar CSG 19, LLC |  | 61453 | B.R. Corcoran CSG | MN | Vertical | Hennepin | 42282 | Solar Photovoltaic | PV |  | S | X | X |  |  | 1 |  | 1 | 1 |  | N |  |  | OP | X | 11 | 2017 | 2017 |  |  | N | IPP Non-CHP | IPP | IPP | 2 | X | SUN | Renewable | 1 | 0 | 1 | 0
Operable | 61074 | Minnesota Solar CSG 21, LLC |  | 61454 | B.R. Sartell CSG | MN | Vertical | Stearns | 42286 | Solar Photovoltaic | PV |  | S | X | X |  |  | 1 |  | 1 | 1 |  | N |  |  | OP | X | 11 | 2017 | 2017 |  |  | N | IPP Non-CHP | IPP | IPP | 2 | X | SUN | Renewable | 1 | 0 | 1 | 0
Operable | 61074 | Minnesota Solar CSG 21, LLC |  | 61454 | B.R. Sartell CSG | MN | Vertical | Stearns | 42287 | Solar Photovoltaic | PV |  | S | X | X |  |  | 1 |  | 1 | 1 |  | N |  |  | OP | X | 11 | 2017 | 2017 |  |  | N | IPP Non-CHP | IPP | IPP | 2 | X | SUN | Renewable | 1 | 0 | 1 | 0
Operable | 61074 | Minnesota Solar CSG 21, LLC |  | 61454 | B.R. Sartell CSG | MN | Vertical | Stearns | 42288 | Solar Photovoltaic | PV |  | S | X | X |  |  | 1 |  | 1 | 1 |  | N |  |  | OP | X | 11 | 2017 | 2017 |  |  | N | IPP Non-CHP | IPP | IPP | 2 | X | SUN | Renewable | 1 | 0 | 1 | 0
Operable | 61076 | Minnesota Solar CSG 4, LLC |  | 61456 | Montgomery Winsted CSG | MN | Vertical | McLeod | 41620 | Solar Photovoltaic | PV |  | S | X | X |  |  | 1 |  | 1 | 1 |  | N |  |  | OP | X | 11 | 2017 | 2017 |  |  | N | IPP Non-CHP | IPP | IPP | 2 | X | SUN | Renewable | 1 | 0 | 1 | 0
Operable | 61076 | Minnesota Solar CSG 4, LLC |  | 61456 | Montgomery Winsted CSG | MN | Vertical | McLeod | 41621 | Solar Photovoltaic | PV |  | S | X | X |  |  | 1 |  | 1 | 1 |  | N |  |  | OP | X | 11 | 2017 | 2017 |  |  | N | IPP Non-CHP | IPP | IPP | 2 | X | SUN | Renewable | 1 | 0 | 1 | 0
Operable | 61076 | Minnesota Solar CSG 4, LLC |  | 61456 | Montgomery Winsted CSG | MN | Vertical | McLeod | 41622 | Solar Photovoltaic | PV |  | S | X | X |  |  | 1 |  | 1 | 1 |  | N |  |  | OP | X | 11 | 2017 | 2017 |  |  | N | IPP Non-CHP | IPP | IPP | 2 | X | SUN | Renewable | 1 | 0 | 1 | 0
Operable | 61102 | Minnesota Solar CSG 8, LLC |  | 61495 | Carver Gladden CSG | MN | Vertical | Carver | 42254 | Solar Photovoltaic | PV |  | S | X | X |  |  | 1 |  | 1 | 1 |  | N |  |  | OP | X | 4 | 2018 | 2018 |  |  | N | IPP Non-CHP | IPP | IPP | 2 | X | SUN | Renewable | 1 | 0 | 1 | 0
Operable | 61102 | Minnesota Solar CSG 8, LLC |  | 61495 | Carver Gladden CSG | MN | Vertical | Carver | 42255 | Solar Photovoltaic | PV |  | S | X | X |  |  | 1 |  | 1 | 1 |  | N |  |  | OP | X | 4 | 2018 | 2018 |  |  | N | IPP Non-CHP | IPP | IPP | 2 | X | SUN | Renewable | 1 | 0 | 1 | 0
Operable | 61102 | Minnesota Solar CSG 8, LLC |  | 61495 | Carver Gladden CSG | MN | Vertical | Carver | 42256 | Solar Photovoltaic | PV |  | S | X | X |  |  | 1 |  | 1 | 1 |  | N |  |  | OP | X | 4 | 2018 | 2018 |  |  | N | IPP Non-CHP | IPP | IPP | 2 | X | SUN | Renewable | 1 | 0 | 1 | 0
Operable | 61073 | Minnesota Solar CSG 9, LLC |  | 61455 | B.R. Sauk Rapids CSG | MN | Vertical | Benton | 42292 | Solar Photovoltaic | PV |  | S | X | X |  |  | 1 |  | 1 | 1 |  | N |  |  | OP | X | 11 | 2017 | 2017 |  |  | N | IPP Non-CHP | IPP | IPP | 2 | X | SUN | Renewable | 1 | 0 | 1 | 0
Operable | 61073 | Minnesota Solar CSG 9, LLC |  | 61455 | B.R. Sauk Rapids CSG | MN | Vertical | Benton | 42294 | Solar Photovoltaic | PV |  | S | X | X |  |  | 1 |  | 1 | 1 |  | N |  |  | OP | X | 11 | 2017 | 2017 |  |  | N | IPP Non-CHP | IPP | IPP | 2 | X | SUN | Renewable | 1 | 0 | 1 | 0
Operable | 61073 | Minnesota Solar CSG 9, LLC |  | 61455 | B.R. Sauk Rapids CSG | MN | Vertical | Benton | 42295 | Solar Photovoltaic | PV |  | S | X | X |  |  | 1 |  | 1 | 1 |  | N |  |  | OP | X | 11 | 2017 | 2017 |  |  | N | IPP Non-CHP | IPP | IPP | 2 | X | SUN | Renewable | 1 | 0 | 1 | 0
Operable | 61073 | Minnesota Solar CSG 9, LLC |  | 61455 | B.R. Sauk Rapids CSG | MN | Vertical | Benton | 42296 | Solar Photovoltaic | PV |  | S | X | X |  |  | 1 |  | 1 | 1 |  | N |  |  | OP | X | 11 | 2017 | 2017 |  |  | N | IPP Non-CHP | IPP | IPP | 2 | X | SUN | Renewable | 1 | 0 | 1 | 0
Operable | 61073 | Minnesota Solar CSG 9, LLC |  | 61455 | B.R. Sauk Rapids CSG | MN | Vertical | Benton | 42297 | Solar Photovoltaic | PV |  | S | X | X |  |  | 1 |  | 1 | 1 |  | N |  |  | OP | X | 11 | 2017 | 2017 |  |  | N | IPP Non-CHP | IPP | IPP | 2 | X | SUN | Renewable | 1 | 0 | 1 | 0
Operable | 59913 | Minnie Solar LLC |  | 58740 | Minnie Solar | NC | Vertical | Alamance | PV1 | Solar Photovoltaic | PV |  | S | X | X |  |  | 3 |  | 3 | 3 |  | N |  |  | OP | X | 4 | 2016 | 2016 |  |  | N | IPP Non-CHP | IPP | IPP | 2 | X | SUN | Renewable | 3 | 0 | 1 | 0
Operable | 12658 | Minnkota Power Coop, Inc |  | 2823 | Milton R Young | ND | Vertical | Oliver | 1 | Conventional Steam Coal | ST |  | S | X | X |  |  | 257 | 0.9 | 237 | 237 | 150 | N |  |  | OP | X | 10 | 1970 | Pre-2000 |  |  | N | Electric Utility | Utility | Cooperative | 1 | X | LIG | Non-Renewable | 0 | 257 | 0 | 1
Operable | 12658 | Minnkota Power Coop, Inc |  | 2823 | Milton R Young | ND | Vertical | Oliver | 2 | Conventional Steam Coal | ST |  | W | X | X |  |  | 477 | 0.9 | 447 | 455 | 270 | N |  |  | OP | X | 4 | 1977 | Pre-2000 |  |  | N | Electric Utility | Utility | Cooperative | 1 | X | LIG | Non-Renewable | 0 | 477 | 0 | 1
Operable | 63139 | Minonk Stewardship Wind LLC |  | 63384 | Bennington Wind | IL | Restructured | Marshall | BENN | Onshore Wind Turbine | WT |  | S | X | X |  |  | 93 |  | 93 | 93 | 0 | N |  |  | OP | X | 10 | 2021 | 2021 |  |  | N | IPP Non-CHP | IPP | IPP | 2 | X | WND | Renewable | 93 | 0 | 1 | 0
Operable | 62122 | Minuteman Energy Storage, LLC |  | 62644 | Minuteman Energy Storage | MA | Restructured | Middlesex | MMES | Batteries | BA |  | S | X | X |  |  | 5 |  | 5 | 5 | 0 | N |  |  | OP | X | 5 | 2019 | 2019 |  |  | N | IPP Non-CHP | IPP | IPP | 2 | X | MWH | Other | 0 | 0 | 0 | 0
Operable | 63048 | Misae Lessee LLC |  | 62249 | Misae Solar | TX | Restructured | Childress | 77777 | Solar Photovoltaic | PV |  | W | X | X |  |  | 240 |  | 240 | 240 |  | N |  |  | OP | X | 1 | 2020 | 2020 |  |  | N | IPP Non-CHP | IPP | IPP | 2 | X | SUN | Renewable | 240 | 0 | 1 | 0
Operable | 12704 | Mississippi Baptist Medical |  | 54203 | Mississippi Baptist Medical Center | MS | Vertical | Hinds | A | Natural Gas Fired Combustion Turbine | GT |  | S | X | X |  |  | 4.2 | 0.8 | 4 | 4 | 2 | N |  |  | SB | Y | 1 | 1991 | Pre-2000 |  |  | Y | Commercial CHP | Customer Sited | Other | 5 | T | NG | Non-Renewable | 0 | 4.2 | 0 | 1
Operable | 12686 | Mississippi Power Co |  | 2047 | Chevron Oil | MS | Vertical | Jackson | 1 | Natural Gas Fired Combustion Turbine | GT |  | S | X | X |  |  | 16.6 | 0.85 | 17 | 18 | 8 | N |  |  | OP | X | 7 | 1967 | Pre-2000 |  |  | Y | Electric Utility | Utility | Investor Owned Utility | 1 | T | NG | Non-Renewable | 0 | 16.6 | 0 | 1
Operable | 12686 | Mississippi Power Co |  | 2047 | Chevron Oil | MS | Vertical | Jackson | 2 | Natural Gas Fired Combustion Turbine | GT |  | S | X | X |  |  | 16.6 | 0.85 | 18 | 19 | 8 | N |  |  | OP | X | 7 | 1967 | Pre-2000 |  |  | Y | Electric Utility | Utility | Investor Owned Utility | 1 | T | NG | Non-Renewable | 0 | 16.6 | 0 | 1
Operable | 12686 | Mississippi Power Co |  | 2047 | Chevron Oil | MS | Vertical | Jackson | 3 | Natural Gas Fired Combustion Turbine | GT |  | S | X | X |  |  | 18 | 0.85 | 16 | 18 | 8 | N |  |  | OP | X | 10 | 1971 | Pre-2000 |  |  | Y | Electric Utility | Utility | Investor Owned Utility | 1 | T | NG | Non-Renewable | 0 | 18 | 0 | 1
Operable | 12686 | Mississippi Power Co |  | 2047 | Chevron Oil | MS | Vertical | Jackson | 4 | Natural Gas Fired Combustion Turbine | GT |  | S | X | X |  |  | 18 | 0.85 | 16 | 18 | 8 | N |  |  | OP | X | 9 | 1971 | Pre-2000 |  |  | Y | Electric Utility | Utility | Investor Owned Utility | 1 | T | NG | Non-Renewable | 0 | 18 | 0 | 1
Operable | 12686 | Mississippi Power Co |  | 2047 | Chevron Oil | MS | Vertical | Jackson | 5 | Natural Gas Fired Combustion Turbine | GT |  | S | X | X |  |  | 101.3 | 0.85 | 70 | 80 | 70 | N |  |  | OP | X | 5 | 1994 | Pre-2000 |  |  | Y | Electric Utility | Utility | Investor Owned Utility | 1 | T | NG | Non-Renewable | 0 | 101.3 | 0 | 1
Operable | 12686 | Mississippi Power Co |  | 2048 | Sweatt | MS | Vertical | Lauderdale | A | Natural Gas Fired Combustion Turbine | GT |  | S | X | X |  |  | 41.9 | 0.9 | 32 | 41 | 21 | N |  |  | OP | X | 5 | 1971 | Pre-2000 |  |  | N | Electric Utility | Utility | Investor Owned Utility | 1 | X | NG | Non-Renewable | 0 | 41.9 | 0 | 1
Operable | 12686 | Mississippi Power Co |  | 2049 | Jack Watson | MS | Vertical | Harrison | 4 | Natural Gas Steam Turbine | ST |  | S | X | X |  |  | 299.2 | 0.85 | 236 | 236 | 67.5 | N |  |  | OP | X | 6 | 1968 | Pre-2000 |  |  | N | Electric Utility | Utility | Investor Owned Utility | 1 | X | NG | Non-Renewable | 0 | 299.2 | 0 | 1
Operable | 12686 | Mississippi Power Co |  | 2049 | Jack Watson | MS | Vertical | Harrison | 5 | Natural Gas Steam Turbine | ST |  | S | X | X |  |  | 578 | 0.85 | 485 | 485 | 156.3 | N |  |  | OP | X | 5 | 1973 | Pre-2000 |  |  | N | Electric Utility | Utility | Investor Owned Utility | 1 | X | NG | Non-Renewable | 0 | 578 | 0 | 1
Operable | 12686 | Mississippi Power Co |  | 2049 | Jack Watson | MS | Vertical | Harrison | A | Natural Gas Fired Combustion Turbine | GT |  | S | X | X |  |  | 41.9 | 0.9 | 33 | 41.2 | 21 | N |  |  | OP | X | 6 | 1970 | Pre-2000 |  |  | N | Electric Utility | Utility | Investor Owned Utility | 1 | X | NG | Non-Renewable | 0 | 41.9 | 0 | 1
Operable | 12686 | Mississippi Power Co |  | 6073 | Victor J Daniel Jr | MS | Vertical | Jackson | 1 | Conventional Steam Coal | ST |  | J | X | X |  |  | 548.3 | 0.85 | 502 | 502 | 165 | N |  |  | OP | X | 9 | 1977 | Pre-2000 | 12 | 2027 | N | Electric Utility | Utility | Investor Owned Utility | 1 | X | SUB | Non-Renewable | 0 | 548.3 | 0 | 1 | BIT | DFO
Operable | 12686 | Mississippi Power Co |  | 6073 | Victor J Daniel Jr | MS | Vertical | Jackson | 2 | Conventional Steam Coal | ST |  | J | X | X |  |  | 548.3 | 0.85 | 502 | 502 | 165 | N |  |  | OP | X | 6 | 1981 | Pre-2000 | 12 | 2027 | N | Electric Utility | Utility | Investor Owned Utility | 1 | X | SUB | Non-Renewable | 0 | 548.3 | 0 | 1 | BIT | DFO
Operable | 12686 | Mississippi Power Co |  | 6073 | Victor J Daniel Jr | MS | Vertical | Jackson | 3 | Natural Gas Fired Combined Cycle | CT | 3 | S | X | N |  |  | 185.5 | 0.85 | 563 | 587.5 | 110 | N |  |  | OP | X | 5 | 2001 | 2001 |  |  | N | Electric Utility | Utility | Investor Owned Utility | 1 | X | NG | Non-Renewable | 0 | 185.5 | 0 | 1
Operable | 12686 | Mississippi Power Co |  | 6073 | Victor J Daniel Jr | MS | Vertical | Jackson | 3CT | Natural Gas Fired Combined Cycle | CT | 3 | S | X | N |  |  | 185.5 | 0.85 |  |  | 110 | N |  |  | OP | X | 5 | 2001 | 2001 |  |  | N | Electric Utility | Utility | Investor Owned Utility | 1 | X | NG | Non-Renewable | 0 | 185.5 | 0 | 1
Operable | 12686 | Mississippi Power Co |  | 6073 | Victor J Daniel Jr | MS | Vertical | Jackson | 3ST | Natural Gas Fired Combined Cycle | CA | 3 | S | Y | X |  |  | 195.2 | 0.85 |  |  | 145 | N |  |  | OP | X | 5 | 2001 | 2001 |  |  | N | Electric Utility | Utility | Investor Owned Utility | 1 | X | NG | Non-Renewable | 0 | 195.2 | 0 | 1
Operable | 12686 | Mississippi Power Co |  | 6073 | Victor J Daniel Jr | MS | Vertical | Jackson | 4 | Natural Gas Fired Combined Cycle | CT | 4 | S | X | N |  |  | 185.5 | 0.85 | 559 | 588 | 110 | N |  |  | OP | X | 4 | 2001 | 2001 |  |  | N | Electric Utility | Utility | Investor Owned Utility | 1 | X | NG | Non-Renewable | 0 | 185.5 | 0 | 1
Operable | 12686 | Mississippi Power Co |  | 6073 | Victor J Daniel Jr | MS | Vertical | Jackson | 4CT | Natural Gas Fired Combined Cycle | CT | 4 | S | X | N |  |  | 185.5 | 0.85 |  |  | 110 | N |  |  | OP | X | 4 | 2001 | 2001 |  |  | N | Electric Utility | Utility | Investor Owned Utility | 1 | X | NG | Non-Renewable | 0 | 185.5 | 0 | 1
Operable | 12686 | Mississippi Power Co |  | 6073 | Victor J Daniel Jr | MS | Vertical | Jackson | 4ST | Natural Gas Fired Combined Cycle | CA | 4 | S | Y | X |  |  | 195.2 | 0.85 |  |  | 145 | N |  |  | OP | X | 4 | 2001 | 2001 |  |  | N | Electric Utility | Utility | Investor Owned Utility | 1 | X | NG | Non-Renewable | 0 | 195.2 | 0 | 1
Operable | 12686 | Mississippi Power Co |  | 57037 | Ratcliffe | MS | Vertical | Kemper | 1A | Natural Gas Fired Combined Cycle | CT | 1 | S | X | N |  |  | 235.5 | 0.85 | 661.7 | 721 | 124.6 | N |  |  | OP | X | 8 | 2014 | 2014 |  |  | N | Electric Utility | Utility | Investor Owned Utility | 1 | X | NG | Non-Renewable | 0 | 235.5 | 0 | 1
Operable | 12686 | Mississippi Power Co |  | 57037 | Ratcliffe | MS | Vertical | Kemper | 1B | Natural Gas Fired Combined Cycle | CT | 1 | S | X | N |  |  | 235.5 | 0.85 |  |  | 124.6 | N |  |  | OP | X | 8 | 2014 | 2014 |  |  | N | Electric Utility | Utility | Investor Owned Utility | 1 | X | NG | Non-Renewable | 0 | 235.5 | 0 | 1
Operable | 12686 | Mississippi Power Co |  | 57037 | Ratcliffe | MS | Vertical | Kemper | 1C | Natural Gas Fired Combined Cycle | CA | 1 | S | Y | X |  |  | 369 | 0.9 |  |  | 89.1 | N |  |  | OP | X | 8 | 2014 | 2014 |  |  | N | Electric Utility | Utility | Investor Owned Utility | 1 | X | NG | Non-Renewable | 0 | 369 | 0 | 1
Operable | 12686 | Mississippi Power Co |  | 65697 | Walnut Grove Demonstration Plant | MS | Vertical | Leake | 1A | Batteries | BA |  | S | X | X |  |  | 1.5 |  | 1.5 | 1.5 |  | N |  |  | OP | X | 7 | 2023 | 2023 |  |  | N | Electric Utility | Utility | Investor Owned Utility | 1 | X | MWH | Other | 0 | 0 | 0 | 0
Operable | 12686 | Mississippi Power Co |  | 65697 | Walnut Grove Demonstration Plant | MS | Vertical | Leake | 1B | Solar Photovoltaic | PV |  | S | X | X |  |  | 1.5 |  | 1.5 | 1.5 |  | N |  |  | OP | X | 7 | 2023 | 2023 |  |  | N | Electric Utility | Utility | Investor Owned Utility | 1 | X | SUN | Renewable | 1.5 | 0 | 1 | 0
Operable | 12710 | Missouri Basin Muni Power Agny |  | 7247 | Watertown Power Plant | SD | Vertical | Codington | 1 | Petroleum Liquids | GT |  | S | X | X |  |  | 67.5 | 0.9 | 50 | 60 | 10 | N |  |  | OP | X | 1 | 1978 | Pre-2000 |  |  | N | Electric Utility | Utility | Municipal | 1 | X | DFO | Non-Renewable | 0 | 67.5 | 0 | 1
Operable | 12670 | Missouri Jnt Muni.Pwr Elec. Ut. Comm. |  | 56478 | MJMEUC Generating Station #1 | MO | Vertical | Audrain | 1 | Natural Gas Fired Combustion Turbine | GT |  | W | X | X | MO.AM.LADD.MP | MO.AM.LADD.MP | 13.3 | 0.8 | 11.3 | 13 | 9 | N |  |  | OP | X | 10 | 2007 | 2007 |  |  | Y | IPP CHP | IPP | IPP | 3 | T | NG | Non-Renewable | 0 | 13.3 | 0 | 1
Operable | 12670 | Missouri Jnt Muni.Pwr Elec. Ut. Comm. |  | 57946 | Fredericktown Energy Center | MO | Vertical | Madison | UNIT1 | Natural Gas Fired Combustion Turbine | GT |  | W | X | X | MO.AM.FRED1.MP | MO.AM.FRED1.MP | 13.8 | 0.8 | 12 | 13.8 | 9 | N |  |  | OP | X | 6 | 2015 | 2015 |  |  | N | IPP Non-CHP | IPP | IPP | 2 | X | NG | Non-Renewable | 0 | 13.8 | 0 | 1
Operable | 12670 | Missouri Jnt Muni.Pwr Elec. Ut. Comm. |  | 57946 | Fredericktown Energy Center | MO | Vertical | Madison | UNIT2 | Natural Gas Fired Combustion Turbine | GT |  | W | X | X | MO.AM.FRED2.MP | MO.AM.FRED2.MP | 13.8 | 0.8 | 12 | 13.8 | 9 | N |  |  | OP | X | 6 | 2015 | 2015 |  |  | N | IPP Non-CHP | IPP | IPP | 2 | X | NG | Non-Renewable | 0 | 13.8 | 0 | 1
Operable | 12670 | Missouri Jnt Muni.Pwr Elec. Ut. Comm. |  | 58959 | Butler Solar Power Project | MO | Vertical | Bates | BSF1 | Solar Photovoltaic | PV |  | W | X | X |  |  | 2.8 |  | 2.8 | 2.8 |  | N |  |  | OP | X | 3 | 2014 | 2014 |  |  | N | IPP Non-CHP | IPP | IPP | 2 | X | SUN | Renewable | 2.8 | 0 | 1 | 0
Operable | 12670 | Missouri Jnt Muni.Pwr Elec. Ut. Comm. |  | 59729 | Macon Solar Power Project | MO | Vertical | Macon | MSF1 | Solar Photovoltaic | PV |  | W | X | X |  |  | 2.8 |  | 2.8 | 2.8 |  | N |  |  | OP | X | 6 | 2015 | 2015 |  |  | N | IPP Non-CHP | IPP | IPP | 2 | X | SUN | Renewable | 2.8 | 0 | 1 | 0
Operable | 12670 | Missouri Jnt Muni.Pwr Elec. Ut. Comm. |  | 60673 | Nixa Solar, LLC | MO | Vertical | Christian | NIXA | Solar Photovoltaic | PV |  | S | X | X | Unkown | Uknown | 7.9 |  | 7.9 | 7.9 |  | N |  |  | OP | X | 11 | 2017 | 2017 |  |  | N | IPP Non-CHP | IPP | IPP | 2 | X | SUN | Renewable | 7.9 | 0 | 1 | 0
Operable | 12670 | Missouri Jnt Muni.Pwr Elec. Ut. Comm. |  | 60704 | Trenton Solar Farm (MO) | MO | Vertical | Grundy | TSF1 | Solar Photovoltaic | PV |  | W | X | X |  |  | 2.8 |  | 2.8 | 2.8 |  | N |  |  | OP | X | 11 | 2015 | 2015 |  |  | N | IPP Non-CHP | IPP | IPP | 2 | X | SUN | Renewable | 2.8 | 0 | 1 | 0
Operable | 12670 | Missouri Jnt Muni.Pwr Elec. Ut. Comm. |  | 60705 | Rolla Solar Farm (MO) | MO | Vertical | Phelps | RSF1 | Solar Photovoltaic | PV |  | W | X | X |  |  | 2.8 |  | 2.8 | 2.8 |  | N |  |  | OP | X | 5 | 2016 | 2016 |  |  | N | IPP Non-CHP | IPP | IPP | 2 | X | SUN | Renewable | 2.8 | 0 | 1 | 0
Operable | 12670 | Missouri Jnt Muni.Pwr Elec. Ut. Comm. |  | 60706 | Waynesville Solar Farm (MO) | MO | Vertical | Pulaski | WSF1 | Solar Photovoltaic | PV |  | W | X | X |  |  | 2.8 |  | 2.8 | 2.8 |  | N |  |  | OP | X | 8 | 2016 | 2016 |  |  | N | IPP Non-CHP | IPP | IPP | 2 | X | SUN | Renewable | 2.8 | 0 | 1 | 0
Operable | 12670 | Missouri Jnt Muni.Pwr Elec. Ut. Comm. |  | 60707 | Marshall Solar Farm (MO) | MO | Vertical | Saline | MMSF1 | Solar Photovoltaic | PV |  | W | X | X |  |  | 2.8 |  | 2.8 | 2.8 |  | N |  |  | OP | X | 12 | 2016 | 2016 |  |  | N | IPP Non-CHP | IPP | IPP | 2 | X | SUN | Renewable | 2.8 | 0 | 1 | 0
Operable | 12670 | Missouri Jnt Muni.Pwr Elec. Ut. Comm. |  | 61135 | Lebanon Solar Farm (MO) | MO | Vertical | Laclede | LSF1 | Solar Photovoltaic | PV |  | W | X | X |  |  | 2.5 |  | 2.5 | 2.5 |  | N |  |  | OP | X | 9 | 2017 | 2017 |  |  | N | IPP Non-CHP | IPP | IPP | 2 | X | SUN | Renewable | 2.5 | 0 | 1 | 0
Operable | 12670 | Missouri Jnt Muni.Pwr Elec. Ut. Comm. |  | 61223 | Chillicothe Solar Farm | MO | Vertical | Livingston | CHSF1 | Solar Photovoltaic | PV |  | W | X | X |  |  | 2.5 |  | 2.5 | 2.5 |  | N |  |  | OP | X | 7 | 2017 | 2017 |  |  | N | IPP Non-CHP | IPP | IPP | 2 | X | SUN | Renewable | 2.5 | 0 | 1 | 0
Operable | 12670 | Missouri Jnt Muni.Pwr Elec. Ut. Comm. |  | 61316 | Higginsville Solar Farm | MO | Vertical | Lafayette | HSF1 | Solar Photovoltaic | PV |  | W | X | X |  |  | 2.5 |  | 2.5 | 2.5 |  | N |  |  | OP | X | 11 | 2017 | 2017 |  |  | N | IPP Non-CHP | IPP | IPP | 2 | X | SUN | Renewable | 2.5 | 0 | 1 | 0
Operable | 12670 | Missouri Jnt Muni.Pwr Elec. Ut. Comm. |  | 61450 | Farmington Solar Farm | MO | Vertical | St Francois | FSF1 | Solar Photovoltaic | PV |  | W | X | X |  |  | 2.5 |  | 2.5 | 2.5 |  | N |  |  | OP | X | 9 | 2018 | 2018 |  |  | N | IPP Non-CHP | IPP | IPP | 2 | X | SUN | Renewable | 2.5 | 0 | 1 | 0
Operable | 12670 | Missouri Jnt Muni.Pwr Elec. Ut. Comm. |  | 61566 | El Dorado Springs Solar Farm | MO | Vertical | Cedar | EDSF1 | Solar Photovoltaic | PV |  | W | X | X |  |  | 2.5 |  | 2.5 | 2.5 |  | N |  |  | OP | X | 6 | 2018 | 2018 |  |  | N | IPP Non-CHP | IPP | IPP | 2 | X | SUN | Renewable | 2.5 | 0 | 1 | 0
Operable | 57229 | MM Albany Energy LLC |  | 55155 | MM Albany Energy | NY | Restructured | Albany | UNT1 | Landfill Gas | IC |  | S | X | X |  |  | 0.9 | 0.98 | 0.9 | 0.9 | 0.7 | N |  |  | OP | X | 3 | 1998 | Pre-2000 |  |  | N | IPP Non-CHP | IPP | IPP | 2 | X | LFG | Renewable | 0.9 | 0 | 1 | 0
Operable | 57229 | MM Albany Energy LLC |  | 55155 | MM Albany Energy | NY | Restructured | Albany | UNT2 | Landfill Gas | IC |  | S | X | X |  |  | 0.9 | 0.98 | 0.9 | 0.9 | 0.7 | N |  |  | OP | X | 3 | 1998 | Pre-2000 |  |  | N | IPP Non-CHP | IPP | IPP | 2 | X | LFG | Renewable | 0.9 | 0 | 1 | 0
Operable | 57229 | MM Albany Energy LLC |  | 55155 | MM Albany Energy | NY | Restructured | Albany | UNT3 | Landfill Gas | IC |  | S | X | X |  |  | 0.9 | 0.98 | 0.9 | 0.9 | 0.7 | N |  |  | OP | X | 11 | 2008 | 2008 |  |  | N | IPP Non-CHP | IPP | IPP | 2 | X | LFG | Renewable | 0.9 | 0 | 1 | 0
Operable | 57229 | MM Albany Energy LLC |  | 55155 | MM Albany Energy | NY | Restructured | Albany | UNT4 | Landfill Gas | IC |  | S | X | X |  |  | 1.6 | 0.98 | 1.6 | 1.6 | 1.2 | N |  |  | OP | X | 5 | 2012 | 2012 |  |  | N | IPP Non-CHP | IPP | IPP | 2 | X | LFG | Renewable | 1.6 | 0 | 1 | 0
Operable | 57229 | MM Albany Energy LLC |  | 55155 | MM Albany Energy | NY | Restructured | Albany | UNT5 | Landfill Gas | IC |  | S | X | X |  |  | 1.6 | 0.98 | 1.6 | 1.6 | 1.2 | N |  |  | OP | X | 5 | 2012 | 2012 |  |  | N | IPP Non-CHP | IPP | IPP | 2 | X | LFG | Renewable | 1.6 | 0 | 1 | 0
Operable | 57232 | MM Lopez Energy LLC |  | 55161 | MM Lopez Energy | CA | Vertical | Los Angeles | UNT1 | Landfill Gas | IC |  | S | X | X |  |  | 3 | 0.98 | 2.7 | 2.7 | 2.4 | N |  |  | OP | X | 12 | 1998 | Pre-2000 |  |  | N | IPP Non-CHP | IPP | IPP | 2 | X | LFG | Renewable | 3 | 0 | 1 | 0
Operable | 57227 | MM San Diego Energy-Miramar |  | 55094 | MM San Diego-Miramar | CA | Vertical | San Diego | UNT1 | Landfill Gas | IC |  | S | X | X |  |  | 1.6 | 0.98 | 1.6 | 1.6 | 1.3 | N |  |  | OP | X | 7 | 1997 | Pre-2000 |  |  | Y | IPP CHP | IPP | IPP | 3 | T | LFG | Renewable | 1.6 | 0 | 1 | 0 | OBG
Operable | 57227 | MM San Diego Energy-Miramar |  | 55094 | MM San Diego-Miramar | CA | Vertical | San Diego | UNT2 | Landfill Gas | IC |  | S | X | X |  |  | 1.6 | 0.98 | 1.6 | 1.6 | 1.3 | N |  |  | OP | X | 7 | 1997 | Pre-2000 |  |  | Y | IPP CHP | IPP | IPP | 3 | T | LFG | Renewable | 1.6 | 0 | 1 | 0 | OBG
Operable | 57227 | MM San Diego Energy-Miramar |  | 55094 | MM San Diego-Miramar | CA | Vertical | San Diego | UNT3 | Landfill Gas | IC |  | S | X | X |  |  | 1.6 | 0.98 | 1.6 | 1.6 | 1.3 | N |  |  | OP | X | 7 | 1997 | Pre-2000 |  |  | Y | IPP CHP | IPP | IPP | 3 | T | LFG | Renewable | 1.6 | 0 | 1 | 0 | OBG
Operable | 57227 | MM San Diego Energy-Miramar |  | 55094 | MM San Diego-Miramar | CA | Vertical | San Diego | UNT4 | Landfill Gas | IC |  | S | X | X |  |  | 1.6 | 0.98 | 1.6 | 1.6 | 1.3 | N |  |  | OP | X | 7 | 1997 | Pre-2000 |  |  | Y | IPP CHP | IPP | IPP | 3 | T | LFG | Renewable | 1.6 | 0 | 1 | 0 | OBG
Operable | 57226 | MM Taunton Energy LLC |  | 55093 | MM Taunton Energy | MA | Restructured | Bristol | UNT1 | Landfill Gas | IC |  | S | X | X |  |  | 0.9 | 0.98 | 0.9 | 0.9 | 0.7 | N |  |  | OP | X | 9 | 1997 | Pre-2000 |  |  | N | IPP Non-CHP | IPP | IPP | 2 | X | LFG | Renewable | 0.9 | 0 | 1 | 0
Operable | 57226 | MM Taunton Energy LLC |  | 55093 | MM Taunton Energy | MA | Restructured | Bristol | UNT2 | Landfill Gas | IC |  | S | X | X |  |  | 0.9 | 0.98 | 0.9 | 0.9 | 0.7 | N |  |  | OP | X | 9 | 1997 | Pre-2000 |  |  | N | IPP Non-CHP | IPP | IPP | 2 | X | LFG | Renewable | 0.9 | 0 | 1 | 0
Operable | 57226 | MM Taunton Energy LLC |  | 55093 | MM Taunton Energy | MA | Restructured | Bristol | UNT3 | Landfill Gas | IC |  | S | X | X |  |  | 0.9 | 0.98 | 0.9 | 0.9 | 0.7 | N |  |  | OP | X | 5 | 2011 | 2011 |  |  | N | IPP Non-CHP | IPP | IPP | 2 | X | LFG | Renewable | 0.9 | 0 | 1 | 0
Operable | 57226 | MM Taunton Energy LLC |  | 55093 | MM Taunton Energy | MA | Restructured | Bristol | UNT4 | Landfill Gas | IC |  | S | X | X |  |  | 0.9 | 0.98 | 0.9 | 0.9 | 0.7 | N |  |  | OP | X | 5 | 2011 | 2011 |  |  | N | IPP Non-CHP | IPP | IPP | 2 | X | LFG | Renewable | 0.9 | 0 | 1 | 0
Operable | 57231 | MM Tulare Energy LLC |  | 55160 | MM Tulare Energy | CA | Vertical | Tulare | UNT1 | Landfill Gas | IC |  | S | X | X |  |  | 0.9 | 0.9 | 0.8 | 0.8 | 0.4 | N |  |  | SB | Y | 5 | 1998 | Pre-2000 |  |  | N | IPP Non-CHP | IPP | IPP | 2 | X | LFG | Renewable | 0.9 | 0 | 1 | 0
Operable | 57231 | MM Tulare Energy LLC |  | 55160 | MM Tulare Energy | CA | Vertical | Tulare | UNT2 | Landfill Gas | IC |  | S | X | X |  |  | 0.9 | 0.9 | 0.8 | 0.8 | 0.4 | N |  |  | SB | Y | 5 | 1998 | Pre-2000 |  |  | N | IPP Non-CHP | IPP | IPP | 2 | X | LFG | Renewable | 0.9 | 0 | 1 | 0
Operable | 57224 | MM West Covina Energy LLC |  | 54015 | MM West Covina | CA | Vertical | Los Angeles | GEN2 | Landfill Gas | ST |  | S | X | X |  |  | 6.8 | 0.98 | 5.4 | 5.4 | 5.2 | N |  |  | OP | X | 6 | 1993 | Pre-2000 |  |  | N | IPP Non-CHP | IPP | IPP | 2 | X | LFG | Renewable | 6.8 | 0 | 1 | 0 | NG
Operable | 56026 | MMA DAS Power |  | 56815 | Denver Int Airport | CO | Vertical | Denver | 1 | Solar Photovoltaic | PV |  | S | X | X |  |  | 1.9 |  | 1.9 | 1.8 |  | N |  |  | OP | X | 9 | 2008 | 2008 |  |  | N | IPP Non-CHP | IPP | IPP | 2 | X | SUN | Renewable | 1.9 | 0 | 1 | 0
Operable | 56028 | MMA Fresno Power LP |  | 56813 | CSU Fresno Solar Project | CA | Vertical | Fresno | 1 | Solar Photovoltaic | PV |  | S | X | X |  |  | 0.5 |  | 0.5 | 0.5 |  | N |  |  | OP | X | 12 | 2007 | 2007 |  |  | N | IPP Non-CHP | IPP | IPP | 2 | X | SUN | Renewable | 0.5 | 0 | 1 | 0
Operable | 56028 | MMA Fresno Power LP |  | 56813 | CSU Fresno Solar Project | CA | Vertical | Fresno | 2 | Solar Photovoltaic | PV |  | S | X | X |  |  | 0.5 |  | 0.5 | 0.5 |  | N |  |  | OP | X | 12 | 2007 | 2007 |  |  | N | IPP Non-CHP | IPP | IPP | 2 | X | SUN | Renewable | 0.5 | 0 | 1 | 0
Operable | 56027 | MMA LA Power LP |  | 56814 | ELACC Photovoltaic Power Facility | CA | Vertical | Los Angeles | PV1 | Solar Photovoltaic | PV |  | S | X | X |  |  | 0.5 |  | 0.4 | 0.3 |  | N |  |  | OP | X | 5 | 2008 | 2008 |  |  | N | IPP Non-CHP | IPP | IPP | 2 | X | SUN | Renewable | 0.5 | 0 | 1 | 0
Operable | 56027 | MMA LA Power LP |  | 56814 | ELACC Photovoltaic Power Facility | CA | Vertical | Los Angeles | PV2 | Solar Photovoltaic | PV |  | S | X | X |  |  | 0.5 |  | 0.4 | 0.3 |  | N |  |  | OP | X | 5 | 2008 | 2008 |  |  | N | IPP Non-CHP | IPP | IPP | 2 | X | SUN | Renewable | 0.5 | 0 | 1 | 0
Operable | 56105 | MMA WBF Power LP |  | 56862 | Bolthouse S&P and Rowen Farms Solar | CA | Vertical | Los Angeles | 1 | Solar Photovoltaic | PV |  | S | X | X |  |  | 0.3 |  | 0.3 | 0.3 |  | N |  |  | OP | X | 11 | 2008 | 2008 |  |  | N | IPP Non-CHP | IPP | IPP | 2 | X | SUN | Renewable | 0.3 | 0 | 1 | 0
Operable | 56105 | MMA WBF Power LP |  | 56862 | Bolthouse S&P and Rowen Farms Solar | CA | Vertical | Los Angeles | 2 | Solar Photovoltaic | PV |  | S | X | X |  |  | 0.3 |  | 0.3 | 0.3 |  | N |  |  | OP | X | 11 | 2008 | 2008 |  |  | N | IPP Non-CHP | IPP | IPP | 2 | X | SUN | Renewable | 0.3 | 0 | 1 | 0
Operable | 56105 | MMA WBF Power LP |  | 56862 | Bolthouse S&P and Rowen Farms Solar | CA | Vertical | Los Angeles | 3 | Solar Photovoltaic | PV |  | S | X | X |  |  | 0.3 |  | 0.3 | 0.3 |  | N |  |  | OP | X | 11 | 2008 | 2008 |  |  | N | IPP Non-CHP | IPP | IPP | 2 | X | SUN | Renewable | 0.3 | 0 | 1 | 0
Operable | 56105 | MMA WBF Power LP |  | 56862 | Bolthouse S&P and Rowen Farms Solar | CA | Vertical | Los Angeles | 4 | Solar Photovoltaic | PV |  | S | X | X |  |  | 0.3 |  | 0.3 | 0.3 |  | N |  |  | OP | X | 11 | 2008 | 2008 |  |  | N | IPP Non-CHP | IPP | IPP | 2 | X | SUN | Renewable | 0.3 | 0 | 1 | 0
Operable | 63001 | MN CSG 2, LLC |  | 63231 | Woodbury Solar | MN | Vertical | Washington | PV | Solar Photovoltaic | PV |  | S | X | X |  |  | 3 |  | 3 | 3 |  | N |  |  | OP | X | 7 | 2020 | 2020 |  |  | N | IPP Non-CHP | IPP | IPP | 2 | X | SUN | Renewable | 3 | 0 | 1 | 0
Operable | 64441 | MN CSG 2019-16 LLC |  | 65003 | MN CSG 2019-16 LLC | MN | Vertical | Blue Earth | WOLFE | Solar Photovoltaic | PV |  | S | X | X |  |  | 1 |  | 1 | 1 |  | N |  |  | OP | X | 6 | 2022 | 2022 |  |  | N | IPP Non-CHP | IPP | IPP | 2 | X | SUN | Renewable | 1 | 0 | 1 | 0
Operable | 65872 | MN CSG 2019-24 LLC |  | 66977 | MN CSG 2019-24 LLC | MN | Vertical | Washington | 65872 | Solar Photovoltaic | PV |  | S | X | X |  |  | 0.9 | 1 | 0.9 | 0.9 | 0.9 | N |  |  | OP | X | 12 | 2023 | 2023 |  |  | N | IPP Non-CHP | IPP | IPP | 2 | X | SUN | Renewable | 0.9 | 0 | 1 | 0
Operable | 64900 | MN CSG 2019-38 DE LLC |  | 65632 | MN CSG 2019-38 DE LLC | MN | Vertical | Le Sueur | REGEN | Solar Photovoltaic | PV |  | S | X | X |  |  | 1 | 1 | 1 | 1 | 1 | N |  |  | OP | X | 11 | 2022 | 2022 |  |  | N | IPP Non-CHP | IPP | IPP | 2 | X | SUN | Renewable | 1 | 0 | 1 | 0
Operable | 61383 | MN Solar Community, LLC |  | 61762 | Sherburne North Project CSG | MN | Vertical | Sherburne | SHERB | Solar Photovoltaic | PV |  | S | X | X |  |  | 5 |  | 5 | 5 |  | N |  |  | OP | X | 7 | 2018 | 2018 |  |  | N | IPP Non-CHP | IPP | IPP | 2 | X | SUN | Renewable | 5 | 0 | 1 | 0
Operable | 61944 | MN8 Energy LLC |  | 56909 | Gap Pacific Distribution Center | CA | Vertical | Fresno | 1 | Solar Photovoltaic | PV |  | S | X | X |  |  | 0.6 |  | 0.3 | 0.3 |  | N |  |  | OP | X | 10 | 2008 | 2008 |  |  | N | Commercial Non-CHP | Customer Sited | Other | 4 | X | SUN | Renewable | 0.6 | 0 | 1 | 0
Operable | 61944 | MN8 Energy LLC |  | 56909 | Gap Pacific Distribution Center | CA | Vertical | Fresno | 2 | Solar Photovoltaic | PV |  | S | X | X |  |  | 0.6 |  | 0.3 | 0.3 |  | N |  |  | OP | X | 10 | 2008 | 2008 |  |  | N | Commercial Non-CHP | Customer Sited | Other | 4 | X | SUN | Renewable | 0.6 | 0 | 1 | 0
Operable | 61944 | MN8 Energy LLC |  | 56909 | Gap Pacific Distribution Center | CA | Vertical | Fresno | 3 | Solar Photovoltaic | PV |  | S | X | X |  |  | 0.6 |  | 0.3 | 0.3 |  | N |  |  | OP | X | 10 | 2008 | 2008 |  |  | N | Commercial Non-CHP | Customer Sited | Other | 4 | X | SUN | Renewable | 0.6 | 0 | 1 | 0
Operable | 61944 | MN8 Energy LLC |  | 56909 | Gap Pacific Distribution Center | CA | Vertical | Fresno | 4 | Solar Photovoltaic | PV |  | S | X | X |  |  | 0.6 |  | 0.3 | 0.3 |  | N |  |  | OP | X | 10 | 2008 | 2008 |  |  | N | Commercial Non-CHP | Customer Sited | Other | 4 | X | SUN | Renewable | 0.6 | 0 | 1 | 0
Operable | 61944 | MN8 Energy LLC |  | 57574 | ETS Ewing Solar Facility | NJ | Restructured | Mercer | ETS1 | Solar Photovoltaic | PV |  | W | X | X |  |  | 1.3 |  | 1.3 | 1.3 |  | N |  |  | OP | X | 6 | 2010 | 2010 |  |  | N | IPP Non-CHP | IPP | IPP | 2 | X | SUN | Renewable | 1.3 | 0 | 1 | 0
Operable | 61944 | MN8 Energy LLC |  | 57667 | Seabrook Solar Plant | NJ | Restructured | Cumberland | P21A | Solar Photovoltaic | PV |  | S | X | X |  |  | 1.5 |  | 1.5 | 1.5 |  | N |  |  | OP | X | 12 | 2011 | 2011 |  |  | N | IPP Non-CHP | IPP | IPP | 2 | X | SUN | Renewable | 1.5 | 0 | 1 | 0
Operable | 61944 | MN8 Energy LLC |  | 57667 | Seabrook Solar Plant | NJ | Restructured | Cumberland | P21B | Solar Photovoltaic | PV |  | S | X | X |  |  | 1.5 |  | 1.5 | 1.5 |  | N |  |  | OP | X | 4 | 2014 | 2014 |  |  | N | IPP Non-CHP | IPP | IPP | 2 | X | SUN | Renewable | 1.5 | 0 | 1 | 0
Operable | 61944 | MN8 Energy LLC |  | 57667 | Seabrook Solar Plant | NJ | Restructured | Cumberland | P2P2 | Solar Photovoltaic | PV |  | S | X | X |  |  | 0.8 |  | 0.8 | 0.8 |  | N |  |  | OP | X | 4 | 2014 | 2014 |  |  | N | IPP Non-CHP | IPP | IPP | 2 | X | SUN | Renewable | 0.8 | 0 | 1 | 0
Operable | 61944 | MN8 Energy LLC |  | 57667 | Seabrook Solar Plant | NJ | Restructured | Cumberland | SBS1 | Solar Photovoltaic | PV |  | S | X | X |  |  | 3 |  | 3 | 3 |  | N |  |  | OP | X | 3 | 2011 | 2011 |  |  | N | IPP Non-CHP | IPP | IPP | 2 | X | SUN | Renewable | 3 | 0 | 1 | 0
Operable | 61944 | MN8 Energy LLC |  | 57764 | Naval Air Weapons Station China Lake | CA | Vertical | Kern | 1 | Solar Photovoltaic | PV |  | W | X | X |  |  | 11.1 |  | 11.1 | 11.1 |  | N |  |  | OP | X | 9 | 2012 | 2012 |  |  | N | Commercial Non-CHP | Customer Sited | Other | 4 | X | SUN | Renewable | 11.1 | 0 | 1 | 0
Operable | 61944 | MN8 Energy LLC |  | 57777 | RE Dillard 1 LLC | CA | Vertical | Sacramento | DL1 | Solar Photovoltaic | PV |  | S | X | X |  |  | 3 |  | 3 | 3 |  | N |  |  | OP | X | 1 | 2012 | 2012 |  |  | N | IPP Non-CHP | IPP | IPP | 2 | X | SUN | Renewable | 3 | 0 | 1 | 0
Operable | 61944 | MN8 Energy LLC |  | 57778 | RE Kammerer 1 LLC | CA | Vertical | Sacramento | KAM1 | Solar Photovoltaic | PV |  | S | X | X |  |  | 5 |  | 5 | 5 |  | N |  |  | OP | X | 1 | 2012 | 2012 |  |  | N | IPP Non-CHP | IPP | IPP | 2 | X | SUN | Renewable | 5 | 0 | 1 | 0
Operable | 61944 | MN8 Energy LLC |  | 57779 | RE Dillard 2 LLC | CA | Vertical | Sacramento | DIL2 | Solar Photovoltaic | PV |  | S | X | X |  |  | 3 |  | 3 | 3 |  | N |  |  | OP | X | 1 | 2012 | 2012 |  |  | N | IPP Non-CHP | IPP | IPP | 2 | X | SUN | Renewable | 3 | 0 | 1 | 0
Operable | 61944 | MN8 Energy LLC |  | 57780 | RE Kammerer 2 LLC | CA | Vertical | Sacramento | KAM2 | Solar Photovoltaic | PV |  | S | X | X |  |  | 5 |  | 5 | 5 |  | N |  |  | OP | X | 2 | 2012 | 2012 |  |  | N | IPP Non-CHP | IPP | IPP | 2 | X | SUN | Renewable | 5 | 0 | 1 | 0
Operable | 61944 | MN8 Energy LLC |  | 57781 | RE Dillard 3 LLC | CA | Vertical | Sacramento | DIL3 | Solar Photovoltaic | PV |  | S | X | X |  |  | 3 |  | 3 | 3 |  | N |  |  | OP | X | 1 | 2012 | 2012 |  |  | N | IPP Non-CHP | IPP | IPP | 2 | X | SUN | Renewable | 3 | 0 | 1 | 0
Operable | 61944 | MN8 Energy LLC |  | 57782 | RE Kammerer 3 LLC | CA | Vertical | Sacramento | KAM3 | Solar Photovoltaic | PV |  | S | X | X |  |  | 5 |  | 5 | 5 |  | N |  |  | OP | X | 2 | 2012 | 2012 |  |  | N | IPP Non-CHP | IPP | IPP | 2 | X | SUN | Renewable | 5 | 0 | 1 | 0
Operable | 61944 | MN8 Energy LLC |  | 57783 | RE Bruceville 1 LLC | CA | Vertical | Sacramento | BRU1 | Solar Photovoltaic | PV |  | S | X | X |  |  | 5 |  | 5 | 5 |  | N |  |  | OP | X | 1 | 2012 | 2012 |  |  | N | IPP Non-CHP | IPP | IPP | 2 | X | SUN | Renewable | 5 | 0 | 1 | 0
Operable | 61944 | MN8 Energy LLC |  | 57784 | RE Bruceville 2 LLC | CA | Vertical | Sacramento | BRU2 | Solar Photovoltaic | PV |  | S | X | X |  |  | 5 |  | 5 | 5 |  | N |  |  | OP | X | 2 | 2012 | 2012 |  |  | N | IPP Non-CHP | IPP | IPP | 2 | X | SUN | Renewable | 5 | 0 | 1 | 0
Operable | 61944 | MN8 Energy LLC |  | 57785 | RE Bruceville 3 LLC | CA | Vertical | Sacramento | BRU3 | Solar Photovoltaic | PV |  | S | X | X |  |  | 5 |  | 5 | 5 |  | N |  |  | OP | X | 2 | 2012 | 2012 |  |  | N | IPP Non-CHP | IPP | IPP | 2 | X | SUN | Renewable | 5 | 0 | 1 | 0
Operable | 61944 | MN8 Energy LLC |  | 57806 | RE Dillard 4 LLC | CA | Vertical | Sacramento | DIL4 | Solar Photovoltaic | PV |  | S | X | X |  |  | 0.4 |  | 0.4 | 0.4 |  | N |  |  | OP | X | 1 | 2012 | 2012 |  |  | N | IPP Non-CHP | IPP | IPP | 2 | X | SUN | Renewable | 0.4 | 0 | 1 | 0
Operable | 61944 | MN8 Energy LLC |  | 57816 | RE McKenzie 1 LLC | CA | Vertical | Sacramento | MCK1 | Solar Photovoltaic | PV |  | S | X | X |  |  | 5 |  | 5 | 5 |  | N |  |  | OP | X | 11 | 2012 | 2012 |  |  | N | IPP Non-CHP | IPP | IPP | 2 | X | SUN | Renewable | 5 | 0 | 1 | 0
Operable | 61944 | MN8 Energy LLC |  | 57817 | RE McKenzie 2 LLC | CA | Vertical | Sacramento | MCK2 | Solar Photovoltaic | PV |  | S | X | X |  |  | 5 |  | 5 | 5 |  | N |  |  | OP | X | 11 | 2012 | 2012 |  |  | N | IPP Non-CHP | IPP | IPP | 2 | X | SUN | Renewable | 5 | 0 | 1 | 0
Operable | 61944 | MN8 Energy LLC |  | 57818 | RE McKenzie 3 LLC | CA | Vertical | Sacramento | MCK3 | Solar Photovoltaic | PV |  | S | X | X |  |  | 5 |  | 5 | 5 |  | N |  |  | OP | X | 11 | 2012 | 2012 |  |  | N | IPP Non-CHP | IPP | IPP | 2 | X | SUN | Renewable | 5 | 0 | 1 | 0
Operable | 61944 | MN8 Energy LLC |  | 57819 | RE McKenzie 4 LLC | CA | Vertical | Sacramento | MCK4 | Solar Photovoltaic | PV |  | S | X | X |  |  | 5 |  | 5 | 5 |  | N |  |  | OP | X | 11 | 2012 | 2012 |  |  | N | IPP Non-CHP | IPP | IPP | 2 | X | SUN | Renewable | 5 | 0 | 1 | 0
Operable | 61944 | MN8 Energy LLC |  | 57820 | RE McKenzie 5 LLC | CA | Vertical | Sacramento | MCK5 | Solar Photovoltaic | PV |  | S | X | X |  |  | 5 |  | 5 | 5 |  | N |  |  | OP | X | 11 | 2012 | 2012 |  |  | N | IPP Non-CHP | IPP | IPP | 2 | X | SUN | Renewable | 5 | 0 | 1 | 0
Operable | 61944 | MN8 Energy LLC |  | 57821 | RE McKenzie 6 LLC | CA | Vertical | Sacramento | MCK6 | Solar Photovoltaic | PV |  | S | X | X |  |  | 5 |  | 5 | 5 |  | N |  |  | OP | X | 11 | 2012 | 2012 |  |  | N | IPP Non-CHP | IPP | IPP | 2 | X | SUN | Renewable | 5 | 0 | 1 | 0
Operable | 61944 | MN8 Energy LLC |  | 57848 | WC Landfill Energy LLC | NJ | Restructured | Warren | SOLAR | Solar Photovoltaic | PV |  | S | X | X |  |  | 1 |  | 1 | 1 |  | N |  |  | OP | X | 9 | 2013 | 2013 |  |  | N | IPP Non-CHP | IPP | IPP | 2 | X | SUN | Renewable | 1 | 0 | 1 | 0
Operable | 61944 | MN8 Energy LLC |  | 57863 | McKee City Solar Phase 2 | NJ | Restructured | Atlantic | UNIT1 | Solar Photovoltaic | PV |  | S | X | X | SEARSTOW69 KV |  | 2.4 |  | 2.4 | 2.4 |  | N |  |  | OP | X | 12 | 2011 | 2011 |  |  | N | IPP Non-CHP | IPP | IPP | 2 | X | SUN | Renewable | 2.4 | 0 | 1 | 0
Operable | 61944 | MN8 Energy LLC |  | 57864 | Stockton Athletic Center | NJ | Restructured | Atlantic | 2LOT7 | Solar Photovoltaic | PV |  | S | X | X | ABSECON 69 KV LOAD1 |  | 0.5 |  | 0.5 | 0.5 |  | N |  |  | OP | X | 10 | 2009 | 2009 |  |  | N | IPP Non-CHP | IPP | IPP | 2 | X | SUN | Renewable | 0.5 | 0 | 1 | 0
Operable | 61944 | MN8 Energy LLC |  | 57864 | Stockton Athletic Center | NJ | Restructured | Atlantic | LOT7 | Solar Photovoltaic | PV |  | S | X | X | ABSECON 69 KV LOAD1 |  | 0.5 |  | 0.5 | 0.5 |  | N |  |  | OP | X | 4 | 2009 | 2009 |  |  | N | IPP Non-CHP | IPP | IPP | 2 | X | SUN | Renewable | 0.5 | 0 | 1 | 0
Operable | 61944 | MN8 Energy LLC |  | 57864 | Stockton Athletic Center | NJ | Restructured | Atlantic | SAC | Solar Photovoltaic | PV |  | S | X | X | ABSECON 69 KV LOAD1 |  | 0.3 |  | 0.3 | 0.3 |  | N |  |  | OP | X | 2 | 2009 | 2009 |  |  | N | IPP Non-CHP | IPP | IPP | 2 | X | SUN | Renewable | 0.3 | 0 | 1 | 0
Operable | 61944 | MN8 Energy LLC |  | 57868 | L'Oreal Piscataway | NJ | Restructured | Middlesex | UNIT1 | Solar Photovoltaic | PV |  | W | X | X | LAKENELS230 KV |  | 0.5 |  | 0.5 | 0.5 |  | N |  |  | OP | X | 12 | 2011 | 2011 | 12 | 2026 | N | IPP Non-CHP | IPP | IPP | 2 | X | SUN | Renewable | 0.5 | 0 | 1 | 0
Operable | 61944 | MN8 Energy LLC |  | 57868 | L'Oreal Piscataway | NJ | Restructured | Middlesex | UNIT2 | Solar Photovoltaic | PV |  | W | X | X | LAKENELS230 KV |  | 0.3 |  | 0.3 | 0.3 |  | N |  |  | OP | X | 12 | 2011 | 2011 | 12 | 2026 | N | IPP Non-CHP | IPP | IPP | 2 | X | SUN | Renewable | 0.3 | 0 | 1 | 0
Operable | 61944 | MN8 Energy LLC |  | 57868 | L'Oreal Piscataway | NJ | Restructured | Middlesex | UNIT3 | Solar Photovoltaic | PV |  | W | X | X | LAKENELS230 KV |  | 0.3 |  | 0.3 | 0.3 |  | N |  |  | OP | X | 8 | 2016 | 2016 | 12 | 2026 | N | IPP Non-CHP | IPP | IPP | 2 | X | SUN | Renewable | 0.3 | 0 | 1 | 0
Operable | 61944 | MN8 Energy LLC |  | 57868 | L'Oreal Piscataway | NJ | Restructured | Middlesex | UNIT4 | Solar Photovoltaic | PV |  | W | X | X |  |  | 0.7 |  | 0.7 | 0.7 |  | N |  |  | OP | X | 12 | 2011 | 2011 | 8 | 2031 | N | IPP Non-CHP | IPP | IPP | 2 | X | SUN | Renewable | 0.7 | 0 | 1 | 0
Operable | 61944 | MN8 Energy LLC |  | 58202 | RE Victor Phelan Solar One LLC | CA | Vertical | San Bernardino | VPS1 | Solar Photovoltaic | PV |  | S | X | X |  |  | 20 |  | 20 | 20 |  | N |  |  | OP | X | 12 | 2013 | 2013 |  |  | N | IPP Non-CHP | IPP | IPP | 2 | X | SUN | Renewable | 20 | 0 | 1 | 0
Operable | 61944 | MN8 Energy LLC |  | 58364 | Tissington Solar | NJ | Restructured | Sussex | MC | Solar Photovoltaic | PV |  | S | X | X |  |  | 3 |  | 3 | 3 |  | N |  |  | OP | X | 9 | 2019 | 2019 |  |  | N | IPP Non-CHP | IPP | IPP | 2 | X | SUN | Renewable | 3 | 0 | 1 | 0
Operable | 61944 | MN8 Energy LLC |  | 58486 | Picture Rocks Solar, LLC | AZ | Vertical | Pima | 1 | Solar Photovoltaic | PV |  | W | X | X |  |  | 20 |  | 20 | 20 |  | N |  |  | OP | X | 12 | 2012 | 2012 |  |  | N | IPP Non-CHP | IPP | IPP | 2 | X | SUN | Renewable | 20 | 0 | 1 | 0
Operable | 61944 | MN8 Energy LLC |  | 58488 | Bryan Solar, LLC | TX | Restructured | Presidio | 1 | Solar Photovoltaic | PV |  | W | X | X |  |  | 10 |  | 10 | 10 |  | N |  |  | OP | X | 6 | 2013 | 2013 |  |  | N | IPP Non-CHP | IPP | IPP | 2 | X | SUN | Renewable | 10 | 0 | 1 | 0
Operable | 61944 | MN8 Energy LLC |  | 58498 | RE Rosamond One LLC | CA | Vertical | Kern | RONE | Solar Photovoltaic | PV |  | S | X | X |  |  | 20 |  | 20 | 20 |  | N |  |  | OP | X | 1 | 2014 | 2014 |  |  | N | IPP Non-CHP | IPP | IPP | 2 | X | SUN | Renewable | 20 | 0 | 1 | 0
Operable | 61944 | MN8 Energy LLC |  | 58499 | RE Rosamond Two LLC | CA | Vertical | Kern | RTWO | Solar Photovoltaic | PV |  | S | X | X |  |  | 20 |  | 20 | 20 |  | N |  |  | OP | X | 1 | 2014 | 2014 |  |  | N | IPP Non-CHP | IPP | IPP | 2 | X | SUN | Renewable | 20 | 0 | 1 | 0
Operable | 61944 | MN8 Energy LLC |  | 58500 | RE Rio Grande Solar LLC | CA | Vertical | Kern | RIO | Solar Photovoltaic | PV |  | S | X | X |  |  | 5 |  | 5 | 5 |  | N |  |  | OP | X | 12 | 2013 | 2013 |  |  | N | IPP Non-CHP | IPP | IPP | 2 | X | SUN | Renewable | 5 | 0 | 1 | 0
Operable | 61944 | MN8 Energy LLC |  | 58501 | RE Gillespie 1 LLC | AZ | Vertical | Maricopa | GILL1 | Solar Photovoltaic | PV |  | S | X | X |  |  | 15 |  | 15 | 15 |  | N |  |  | OP | X | 12 | 2013 | 2013 |  |  | N | IPP Non-CHP | IPP | IPP | 2 | X | SUN | Renewable | 15 | 0 | 1 | 0
Operable | 61944 | MN8 Energy LLC |  | 58502 | RE Columbia 3 LLC | CA | Vertical | Kern | COL3 | Solar Photovoltaic | PV |  | S | X | X |  |  | 10 |  | 10 | 10 |  | N |  |  | OP | X | 1 | 2014 | 2014 |  |  | N | IPP Non-CHP | IPP | IPP | 2 | X | SUN | Renewable | 10 | 0 | 1 | 0
Operable | 61944 | MN8 Energy LLC |  | 58534 | Westford Solar Park | MA | Restructured | Middlesex | 1 | Solar Photovoltaic | PV |  | S | X | X | ISO-NE - WCMA | ISO-NE - WCMA | 4 |  | 4 | 4 |  | N |  |  | OP | X | 4 | 2012 | 2012 |  |  | N | IPP Non-CHP | IPP | IPP | 2 | X | SUN | Renewable | 4 | 0 | 1 | 0
Operable | 61944 | MN8 Energy LLC |  | 58539 | Lake Pleasant WTP | AZ | Vertical | Maricopa | 1 | Solar Photovoltaic | PV |  | W | X | X |  |  | 6.5 |  | 6 | 4.1 |  | N |  |  | OP | X | 12 | 2012 | 2012 |  |  | N | IPP Non-CHP | IPP | IPP | 2 | X | SUN | Renewable | 6.5 | 0 | 1 | 0
Operable | 61944 | MN8 Energy LLC |  | 58602 | Laho Solar Plant | UT | Vertical | Beaver | LSP1 | Solar Photovoltaic | PV |  | S | X | X |  |  | 3 |  | 3 | 3 |  | N |  |  | OP | X | 7 | 2015 | 2015 |  |  | N | IPP Non-CHP | IPP | IPP | 2 | X | SUN | Renewable | 3 | 0 | 1 | 0
Operable | 61944 | MN8 Energy LLC |  | 58660 | Utah Red Hills Renewable Energy Park | UT | Vertical | Iron | 1 | Solar Photovoltaic | PV |  | S | X | X |  |  | 80 |  | 80 | 80 |  | N |  |  | OP | X | 12 | 2015 | 2015 |  |  | N | IPP Non-CHP | IPP | IPP | 2 | X | SUN | Renewable | 80 | 0 | 1 | 0
Operable | 61944 | MN8 Energy LLC |  | 58822 | Millville City Sewer Auth WTP | NJ | Restructured | Cumberland | U1BB | Solar Photovoltaic | PV |  | S | X | X |  |  | 0.8 |  | 0.8 | 0.8 |  | N |  |  | OP | X | 3 | 2013 | 2013 |  |  | N | Commercial Non-CHP | Customer Sited | Other | 4 | X | SUN | Renewable | 0.8 | 0 | 1 | 0
Operable | 61944 | MN8 Energy LLC |  | 58822 | Millville City Sewer Auth WTP | NJ | Restructured | Cumberland | U2DB | Solar Photovoltaic | PV |  | S | X | X |  |  | 0.4 |  | 0.5 | 0.5 |  | N |  |  | OP | X | 3 | 2013 | 2013 |  |  | N | Commercial Non-CHP | Customer Sited | Other | 4 | X | SUN | Renewable | 0.4 | 0 | 1 | 0
Operable | 61944 | MN8 Energy LLC |  | 58906 | Valley Center 1 | CA | Vertical | San Diego | VC1 | Solar Photovoltaic | PV |  | S | X | X |  |  | 2.5 |  | 2.5 | 2.5 |  | N |  |  | OP | X | 12 | 2013 | 2013 |  |  | N | IPP Non-CHP | IPP | IPP | 2 | X | SUN | Renewable | 2.5 | 0 | 1 | 0
Operable | 61944 | MN8 Energy LLC |  | 58907 | Valley Center 2 | CA | Vertical | San Diego | VC2 | Solar Photovoltaic | PV |  | S | X | X |  |  | 5 |  | 5 | 5 |  | N |  |  | OP | X | 12 | 2013 | 2013 |  |  | N | IPP Non-CHP | IPP | IPP | 2 | X | SUN | Renewable | 5 | 0 | 1 | 0
Operable | 61944 | MN8 Energy LLC |  | 58909 | Ramona 1 | CA | Vertical | San Diego | RAM1 | Solar Photovoltaic | PV |  | S | X | X |  |  | 2 |  | 2 | 2 |  | N |  |  | OP | X | 12 | 2013 | 2013 |  |  | N | IPP Non-CHP | IPP | IPP | 2 | X | SUN | Renewable | 2 | 0 | 1 | 0
Operable | 61944 | MN8 Energy LLC |  | 58911 | Ramona 2 | CA | Vertical | San Diego | RAM2 | Solar Photovoltaic | PV |  | S | X | X |  |  | 5 |  | 5 | 5 |  | N |  |  | OP | X | 12 | 2013 | 2013 |  |  | N | IPP Non-CHP | IPP | IPP | 2 | X | SUN | Renewable | 5 | 0 | 1 | 0
Operable | 61944 | MN8 Energy LLC |  | 59090 | Rockland Solar CSG | MA | Restructured | Plymouth | GEN1 | Solar Photovoltaic | PV |  | S | X | X |  |  | 2 |  | 2 | 2 |  | N |  |  | OP | X | 12 | 2013 | 2013 |  |  | N | IPP Non-CHP | IPP | IPP | 2 | X | SUN | Renewable | 2 | 0 | 1 | 0
Operable | 61944 | MN8 Energy LLC |  | 59097 | Berry Plastics Solar | NJ | Restructured | Warren | PV1 | Solar Photovoltaic | PV |  | S | X | X |  |  | 9.8 |  | 9.8 | 9.8 |  | N |  |  | OP | X | 12 | 2013 | 2013 |  |  | N | IPP Non-CHP | IPP | IPP | 2 | X | SUN | Renewable | 9.8 | 0 | 1 | 0
Operable | 61944 | MN8 Energy LLC |  | 59150 | RE Mustang LLC | CA | Vertical | Kings | BESS1 | Batteries | BA |  | W | X | X |  |  | 75 |  | 75 | 75 |  | N |  |  | OP | X | 10 | 2021 | 2021 |  |  | N | IPP Non-CHP | IPP | IPP | 2 | X | MWH | Other | 0 | 0 | 0 | 0
Operable | 61944 | MN8 Energy LLC |  | 59150 | RE Mustang LLC | CA | Vertical | Kings | PV1 | Solar Photovoltaic | PV |  | S | X | X |  |  | 100 |  | 100 | 100 |  | N |  |  | OP | X | 8 | 2016 | 2016 |  |  | N | IPP Non-CHP | IPP | IPP | 2 | X | SUN | Renewable | 100 | 0 | 1 | 0
Operable | 61944 | MN8 Energy LLC |  | 59495 | Antares-GRE 314 East Lyme LLC | CT | Restructured | New London | GRE01 | Solar Photovoltaic | PV |  | S | X | X |  |  | 4 |  | 4 | 4 |  | N |  |  | OP | X | 6 | 2014 | 2014 |  |  | N | IPP Non-CHP | IPP | IPP | 2 | X | SUN | Renewable | 4 | 0 | 1 | 0
Operable | 61944 | MN8 Energy LLC |  | 59613 | Town of Williamson Landfill PV | NY | Restructured | Wayne | TWLL | Solar Photovoltaic | PV |  | S | X | X |  |  | 1.2 |  | 1.2 | 1.2 |  | N |  |  | OP | X | 12 | 2014 | 2014 |  |  | N | Commercial Non-CHP | Customer Sited | Other | 4 | X | SUN | Renewable | 1.2 | 0 | 1 | 0
Operable | 61944 | MN8 Energy LLC |  | 59653 | City of Truth or Consequences PV | NM | Vertical | Sierra | COTC | Solar Photovoltaic | PV |  | S | X | X |  |  | 1.9 |  | 1.9 | 1.9 |  | N |  |  | OP | X | 2 | 2015 | 2015 |  |  | N | IPP Non-CHP | IPP | IPP | 2 | X | SUN | Renewable | 1.9 | 0 | 1 | 0
Operable | 61944 | MN8 Energy LLC |  | 59666 | Innovative Solar 47 | NC | Vertical | Robeson | IS047 | Solar Photovoltaic | PV |  | W | X | X |  |  | 33.8 |  | 33.8 | 33.8 |  | N |  |  | OP | X | 4 | 2017 | 2017 |  |  | N | IPP Non-CHP | IPP | IPP | 2 | X | SUN | Renewable | 33.8 | 0 | 1 | 0
Operable | 61944 | MN8 Energy LLC |  | 59779 | Davis Monthan AFB (AZ) West Airfield | AZ | Vertical | Pima | 1 | Solar Photovoltaic | PV |  | S | X | X |  |  | 12.6 |  | 12.6 | 12.6 |  | N |  |  | OP | X | 1 | 2014 | 2014 |  |  | N | IPP Non-CHP | IPP | IPP | 2 | X | SUN | Renewable | 12.6 | 0 | 1 | 0
Operable | 61944 | MN8 Energy LLC |  | 60157 | Heedeh Solar | NC | Vertical | Columbus | PV1 | Solar Photovoltaic | PV |  | W | X | X |  |  | 4.5 |  | 4.5 | 4.5 |  | N |  |  | OP | X | 7 | 2018 | 2018 |  |  | N | IPP Non-CHP | IPP | IPP | 2 | X | SUN | Renewable | 4.5 | 0 | 1 | 0
Operable | 61944 | MN8 Energy LLC |  | 60284 | Organ Church Solar | NC | Vertical | Rowan | PV1 | Solar Photovoltaic | PV |  | W | X | X |  |  | 5 |  | 5 | 5 |  | N |  |  | OP | X | 2 | 2019 | 2019 |  |  | N | IPP Non-CHP | IPP | IPP | 2 | X | SUN | Renewable | 5 | 0 | 1 | 0
Operable | 61944 | MN8 Energy LLC |  | 60381 | Sulphur Springs | AZ | Vertical | Cochise | SSSP | Solar Photovoltaic | PV |  | S | X | X |  |  | 20 |  | 20 | 20 |  | N |  |  | OP | X | 12 | 2016 | 2016 |  |  | N | IPP Non-CHP | IPP | IPP | 2 | X | SUN | Renewable | 20 | 0 | 1 | 0
Operable | 61944 | MN8 Energy LLC |  | 60423 | Fairhaven C CSG | MA | Restructured | Bristol | FCPV | Solar Photovoltaic | PV |  | S | X | X |  |  | 1.6 |  | 1.6 | 1.6 |  | N |  |  | OP | X | 5 | 2017 | 2017 |  |  | N | IPP Non-CHP | IPP | IPP | 2 | X | SUN | Renewable | 1.6 | 0 | 1 | 0
Operable | 61944 | MN8 Energy LLC |  | 60424 | West Bridgewater AB CSG | MA | Restructured | Plymouth | WBAB | Solar Photovoltaic | PV |  | S | X | X |  |  | 1.7 |  | 1.7 | 1.7 |  | N |  |  | OP | X | 6 | 2017 | 2017 |  |  | N | IPP Non-CHP | IPP | IPP | 2 | X | SUN | Renewable | 1.7 | 0 | 1 | 0
Operable | 61944 | MN8 Energy LLC |  | 60426 | RCWD PV Project | CA | Vertical | Riverside | RCWD | Solar Photovoltaic | PV |  | W | X | X |  |  | 4.1 |  | 3.9 | 2.7 |  | N |  |  | OP | X | 6 | 2016 | 2016 |  |  | N | IPP Non-CHP | IPP | IPP | 2 | X | SUN | Renewable | 4.1 | 0 | 1 | 0
Operable | 61944 | MN8 Energy LLC |  | 60540 | Innovative Solar 31 | NC | Vertical | Bladen | IS031 | Solar Photovoltaic | PV |  | W | X | X |  |  | 35 |  | 35 | 35 |  | N |  |  | OP | X | 1 | 2017 | 2017 |  |  | N | IPP Non-CHP | IPP | IPP | 2 | X | SUN | Renewable | 35 | 0 | 1 | 0
Operable | 61944 | MN8 Energy LLC |  | 60590 | Golden Fields Solar I, LLC | CA | Vertical | Kern | RS1 | Solar Photovoltaic | PV |  | S | X | X |  |  | 54 |  | 54 | 54 |  | N |  |  | OP | X | 12 | 2016 | 2016 |  |  | N | IPP Non-CHP | IPP | IPP | 2 | X | SUN | Renewable | 54 | 0 | 1 | 0
Operable | 61944 | MN8 Energy LLC |  | 60591 | Solar Star California, XLI, LLC | CA | Vertical | Kern | RS1 | Solar Photovoltaic | PV |  | S | X | X |  |  | 54 |  | 54 | 54 |  | N |  |  | OP | X | 12 | 2016 | 2016 |  |  | N | IPP Non-CHP | IPP | IPP | 2 | X | SUN | Renewable | 54 | 0 | 1 | 0
Operable | 61944 | MN8 Energy LLC |  | 60709 | IFF Hazlet | NJ | Restructured | Monmouth | GRND | Solar Photovoltaic | PV |  | S | X | X | NJTABERD230 KV |  | 3 |  | 3 | 3 |  | N |  |  | OP | X | 12 | 2014 | 2014 | 12 | 2028 | N | IPP Non-CHP | IPP | IPP | 2 | X | SUN | Renewable | 3 | 0 | 1 | 0
Operable | 61944 | MN8 Energy LLC |  | 60710 | Stone Hill Solar CSG | MA | Restructured | Bristol | PV1 | Solar Photovoltaic | PV |  | S | X | X |  |  | 2 |  | 2 | 2 |  | N |  |  | OP | X | 7 | 2014 | 2014 |  |  | N | IPP Non-CHP | IPP | IPP | 2 | X | SUN | Renewable | 2 | 0 | 1 | 0
Operable | 61944 | MN8 Energy LLC |  | 60720 | Weld 1 Community Solar Array | CO | Vertical | Weld | WELD1 | Solar Photovoltaic | PV |  | S | X | X |  |  | 1.5 |  | 1.5 | 1.5 |  | N |  |  | OP | X | 10 | 2017 | 2017 |  |  | N | IPP Non-CHP | IPP | IPP | 2 | X | SUN | Renewable | 1.5 | 0 | 1 | 0
Operable | 61944 | MN8 Energy LLC |  | 60722 | Logan 1 Community Solar Array | CO | Vertical | Logan | LOGA1 | Solar Photovoltaic | PV |  | S | X | X |  |  | 1.5 |  | 1.5 | 1.5 |  | N |  |  | OP | X | 10 | 2017 | 2017 |  |  | N | IPP Non-CHP | IPP | IPP | 2 | X | SUN | Renewable | 1.5 | 0 | 1 | 0
Operable | 61944 | MN8 Energy LLC |  | 60723 | Conejos 1 Community Solar Array | CO | Vertical | Conejos | CONEJ | Solar Photovoltaic | PV |  | S | X | X |  |  | 1.5 |  | 1.5 | 1.5 |  | N |  |  | OP | X | 11 | 2017 | 2017 |  |  | N | IPP Non-CHP | IPP | IPP | 2 | X | SUN | Renewable | 1.5 | 0 | 1 | 0
Operable | 61944 | MN8 Energy LLC |  | 60724 | Arapahoe 3 Community Solar Array | CO | Vertical | Arapahoe | ARAP3 | Solar Photovoltaic | PV |  | S | X | X |  |  | 1.8 |  | 1.8 | 1.8 |  | N |  |  | OP | X | 9 | 2017 | 2017 |  |  | N | IPP Non-CHP | IPP | IPP | 2 | X | SUN | Renewable | 1.8 | 0 | 1 | 0
Operable | 61944 | MN8 Energy LLC |  | 60725 | Xcel Adams 2 Community Solar Array | CO | Vertical | Adams | ADCO2 | Solar Photovoltaic | PV |  | S | X | X |  |  | 1.5 |  | 1.5 | 1.5 |  | N |  |  | OP | X | 12 | 2017 | 2017 |  |  | N | IPP Non-CHP | IPP | IPP | 2 | X | SUN | Renewable | 1.5 | 0 | 1 | 0
Operable | 61944 | MN8 Energy LLC |  | 60726 | Xcel Adams 1 Community Solar Array | CO | Vertical | Adams | ADCO1 | Solar Photovoltaic | PV |  | S | X | X |  |  | 1.8 |  | 1.8 | 1.8 |  | N |  |  | OP | X | 9 | 2017 | 2017 |  |  | N | IPP Non-CHP | IPP | IPP | 2 | X | SUN | Renewable | 1.8 | 0 | 1 | 0
Operable | 61944 | MN8 Energy LLC |  | 60727 | East Orange Solar | NJ | Restructured | Essex | PV1 | Solar Photovoltaic | PV |  | S | X | X | TRAYNOR 230 KV |  | 4.5 |  | 4.5 | 4.5 |  | N |  |  | OP | X | 3 | 2015 | 2015 |  |  | N | IPP Non-CHP | IPP | IPP | 2 | X | SUN | Renewable | 4.5 | 0 | 1 | 0
Operable | 61944 | MN8 Energy LLC |  | 60728 | Howell Solar | NJ | Restructured | Monmouth | PV1 | Solar Photovoltaic | PV |  | S | X | X | LARRABEE230 KV | LARRABEE230 KV | 7 |  | 7 | 7 |  | N |  |  | OP | X | 3 | 2016 | 2016 |  |  | N | IPP Non-CHP | IPP | IPP | 2 | X | SUN | Renewable | 7 | 0 | 1 | 0
Operable | 61944 | MN8 Energy LLC |  | 60729 | Raritan Solar | NJ | Restructured | Hunterdon | PV1 | Solar Photovoltaic | PV |  | S | X | X | EFLEMING35 KV | EFLEMING35 KV | 7.5 |  | 7.5 | 7.5 |  | N |  |  | OP | X | 4 | 2016 | 2016 |  |  | N | IPP Non-CHP | IPP | IPP | 2 | X | SUN | Renewable | 7.5 | 0 | 1 | 0
Operable | 61944 | MN8 Energy LLC |  | 60730 | Bridgewater Solar CSG | MA | Restructured | Plymouth | PV1 | Solar Photovoltaic | PV |  | S | X | X | LD.DIGHTON | LD.DIGHTON | 1.3 |  | 2 | 2 |  | N |  |  | OP | X | 8 | 2015 | 2015 |  |  | N | IPP Non-CHP | IPP | IPP | 2 | X | SUN | Renewable | 1.3 | 0 | 1 | 0
Operable | 61944 | MN8 Energy LLC |  | 60730 | Bridgewater Solar CSG | MA | Restructured | Plymouth | PV2 | Solar Photovoltaic | PV |  | S | X | X | LD.DIGHTON | LD.DIGHTON | 1 |  | 1 | 1 |  | N |  |  | OP | X | 8 | 2015 | 2015 |  |  | N | IPP Non-CHP | IPP | IPP | 2 | X | SUN | Renewable | 1 | 0 | 1 | 0
Operable | 61944 | MN8 Energy LLC |  | 60731 | Holliston Solar CSG | MA | Restructured | Middlesex | PV1 | Solar Photovoltaic | PV |  | S | X | X |  |  | 1 |  | 1 | 1 |  | N |  |  | OP | X | 7 | 2015 | 2015 |  |  | N | IPP Non-CHP | IPP | IPP | 2 | X | SUN | Renewable | 1 | 0 | 1 | 0
Operable | 61944 | MN8 Energy LLC |  | 60732 | Frankford Solar | NJ | Restructured | Sussex | PV1 | Solar Photovoltaic | PV |  | S | X | X | NEWTON 34.5 KV | NEWTON 34.5 KV | 8.2 |  | 8.2 | 8.2 |  | N |  |  | OP | X | 4 | 2012 | 2012 |  |  | N | IPP Non-CHP | IPP | IPP | 2 | X | SUN | Renewable | 8.2 | 0 | 1 | 0
Operable | 61944 | MN8 Energy LLC |  | 60733 | Brickyard Solar | NJ | Restructured | Monmouth | PV1 | Solar Photovoltaic | PV |  | S | X | X | ATLANTIC34 KV | ATLANTIC34 KV | 1.5 |  | 1.5 | 1.5 |  | N |  |  | OP | X | 6 | 2015 | 2015 |  |  | N | IPP Non-CHP | IPP | IPP | 2 | X | SUN | Renewable | 1.5 | 0 | 1 | 0
Operable | 61944 | MN8 Energy LLC |  | 60734 | Bordentown Solar | NJ | Restructured | Burlington | PV1 | Solar Photovoltaic | PV |  | S | X | X | CROSSWIC138 KV 13KV | CROSSWIC138 KV 13KV | 6.8 |  | 6.8 | 6.8 |  | N |  |  | OP | X | 12 | 2015 | 2015 |  |  | N | IPP Non-CHP | IPP | IPP | 2 | X | SUN | Renewable | 6.8 | 0 | 1 | 0
Operable | 61944 | MN8 Energy LLC |  | 60735 | Longview Solar | MD | Restructured | Wicomico | PV1 | Solar Photovoltaic | PV |  | S | X | X | HEBRON 69 KV | HEBRON 69 KV | 13.6 |  | 13.6 | 13.6 |  | N |  |  | OP | X | 2 | 2016 | 2016 |  |  | N | IPP Non-CHP | IPP | IPP | 2 | X | SUN | Renewable | 13.6 | 0 | 1 | 0
Operable | 61944 | MN8 Energy LLC |  | 60736 | Wilmington Solar | MA | Restructured | Middlesex | PV1 | Solar Photovoltaic | PV |  | S | X | X | LD.AYER | LD.AYER | 2 |  | 2 | 2 |  | N |  |  | OP | X | 11 | 2015 | 2015 |  |  | N | IPP Non-CHP | IPP | IPP | 2 | X | SUN | Renewable | 2 | 0 | 1 | 0
Operable | 61944 | MN8 Energy LLC |  | 60737 | Church Hill | MD | Restructured | Queen Annes | PV1 | Solar Photovoltaic | PV |  | S | X | X | PRICE 69 KV | PRICE 69 KV | 6 |  | 6 | 6 |  | N |  |  | OP | X | 5 | 2016 | 2016 |  |  | N | IPP Non-CHP | IPP | IPP | 2 | X | SUN | Renewable | 6 | 0 | 1 | 0
Operable | 61944 | MN8 Energy LLC |  | 60738 | Fall River Solar CSG | MA | Restructured | Bristol | PV1 | Solar Photovoltaic | PV |  | S | X | X |  |  | 2 |  | 2 | 2 |  | N |  |  | OP | X | 2 | 2013 | 2013 |  |  | N | IPP Non-CHP | IPP | IPP | 2 | X | SUN | Renewable | 2 | 0 | 1 | 0
Operable | 61944 | MN8 Energy LLC |  | 60739 | DSM Solar | NJ | Restructured | Warren | PV1 | Solar Photovoltaic | PV |  | S | X | X | PEQUESTR34 KV |  | 4.5 |  | 4.5 | 4.5 |  | N |  |  | OP | X | 12 | 2014 | 2014 |  |  | N | IPP Non-CHP | IPP | IPP | 2 | X | SUN | Renewable | 4.5 | 0 | 1 | 0
Operable | 61944 | MN8 Energy LLC |  | 60740 | Pittsgrove Solar | NJ | Restructured | Salem | PV1 | Solar Photovoltaic | PV |  | S | X | X | UPPERPIT138 KV |  | 2 |  | 2 | 2 |  | N |  |  | OP | X | 5 | 2014 | 2014 |  |  | N | IPP Non-CHP | IPP | IPP | 2 | X | SUN | Renewable | 2 | 0 | 1 | 0
Operable | 61944 | MN8 Energy LLC |  | 60752 | Gloucester Community College Solar | NJ | Restructured | Gloucester | PV1 | Solar Photovoltaic | PV |  | S | X | X | TERRACE 69 KV |  | 2.3 |  | 2.3 | 2.3 |  | N |  |  | OP | X | 3 | 2014 | 2014 |  |  | N | IPP Non-CHP | IPP | IPP | 2 | X | SUN | Renewable | 2.3 | 0 | 1 | 0
Operable | 61944 | MN8 Energy LLC |  | 60763 | Holland Solar | NJ | Restructured | Hunterdon | PV1 | Solar Photovoltaic | PV |  | S | X | X | GILBERT 34 KV | GILBERT 34 KV | 3 |  | 3 | 3 |  | N |  |  | OP | X | 12 | 2015 | 2015 |  |  | N | IPP Non-CHP | IPP | IPP | 2 | X | SUN | Renewable | 3 | 0 | 1 | 0
Operable | 61944 | MN8 Energy LLC |  | 60765 | L'Oreal Franklin | NJ | Restructured | Somerset | PV1 | Solar Photovoltaic | PV |  | S | X | X |  |  | 1 |  | 1 | 1 |  | N |  |  | OP | X | 3 | 2012 | 2012 |  |  | N | IPP Non-CHP | IPP | IPP | 2 | X | SUN | Renewable | 1 | 0 | 1 | 0
Operable | 61944 | MN8 Energy LLC |  | 60766 | L'Oreal Monmouth | NJ | Restructured | Monmouth | PV1 | Solar Photovoltaic | PV |  | S | X | X |  |  | 2 |  | 2 | 2 |  | N |  |  | OP | X | 2 | 2013 | 2013 |  |  | N | IPP Non-CHP | IPP | IPP | 2 | X | SUN | Renewable | 2 | 0 | 1 | 0
Operable | 61944 | MN8 Energy LLC |  | 60769 | Lower Cape May HS | NJ | Restructured | Cape May | PV1 | Solar Photovoltaic | PV |  | S | X | X |  |  | 1.5 |  | 1.5 | 1.5 |  | N |  |  | OP | X | 12 | 2012 | 2012 |  |  | N | IPP Non-CHP | IPP | IPP | 2 | X | SUN | Renewable | 1.5 | 0 | 1 | 0
Operable | 61944 | MN8 Energy LLC |  | 60771 | Timber Creek HS | NJ | Restructured | Camden | PV1 | Solar Photovoltaic | PV |  | S | X | X | PINEHILL69 KV |  | 1.3 |  | 1.3 | 1.3 |  | N |  |  | OP | X | 12 | 2013 | 2013 |  |  | N | IPP Non-CHP | IPP | IPP | 2 | X | SUN | Renewable | 1.3 | 0 | 1 | 0
Operable | 61944 | MN8 Energy LLC |  | 60772 | Adams Ave MS and HS | NJ | Restructured | Atlantic | PVHS | Solar Photovoltaic | PV |  | S | X | X |  |  | 1.8 |  | 1.8 | 1.8 |  | N |  |  | OP | X | 3 | 2012 | 2012 |  |  | N | IPP Non-CHP | IPP | IPP | 2 | X | SUN | Renewable | 1.8 | 0 | 1 | 0
Operable | 61944 | MN8 Energy LLC |  | 60772 | Adams Ave MS and HS | NJ | Restructured | Atlantic | PVMS | Solar Photovoltaic | PV |  | S | X | X |  |  | 1.3 |  | 1.3 | 1.3 |  | N |  |  | OP | X | 7 | 2011 | 2011 |  |  | N | IPP Non-CHP | IPP | IPP | 2 | X | SUN | Renewable | 1.3 | 0 | 1 | 0
Operable | 61944 | MN8 Energy LLC |  | 60775 | Deerfield CSG Solar | MA | Restructured | Franklin | PV1 | Solar Photovoltaic | PV |  | S | X | X |  |  | 4.5 |  | 4.5 | 4.5 |  | N |  |  | OP | X | 12 | 2017 | 2017 |  |  | N | IPP Non-CHP | IPP | IPP | 2 | X | SUN | Renewable | 4.5 | 0 | 1 | 0
Operable | 61944 | MN8 Energy LLC |  | 60777 | American Kings Solar, LLC | CA | Vertical | Kings | GEN01 | Solar Photovoltaic | PV |  | S | X | X |  |  | 128 |  | 128 | 128 |  | N |  |  | OP | X | 12 | 2020 | 2020 |  |  | N | IPP Non-CHP | IPP | IPP | 2 | X | SUN | Renewable | 128 | 0 | 1 | 0
Operable | 61944 | MN8 Energy LLC |  | 60802 | ACCC Mays Landing | NJ | Restructured | Atlantic | PV1 | Solar Photovoltaic | PV |  | S | X | X | DOROTHY 138 KV |  | 1.4 |  | 1.4 | 1.4 |  | N |  |  | OP | X | 11 | 2013 | 2013 | 12 | 2028 | N | IPP Non-CHP | IPP | IPP | 2 | X | SUN | Renewable | 1.4 | 0 | 1 | 0
Operable | 61944 | MN8 Energy LLC |  | 60869 | Solar Star California, XLIV, LLC | CA | Vertical | Los Angeles | PB1 | Solar Photovoltaic | PV |  | S | X | X |  |  | 9.5 |  | 9.5 | 9.5 |  | N |  |  | OP | X | 12 | 2016 | 2016 |  |  | N | IPP Non-CHP | IPP | IPP | 2 | X | SUN | Renewable | 9.5 | 0 | 1 | 0
Operable | 61944 | MN8 Energy LLC |  | 60978 | CSUF State College | CA | Vertical | Orange | PV1 | Solar Photovoltaic | PV |  | W | X | X |  |  | 1 |  | 1 | 1 |  | N |  |  | OP | X | 12 | 2016 | 2016 |  |  | N | IPP Non-CHP | IPP | IPP | 2 | X | SUN | Renewable | 1 | 0 | 1 | 0
Operable | 61944 | MN8 Energy LLC |  | 60979 | CSUF Nutwood Solar | CA | Vertical | Orange | PV1 | Solar Photovoltaic | PV |  | W | X | X |  |  | 1.9 |  | 1.9 | 1.9 |  | N |  |  | OP | X | 12 | 2016 | 2016 |  |  | N | IPP Non-CHP | IPP | IPP | 2 | X | SUN | Renewable | 1.9 | 0 | 1 | 0
Operable | 61944 | MN8 Energy LLC |  | 61341 | Grafton PV | MA | Restructured | Worcester | MSBW1 | Solar Photovoltaic | PV |  | S | X | X |  |  | 2.7 |  | 2.7 | 2.7 |  | N |  |  | OP | X | 10 | 2016 | 2016 |  |  | N | IPP Non-CHP | IPP | IPP | 2 | X | SUN | Renewable | 2.7 | 0 | 1 | 0
Operable | 61944 | MN8 Energy LLC |  | 61342 | Barrett PV | MA | Restructured | Worcester | MSBW2 | Solar Photovoltaic | PV |  | J | X | X |  |  | 11.9 |  | 11.9 | 11.9 |  | N |  |  | OP | X | 11 | 2016 | 2016 |  |  | N | IPP Non-CHP | IPP | IPP | 2 | X | SUN | Renewable | 11.9 | 0 | 1 | 0
Operable | 61944 | MN8 Energy LLC |  | 61353 | Mount Signal Solar Farm II | CA | Vertical | Imperial | IVS2 | Solar Photovoltaic | PV |  | S | X | X |  |  | 153.5 |  | 153.5 | 153.5 |  | N |  |  | OP | X | 1 | 2020 | 2020 |  |  | N | IPP Non-CHP | IPP | IPP | 2 | X | SUN | Renewable | 153.5 | 0 | 1 | 0
Operable | 61944 | MN8 Energy LLC |  | 61363 | Equuleus Community Solar Gardens | MN | Vertical | Dakota | CSG1 | Solar Photovoltaic | PV |  | S | X | X |  |  | 1 |  | 1 | 1 |  | N |  |  | OP | X | 8 | 2017 | 2017 |  |  | N | IPP Non-CHP | IPP | IPP | 2 | X | SUN | Renewable | 1 | 0 | 1 | 0
Operable | 61944 | MN8 Energy LLC |  | 61363 | Equuleus Community Solar Gardens | MN | Vertical | Dakota | CSG2 | Solar Photovoltaic | PV |  | S | X | X |  |  | 1 |  | 1 | 1 |  | N |  |  | OP | X | 8 | 2017 | 2017 |  |  | N | IPP Non-CHP | IPP | IPP | 2 | X | SUN | Renewable | 1 | 0 | 1 | 0
Operable | 61944 | MN8 Energy LLC |  | 61363 | Equuleus Community Solar Gardens | MN | Vertical | Dakota | CSG3 | Solar Photovoltaic | PV |  | S | X | X |  |  | 1 |  | 1 | 1 |  | N |  |  | OP | X | 8 | 2017 | 2017 |  |  | N | IPP Non-CHP | IPP | IPP | 2 | X | SUN | Renewable | 1 | 0 | 1 | 0
Operable | 61944 | MN8 Energy LLC |  | 61363 | Equuleus Community Solar Gardens | MN | Vertical | Dakota | CSG4 | Solar Photovoltaic | PV |  | S | X | X |  |  | 1 |  | 1 | 1 |  | N |  |  | OP | X | 8 | 2017 | 2017 |  |  | N | IPP Non-CHP | IPP | IPP | 2 | X | SUN | Renewable | 1 | 0 | 1 | 0
Operable | 61944 | MN8 Energy LLC |  | 61363 | Equuleus Community Solar Gardens | MN | Vertical | Dakota | CSG5 | Solar Photovoltaic | PV |  | S | X | X |  |  | 1 |  | 1 | 1 |  | N |  |  | OP | X | 8 | 2017 | 2017 |  |  | N | IPP Non-CHP | IPP | IPP | 2 | X | SUN | Renewable | 1 | 0 | 1 | 0
Operable | 61944 | MN8 Energy LLC |  | 61463 | Vandenberg Solar Project | CA | Vertical | Santa Barbara | VBERG | Solar Photovoltaic | PV |  | S | X | X |  |  | 25.3 |  | 25.3 | 25.3 |  | N |  |  | OP | X | 12 | 2017 | 2017 |  |  | N | IPP Non-CHP | IPP | IPP | 2 | X | SUN | Renewable | 25.3 | 0 | 1 | 0
Operable | 61944 | MN8 Energy LLC |  | 61553 | Klamath Falls Solar 2 CSG | OR | Vertical | Klamath | 1 | Solar Photovoltaic | PV |  | S | X | X |  |  | 2.9 |  | 2.9 | 2.9 |  | N |  |  | OP | X | 12 | 2017 | 2017 |  |  | N | IPP Non-CHP | IPP | IPP | 2 | X | SUN | Renewable | 2.9 | 0 | 1 | 0
Operable | 61944 | MN8 Energy LLC |  | 61824 | RPUWD Scheuer Well Solar Project | CA | Vertical | San Bernardino | RPU2 | Solar Photovoltaic | PV |  | W | X | X |  |  | 3 |  | 3 | 3 |  | N |  |  | OP | X | 6 | 2018 | 2018 |  |  | N | IPP Non-CHP | IPP | IPP | 2 | X | SUN | Renewable | 3 | 0 | 1 | 0
Operable | 61944 | MN8 Energy LLC |  | 61825 | Dignity - Siena Campus | NV | Vertical | Clark | PV1 | Solar Photovoltaic | PV |  | S | X | X |  |  | 1.4 |  | 1.4 | 1.4 |  | N |  |  | OP | X | 5 | 2018 | 2018 |  |  | N | IPP Non-CHP | IPP | IPP | 2 | X | SUN | Renewable | 1.4 | 0 | 1 | 0
Operable | 61944 | MN8 Energy LLC |  | 61862 | Dignity - San Martin | NV | Vertical | Clark | PV1 | Solar Photovoltaic | PV |  | S | X | X |  |  | 1.7 |  | 1.7 | 1.7 |  | N |  |  | OP | X | 5 | 2018 | 2018 |  |  | N | IPP Non-CHP | IPP | IPP | 2 | X | SUN | Renewable | 1.7 | 0 | 1 | 0
Operable | 61944 | MN8 Energy LLC |  | 61877 | Hanover Solar, LLC | NC | Vertical | Jones | HAN01 | Solar Photovoltaic | PV |  | W | X | X |  |  | 4.9 |  | 5 | 4.8 |  | N |  |  | OP | X | 4 | 2018 | 2018 |  |  | N | IPP Non-CHP | IPP | IPP | 2 | X | SUN | Renewable | 4.9 | 0 | 1 | 0
Operable | 61944 | MN8 Energy LLC |  | 61895 | Toyota HQ Plan | TX | Restructured | Collin | TOYHQ | Solar Photovoltaic | PV |  | S | X | X |  |  | 7.7 |  | 5.9 | 3.5 |  | N |  |  | OP | X | 9 | 2017 | 2017 |  |  | N | IPP Non-CHP | IPP | IPP | 2 | X | SUN | Renewable | 7.7 | 0 | 1 | 0
Operable | 61944 | MN8 Energy LLC |  | 61901 | Redstone Arsenal Hybrid | AL | Vertical | Madison | BA | Batteries | BA |  | S | X | X |  |  | 1 |  | 1 | 1 | 1 | N |  |  | OP | X | 12 | 2017 | 2017 |  |  | N | IPP Non-CHP | IPP | IPP | 2 | X | MWH | Other | 0 | 0 | 0 | 0
Operable | 61944 | MN8 Energy LLC |  | 61901 | Redstone Arsenal Hybrid | AL | Vertical | Madison | REDST | Solar Photovoltaic | PV |  | S | X | X |  |  | 10 |  | 7.2 | 4.2 |  | N |  |  | OP | X | 12 | 2017 | 2017 |  |  | N | IPP Non-CHP | IPP | IPP | 2 | X | SUN | Renewable | 10 | 0 | 1 | 0
Operable | 61944 | MN8 Energy LLC |  | 61995 | UC Merced Solar Hybrid | CA | Vertical | Merced | UCMBA | Batteries | BA |  | S | X | X |  |  | 0.5 |  | 0.5 | 0.5 | 0.5 | N |  |  | OP | X | 12 | 2018 | 2018 |  |  | N | IPP Non-CHP | IPP | IPP | 2 | X | MWH | Other | 0 | 0 | 0 | 0
Operable | 61944 | MN8 Energy LLC |  | 61995 | UC Merced Solar Hybrid | CA | Vertical | Merced | UCMPV | Solar Photovoltaic | PV |  | S | X | X |  |  | 4.5 |  | 4.3 | 1.8 |  | N |  |  | OP | X | 12 | 2018 | 2018 |  |  | N | IPP Non-CHP | IPP | IPP | 2 | X | SUN | Renewable | 4.5 | 0 | 1 | 0
Operable | 61944 | MN8 Energy LLC |  | 62016 | UC Riverside Lots 30 & 32 | CA | Vertical | Riverside | UCRIV | Solar Photovoltaic | PV |  | S | X | X |  |  | 4 |  | 3.5 | 2 |  | N |  |  | OP | X | 12 | 2017 | 2017 |  |  | N | IPP Non-CHP | IPP | IPP | 2 | X | SUN | Renewable | 4 | 0 | 1 | 0
Operable | 61944 | MN8 Energy LLC |  | 62020 | Stanford Campus Solar | CA | Vertical | Santa Clara | STANF | Solar Photovoltaic | PV |  | S | X | X |  |  | 3.4 |  | 3.3 | 1.6 |  | N |  |  | OP | X | 3 | 2017 | 2017 |  |  | N | IPP Non-CHP | IPP | IPP | 2 | X | SUN | Renewable | 3.4 | 0 | 1 | 0
Operable | 61944 | MN8 Energy LLC |  | 62028 | CSU Long Beach Lots 7 & 14 | CA | Vertical | Los Angeles | CSULB | Solar Photovoltaic | PV |  | S | X | X |  |  | 4.5 |  | 3.3 | 1.8 |  | N |  |  | OP | X | 12 | 2017 | 2017 |  |  | N | IPP Non-CHP | IPP | IPP | 2 | X | SUN | Renewable | 4.5 | 0 | 1 | 0
Operable | 61944 | MN8 Energy LLC |  | 62136 | Arthur Solar, LLC | NC | Vertical | Columbus | ART01 | Solar Photovoltaic | PV |  | W | X | X |  |  | 5 |  | 5 | 5 |  | N |  |  | OP | X | 7 | 2018 | 2018 |  |  | N | IPP Non-CHP | IPP | IPP | 2 | X | SUN | Renewable | 5 | 0 | 1 | 0
Operable | 61944 | MN8 Energy LLC |  | 62167 | County Home Solar LLC | NC | Vertical | Richmond | COU01 | Solar Photovoltaic | PV |  | W | X | X |  |  | 4.9 |  | 4.9 | 4.9 |  | N |  |  | OP | X | 9 | 2018 | 2018 |  |  | N | IPP Non-CHP | IPP | IPP | 2 | X | SUN | Renewable | 4.9 | 0 | 1 | 0
Operable | 61944 | MN8 Energy LLC |  | 62168 | Church Road Solar LLC | NC | Vertical | Harnett | CHU01 | Solar Photovoltaic | PV |  | W | X | X |  |  | 5 |  | 5 | 5 |  | N |  |  | OP | X | 8 | 2018 | 2018 |  |  | N | IPP Non-CHP | IPP | IPP | 2 | X | SUN | Renewable | 5 | 0 | 1 | 0
Operable | 61944 | MN8 Energy LLC |  | 62241 | NorWest Energy 9 LLC | OR | Vertical | Umatilla | NWE9 | Solar Photovoltaic | PV |  | W | X | X |  |  | 6 |  | 6 | 6 |  | N |  |  | OP | X | 9 | 2018 | 2018 |  |  | N | IPP Non-CHP | IPP | IPP | 2 | X | SUN | Renewable | 6 | 0 | 1 | 0
Operable | 61944 | MN8 Energy LLC |  | 62242 | County of San Diego SBRC | CA | Vertical | San Diego | SBRC | Solar Photovoltaic | PV |  | S | X | X |  |  | 1.3 |  | 1.3 | 1.3 |  | N |  |  | OP | X | 12 | 2018 | 2018 |  |  | N | IPP Non-CHP | IPP | IPP | 2 | X | SUN | Renewable | 1.3 | 0 | 1 | 0
Operable | 61944 | MN8 Energy LLC |  | 62246 | Target Woodland Solar Project | CA | Vertical | Yolo | TWSP | Solar Photovoltaic | PV |  | W | X | X |  |  | 2.3 |  | 1.8 | 2 |  | N |  |  | OP | X | 12 | 2018 | 2018 |  |  | N | IPP Non-CHP | IPP | IPP | 2 | X | SUN | Renewable | 2.3 | 0 | 1 | 0
Operable | 61944 | MN8 Energy LLC |  | 62268 | NorWest Energy 4, LLC | OR | Vertical | Klamath | NWE4 | Solar Photovoltaic | PV |  | S | X | X |  |  | 5.6 |  | 5.6 | 5 |  | N |  |  | OP | X | 1 | 2019 | 2019 |  |  | N | IPP Non-CHP | IPP | IPP | 2 | X | SUN | Renewable | 5.6 | 0 | 1 | 0
Operable | 61944 | MN8 Energy LLC |  | 62274 | Liberty HS Solar Project | CA | Vertical | Kern | LHSSP | Solar Photovoltaic | PV |  | W | X | X |  |  | 1.5 |  | 1.2 | 0.2 |  | N |  |  | OP | X | 12 | 2018 | 2018 |  |  | N | Commercial Non-CHP | Customer Sited | Other | 4 | X | SUN | Renewable | 1.5 | 0 | 1 | 0
Operable | 61944 | MN8 Energy LLC |  | 62275 | Frontier HS Solar Project | CA | Vertical | Kern | FHSSP | Solar Photovoltaic | PV |  | W | X | X |  |  | 1.4 |  | 1.4 | 1.4 |  | N |  |  | OP | X | 12 | 2018 | 2018 |  |  | N | Commercial Non-CHP | Customer Sited | Other | 4 | X | SUN | Renewable | 1.4 | 0 | 1 | 0
Operable | 61944 | MN8 Energy LLC |  | 62439 | Owens Corning | NJ | Restructured | Camden | A | Solar Photovoltaic | PV |  | S | X | X | STRATFOR69 KV | STRATFOR69 KV | 2.8 |  | 2.8 | 2.8 |  | N |  |  | OP | X | 12 | 2016 | 2016 |  |  | N | IPP Non-CHP | IPP | IPP | 2 | X | SUN | Renewable | 2.8 | 0 | 1 | 0
Operable | 61944 | MN8 Energy LLC |  | 62443 | Westminster | VT | Vertical | Windham | A | Solar Photovoltaic | PV |  | S | X | X | LD.BENINGTN |  | 1.8 |  | 1.8 | 1.8 |  | N |  |  | OP | X | 12 | 2016 | 2016 |  |  | N | IPP Non-CHP | IPP | IPP | 2 | X | SUN | Renewable | 1.8 | 0 | 1 | 0
Operable | 61944 | MN8 Energy LLC |  | 62454 | Lakewood Cheddar School | NJ | Restructured | Ocean | 1 | Solar Photovoltaic | PV |  | S | X | X |  |  | 1 |  | 1 | 1 |  | N |  |  | OP | X | 1 | 2013 | 2013 |  |  | N | IPP Non-CHP | IPP | IPP | 2 | X | SUN | Renewable | 1 | 0 | 1 | 0
Operable | 61944 | MN8 Energy LLC |  | 62771 | Dry Bridge Solar (Brown University) | RI | Restructured | Washington | DBS1 | Solar Photovoltaic | PV |  | S | X | X |  |  | 10 |  | 10 | 10 |  | N |  |  | OP | X | 11 | 2023 | 2023 |  |  | N | IPP Non-CHP | IPP | IPP | 2 | X | SUN | Renewable | 10 | 0 | 1 | 0
Operable | 61944 | MN8 Energy LLC |  | 62771 | Dry Bridge Solar (Brown University) | RI | Restructured | Washington | DBS2 | Solar Photovoltaic | PV |  | S | X | X |  |  | 10 |  | 10 | 10 |  | N |  |  | OP | X | 11 | 2023 | 2023 |  |  | N | IPP Non-CHP | IPP | IPP | 2 | X | SUN | Renewable | 10 | 0 | 1 | 0
Operable | 61944 | MN8 Energy LLC |  | 62771 | Dry Bridge Solar (Brown University) | RI | Restructured | Washington | DBS3 | Solar Photovoltaic | PV |  | S | X | X |  |  | 10 |  | 10 | 10 |  | N |  |  | OP | X | 11 | 2023 | 2023 |  |  | N | IPP Non-CHP | IPP | IPP | 2 | X | SUN | Renewable | 10 | 0 | 1 | 0
Operable | 61944 | MN8 Energy LLC |  | 62771 | Dry Bridge Solar (Brown University) | RI | Restructured | Washington | DBS4 | Solar Photovoltaic | PV |  | S | X | X |  |  | 10 |  | 10 | 10 |  | N |  |  | OP | X | 11 | 2023 | 2023 |  |  | N | IPP Non-CHP | IPP | IPP | 2 | X | SUN | Renewable | 10 | 0 | 1 | 0
Operable | 61944 | MN8 Energy LLC |  | 62987 | Grossmont HS Solar Project | CA | Vertical | San Diego | GHSP | Solar Photovoltaic | PV |  | S | X | X |  |  | 1.4 |  | 1.3 | 0.8 |  | N |  |  | OP | X | 12 | 2018 | 2018 |  |  | N | Commercial Non-CHP | Customer Sited | Other | 4 | X | SUN | Renewable | 1.4 | 0 | 1 | 0
Operable | 61944 | MN8 Energy LLC |  | 63303 | Alticor Inc - Solar Project | CA | Vertical | Orange | AISP | Solar Photovoltaic | PV |  | W | X | X |  |  | 1.2 |  | 1.1 | 0.7 |  | N |  |  | OP | X | 12 | 2017 | 2017 |  |  | N | IPP Non-CHP | IPP | IPP | 2 | X | SUN | Renewable | 1.2 | 0 | 1 | 0
Operable | 61944 | MN8 Energy LLC |  | 63385 | Castaic Lake Phase II | CA | Vertical | Los Angeles | CA135 | Solar Photovoltaic | PV |  | S | X | X |  |  | 3.5 |  | 3.5 | 3.5 |  | N |  |  | OP | X | 12 | 2014 | 2014 |  |  | N | IPP Non-CHP | IPP | IPP | 2 | X | SUN | Renewable | 3.5 | 0 | 1 | 0
Operable | 61944 | MN8 Energy LLC |  | 63404 | Thermo Fisher | NJ | Restructured | Somerset | 1 | Solar Photovoltaic | PV |  | S | X | X |  |  | 1.5 |  | 1.5 | 1.5 |  | N |  |  | OP | X | 2 | 2013 | 2013 |  |  | N | IPP Non-CHP | IPP | IPP | 2 | X | SUN | Renewable | 1.5 | 0 | 1 | 0
Operable | 61944 | MN8 Energy LLC |  | 63413 | LTMUA | NJ | Restructured | Cape May | 1 | Solar Photovoltaic | PV |  | S | X | X |  |  | 1 |  | 1 | 1 |  | N |  |  | OP | X | 3 | 2012 | 2012 |  |  | N | IPP Non-CHP | IPP | IPP | 2 | X | SUN | Renewable | 1 | 0 | 1 | 0
Operable | 61944 | MN8 Energy LLC |  | 63516 | California City | CA | Vertical | Kern | CACTY | Solar Photovoltaic | PV |  | S | X | X |  |  | 1.9 |  | 1.9 | 1.9 |  | N |  |  | OP | X | 7 | 2018 | 2018 |  |  | N | IPP Non-CHP | IPP | IPP | 2 | X | SUN | Renewable | 1.9 | 0 | 1 | 0
Operable | 61944 | MN8 Energy LLC |  | 63523 | Spruce - WCMD - Rubble II | MD | Restructured | Washington | GEN1 | Solar Photovoltaic | PV |  | W | X | X |  |  | 2 | 1 | 2 | 2 |  | N |  |  | OP | X | 11 | 2015 | 2015 |  |  | N | IPP Non-CHP | IPP | IPP | 2 | X | SUN | Renewable | 2 | 0 | 1 | 0
Operable | 61944 | MN8 Energy LLC |  | 63524 | Spruce - WCMD - Rubble I | MD | Restructured | Washington | GEN1 | Solar Photovoltaic | PV |  | W | X | X |  |  | 2 |  | 2 | 2 |  | N |  |  | OP | X | 9 | 2015 | 2015 |  |  | N | IPP Non-CHP | IPP | IPP | 2 | X | SUN | Renewable | 2 | 0 | 1 | 0
Operable | 61944 | MN8 Energy LLC |  | 63525 | Spruce - WCMD - Creek | MD | Restructured | Washington | GEN1 | Solar Photovoltaic | PV |  | W | X | X |  |  | 2 | 1 | 2 | 2 |  | N |  |  | OP | X | 5 | 2015 | 2015 |  |  | N | IPP Non-CHP | IPP | IPP | 2 | X | SUN | Renewable | 2 | 0 | 1 | 0
Operable | 61944 | MN8 Energy LLC |  | 63526 | Spruce - WCMD - Resh I | MD | Restructured | Washington | GEN1 | Solar Photovoltaic | PV |  | W | X | X |  |  | 2 | 1 | 2 | 2 |  | N |  |  | OP | X | 3 | 2016 | 2016 |  |  | N | IPP Non-CHP | IPP | IPP | 2 | X | SUN | Renewable | 2 | 0 | 1 | 0
Operable | 61944 | MN8 Energy LLC |  | 63527 | Lafayette 2 - Internal Services Dept | CA | Vertical | Los Angeles | GEN1 | Solar Photovoltaic | PV |  | W | X | X |  |  | 1.9 | 1 | 1.9 | 1.9 |  | N |  |  | OP | X | 8 | 2020 | 2020 |  |  | N | IPP Non-CHP | IPP | IPP | 2 | X | SUN | Renewable | 1.9 | 0 | 1 | 0
Operable | 61944 | MN8 Energy LLC |  | 63545 | Chevron - Lost Hills Hybrid | CA | Vertical | Kern | GEN1 | Solar Photovoltaic | PV |  | S | X | X |  |  | 30 |  | 30 | 30 |  | N |  |  | OP | X | 4 | 2020 | 2020 |  |  | N | IPP Non-CHP | IPP | IPP | 2 | X | SUN | Renewable | 30 | 0 | 1 | 0
Operable | 61944 | MN8 Energy LLC |  | 63623 | Lafayette 2 - MLK Jr. Hospital (MLK) | CA | Vertical | Los Angeles | GEN1 | Solar Photovoltaic | PV |  | W | X | X |  |  | 1.7 |  | 1.7 | 1.7 |  | N |  |  | OP | X | 8 | 2020 | 2020 |  |  | N | IPP Non-CHP | IPP | IPP | 2 | X | SUN | Renewable | 1.7 | 0 | 1 | 0
Operable | 61944 | MN8 Energy LLC |  | 63727 | Slate Hybrid | CA | Vertical | Kings | SL3EC | Solar Photovoltaic | PV |  | S | X | X |  |  | 67.5 |  | 67.5 | 67.5 |  | N |  |  | OP | X | 3 | 2022 | 2022 |  |  | N | IPP Non-CHP | IPP | IPP | 2 | X | SUN | Renewable | 67.5 | 0 | 1 | 0
Operable | 61944 | MN8 Energy LLC |  | 63727 | Slate Hybrid | CA | Vertical | Kings | SLATE | Solar Photovoltaic | PV |  | S | X | X |  |  | 50.5 |  | 50.5 | 50.5 |  | N |  |  | OP | X | 11 | 2021 | 2021 |  |  | N | IPP Non-CHP | IPP | IPP | 2 | X | SUN | Renewable | 50.5 | 0 | 1 | 0
Operable | 61944 | MN8 Energy LLC |  | 63727 | Slate Hybrid | CA | Vertical | Kings | SLB3C | Batteries | BA |  | S | X | X |  |  | 33.8 |  | 33.8 | 33.8 |  | N |  |  | OP | X | 3 | 2022 | 2022 |  |  | N | IPP Non-CHP | IPP | IPP | 2 | X | MWH | Other | 0 | 0 | 0 | 0
Operable | 61944 | MN8 Energy LLC |  | 63727 | Slate Hybrid | CA | Vertical | Kings | SLBES | Batteries | BA |  | S | X | X |  |  | 50 |  | 50 | 50 |  | N |  |  | OP | X | 4 | 2022 | 2022 |  |  | N | IPP Non-CHP | IPP | IPP | 2 | X | MWH | Other | 0 | 0 | 0 | 0
Operable | 61944 | MN8 Energy LLC |  | 63727 | Slate Hybrid | CA | Vertical | Kings | SLBPW | Batteries | BA |  | S | X | X |  |  | 10 |  | 10 | 10 |  | N |  |  | OP | X | 3 | 2022 | 2022 |  |  | N | IPP Non-CHP | IPP | IPP | 2 | X | MWH | Other | 0 | 0 | 0 | 0
Operable | 61944 | MN8 Energy LLC |  | 63727 | Slate Hybrid | CA | Vertical | Kings | SLBSV | Batteries | BA |  | S | X | X |  |  | 46.5 |  | 46.5 | 46.5 |  | N |  |  | OP | X | 2 | 2022 | 2022 |  |  | N | IPP Non-CHP | IPP | IPP | 2 | X | MWH | Other | 0 | 0 | 0 | 0
Operable | 61944 | MN8 Energy LLC |  | 63727 | Slate Hybrid | CA | Vertical | Kings | SLPWR | Solar Photovoltaic | PV |  | S | X | X |  |  | 26 |  | 26 | 26 |  | N |  |  | OP | X | 3 | 2022 | 2022 |  |  | N | IPP Non-CHP | IPP | IPP | 2 | X | SUN | Renewable | 26 | 0 | 1 | 0
Operable | 61944 | MN8 Energy LLC |  | 63727 | Slate Hybrid | CA | Vertical | Kings | SLSTN | Solar Photovoltaic | PV |  | S | X | X |  |  | 63 |  | 63 | 63 |  | N |  |  | OP | X | 4 | 2022 | 2022 |  |  | N | IPP Non-CHP | IPP | IPP | 2 | X | SUN | Renewable | 63 | 0 | 1 | 0
Operable | 61944 | MN8 Energy LLC |  | 63727 | Slate Hybrid | CA | Vertical | Kings | SLSVC | Solar Photovoltaic | PV |  | S | X | X |  |  | 93 |  | 93 | 93 |  | N |  |  | OP | X | 2 | 2022 | 2022 |  |  | N | IPP Non-CHP | IPP | IPP | 2 | X | SUN | Renewable | 93 | 0 | 1 | 0
Operable | 61944 | MN8 Energy LLC |  | 64030 | Kenmare - Sullivan Community College | NY | Restructured | Sullivan | GEN1 | Solar Photovoltaic | PV |  | W | X | X |  |  | 2 |  | 2 | 2 |  | N |  |  | OP | X | 7 | 2015 | 2015 |  |  | N | IPP Non-CHP | IPP | IPP | 2 | X | SUN | Renewable | 2 | 0 | 1 | 0
Operable | 61944 | MN8 Energy LLC |  | 64137 | Kenmare - Mansfield Branch Street | MA | Restructured | Bristol | GEN1 | Solar Photovoltaic | PV |  | W | X | X |  |  | 1.5 | 1 | 1.5 | 1.5 |  | N |  |  | OP | X | 6 | 2017 | 2017 |  |  | N | IPP Non-CHP | IPP | IPP | 2 | X | SUN | Renewable | 1.5 | 0 | 1 | 0
Operable | 61944 | MN8 Energy LLC |  | 64302 | Lafayette 2 - McHenry Franks 1 | IL | Restructured | McHenry | GEN1 | Solar Photovoltaic | PV |  | W | X | X |  |  | 2 |  | 2 | 2 |  | N |  |  | OP | X | 12 | 2020 | 2020 |  |  | N | IPP Non-CHP | IPP | IPP | 2 | X | SUN | Renewable | 2 | 0 | 1 | 0
Operable | 61944 | MN8 Energy LLC |  | 64303 | Lafayette 2 - McHenry Franks 2 | IL | Restructured | McHenry | GEN1 | Solar Photovoltaic | PV |  | W | X | X |  |  | 2 |  | 2 | 2 |  | N |  |  | OP | X | 12 | 2020 | 2020 |  |  | N | IPP Non-CHP | IPP | IPP | 2 | X | SUN | Renewable | 2 | 0 | 1 | 0
Operable | 61944 | MN8 Energy LLC |  | 64304 | Lafayette 2 - Kankakee Yonke | IL | Restructured | Kankakee | GEN1 | Solar Photovoltaic | PV |  | W | X | X |  |  | 2 |  | 2 | 2 |  | N |  |  | OP | X | 12 | 2020 | 2020 |  |  | N | IPP Non-CHP | IPP | IPP | 2 | X | SUN | Renewable | 2 | 0 | 1 | 0
Operable | 61944 | MN8 Energy LLC |  | 64327 | EDF Ph1 Toms River | NJ | Restructured | Ocean | GEN1 | Solar Photovoltaic | PV |  | W | X | X |  |  | 21.3 |  | 21.3 | 21.3 |  | N |  |  | OP | X | 6 | 2021 | 2021 |  |  | N | IPP Non-CHP | IPP | IPP | 2 | X | SUN | Renewable | 21.3 | 0 | 1 | 0
Operable | 61944 | MN8 Energy LLC |  | 64579 | Broadway 2 - UC Riverside | CA | Vertical | Riverside | GEN1 | Solar Photovoltaic | PV |  | W | X | X |  |  | 3 | 1 | 3 | 3 |  | N |  |  | OP | X | 9 | 2014 | 2014 |  |  | N | IPP Non-CHP | IPP | IPP | 2 | X | SUN | Renewable | 3 | 0 | 1 | 0
Operable | 61944 | MN8 Energy LLC |  | 64580 | Broadway 2 - Tucson Phase II | AZ | Vertical | Pima | GEN | Solar Photovoltaic | PV |  | W | X | X |  |  | 3 | 1 | 3 | 3 |  | N |  |  | OP | X | 12 | 2013 | 2013 |  |  | N | IPP Non-CHP | IPP | IPP | 2 | X | SUN | Renewable | 3 | 0 | 1 | 0
Operable | 61944 | MN8 Energy LLC |  | 64624 | Hudson - High Desert Hybrid | CA | Vertical | San Bernardino | BESS1 | Batteries | BA |  | S | X | X |  |  | 50 | 1 | 50 | 50 | 0 | N |  |  | OP | X | 12 | 2021 | 2021 |  |  | N | IPP Non-CHP | IPP | IPP | 2 | X | MWH | Other | 0 | 0 | 0 | 0
Operable | 61944 | MN8 Energy LLC |  | 64624 | Hudson - High Desert Hybrid | CA | Vertical | San Bernardino | GEN1 | Solar Photovoltaic | PV |  | S | X | X |  |  | 100 | 1 | 100 | 100 |  | N |  |  | OP | X | 12 | 2021 | 2021 |  |  | N | IPP Non-CHP | IPP | IPP | 2 | X | SUN | Renewable | 100 | 0 | 1 | 0
Operable | 61944 | MN8 Energy LLC |  | 65121 | NY8 - Grissom Solar | NY | Restructured | Montgomery | GEN1 | Solar Photovoltaic | PV |  | S | X | X |  |  | 20 |  | 20 | 20 |  | N |  |  | OP | X | 3 | 2023 | 2023 |  |  | N | IPP Non-CHP | IPP | IPP | 2 | X | SUN | Renewable | 20 | 0 | 1 | 0
Operable | 61944 | MN8 Energy LLC |  | 65122 | NY8 - Branscomb Solar | NY | Restructured | Rensselaer | GEN1 | Solar Photovoltaic | PV |  | S | X | X |  |  | 20 | 1 | 20 | 20 |  | N |  |  | OP | X | 12 | 2021 | 2021 |  |  | N | IPP Non-CHP | IPP | IPP | 2 | X | SUN | Renewable | 20 | 0 | 1 | 0
Operable | 61944 | MN8 Energy LLC |  | 65123 | NY8 - Janis Solar | NY | Restructured | Cortland | GEN1 | Solar Photovoltaic | PV |  | S | X | X |  |  | 20 | 1 | 20 | 20 |  | N |  |  | OP | X | 3 | 2023 | 2023 |  |  | N | IPP Non-CHP | IPP | IPP | 2 | X | SUN | Renewable | 20 | 0 | 1 | 0
Operable | 61944 | MN8 Energy LLC |  | 65124 | NY8 - Regan Solar | NY | Restructured | Montgomery | GEN1 | Solar Photovoltaic | PV |  | S | X | X |  |  | 20 | 1 | 20 | 20 |  | N |  |  | OP | X | 12 | 2022 | 2022 |  |  | N | IPP Non-CHP | IPP | IPP | 2 | X | SUN | Renewable | 20 | 0 | 1 | 0
Operable | 61944 | MN8 Energy LLC |  | 65125 | NY8 - Puckett Solar | NY | Restructured | Broome | GEN1 | Solar Photovoltaic | PV |  | S | X | X |  |  | 20 | 1 | 20 | 20 |  | N |  |  | OP | X | 10 | 2022 | 2022 |  |  | N | IPP Non-CHP | IPP | IPP | 2 | X | SUN | Renewable | 20 | 0 | 1 | 0
Operable | 61944 | MN8 Energy LLC |  | 65185 | Broadway 3 - Tucson Phase I | AZ | Vertical | Pima | GEN1 | Solar Photovoltaic | PV |  | S | X | X |  |  | 1 |  | 1 | 1 |  | N |  |  | OP | X | 3 | 2011 | 2011 |  |  | N | IPP Non-CHP | IPP | IPP | 2 | X | SUN | Renewable | 1 | 0 | 1 | 0
Operable | 61944 | MN8 Energy LLC |  | 65186 | Broadway 3 - UC Merced 1 | CA | Vertical | Merced | GEN1 | Solar Photovoltaic | PV |  | S | X | X |  |  | 1 |  | 1 | 1 |  | N |  |  | OP | X | 10 | 2009 | 2009 |  |  | N | IPP Non-CHP | IPP | IPP | 2 | X | SUN | Renewable | 1 | 0 | 1 | 0
Operable | 61944 | MN8 Energy LLC |  | 65187 | Broadway 3 - UCSB Lot 38 | CA | Vertical | Santa Barbara | GEN1 | Solar Photovoltaic | PV |  | S | X | X |  |  | 1.8 |  | 1 | 1 |  | N |  |  | OP | X | 12 | 2016 | 2016 |  |  | N | IPP Non-CHP | IPP | IPP | 2 | X | SUN | Renewable | 1.8 | 0 | 1 | 0
Operable | 61944 | MN8 Energy LLC |  | 65188 | Broadway 4 - Target Shafter | CA | Vertical | Kern | GEN1 | Solar Photovoltaic | PV |  | S | X | X |  |  | 1.6 |  | 1.6 | 1.6 |  | N |  |  | OP | X | 9 | 2018 | 2018 |  |  | N | IPP Non-CHP | IPP | IPP | 2 | X | SUN | Renewable | 1.6 | 0 | 1 | 0
Operable | 61944 | MN8 Energy LLC |  | 65232 | Chambers 3 - Lewis County | NY | Restructured | Lewis | GEN1 | Solar Photovoltaic | PV |  | S | X | X |  |  | 2 |  | 2 | 2 |  | N |  |  | OP | X | 5 | 2018 | 2018 |  |  | N | IPP Non-CHP | IPP | IPP | 2 | X | SUN | Renewable | 2 | 0 | 1 | 0
Operable | 61944 | MN8 Energy LLC |  | 65233 | Chambers 3 - Erie County Alden | NY | Restructured | Erie | GEN1 | Solar Photovoltaic | PV |  | S | X | X |  |  | 2 |  | 2 | 2 |  | N |  |  | OP | X | 5 | 2018 | 2018 |  |  | N | IPP Non-CHP | IPP | IPP | 2 | X | SUN | Renewable | 2 | 0 | 1 | 0
Operable | 61944 | MN8 Energy LLC |  | 65238 | Chambers 4 - Eastvale LGB3 | CA | Vertical | Riverside | GEN1 | Solar Photovoltaic | PV |  | S | X | X |  |  | 2.4 |  | 2.4 | 2.4 |  | N |  |  | OP | X | 2 | 2019 | 2019 |  |  | N | IPP Non-CHP | IPP | IPP | 2 | X | SUN | Renewable | 2.4 | 0 | 1 | 0
Operable | 61944 | MN8 Energy LLC |  | 65251 | Chambers 4 - Redland LGB4 | CA | Vertical | San Bernardino | GEN1 | Solar Photovoltaic | PV |  | S | X | X |  |  | 1.9 |  | 1.9 | 1.9 |  | N |  |  | OP | X | 3 | 2019 | 2019 |  |  | N | IPP Non-CHP | IPP | IPP | 2 | X | SUN | Renewable | 1.9 | 0 | 1 | 0
Operable | 61944 | MN8 Energy LLC |  | 65252 | Chambers 4 - Riverside LGB6 | CA | Vertical | Riverside | GEN1 | Solar Photovoltaic | PV |  | S | X | X |  |  | 2.4 |  | 2.4 | 2.4 |  | N |  |  | OP | X | 12 | 2018 | 2018 |  |  | N | IPP Non-CHP | IPP | IPP | 2 | X | SUN | Renewable | 2.4 | 0 | 1 | 0
Operable | 61944 | MN8 Energy LLC |  | 65253 | Chambers 4 - Rialto LGB8 | CA | Vertical | San Bernardino | GEN1 | Solar Photovoltaic | PV |  | S | X | X |  |  | 2.2 |  | 2.2 | 2.2 |  | N |  |  | OP | X | 12 | 2018 | 2018 |  |  | N | IPP Non-CHP | IPP | IPP | 2 | X | SUN | Renewable | 2.2 | 0 | 1 | 0
Operable | 61944 | MN8 Energy LLC |  | 65254 | Chambers 4 - Sacramento SMF1 | CA | Vertical | Sacramento | GEN1 | Solar Photovoltaic | PV |  | S | X | X |  |  | 2.7 |  | 2.7 | 2.7 |  | N |  |  | OP | X | 9 | 2018 | 2018 |  |  | N | IPP Non-CHP | IPP | IPP | 2 | X | SUN | Renewable | 2.7 | 0 | 1 | 0
Operable | 61944 | MN8 Energy LLC |  | 65255 | Chambers 4 - Eastvale DCA2 | CA | Vertical | Riverside | GEN1 | Solar Photovoltaic | PV |  | S | X | X |  |  | 1.5 |  | 1.5 | 1.5 |  | N |  |  | OP | X | 12 | 2018 | 2018 |  |  | N | IPP Non-CHP | IPP | IPP | 2 | X | SUN | Renewable | 1.5 | 0 | 1 | 0
Operable | 61944 | MN8 Energy LLC |  | 65256 | Chambers 4 - San Bernardino SNA7 | CA | Vertical | San Bernardino | GEN1 | Solar Photovoltaic | PV |  | S | X | X |  |  | 2 |  | 2 | 2 |  | N |  |  | OP | X | 12 | 2018 | 2018 |  |  | N | IPP Non-CHP | IPP | IPP | 2 | X | SUN | Renewable | 2 | 0 | 1 | 0
Operable | 61944 | MN8 Energy LLC |  | 65839 | NY8 - Darby Solar | NY | Restructured | Rensselaer | GEN1 | Solar Photovoltaic | PV |  | S | X | X |  |  | 20 |  | 20 | 20 |  | N |  |  | OP | X | 6 | 2023 | 2023 |  |  | N | IPP Non-CHP | IPP | IPP | 2 | X | SUN | Renewable | 20 | 0 | 1 | 0
Operable | 61944 | MN8 Energy LLC |  | 65841 | NY8 - ELP Stillwater Solar | NY | Restructured | Saratoga | GEN1 | Solar Photovoltaic | PV |  | S | X | X |  |  | 20 |  | 20 | 20 |  | N |  |  | OP | X | 11 | 2023 | 2023 |  |  | N | IPP Non-CHP | IPP | IPP | 2 | X | SUN | Renewable | 20 | 0 | 1 | 0
Operable | 61944 | MN8 Energy LLC |  | 65858 | Dynamic Corinth (CSG) | ME | Restructured | Penobscot | GEN1 | Solar Photovoltaic | PV |  | S | X | X |  |  | 5 | 1 | 5 | 5 |  | N |  |  | OP | X | 10 | 2022 | 2022 |  |  | N | IPP Non-CHP | IPP | IPP | 2 | X | SUN | Renewable | 5 | 0 | 1 | 0
Operable | 61944 | MN8 Energy LLC |  | 65859 | Dynamic Madison | ME | Restructured | Somerset | GEN1 | Solar Photovoltaic | PV |  | W | X | X |  |  | 5 | 1 | 5 | 5 |  | N |  |  | OP | X | 8 | 2022 | 2022 |  |  | N | IPP Non-CHP | IPP | IPP | 2 | X | SUN | Renewable | 5 | 0 | 1 | 0
Operable | 61944 | MN8 Energy LLC |  | 65958 | WMATA - Anacostia CSG | DC | Restructured | District of Columbia | GEN1 | Solar Photovoltaic | PV |  | W | X | X |  |  | 1.1 | 1 | 1.1 | 1.1 |  | N |  |  | OP | X | 9 | 2023 | 2023 |  |  | N | IPP Non-CHP | IPP | IPP | 2 | X | SUN | Renewable | 1.1 | 0 | 1 | 0
Operable | 61944 | MN8 Energy LLC |  | 65960 | WMATA - Naylor Rd. Metro | MD | Restructured | Prince Georges | GEN1 | Solar Photovoltaic | PV |  | W | X | X |  |  | 1.7 |  | 1.7 | 1.7 |  | N |  |  | OP | X | 11 | 2023 | 2023 |  |  | N | IPP Non-CHP | IPP | IPP | 2 | X | SUN | Renewable | 1.7 | 0 | 1 | 0
Operable | 61944 | MN8 Energy LLC |  | 65961 | WMATA - S. Ave. Carport (East) (CSG) | MD | Restructured | Prince Georges | GEN1 | Solar Photovoltaic | PV |  | W | X | X |  |  | 1.7 |  | 1.7 | 1.7 |  | N |  |  | OP | X | 7 | 2023 | 2023 |  |  | N | IPP Non-CHP | IPP | IPP | 2 | X | SUN | Renewable | 1.7 | 0 | 1 | 0
Operable | 61944 | MN8 Energy LLC |  | 66272 | RIC - Hanover (CSG) | NY | Restructured | Chautauqua | GEN1 | Solar Photovoltaic | PV |  | W | X | X |  |  | 5 |  | 5 | 5 |  | N |  |  | OP | X | 8 | 2023 | 2023 |  |  | N | IPP Non-CHP | IPP | IPP | 2 | X | SUN | Renewable | 5 | 0 | 1 | 0
Operable | 61944 | MN8 Energy LLC |  | 66274 | Summit - Lysander (CSG) | NY | Restructured | Onondaga | GEN1 | Solar Photovoltaic | PV |  | W | X | X |  |  | 3.5 |  | 3.5 | 3.5 |  | N |  |  | OP | X | 8 | 2023 | 2023 |  |  | N | IPP Non-CHP | IPP | IPP | 2 | X | SUN | Renewable | 3.5 | 0 | 1 | 0
Operable | 61944 | MN8 Energy LLC |  | 66275 | Summit - Oswego | NY | Restructured | Oswego | GEN1 | Solar Photovoltaic | PV |  | W | X | X |  |  | 2.2 |  | 2.2 | 2.2 |  | N |  |  | OP | X | 6 | 2023 | 2023 |  |  | N | IPP Non-CHP | IPP | IPP | 2 | X | SUN | Renewable | 2.2 | 0 | 1 | 0
Operable | 61944 | MN8 Energy LLC |  | 66322 | Summit - Scriba CSG | NY | Restructured | Oswego | GEN1 | Solar Photovoltaic | PV |  | W | X | X |  |  | 5 | 1 | 5 | 5 |  | N |  |  | OP | X | 9 | 2023 | 2023 |  |  | N | IPP Non-CHP | IPP | IPP | 2 | X | SUN | Renewable | 5 | 0 | 1 | 0
Operable | 61944 | MN8 Energy LLC |  | 66751 | Toms River CSG | NJ | Restructured | Ocean | GEN1 | Solar Photovoltaic | PV |  | W | X | X |  |  | 4 |  | 4 | 4 |  | N |  |  | OP | X | 9 | 2023 | 2023 |  |  | N | IPP Non-CHP | IPP | IPP | 2 | X | SUN | Renewable | 4 | 0 | 1 | 0
Operable | 12739 | Mobile Energy LLC |  | 55241 | Hog Bayou Energy Center | AL | Vertical | Mobile | CT01 | Natural Gas Fired Combined Cycle | CT | CC1 | S | X | N |  |  | 200 | 0.85 | 155 | 170 | 100 | N |  |  | OP | X | 7 | 2001 | 2001 |  |  | N | IPP Non-CHP | IPP | IPP | 2 | X | NG | Non-Renewable | 0 | 200 | 0 | 1
Operable | 12739 | Mobile Energy LLC |  | 55241 | Hog Bayou Energy Center | AL | Vertical | Mobile | ST01 | Natural Gas Fired Combined Cycle | CA | CC1 | S | N | X |  |  | 80 | 0.85 | 75 | 75 | 55 | N |  |  | OP | X | 7 | 2001 | 2001 |  |  | N | IPP Non-CHP | IPP | IPP | 2 | X | NG | Non-Renewable | 0 | 80 | 0 | 1
Operable | 12758 | Model City Energy LLC |  | 55757 | Model City Energy Facility | NY | Restructured | Niagara | GEN1 | Landfill Gas | IC |  | S | X | X |  |  | 0.8 | 0.8 | 0.8 | 0.8 | 0.6 | N |  |  | OP | X | 6 | 2001 | 2001 |  |  | N | IPP Non-CHP | IPP | IPP | 2 | X | LFG | Renewable | 0.8 | 0 | 1 | 0
Operable | 12758 | Model City Energy LLC |  | 55757 | Model City Energy Facility | NY | Restructured | Niagara | GEN2 | Landfill Gas | IC |  | S | X | X |  |  | 0.8 | 0.8 | 0.8 | 0.8 | 0.6 | N |  |  | OP | X | 6 | 2001 | 2001 |  |  | N | IPP Non-CHP | IPP | IPP | 2 | X | LFG | Renewable | 0.8 | 0 | 1 | 0
Operable | 12758 | Model City Energy LLC |  | 55757 | Model City Energy Facility | NY | Restructured | Niagara | GEN3 | Landfill Gas | IC |  | S | X | X |  |  | 0.8 | 0.8 | 0.8 | 0.8 | 0.6 | N |  |  | OP | X | 6 | 2001 | 2001 |  |  | N | IPP Non-CHP | IPP | IPP | 2 | X | LFG | Renewable | 0.8 | 0 | 1 | 0
Operable | 12758 | Model City Energy LLC |  | 55757 | Model City Energy Facility | NY | Restructured | Niagara | GEN4 | Landfill Gas | IC |  | S | X | X |  |  | 0.8 | 0.8 | 0.8 | 0.8 | 0.6 | N |  |  | OP | X | 6 | 2001 | 2001 |  |  | N | IPP Non-CHP | IPP | IPP | 2 | X | LFG | Renewable | 0.8 | 0 | 1 | 0
Operable | 12758 | Model City Energy LLC |  | 55757 | Model City Energy Facility | NY | Restructured | Niagara | GEN5 | Landfill Gas | IC |  | S | X | X |  |  | 0.8 | 0.8 | 0.8 | 0.8 | 0.6 | N |  |  | OP | X | 6 | 2001 | 2001 |  |  | N | IPP Non-CHP | IPP | IPP | 2 | X | LFG | Renewable | 0.8 | 0 | 1 | 0
Operable | 12758 | Model City Energy LLC |  | 55757 | Model City Energy Facility | NY | Restructured | Niagara | GEN6 | Landfill Gas | IC |  | S | X | X |  |  | 0.8 | 0.8 | 0.8 | 0.8 | 0.6 | N |  |  | OP | X | 6 | 2001 | 2001 |  |  | N | IPP Non-CHP | IPP | IPP | 2 | X | LFG | Renewable | 0.8 | 0 | 1 | 0
Operable | 12758 | Model City Energy LLC |  | 55757 | Model City Energy Facility | NY | Restructured | Niagara | GEN7 | Landfill Gas | IC |  | S | X | X |  |  | 0.8 | 0.8 | 0.8 | 0.8 | 0.6 | N |  |  | OP | X | 6 | 2001 | 2001 |  |  | N | IPP Non-CHP | IPP | IPP | 2 | X | LFG | Renewable | 0.8 | 0 | 1 | 0
Operable | 12745 | Modesto Irrigation District |  | 151 | McClure | CA | Vertical | Stanislaus | 1 | Petroleum Liquids | GT |  | S | X | X |  |  | 71.2 | 0.9 | 53.5 | 53.5 | 20 | N |  |  | OP | X | 7 | 1980 | Pre-2000 |  |  | N | Electric Utility | Utility | Other | 1 | X | DFO | Non-Renewable | 0 | 71.2 | 0 | 1 | NG
Operable | 12745 | Modesto Irrigation District |  | 151 | McClure | CA | Vertical | Stanislaus | 2 | Natural Gas Fired Combustion Turbine | GT |  | S | X | X |  |  | 71.2 | 0.9 | 53.5 | 53.5 | 20 | N |  |  | OP | X | 7 | 1981 | Pre-2000 |  |  | N | Electric Utility | Utility | Other | 1 | X | NG | Non-Renewable | 0 | 71.2 | 0 | 1 | DFO
Operable | 12745 | Modesto Irrigation District |  | 7266 | Woodland | CA | Vertical | Stanislaus | 2 | Natural Gas Fired Combined Cycle | CA | CC1 | S | Y | X |  |  | 37.7 | 0.85 | 33 | 33 | 2 | N |  |  | OP | X | 6 | 2003 | 2003 |  |  | N | Electric Utility | Utility | Other | 1 | X | NG | Non-Renewable | 0 | 37.7 | 0 | 1
Operable | 12745 | Modesto Irrigation District |  | 7266 | Woodland | CA | Vertical | Stanislaus | 3 | Natural Gas Fired Combined Cycle | CT | CC1 | S | X | N |  |  | 60.5 | 0.85 | 50 | 50 | 23 | N |  |  | OP | X | 6 | 2003 | 2003 |  |  | N | Electric Utility | Utility | Other | 1 | X | NG | Non-Renewable | 0 | 60.5 | 0 | 1
Operable | 12745 | Modesto Irrigation District |  | 7266 | Woodland | CA | Vertical | Stanislaus | 3A | Natural Gas Internal Combustion Engine | IC |  | S | X | X |  |  | 8.4 | 0.8 | 8.2 | 8.2 | 4 | N |  |  | OP | X | 7 | 2011 | 2011 |  |  | N | Electric Utility | Utility | Other | 1 | X | NG | Non-Renewable | 0 | 8.4 | 0 | 1
Operable | 12745 | Modesto Irrigation District |  | 7266 | Woodland | CA | Vertical | Stanislaus | 3B | Natural Gas Internal Combustion Engine | IC |  | S | X | X |  |  | 8.4 | 0.8 | 8.2 | 8.2 | 4 | N |  |  | OP | X | 7 | 2011 | 2011 |  |  | N | Electric Utility | Utility | Other | 1 | X | NG | Non-Renewable | 0 | 8.4 | 0 | 1
Operable | 12745 | Modesto Irrigation District |  | 7266 | Woodland | CA | Vertical | Stanislaus | 3C | Natural Gas Internal Combustion Engine | IC |  | S | X | X |  |  | 8.4 | 0.8 | 8.2 | 8.2 | 4 | N |  |  | OP | X | 7 | 2011 | 2011 |  |  | N | Electric Utility | Utility | Other | 1 | X | NG | Non-Renewable | 0 | 8.4 | 0 | 1
Operable | 12745 | Modesto Irrigation District |  | 7266 | Woodland | CA | Vertical | Stanislaus | 3D | Natural Gas Internal Combustion Engine | IC |  | S | X | X |  |  | 8.4 | 0.8 | 8.2 | 8.2 | 4 | N |  |  | OP | X | 7 | 2011 | 2011 |  |  | N | Electric Utility | Utility | Other | 1 | X | NG | Non-Renewable | 0 | 8.4 | 0 | 1
Operable | 12745 | Modesto Irrigation District |  | 7266 | Woodland | CA | Vertical | Stanislaus | 3E | Natural Gas Internal Combustion Engine | IC |  | S | X | X |  |  | 8.4 | 0.8 | 8.2 | 8.2 | 4 | N |  |  | OP | X | 7 | 2011 | 2011 |  |  | N | Electric Utility | Utility | Other | 1 | X | NG | Non-Renewable | 0 | 8.4 | 0 | 1
Operable | 12745 | Modesto Irrigation District |  | 7266 | Woodland | CA | Vertical | Stanislaus | 3F | Natural Gas Internal Combustion Engine | IC |  | S | X | X |  |  | 8.4 | 0.8 | 8.2 | 8.2 | 4 | N |  |  | OP | X | 7 | 2011 | 2011 |  |  | N | Electric Utility | Utility | Other | 1 | X | NG | Non-Renewable | 0 | 8.4 | 0 | 1
Operable | 12745 | Modesto Irrigation District |  | 7266 | Woodland | CA | Vertical | Stanislaus | NA1 | Natural Gas Fired Combustion Turbine | GT |  | S | X | X |  |  | 50.4 | 0.9 | 45 | 45 | 23 | N |  |  | OP | X | 11 | 1993 | Pre-2000 |  |  | N | Electric Utility | Utility | Other | 1 | X | NG | Non-Renewable | 0 | 50.4 | 0 | 1
Operable | 12745 | Modesto Irrigation District |  | 50755 | New Hogan Power Plant | CA | Vertical | Calaveras | GEN1 | Conventional Hydroelectric | HY |  | W | X | X |  |  | 2 | 0.9 | 1.9 | 1.9 | 0.2 | N |  |  | OP | X | 4 | 1989 | Pre-2000 |  |  | N | Electric Utility | Utility | Other | 1 | X | WAT | Renewable | 2 | 0 | 1 | 0
Operable | 12745 | Modesto Irrigation District |  | 50755 | New Hogan Power Plant | CA | Vertical | Calaveras | GEN2 | Conventional Hydroelectric | HY |  | W | X | X |  |  | 1 | 0.9 | 0.9 | 0.9 | 0.1 | N |  |  | OP | X | 4 | 1989 | Pre-2000 |  |  | N | Electric Utility | Utility | Other | 1 | X | WAT | Renewable | 1 | 0 | 1 | 0
Operable | 12745 | Modesto Irrigation District |  | 56135 | Ripon Generation Station | CA | Vertical | San Joaquin | 1 | Natural Gas Fired Combustion Turbine | GT |  | S | X | X |  |  | 60.5 | 0.85 | 50 | 50 | 20 | N |  |  | OP | X | 6 | 2006 | 2006 |  |  | N | Electric Utility | Utility | Other | 1 | X | NG | Non-Renewable | 0 | 60.5 | 0 | 1
Operable | 12745 | Modesto Irrigation District |  | 56135 | Ripon Generation Station | CA | Vertical | San Joaquin | 2 | Natural Gas Fired Combustion Turbine | GT |  | S | X | X |  |  | 60.5 | 0.85 | 50 | 50 | 20 | N |  |  | OP | X | 6 | 2006 | 2006 |  |  | N | Electric Utility | Utility | Other | 1 | X | NG | Non-Renewable | 0 | 60.5 | 0 | 1
Operable | 62916 | Mohave County Wind Farm |  | 63114 | Mohave County Wind Farm | AZ | Vertical | Mohave | MCWF | Onshore Wind Turbine | WT |  | S | X | X | SP-15 | SP-15 | 350 |  | 350 | 350 | 0 | N |  |  | OP | X | 12 | 2020 | 2020 |  |  | N | IPP Non-CHP | IPP | IPP | 2 | X | WND | Renewable | 350 | 0 | 1 | 0
Operable | 21538 | Mohave Electric Cooperative, Inc. |  | 59819 | Mohave Electric at Fort Mohave | AZ | Vertical | Mohave | PV1 | Solar Photovoltaic | PV |  | S | X | X |  |  | 4.4 |  | 4.4 | 4.4 |  | N |  |  | OP | X | 4 | 2015 | 2015 |  |  | N | IPP Non-CHP | Utility | Cooperative | 2 | X | SUN | Renewable | 4.4 | 0 | 1 | 0
Operable | 21538 | Mohave Electric Cooperative, Inc. |  | 63554 | Mohave Electric Cooperative at Joy Lane | AZ | Vertical | Mohave | PV2 | Solar Photovoltaic | PV |  | S | X | X |  |  | 10.9 |  | 10.9 | 10.9 |  | N |  |  | OP | X | 10 | 2016 | 2016 |  |  | N | IPP Non-CHP | Utility | Cooperative | 2 | X | SUN | Renewable | 10.9 | 0 | 1 | 0
Operable | 66056 | Mohave Energy |  | 67178 | Mohave Energy - Hybrid | AZ | Vertical | Mohave | MEBA | Batteries | BA |  | S | X | X |  |  | 15 |  | 15 | 15 |  | N |  |  | OP | X | 9 | 2023 | 2023 |  |  | N | Electric Utility | Utility | Cooperative | 1 | X | MWH | Other | 0 | 0 | 0 | 0
Operable | 66056 | Mohave Energy |  | 67178 | Mohave Energy - Hybrid | AZ | Vertical | Mohave | MEPV | Solar Photovoltaic | PV |  | S | X | X |  |  | 17.6 |  | 17.6 | 17.6 |  | N |  |  | OP | X | 9 | 2023 | 2023 |  |  | N | Electric Utility | Utility | Cooperative | 1 | X | SUN | Renewable | 17.6 | 0 | 1 | 0
Operable | 65325 | Mohawk View Solar, LLC |  | 66206 | Mohawk View Solar | NY | Restructured | Montgomery | MOVSO | Solar Photovoltaic | PV |  | S | X | X |  |  | 5 | 1 | 5 | 5 |  | N |  |  | OP | X | 10 | 2021 | 2021 |  |  | N | IPP Non-CHP | IPP | IPP | 2 | X | SUN | Renewable | 5 | 0 | 1 | 0
Operable | 63204 | Mohea Solar Energy Center, LLC |  | 63463 | Mohea Solar Energy Center, LLC | SC | Vertical | Cherokee | PGR14 | Solar Photovoltaic | PV |  | S | X | X |  |  | 5 |  | 5 | 5 |  | N |  |  | OP | X | 12 | 2020 | 2020 |  |  | N | IPP Non-CHP | IPP | IPP | 2 | X | SUN | Renewable | 5 | 0 | 1 | 0
Operable | 56660 | Mojave Solar LLC |  | 57331 | Mojave Solar Project | CA | Vertical | San Bernardino | MSP1 | Solar Thermal without Energy Storage | ST |  | S | X | X |  |  | 140 | 0.85 | 137.5 | 100 |  | N |  |  | OP | X | 12 | 2014 | 2014 |  |  | N | IPP Non-CHP | IPP | IPP | 2 | X | SUN | Renewable | 140 | 0 | 1 | 0
Operable | 56660 | Mojave Solar LLC |  | 57331 | Mojave Solar Project | CA | Vertical | San Bernardino | MSP2 | Solar Thermal without Energy Storage | ST |  | S | X | X |  |  | 140 | 0.85 | 137.5 | 100 |  | N |  |  | OP | X | 12 | 2014 | 2014 |  |  | N | IPP Non-CHP | IPP | IPP | 2 | X | SUN | Renewable | 140 | 0 | 1 | 0
Operable | 57436 | Molson Coors Shenandoah Brewery |  | 58057 | Molson Coors Shenandoah Brewery | VA | Vertical | Rockingham | WWTP | Other Waste Biomass | GT |  | S | X | X |  |  | 1.4 | 1 | 1.4 | 1.4 | 0.5 | N |  |  | OP | X | 6 | 2012 | 2012 |  |  | N | Industrial Non-CHP | Customer Sited | Other | 6 | X | OBG | Renewable | 1.4 | 0 | 1 | 0
Operable | 63637 | Molson Coors USA LLC |  | 10003 | Colorado Energy Nations Company | CO | Vertical | Jefferson | GEN1 | Natural Gas Steam Turbine | ST |  | S | X | X |  |  | 7.5 | 0.8 | 10 | 10 | 3 | N |  |  | OP | X | 9 | 1976 | Pre-2000 |  |  | Y | Industrial CHP | Customer Sited | Other | 7 | T | NG | Non-Renewable | 0 | 7.5 | 0 | 1
Operable | 63637 | Molson Coors USA LLC |  | 10003 | Colorado Energy Nations Company | CO | Vertical | Jefferson | GEN2 | Natural Gas Steam Turbine | ST |  | S | X | X |  |  | 7.5 | 0.8 | 10 | 10 | 3 | N |  |  | OP | X | 5 | 1977 | Pre-2000 |  |  | Y | Industrial CHP | Customer Sited | Other | 7 | T | NG | Non-Renewable | 0 | 7.5 | 0 | 1
Operable | 63637 | Molson Coors USA LLC |  | 10003 | Colorado Energy Nations Company | CO | Vertical | Jefferson | GEN3 | Natural Gas Steam Turbine | ST |  | S | X | X |  |  | 20 | 0.8 | 20 | 20 | 3 | N |  |  | OP | X | 6 | 1983 | Pre-2000 |  |  | Y | Industrial CHP | Customer Sited | Other | 7 | T | NG | Non-Renewable | 0 | 20 | 0 | 1
Operable | 49778 | Mondelez Global, LLC |  | 54933 | Mondelez Global LLC | IL | Restructured | Winnebago | GEN1 | Natural Gas Fired Combustion Turbine | GT |  | S | X | X |  |  | 4.7 | 0.8 | 5 | 3 | 1.5 | N |  |  | OP | X | 2 | 1995 | Pre-2000 |  |  | Y | Industrial CHP | Customer Sited | Other | 7 | T | NG | Non-Renewable | 0 | 4.7 | 0 | 1
Operable | 12796 | Monongahela Power Co |  | 3943 | FirstEnergy Fort Martin Power Station | WV | Vertical | Monongalia | 1 | Conventional Steam Coal | ST |  | S | X | X | FTMARTIN22KV GEN 1 | FTMARTIN22KV GEN 1 | 576 | 0.9 | 552 | 552 | 220 | N |  |  | OP | X | 10 | 1967 | Pre-2000 |  |  | N | Electric Utility | Utility | Investor Owned Utility | 1 | X | BIT | Non-Renewable | 0 | 576 | 0 | 1 | DFO
Operable | 12796 | Monongahela Power Co |  | 3943 | FirstEnergy Fort Martin Power Station | WV | Vertical | Monongalia | 2 | Conventional Steam Coal | ST |  | S | X | X | FTMARTIN22KV GEN 2 | FTMARTIN22KV GEN 2 | 576 | 0.9 | 546 | 546 | 220 | N |  |  | OP | X | 12 | 1968 | Pre-2000 |  |  | N | Electric Utility | Utility | Investor Owned Utility | 1 | X | BIT | Non-Renewable | 0 | 576 | 0 | 1 | DFO
Operable | 12796 | Monongahela Power Co |  | 3944 | FirstEnergy Harrison Power Station | WV | Vertical | Harrison | 1 | Conventional Steam Coal | ST |  | S | X | X | HARR APS20KV GEN1 | HARR APS20KV GEN1 | 684 | 0.92 | 652 | 662 | 375 | N |  |  | OP | X | 12 | 1972 | Pre-2000 |  |  | N | Electric Utility | Utility | Investor Owned Utility | 1 | X | RC | Non-Renewable | 0 | 684 | 0 | 1 | NG
Operable | 12796 | Monongahela Power Co |  | 3944 | FirstEnergy Harrison Power Station | WV | Vertical | Harrison | 2 | Conventional Steam Coal | ST |  | S | X | X | HARR APS20KV GEN2 | HARR APS20KV GEN2 | 684 | 0.92 | 651 | 661 | 375 | N |  |  | OP | X | 12 | 1973 | Pre-2000 |  |  | N | Electric Utility | Utility | Investor Owned Utility | 1 | X | RC | Non-Renewable | 0 | 684 | 0 | 1 | NG
Operable | 12796 | Monongahela Power Co |  | 3944 | FirstEnergy Harrison Power Station | WV | Vertical | Harrison | 3 | Conventional Steam Coal | ST |  | S | X | X |  |  | 684 | 0.92 | 651 | 661 | 375 | N |  |  | OP | X | 12 | 1974 | Pre-2000 |  |  | N | Electric Utility | Utility | Investor Owned Utility | 1 | X | RC | Non-Renewable | 0 | 684 | 0 | 1 | NG
Operable | 60791 | Monroe County (NY) |  | 58201 | Monroe Community College Plant | NY | Restructured | Monroe | 1 | Natural Gas Internal Combustion Engine | IC |  | S | X | X |  |  | 1.4 | 0.8 | 1.4 | 1.4 | 0.2 | N |  |  | OA | X | 8 | 2004 | 2004 |  |  | Y | Commercial CHP | Customer Sited | Other | 5 | T | NG | Non-Renewable | 0 | 1.4 | 0 | 1
Operable | 60791 | Monroe County (NY) |  | 58201 | Monroe Community College Plant | NY | Restructured | Monroe | 2 | Natural Gas Internal Combustion Engine | IC |  | S | X | X |  |  | 1.4 | 0.8 | 1.4 | 1.4 | 0.2 | N |  |  | OA | X | 8 | 2004 | 2004 |  |  | Y | Commercial CHP | Customer Sited | Other | 5 | T | NG | Non-Renewable | 0 | 1.4 | 0 | 1
Operable | 60791 | Monroe County (NY) |  | 58201 | Monroe Community College Plant | NY | Restructured | Monroe | 3 | Natural Gas Internal Combustion Engine | IC |  | S | X | X |  |  | 1.4 | 0.8 | 1.4 | 1.4 | 0.2 | N |  |  | OA | X | 8 | 2004 | 2004 |  |  | Y | Commercial CHP | Customer Sited | Other | 5 | T | NG | Non-Renewable | 0 | 1.4 | 0 | 1
Operable | 60791 | Monroe County (NY) |  | 58201 | Monroe Community College Plant | NY | Restructured | Monroe | 4 | Natural Gas Internal Combustion Engine | IC |  | S | X | X |  |  | 1.4 | 0.8 | 1.4 | 1.4 | 0.2 | N |  |  | OA | X | 8 | 2004 | 2004 |  |  | Y | Commercial CHP | Customer Sited | Other | 5 | T | NG | Non-Renewable | 0 | 1.4 | 0 | 1
Operable | 65867 | Monroe Solar LLC |  | 66997 | Monroe Solar | VA | Vertical | Pittsylvania | METER | Solar Photovoltaic | PV |  | S | X | X |  |  | 2.2 |  | 2.1 | 1.2 |  | N |  |  | OP | X | 12 | 2022 | 2022 |  |  | N | IPP Non-CHP | IPP | IPP | 2 | X | SUN | Renewable | 2.2 | 0 | 1 | 0
Operable | 61725 | Monson Solar, LLC |  | 62203 | Monson Solar, LLC | MA | Restructured | Hampden | 2701 | Solar Photovoltaic | PV |  | S | X | X |  |  | 2 |  | 2 | 1.6 |  | N |  |  | OP | X | 8 | 2017 | 2017 |  |  | N | IPP Non-CHP | IPP | IPP | 2 | X | SUN | Renewable | 2 | 0 | 1 | 0
Operable | 63682 | Montague Road Solar, LLC |  | 64042 | Montague Road Solar | MA | Restructured | Hampshire | 3958 | Solar Photovoltaic | PV |  | S | X | X |  |  | 3.6 |  | 3.6 | 2.9 |  | N |  |  | OP | X | 12 | 2019 | 2019 |  |  | N | IPP Non-CHP | IPP | IPP | 2 | X | SUN | Renewable | 3.6 | 0 | 1 | 0
Operable | 12380 | Montana Dept-Natural Res&Consv |  | 54006 | Broadwater Power Project | MT | Vertical | Broadwater | GEN1 | Conventional Hydroelectric | HY |  | S | X | X |  |  | 9.7 | 1 | 9.7 | 9.7 | 1.5 | N |  |  | OP | X | 6 | 1989 | Pre-2000 |  |  | N | IPP Non-CHP | IPP | IPP | 2 | X | WAT | Renewable | 9.7 | 0 | 1 | 0
Operable | 12199 | Montana-Dakota Utilities Co |  | 2176 | Glendive GT | MT | Vertical | Dawson | GT-2 | Natural Gas Fired Combustion Turbine | GT |  | S | X | X | MDU.GLENDC1 | MDU.GLENDC1 | 43 | 0.85 | 40.1 | 43.2 | 10 | N |  |  | OP | X | 5 | 2003 | 2003 |  |  | N | Electric Utility | Utility | Investor Owned Utility | 1 | X | NG | Non-Renewable | 0 | 43 | 0 | 1 | DFO
Operable | 12199 | Montana-Dakota Utilities Co |  | 2176 | Glendive GT | MT | Vertical | Dawson | GT1 | Natural Gas Fired Combustion Turbine | GT |  | S | X | X | MDU.GLENDC2 | MDU.GLENDC2 | 40.7 | 0.9 | 34.8 | 40.9 | 9 | N |  |  | OP | X | 6 | 1979 | Pre-2000 |  |  | N | Electric Utility | Utility | Investor Owned Utility | 1 | X | NG | Non-Renewable | 0 | 40.7 | 0 | 1 | DFO
Operable | 12199 | Montana-Dakota Utilities Co |  | 2177 | Miles City GT | MT | Vertical | Custer | 1 | Natural Gas Fired Combustion Turbine | GT |  | S | X | X | MDU.MCTURB1 | MDU.MCTURB1 | 23.3 | 0.9 | 23.6 | 27.5 | 7 | N |  |  | OP | X | 5 | 1972 | Pre-2000 |  |  | N | Electric Utility | Utility | Investor Owned Utility | 1 | X | NG | Non-Renewable | 0 | 23.3 | 0 | 1 | DFO
Operable | 12199 | Montana-Dakota Utilities Co |  | 2790 | R M Heskett | ND | Vertical | Morton | 3 | Natural Gas Fired Combustion Turbine | GT |  | S | X | X | MDU.HESKET_3 | MDU.HESKET_3 | 88 | 0.85 | 88 | 101 | 8 | N |  |  | OP | X | 8 | 2014 | 2014 |  |  | N | Electric Utility | Utility | Investor Owned Utility | 1 | X | NG | Non-Renewable | 0 | 88 | 0 | 1
Operable | 12199 | Montana-Dakota Utilities Co |  | 6089 | Lewis & Clark | MT | Vertical | Richland | 2 | Natural Gas Internal Combustion Engine | IC |  | S | X | X | MDU.LEWIS2 | MDU.LEWIS2 | 9.3 | 0.8 | 9.1 | 9.1 | 3.5 | N |  |  | OP | X | 4 | 2016 | 2016 |  |  | N | Electric Utility | Utility | Investor Owned Utility | 1 | X | NG | Non-Renewable | 0 | 9.3 | 0 | 1
Operable | 12199 | Montana-Dakota Utilities Co |  | 6089 | Lewis & Clark | MT | Vertical | Richland | 3 | Natural Gas Internal Combustion Engine | IC |  | S | X | X | MDU.LEWIS2 | MDU.LEWIS2 | 9.3 | 0.8 | 9.1 | 9.1 | 3.5 | N |  |  | OP | X | 4 | 2016 | 2016 |  |  | N | Electric Utility | Utility | Investor Owned Utility | 1 | X | NG | Non-Renewable | 0 | 9.3 | 0 | 1
Operable | 12199 | Montana-Dakota Utilities Co |  | 56782 | Diamond Willow Wind Facility | MT | Vertical | Fallon | DIAW | Onshore Wind Turbine | WT |  | S | X | X | MDU.DIAMNDWILW | MDU.DIAMNDWILW | 30 |  | 30 | 30 | 0.1 | N |  |  | OP | X | 12 | 2007 | 2007 |  |  | N | Electric Utility | Utility | Investor Owned Utility | 1 | X | WND | Renewable | 30 | 0 | 1 | 0
Operable | 12199 | Montana-Dakota Utilities Co |  | 57171 | Cedar Hills Wind Farm | ND | Vertical | Bowman | 1 | Onshore Wind Turbine | WT |  | S | X | X | MDU.CEDARHLS | MDU.CEDARHLS | 19.5 |  | 19.5 | 19.5 | 0.1 | N |  |  | OP | X | 6 | 2010 | 2010 |  |  | N | Electric Utility | Utility | Investor Owned Utility | 1 | X | WND | Renewable | 19.5 | 0 | 1 | 0
Operable | 12199 | Montana-Dakota Utilities Co |  | 57172 | Glen Ullin Station 6 | ND | Vertical | Morton | 1 | All Other | ST |  | S | X | X | MDU.GLENULST6 | MDU.GLENULST6 | 5.3 | 0.8 | 5.3 | 5.3 | 0.5 | N |  |  | OP | X | 7 | 2009 | 2009 |  |  | N | Electric Utility | Utility | Investor Owned Utility | 1 | X | WH | Other | 0 | 0 | 0 | 0
Operable | 12199 | Montana-Dakota Utilities Co |  | 58965 | Thunder Spirit Wind, LLC | ND | Vertical | Adams | 2 | Onshore Wind Turbine | WT |  | S | X | X | MDU.TSWF1 | MDU.TSWF1 | 48 |  | 48 | 48 | 0.1 | N |  |  | OP | X | 10 | 2018 | 2018 |  |  | N | Electric Utility | Utility | Investor Owned Utility | 1 | X | WND | Renewable | 48 | 0 | 1 | 0
Operable | 12199 | Montana-Dakota Utilities Co |  | 58965 | Thunder Spirit Wind, LLC | ND | Vertical | Adams | THNDR | Onshore Wind Turbine | WT |  | S | X | X | MDU.TSWF1 | MDU.TSWF1 | 107.5 |  | 107.5 | 107.5 | 0.1 | N |  |  | OP | X | 12 | 2015 | 2015 |  |  | N | Electric Utility | Utility | Investor Owned Utility | 1 | X | WND | Renewable | 107.5 | 0 | 1 | 0
Operable | 62651 | Montauk Energy Storage Center, LLC |  | 62734 | Montauk Energy Storage Center | NY | Restructured | Suffolk | BME | Batteries | BA |  | S | X | X |  |  | 5 |  | 5 | 5 | 0.1 | N |  |  | OP | X | 2 | 2019 | 2019 |  |  | N | IPP Non-CHP | IPP | IPP | 2 | X | MWH | Other | 0 | 0 | 0 | 0
Operable | 58487 | Montefiore Medical Center Moses Division |  | 58507 | Montefieor Medical Center Moses Division | NY | Restructured | Bronx | EMG01 | Petroleum Liquids | IC |  | S | X | X |  |  | 1 | 0.8 | 1 | 1 | 0.1 | N |  |  | SB | N | 1 | 2007 | 2007 |  |  | N | Commercial CHP | Customer Sited | Other | 5 | X | DFO | Non-Renewable | 0 | 1 | 0 | 1
Operable | 58487 | Montefiore Medical Center Moses Division |  | 58507 | Montefieor Medical Center Moses Division | NY | Restructured | Bronx | EMG02 | Petroleum Liquids | IC |  | S | X | X |  |  | 0.6 | 0.8 | 0.6 | 0.6 | 0.1 | N |  |  | SB | N | 1 | 1998 | Pre-2000 |  |  | N | Commercial CHP | Customer Sited | Other | 5 | X | DFO | Non-Renewable | 0 | 0.6 | 0 | 1
Operable | 58487 | Montefiore Medical Center Moses Division |  | 58507 | Montefieor Medical Center Moses Division | NY | Restructured | Bronx | EMG03 | Petroleum Liquids | IC |  | S | X | X |  |  | 0.6 | 0.8 | 0.6 | 0.6 | 0.1 | N |  |  | SB | N | 1 | 1998 | Pre-2000 |  |  | N | Commercial CHP | Customer Sited | Other | 5 | X | DFO | Non-Renewable | 0 | 0.6 | 0 | 1
Operable | 58487 | Montefiore Medical Center Moses Division |  | 58507 | Montefieor Medical Center Moses Division | NY | Restructured | Bronx | EMG04 | Petroleum Liquids | IC |  | S | X | X |  |  | 0.5 | 0.8 | 0.5 | 0.5 | 0.1 | N |  |  | SB | N | 1 | 1998 | Pre-2000 |  |  | N | Commercial CHP | Customer Sited | Other | 5 | X | DFO | Non-Renewable | 0 | 0.5 | 0 | 1
Operable | 58487 | Montefiore Medical Center Moses Division |  | 58507 | Montefieor Medical Center Moses Division | NY | Restructured | Bronx | EMG05 | Petroleum Liquids | IC |  | S | X | X |  |  | 0.5 | 0.8 | 0.5 | 0.5 | 0.1 | N |  |  | SB | N | 1 | 1998 | Pre-2000 |  |  | N | Commercial CHP | Customer Sited | Other | 5 | X | DFO | Non-Renewable | 0 | 0.5 | 0 | 1
Operable | 58487 | Montefiore Medical Center Moses Division |  | 58507 | Montefieor Medical Center Moses Division | NY | Restructured | Bronx | EMG06 | Petroleum Liquids | IC |  | S | X | X |  |  | 0.3 | 0.8 | 0.3 | 0.3 | 0.1 | N |  |  | SB | N | 1 | 1998 | Pre-2000 |  |  | N | Commercial CHP | Customer Sited | Other | 5 | X | DFO | Non-Renewable | 0 | 0.3 | 0 | 1
Operable | 58487 | Montefiore Medical Center Moses Division |  | 58507 | Montefieor Medical Center Moses Division | NY | Restructured | Bronx | EMG07 | Petroleum Liquids | IC |  | S | X | X |  |  | 0.2 | 0.8 | 0.2 | 0.2 | 0.1 | N |  |  | SB | N | 1 | 1998 | Pre-2000 |  |  | N | Commercial CHP | Customer Sited | Other | 5 | X | DFO | Non-Renewable | 0 | 0.2 | 0 | 1
Operable | 58487 | Montefiore Medical Center Moses Division |  | 58507 | Montefieor Medical Center Moses Division | NY | Restructured | Bronx | EMG08 | Petroleum Liquids | IC |  | S | X | X |  |  | 0.2 | 0.8 | 0.2 | 0.2 | 0.1 | N |  |  | SB | N | 1 | 1998 | Pre-2000 |  |  | N | Commercial CHP | Customer Sited | Other | 5 | X | DFO | Non-Renewable | 0 | 0.2 | 0 | 1
Operable | 58487 | Montefiore Medical Center Moses Division |  | 58507 | Montefieor Medical Center Moses Division | NY | Restructured | Bronx | EMG09 | Petroleum Liquids | IC |  | S | X | X |  |  | 2 | 0.8 | 2 | 2 | 0.1 | N |  |  | SB | N | 1 | 2011 | 2011 |  |  | N | Commercial CHP | Customer Sited | Other | 5 | X | DFO | Non-Renewable | 0 | 2 | 0 | 1
Operable | 58487 | Montefiore Medical Center Moses Division |  | 58507 | Montefieor Medical Center Moses Division | NY | Restructured | Bronx | EMG10 | Petroleum Liquids | IC |  | S | X | X |  |  | 2 | 0.8 | 2 | 2 | 0.1 | N |  |  | SB | N | 1 | 2011 | 2011 |  |  | N | Commercial CHP | Customer Sited | Other | 5 | X | DFO | Non-Renewable | 0 | 2 | 0 | 1
Operable | 58487 | Montefiore Medical Center Moses Division |  | 58507 | Montefieor Medical Center Moses Division | NY | Restructured | Bronx | ES006 | Natural Gas Fired Combustion Turbine | GT |  | S | X | X |  |  | 5.3 | 0.8 | 4.8 | 4.8 | 3.5 | N |  |  | OP | X | 1 | 2002 | 2002 |  |  | N | Commercial CHP | Customer Sited | Other | 5 | X | NG | Non-Renewable | 0 | 5.3 | 0 | 1 | DFO
Operable | 58487 | Montefiore Medical Center Moses Division |  | 58507 | Montefieor Medical Center Moses Division | NY | Restructured | Bronx | ES007 | Natural Gas Fired Combustion Turbine | GT |  | S | X | X |  |  | 3.5 | 1 | 3.5 | 3.5 | 3.5 | N |  |  | OP | X | 1 | 2002 | 2002 |  |  | N | Commercial CHP | Customer Sited | Other | 5 | X | NG | Non-Renewable | 0 | 3.5 | 0 | 1 | DFO
Operable | 58487 | Montefiore Medical Center Moses Division |  | 58507 | Montefieor Medical Center Moses Division | NY | Restructured | Bronx | S0001 | Natural Gas Internal Combustion Engine | IC |  | S | X | X |  |  | 1.6 | 1 | 1.2 | 1.2 | 1.2 | N |  |  | OP | X | 1 | 1994 | Pre-2000 |  |  | Y | Commercial CHP | Customer Sited | Other | 5 | T | NG | Non-Renewable | 0 | 1.6 | 0 | 1 | DFO
Operable | 58487 | Montefiore Medical Center Moses Division |  | 58507 | Montefieor Medical Center Moses Division | NY | Restructured | Bronx | S0002 | Natural Gas Internal Combustion Engine | IC |  | S | X | X |  |  | 1.6 | 1 | 1.2 | 1.2 | 1.2 | N |  |  | OP | X | 1 | 1994 | Pre-2000 |  |  | Y | Commercial CHP | Customer Sited | Other | 5 | T | NG | Non-Renewable | 0 | 1.6 | 0 | 1 | DFO
Operable | 58487 | Montefiore Medical Center Moses Division |  | 58507 | Montefieor Medical Center Moses Division | NY | Restructured | Bronx | S0003 | Natural Gas Internal Combustion Engine | IC |  | S | X | X |  |  | 1.6 | 1 | 1.2 | 1.2 | 1.2 | N |  |  | OP | X | 1 | 1994 | Pre-2000 |  |  | Y | Commercial CHP | Customer Sited | Other | 5 | T | NG | Non-Renewable | 0 | 1.6 | 0 | 1 | DFO
Operable | 62087 | Montefiore Mount Vernon Hospital |  | 62589 | Montefiore Mount Vernon Hospital | NY | Restructured | Westchester | CONP7 | Petroleum Liquids | IC |  | S | X | X |  |  | 0.4 | 0.8 | 0.4 | 0.4 | 0.1 | N |  |  | SB | N | 1 | 1976 | Pre-2000 |  |  | N | Commercial Non-CHP | Customer Sited | Other | 4 | X | DFO | Non-Renewable | 0 | 0.4 | 0 | 1
Operable | 62087 | Montefiore Mount Vernon Hospital |  | 62589 | Montefiore Mount Vernon Hospital | NY | Restructured | Westchester | DETR4 | Petroleum Liquids | IC |  | S | X | X |  |  | 0.7 | 0.8 | 0.7 | 0.7 | 0.2 | N |  |  | SB | N | 1 | 1976 | Pre-2000 |  |  | N | Commercial Non-CHP | Customer Sited | Other | 4 | X | DFO | Non-Renewable | 0 | 0.7 | 0 | 1
Operable | 63371 | Montefiore Nyack Hospital |  | 63662 | Montefiore Nyack Hospital | NY | Restructured | Rockland | CAT | Petroleum Liquids | IC |  | S | X | X |  |  | 0.6 | 0.8 | 0.6 | 0.6 | 0.1 | N |  |  | SB | N | 1 | 2001 | 2001 |  |  | N | Commercial Non-CHP | Customer Sited | Other | 4 | X | DFO | Non-Renewable | 0 | 0.6 | 0 | 1
Operable | 63371 | Montefiore Nyack Hospital |  | 63662 | Montefiore Nyack Hospital | NY | Restructured | Rockland | DET | Petroleum Liquids | IC |  | S | X | X |  |  | 0.5 | 0.8 | 0.5 | 0.5 | 0.1 | N |  |  | SB | N | 1 | 2001 | 2001 |  |  | N | Commercial Non-CHP | Customer Sited | Other | 4 | X | DFO | Non-Renewable | 0 | 0.5 | 0 | 1
Operable | 63245 | Montefiore Weiler (Einstein) Hospital |  | 63539 | Montefiore Weiler (Einstein) Hospital | NY | Restructured | Bronx | CT500 | Petroleum Liquids | IC |  | S | X | X |  |  | 0.5 | 0.8 | 0.5 | 0.5 | 0.1 | N |  |  | SB | N | 1 | 1986 | Pre-2000 |  |  | N | Commercial Non-CHP | Customer Sited | Other | 4 | X | DFO | Non-Renewable | 0 | 0.5 | 0 | 1
Operable | 63245 | Montefiore Weiler (Einstein) Hospital |  | 63539 | Montefiore Weiler (Einstein) Hospital | NY | Restructured | Bronx | CU450 | Petroleum Liquids | IC |  | S | X | X |  |  | 0.5 | 0.8 | 0.5 | 0.5 | 0.1 | N |  |  | SB | N | 1 | 1993 | Pre-2000 |  |  | N | Commercial Non-CHP | Customer Sited | Other | 4 | X | DFO | Non-Renewable | 0 | 0.5 | 0 | 1
Operable | 63245 | Montefiore Weiler (Einstein) Hospital |  | 63539 | Montefiore Weiler (Einstein) Hospital | NY | Restructured | Bronx | CU500 | Petroleum Liquids | IC |  | S | X | X |  |  | 0.5 | 0.8 | 0.5 | 0.5 | 0.1 | N |  |  | SB | N | 1 | 2006 | 2006 |  |  | N | Commercial Non-CHP | Customer Sited | Other | 4 | X | DFO | Non-Renewable | 0 | 0.5 | 0 | 1
Operable | 63325 | Montefiore-New Rochelle |  | 63602 | Montefiore-New Rochelle | NY | Restructured | Westchester | EG250 | Petroleum Liquids | IC |  | S | X | X |  |  | 0.3 | 0.8 | 0.3 | 0.3 | 0.1 | N |  |  | SB | N | 1 | 1971 | Pre-2000 |  |  | N | Commercial Non-CHP | Customer Sited | Other | 4 | X | DFO | Non-Renewable | 0 | 0.3 | 0 | 1
Operable | 63325 | Montefiore-New Rochelle |  | 63602 | Montefiore-New Rochelle | NY | Restructured | Westchester | EG300 | Petroleum Liquids | IC |  | S | X | X |  |  | 0.3 | 0.8 | 0.3 | 0.3 | 0.1 | N |  |  | SB | N | 1 | 2006 | 2006 |  |  | N | Commercial Non-CHP | Customer Sited | Other | 4 | X | DFO | Non-Renewable | 0 | 0.3 | 0 | 1
Operable | 63325 | Montefiore-New Rochelle |  | 63602 | Montefiore-New Rochelle | NY | Restructured | Westchester | EG600 | Petroleum Liquids | IC |  | S | X | X |  |  | 0.6 | 0.8 | 0.2 | 0.2 | 0.1 | N |  |  | SB | N | 1 | 1980 | Pre-2000 |  |  | N | Commercial Non-CHP | Customer Sited | Other | 4 | X | DFO | Non-Renewable | 0 | 0.6 | 0 | 1
Operable | 60675 | Montefiore-Westchester Square |  | 61025 | Montefiore - Westchester Square | NY | Restructured | Bronx | EGEN1 | Petroleum Liquids | IC |  | S | X | X |  |  | 1 | 0.8 | 1 | 1 | 0.1 | N |  |  | SB | N | 7 | 1983 | Pre-2000 |  |  | N | Commercial Non-CHP | Customer Sited | Other | 4 | X | DFO | Non-Renewable | 0 | 1 | 0 | 1
Operable | 12850 | Monterey Cnty Water Res Agency |  | 50352 | Nacimiento Hydro Project | CA | Vertical | San Luis Obispo | 1 | Conventional Hydroelectric | HY |  | S | X | X |  |  | 4 | 0.9 | 3.7 | 3.6 | 0.7 | N |  |  | OP | X | 7 | 1987 | Pre-2000 |  |  | N | IPP Non-CHP | IPP | IPP | 2 | X | WAT | Renewable | 4 | 0 | 1 | 0
Operable | 12850 | Monterey Cnty Water Res Agency |  | 50352 | Nacimiento Hydro Project | CA | Vertical | San Luis Obispo | 2 | Conventional Hydroelectric | HY |  | S | X | X |  |  | 0.4 | 1 | 0.3 | 0.3 | 0.1 | N |  |  | OP | X | 7 | 1987 | Pre-2000 |  |  | N | IPP Non-CHP | IPP | IPP | 2 | X | WAT | Renewable | 0.4 | 0 | 1 | 0
Operable | 12221 | Monterey One Water |  | 54951 | Monterey One Water | CA | Vertical | Monterey | EG1 | Other Waste Biomass | IC |  | S | X | X |  |  | 0.6 | 0.8 | 0.6 | 0.6 | 0.4 | N |  |  | OP | X | 8 | 1988 | Pre-2000 |  |  | Y | Commercial CHP | Customer Sited | Other | 5 | T | OBG | Renewable | 0.6 | 0 | 1 | 0 | NG
Operable | 12221 | Monterey One Water |  | 54951 | Monterey One Water | CA | Vertical | Monterey | EG2 | Other Waste Biomass | IC |  | S | X | X |  |  | 0.6 | 0.8 | 0.6 | 0.6 | 0.4 | N |  |  | OP | X | 8 | 1988 | Pre-2000 |  |  | Y | Commercial CHP | Customer Sited | Other | 5 | T | OBG | Renewable | 0.6 | 0 | 1 | 0 | NG
Operable | 12221 | Monterey One Water |  | 54951 | Monterey One Water | CA | Vertical | Monterey | EG3 | Other Waste Biomass | IC |  | S | X | X |  |  | 0.6 | 0.8 | 0.6 | 0.6 | 0.4 | N |  |  | OP | X | 8 | 1988 | Pre-2000 |  |  | Y | Commercial CHP | Customer Sited | Other | 5 | T | OBG | Renewable | 0.6 | 0 | 1 | 0 | NG
Operable | 12869 | Monterey Regional Waste Mgmt |  | 10748 | Marina Landfill Gas | CA | Vertical | Monterey | U1C06 | Landfill Gas | IC |  | S | X | X | CSTRVLLE_1_N |  | 1.6 | 0.8 | 1.6 | 1.6 | 0.8 | N |  |  | OP | X | 5 | 2006 | 2006 |  |  | N | Commercial Non-CHP | Customer Sited | Other | 4 | X | LFG | Renewable | 1.6 | 0 | 1 | 0
Operable | 12869 | Monterey Regional Waste Mgmt |  | 10748 | Marina Landfill Gas | CA | Vertical | Monterey | U2J18 | Landfill Gas | IC |  | S | X | X |  |  | 1.1 | 0.8 | 1.1 | 1.1 | 0.7 | N |  |  | OP | X | 7 | 2018 | 2018 |  |  | N | Commercial Non-CHP | Customer Sited | Other | 4 | X | LFG | Renewable | 1.1 | 0 | 1 | 0
Operable | 12869 | Monterey Regional Waste Mgmt |  | 10748 | Marina Landfill Gas | CA | Vertical | Monterey | U3J17 | Landfill Gas | IC |  | S | X | X |  |  | 1 | 0.8 | 1 | 1 | 0.5 | N |  |  | OP | X | 8 | 2017 | 2017 |  |  | N | Commercial Non-CHP | Customer Sited | Other | 4 | X | LFG | Renewable | 1 | 0 | 1 | 0
Operable | 12869 | Monterey Regional Waste Mgmt |  | 10748 | Marina Landfill Gas | CA | Vertical | Monterey | U4J16 | Landfill Gas | IC |  | S | X | X | CSTRVLLE_N003 |  | 1.4 | 0.8 | 1.2 | 1.2 | 0.7 | N |  |  | OP | X | 7 | 2016 | 2016 |  |  | N | Commercial Non-CHP | Customer Sited | Other | 4 | X | LFG | Renewable | 1.4 | 0 | 1 | 0
Operable | 61487 | Montevideo Solar LLC |  | 61870 | Montevideo Solar LLC, CSG | MN | Vertical | Yellow Medicine | MONTE | Solar Photovoltaic | PV |  | S | X | X |  |  | 5 |  | 5 | 5 |  | N |  |  | OP | X | 1 | 2019 | 2019 |  |  | N | IPP Non-CHP | IPP | IPP | 2 | X | SUN | Renewable | 5 | 0 | 1 | 0
Operable | 61153 | Montevue Lane Solar, LLC |  | 61552 | Fort Detrick Solar PV | MD | Restructured | Frederick | FDSPV | Solar Photovoltaic | PV |  | S | X | X | 5021574 | NA | 15.7 |  | 15.7 | 12.6 |  | N |  |  | OP | X | 2 | 2016 | 2016 |  |  | N | IPP Non-CHP | IPP | IPP | 2 | X | SUN | Renewable | 15.7 | 0 | 1 | 0
Operable | 61211 | Montgomery County Solar |  | 61608 | Montgomery County Solar | MD | Restructured | Montgomery | 1 | Solar Photovoltaic | PV |  | S | X | X |  |  | 1.9 |  | 1.9 | 1.9 |  | N |  |  | OP | X | 6 | 2018 | 2018 |  |  | N | Commercial Non-CHP | Customer Sited | Other | 4 | X | SUN | Renewable | 1.9 | 0 | 1 | 0
Operable | 12866 | Moon Lake Electric Assn Inc |  | 3704 | Uintah | UT | Vertical | Duchesne | 1 | Conventional Hydroelectric | HY |  | S | X | X |  |  | 0.6 | 0.8 | 0.6 | 0.6 | 0.3 | N |  |  | OP | X | 7 | 1920 | Pre-2000 |  |  | N | Electric Utility | Utility | Cooperative | 1 | X | WAT | Renewable | 0.6 | 0 | 1 | 0
Operable | 12866 | Moon Lake Electric Assn Inc |  | 3704 | Uintah | UT | Vertical | Duchesne | 2 | Conventional Hydroelectric | HY |  | S | X | X |  |  | 0.6 | 0.8 | 0.6 | 0.6 | 0.3 | N |  |  | OP | X | 9 | 1940 | Pre-2000 |  |  | N | Electric Utility | Utility | Cooperative | 1 | X | WAT | Renewable | 0.6 | 0 | 1 | 0
Operable | 63795 | Moore Solar, LLC |  | 64193 | Moore Solar | NC | Vertical | Rockingham | MR01 | Solar Photovoltaic | PV |  | S | X | X |  |  | 5 |  | 5 | 5 |  | N |  |  | OP | X | 2 | 2018 | 2018 |  |  | N | IPP Non-CHP | IPP | IPP | 2 | X | SUN | Renewable | 5 | 0 | 1 | 0
Operable | 21690 | Moose International |  | 50337 | Mooseheart Power House | IL | Restructured | Kane | GEN1 | Natural Gas Internal Combustion Engine | IC |  | S | X | X |  |  | 0.5 | 0.8 | 0.5 | 0.5 | 0.5 | N |  |  | SB | Y | 8 | 1986 | Pre-2000 |  |  | Y | Commercial CHP | Customer Sited | Other | 5 | T | NG | Non-Renewable | 0 | 0.5 | 0 | 1
Operable | 21690 | Moose International |  | 50337 | Mooseheart Power House | IL | Restructured | Kane | GEN2 | Natural Gas Internal Combustion Engine | IC |  | S | X | X |  |  | 0.5 | 0.8 | 0.5 | 0.5 | 0.5 | N |  |  | SB | Y | 8 | 1986 | Pre-2000 |  |  | Y | Commercial CHP | Customer Sited | Other | 5 | T | NG | Non-Renewable | 0 | 0.5 | 0 | 1
Operable | 21690 | Moose International |  | 50337 | Mooseheart Power House | IL | Restructured | Kane | GEN3 | Natural Gas Internal Combustion Engine | IC |  | S | X | X |  |  | 0.3 | 0.8 | 0.3 | 0.3 | 0.3 | N |  |  | SB | Y | 8 | 1986 | Pre-2000 |  |  | Y | Commercial CHP | Customer Sited | Other | 5 | T | NG | Non-Renewable | 0 | 0.3 | 0 | 1
Operable | 21690 | Moose International |  | 50337 | Mooseheart Power House | IL | Restructured | Kane | GEN4 | Natural Gas Internal Combustion Engine | IC |  | S | X | X |  |  | 0.5 | 0.8 | 0.5 | 0.5 | 0.5 | N |  |  | SB | Y | 8 | 1986 | Pre-2000 |  |  | Y | Commercial CHP | Customer Sited | Other | 5 | T | NG | Non-Renewable | 0 | 0.5 | 0 | 1
Operable | 12897 | Moose Lake Water & Light Comm |  | 1996 | Moose Lake | MN | Vertical | Carlton | 1 | Petroleum Liquids | IC |  | S | X | X |  |  | 1.3 | 0.8 | 1.3 | 1.3 | 1.3 | N |  |  | SB | Y | 7 | 1973 | Pre-2000 |  |  | N | Electric Utility | Utility | Municipal | 1 | X | DFO | Non-Renewable | 0 | 1.3 | 0 | 1
Operable | 12897 | Moose Lake Water & Light Comm |  | 1996 | Moose Lake | MN | Vertical | Carlton | 5 | Petroleum Liquids | IC |  | S | X | X |  |  | 2.1 | 0.8 | 2.3 | 2.3 | 2.1 | N |  |  | OP | X | 4 | 2005 | 2005 |  |  | N | Electric Utility | Utility | Municipal | 1 | X | DFO | Non-Renewable | 0 | 2.1 | 0 | 1
Operable | 12897 | Moose Lake Water & Light Comm |  | 1996 | Moose Lake | MN | Vertical | Carlton | 6 | Petroleum Liquids | IC |  | S | X | X |  |  | 2.1 | 0.8 | 2.3 | 2.3 | 2.1 | N |  |  | OP | X | 4 | 2005 | 2005 |  |  | N | Electric Utility | Utility | Municipal | 1 | X | DFO | Non-Renewable | 0 | 2.1 | 0 | 1
Operable | 12897 | Moose Lake Water & Light Comm |  | 1996 | Moose Lake | MN | Vertical | Carlton | 7 | Petroleum Liquids | IC |  | S | X | X |  |  | 2.1 | 0.8 | 2.3 | 2.3 | 2.1 | N |  |  | OP | X | 4 | 2005 | 2005 |  |  | N | Electric Utility | Utility | Municipal | 1 | X | DFO | Non-Renewable | 0 | 2.1 | 0 | 1
Operable | 12897 | Moose Lake Water & Light Comm |  | 1996 | Moose Lake | MN | Vertical | Carlton | 8NG | Natural Gas Internal Combustion Engine | IC |  | S | X | X |  |  | 2.6 | 0.8 | 2 | 2 | 2 | N |  |  | OP | X | 1 | 2019 | 2019 |  |  | N | Electric Utility | Utility | Municipal | 1 | X | NG | Non-Renewable | 0 | 2.6 | 0 | 1
Operable | 65268 | Moraine Sands Wind Power, LLC |  | 66093 | Moraine Sands Wind Power | IL | Restructured | Mason | MSWP1 | Onshore Wind Turbine | WT |  | S | X | X |  |  | 171 | 0.87 | 165 | 165 | 2 | N |  |  | OP | X | 12 | 2023 | 2023 |  |  | N | IPP Non-CHP | IPP | IPP | 2 | X | WND | Renewable | 171 | 0 | 1 | 0
Operable | 64333 | Moraine Solar, LLC |  | 64789 | Moraine CSG | IL | Restructured | McLean | MORAI | Solar Photovoltaic | PV |  | S | X | X |  |  | 2 |  | 2 | 2 |  | N |  |  | OP | X | 9 | 2021 | 2021 |  |  | N | IPP Non-CHP | IPP | IPP | 2 | X | SUN | Renewable | 2 | 0 | 1 | 0
Operable | 59092 | Moretown Hydroelectric LLC |  | 52033 | Moretown Generating Station | VT | Vertical | Washington | 1 | Conventional Hydroelectric | HY |  | S | X | X |  |  | 1.2 | 1 | 1.2 | 1.2 | 0.1 | N |  |  | OP | X | 1 | 1989 | Pre-2000 |  |  | N | IPP Non-CHP | IPP | IPP | 2 | X | WAT | Renewable | 1.2 | 0 | 1 | 0
Operable | 60592 | Morgan Community Solar |  | 60942 | Morgan Community Solar | MN | Vertical | Redwood | BMCS1 | Solar Photovoltaic | PV |  | S | X | X |  |  | 1 |  | 0.9 | 0.9 |  | N |  |  | OP | X | 4 | 2017 | 2017 |  |  | N | IPP Non-CHP | IPP | IPP | 2 | X | SUN | Renewable | 1 | 0 | 1 | 0
Operable | 60592 | Morgan Community Solar |  | 60942 | Morgan Community Solar | MN | Vertical | Redwood | BMCS2 | Solar Photovoltaic | PV |  | S | X | X |  |  | 1 |  | 0.9 | 0.9 |  | N |  |  | OP | X | 4 | 2017 | 2017 |  |  | N | IPP Non-CHP | IPP | IPP | 2 | X | SUN | Renewable | 1 | 0 | 1 | 0
Operable | 60592 | Morgan Community Solar |  | 60942 | Morgan Community Solar | MN | Vertical | Redwood | BMCS3 | Solar Photovoltaic | PV |  | S | X | X |  |  | 1 |  | 0.9 | 0.9 |  | N |  |  | OP | X | 4 | 2017 | 2017 |  |  | N | IPP Non-CHP | IPP | IPP | 2 | X | SUN | Renewable | 1 | 0 | 1 | 0
Operable | 29122 | Morgan Energy Center LLC |  | 55293 | Morgan Energy Center | AL | Vertical | Morgan | CTG1 | Natural Gas Fired Combined Cycle | CT | CC1 | S | X | N |  | MEC TVA | 210 | 0.8 | 163 | 174 | 64 | N |  |  | OP | X | 1 | 2004 | 2004 |  |  | Y | IPP CHP | IPP | IPP | 3 | T | NG | Non-Renewable | 0 | 210 | 0 | 1
Operable | 29122 | Morgan Energy Center LLC |  | 55293 | Morgan Energy Center | AL | Vertical | Morgan | CTG2 | Natural Gas Fired Combined Cycle | CT | CC1 | S | X | N |  | MEC TVA | 210 | 0.8 | 163 | 174 | 64 | N |  |  | OP | X | 6 | 2003 | 2003 |  |  | Y | IPP CHP | IPP | IPP | 3 | T | NG | Non-Renewable | 0 | 210 | 0 | 1
Operable | 29122 | Morgan Energy Center LLC |  | 55293 | Morgan Energy Center | AL | Vertical | Morgan | CTG3 | Natural Gas Fired Combined Cycle | CT | CC1 | S | X | N |  | MEC TVA | 210 | 0.8 | 163 | 174 | 64 | N |  |  | OP | X | 6 | 2003 | 2003 |  |  | Y | IPP CHP | IPP | IPP | 3 | T | NG | Non-Renewable | 0 | 210 | 0 | 1
Operable | 29122 | Morgan Energy Center LLC |  | 55293 | Morgan Energy Center | AL | Vertical | Morgan | STG1 | Natural Gas Fired Combined Cycle | CA | CC1 | S | Y | X | TVA | TVA | 270 | 0.8 | 293 | 293 | 30 | N |  |  | OP | X | 6 | 2003 | 2003 |  |  | Y | IPP CHP | IPP | IPP | 3 | T | NG | Non-Renewable | 0 | 270 | 0 | 1
Operable | 64304 | Morgan Solar 1 LLC |  | 64741 | Morgan Solar 1 CSG | IL | Restructured | Morgan | MORG1 | Solar Photovoltaic | PV |  | S | X | X |  |  | 2 |  | 2 | 2 |  | N |  |  | OP | X | 8 | 2021 | 2021 |  |  | N | IPP Non-CHP | IPP | IPP | 2 | X | SUN | Renewable | 2 | 0 | 1 | 0
Operable | 64305 | Morgan Solar 1b LLC |  | 64742 | Morgan Solar 1b CSG | IL | Restructured | Morgan | MOR1B | Solar Photovoltaic | PV |  | S | X | X |  |  | 2 |  | 2 | 2 |  | N |  |  | OP | X | 8 | 2021 | 2021 |  |  | N | IPP Non-CHP | IPP | IPP | 2 | X | SUN | Renewable | 2 | 0 | 1 | 0
Operable | 63779 | Morgan Solar 2, LLC |  | 64159 | Morgan Solar 2, LLC CSG | IL | Restructured | Morgan | MRG2 | Solar Photovoltaic | PV |  | S | X | X |  |  | 2 |  | 2 | 2 |  | N |  |  | OP | X | 11 | 2020 | 2020 |  |  | N | IPP Non-CHP | IPP | IPP | 2 | X | SUN | Renewable | 2 | 0 | 1 | 0
Operable | 63729 | Morgan Solar 4, LLC |  | 64100 | Morgan Solar 4, LLC CSG | IL | Restructured | Morgan | MORG | Solar Photovoltaic | PV |  | S | X | X |  |  | 2 |  | 2 | 2 |  | N |  |  | OP | X | 12 | 2020 | 2020 |  |  | N | IPP Non-CHP | IPP | IPP | 2 | X | SUN | Renewable | 2 | 0 | 1 | 0
Operable | 12949 | Morgantown Energy Associates |  | 10743 | Morgantown Energy Facility | WV | Vertical | Monongalia | GEN1 | Conventional Steam Coal | ST |  | S | X | X |  |  | 68.9 | 0.85 | 50 | 50 | 20 | N |  |  | OS | X | 11 | 1991 | Pre-2000 |  |  | Y | IPP CHP | IPP | IPP | 3 | T | WC | Non-Renewable | 0 | 68.9 | 0 | 1
Operable | 54755 | Morris Cogeneration LLC |  | 55216 | Morris Cogeneration LLC | IL | Restructured | Grundy | STG1 | Natural Gas Fired Combined Cycle | CA | MCG1 | S | Y | X |  |  | 82.9 | 0.85 | 62 | 62 | 1 | N |  |  | OP | X | 6 | 2000 | 2000 |  |  | Y | IPP CHP | IPP | IPP | 3 | B | NG | Non-Renewable | 0 | 82.9 | 0 | 1
Operable | 54755 | Morris Cogeneration LLC |  | 55216 | Morris Cogeneration LLC | IL | Restructured | Grundy | UNT1 | Natural Gas Fired Combined Cycle | CT | MCG1 | S | X | N |  |  | 45.3 | 0.85 | 44 | 44 | 22 | N |  |  | OP | X | 11 | 1998 | Pre-2000 |  |  | Y | IPP CHP | IPP | IPP | 3 | T | NG | Non-Renewable | 0 | 45.3 | 0 | 1 |  | OG
Operable | 54755 | Morris Cogeneration LLC |  | 55216 | Morris Cogeneration LLC | IL | Restructured | Grundy | UNT2 | Natural Gas Fired Combined Cycle | CT | MCG1 | S | X | N |  |  | 45.3 | 0.85 | 44 | 44 | 22 | N |  |  | OP | X | 11 | 1998 | Pre-2000 |  |  | Y | IPP CHP | IPP | IPP | 3 | T | NG | Non-Renewable | 0 | 45.3 | 0 | 1 |  | OG
Operable | 54755 | Morris Cogeneration LLC |  | 55216 | Morris Cogeneration LLC | IL | Restructured | Grundy | UNT3 | Natural Gas Fired Combined Cycle | CT | MCG1 | S | X | N |  |  | 45.3 | 0.85 | 44 | 45 | 22 | N |  |  | OP | X | 11 | 1998 | Pre-2000 |  |  | Y | IPP CHP | IPP | IPP | 3 | T | NG | Non-Renewable | 0 | 45.3 | 0 | 1 |  | OG
Operable | 56516 | Morris Energy Operations Company, LLC |  | 52026 | Dartmouth Power Associates LP | MA | Restructured | Bristol | GEN1 | Natural Gas Fired Combined Cycle | CT | CC1 | W | X | N | 388 | 388 | 41.9 | 0.9 | 62.1 | 67.7 | 24 | N |  |  | OP | X | 3 | 1992 | Pre-2000 |  |  | N | IPP Non-CHP | IPP | IPP | 2 | X | NG | Non-Renewable | 0 | 41.9 | 0 | 1 | DFO
Operable | 56516 | Morris Energy Operations Company, LLC |  | 52026 | Dartmouth Power Associates LP | MA | Restructured | Bristol | GEN2 | Natural Gas Fired Combined Cycle | CA | CC1 | W | Y | X | 388 | 388 | 32.2 | 0.9 |  |  | 12 | N |  |  | OP | X | 3 | 1992 | Pre-2000 |  |  | N | IPP Non-CHP | IPP | IPP | 2 | X | NG | Non-Renewable | 0 | 32.2 | 0 | 1 | DFO
Operable | 56516 | Morris Energy Operations Company, LLC |  | 52026 | Dartmouth Power Associates LP | MA | Restructured | Bristol | GEN3 | Natural Gas Fired Combustion Turbine | GT |  | W | X | X | 15940 | 15940 | 23.3 | 0.85 | 19.6 | 21.8 | 19 | N |  |  | OP | X | 9 | 2009 | 2009 |  |  | N | IPP Non-CHP | IPP | IPP | 2 | X | NG | Non-Renewable | 0 | 23.3 | 0 | 1 | DFO
Operable | 66157 | Morristown Solar II, LLC |  | 66256 | Source Power Company - Aldrich | NY | Restructured | Columbia | P4726 | Solar Photovoltaic | PV |  | S | X | X |  |  | 5 |  | 5 | 5 |  | N |  |  | OP | X | 3 | 2022 | 2022 |  |  | N | IPP Non-CHP | IPP | IPP | 2 | X | SUN | Renewable | 5 | 0 | 1 | 0
Operable | 12986 | Morton Salt Inc |  | 54335 | Morton Salt Rittman | OH | Restructured | Wayne | GEN2 | Natural Gas Steam Turbine | ST |  | S | X | X |  |  | 2.5 | 0.8 | 2.5 | 2.5 | 0.5 | N |  |  | OP | X | 2 | 2015 | 2015 |  |  | Y | Industrial CHP | Customer Sited | Other | 7 | B | NG | Non-Renewable | 0 | 2.5 | 0 | 1
Operable | 3102 | Mosaic Company |  | 10204 | Mosaic Co Tampa Facility | FL | Vertical | Hillsborough | GEN1 | All Other | ST |  | S | X | X |  |  | 37.8 | 0.85 | 34.4 | 34.4 | 2 | N |  |  | OP | X | 8 | 1988 | Pre-2000 |  |  | Y | Industrial CHP | Customer Sited | Other | 7 | B | WH | Other | 0 | 0 | 0 | 0
Operable | 3102 | Mosaic Company |  | 10204 | Mosaic Co Tampa Facility | FL | Vertical | Hillsborough | GEN3 | All Other | ST |  | S | X | X |  |  | 34.6 | 0.8 | 33.6 | 33.6 | 4 | N |  |  | OP | X | 11 | 1999 | Pre-2000 |  |  | Y | Industrial CHP | Customer Sited | Other | 7 | B | WH | Other | 0 | 0 | 0 | 0
Operable | 3102 | Mosaic Company |  | 50633 | Mosaic Co Bartow Facility | FL | Vertical | Polk | GEN1 | All Other | ST |  | S | X | X |  |  | 36.9 | 0.8 | 36 | 36 | 2 | N |  |  | OP | X | 12 | 1985 | Pre-2000 |  |  | Y | Industrial CHP | Customer Sited | Other | 7 | B | WH | Other | 0 | 0 | 0 | 0
Operable | 3102 | Mosaic Company |  | 50633 | Mosaic Co Bartow Facility | FL | Vertical | Polk | GEN2 | All Other | ST |  | S | X | X |  |  | 45 | 0.85 | 44 | 44 | 2 | N |  |  | OP | X | 8 | 1992 | Pre-2000 |  |  | Y | Industrial CHP | Customer Sited | Other | 7 | B | WH | Other | 0 | 0 | 0 | 0
Operable | 9383 | Mosaic Fertilizer LLC |  | 10004 | Mosaic South Pierce Operations | FL | Vertical | Polk | TG1 | All Other | ST |  | S | X | X |  |  | 7.5 | 0.9 | 4 | 4 | 2 | N |  |  | OP | X | 1 | 1978 | Pre-2000 |  |  | Y | Industrial CHP | Customer Sited | Other | 7 | B | WH | Other | 0 | 0 | 0 | 0
Operable | 9383 | Mosaic Fertilizer LLC |  | 10004 | Mosaic South Pierce Operations | FL | Vertical | Polk | TG2 | All Other | ST |  | S | X | X |  |  | 38 | 0.85 | 33 | 33 | 2 | N |  |  | OP | X | 1 | 1992 | Pre-2000 |  |  | Y | Industrial CHP | Customer Sited | Other | 7 | B | WH | Other | 0 | 0 | 0 | 0
Operable | 9383 | Mosaic Fertilizer LLC |  | 10434 | Mosaic New Wales Operations | FL | Vertical | Polk | TG1 | All Other | ST |  | S | X | X |  |  | 10 | 0.85 | 8 | 8 | 2 | N |  |  | OS | X | 8 | 1981 | Pre-2000 |  |  | Y | Industrial CHP | Customer Sited | Other | 7 | B | WH | Other | 0 | 0 | 0 | 0
Operable | 9383 | Mosaic Fertilizer LLC |  | 10434 | Mosaic New Wales Operations | FL | Vertical | Polk | TG2 | All Other | ST |  | S | X | X |  |  | 58.5 | 0.85 | 48 | 48 | 2 | N |  |  | OP | X | 12 | 1984 | Pre-2000 |  |  | Y | Industrial CHP | Customer Sited | Other | 7 | B | WH | Other | 0 | 0 | 0 | 0
Operable | 9383 | Mosaic Fertilizer LLC |  | 10434 | Mosaic New Wales Operations | FL | Vertical | Polk | TG3 | All Other | ST |  | S | X | X |  |  | 32 | 0.8 | 32 | 32 | 2 | N |  |  | OP | X | 12 | 1982 | Pre-2000 |  |  | Y | Industrial CHP | Customer Sited | Other | 7 | B | WH | Other | 0 | 0 | 0 | 0
Operable | 9383 | Mosaic Fertilizer LLC |  | 10434 | Mosaic New Wales Operations | FL | Vertical | Polk | TG4 | All Other | ST |  | S | X | X |  |  | 35 | 0.85 | 24 | 24 | 3.5 | N |  |  | OP | X | 5 | 2014 | 2014 |  |  | N | Industrial CHP | Customer Sited | Other | 7 | X | WH | Other | 0 | 0 | 0 | 0
Operable | 9436 | Mosaic Phosphates Co. |  | 10198 | Mosaic Phosphates Uncle Sam | LA | Vertical | St James | GEN2 | All Other | ST |  | S | X | X |  |  | 11 | 0.8 | 11 | 11 | 4 | N |  |  | OP | X | 1 | 1968 | Pre-2000 |  |  | Y | Industrial CHP | Customer Sited | Other | 7 | B | WH | Other | 0 | 0 | 0 | 0 | NG
Operable | 9436 | Mosaic Phosphates Co. |  | 10198 | Mosaic Phosphates Uncle Sam | LA | Vertical | St James | GEN3 | All Other | ST |  | S | X | X |  |  | 15 | 0.85 | 15 | 15 | 4 | N |  |  | OP | X | 8 | 2016 | 2016 |  |  | Y | Industrial CHP | Customer Sited | Other | 7 | B | WH | Other | 0 | 0 | 0 | 0 | NG
Operable | 12981 | Motiva Enterprises LLC |  | 50973 | Motiva Enterprises Port Arthur Refinery | TX | Restructured | Jefferson | GN31 | Other Gases | CA | BLK1 | S | Y | X |  |  | 10 | 0.8 | 8.4 | 8.6 | 3 | N |  |  | OP | X | 6 | 1962 | Pre-2000 |  |  | Y | Industrial CHP | Customer Sited | Other | 7 | T | OG | Non-Renewable | 0 | 10 | 0 | 1
Operable | 12981 | Motiva Enterprises LLC |  | 50973 | Motiva Enterprises Port Arthur Refinery | TX | Restructured | Jefferson | GN32 | Other Gases | CA | BLK1 | S | Y | X |  |  | 15.6 | 0.8 | 10.5 | 10.7 | 3 | N |  |  | OP | X | 6 | 1957 | Pre-2000 |  |  | Y | Industrial CHP | Customer Sited | Other | 7 | T | OG | Non-Renewable | 0 | 15.6 | 0 | 1
Operable | 12981 | Motiva Enterprises LLC |  | 50973 | Motiva Enterprises Port Arthur Refinery | TX | Restructured | Jefferson | GN33 | Other Gases | CA | BLK1 | S | Y | X |  |  | 25.5 | 0.8 | 21.5 | 22 | 3 | N |  |  | OP | X | 6 | 1978 | Pre-2000 |  |  | Y | Industrial CHP | Customer Sited | Other | 7 | T | OG | Non-Renewable | 0 | 25.5 | 0 | 1
Operable | 12981 | Motiva Enterprises LLC |  | 50973 | Motiva Enterprises Port Arthur Refinery | TX | Restructured | Jefferson | GN34 | Natural Gas Fired Combustion Turbine | GT |  | S | X | X |  |  | 18.8 | 0.8 | 15.6 | 16 | 3 | N |  |  | OP | X | 6 | 1970 | Pre-2000 |  |  | Y | Industrial CHP | Customer Sited | Other | 7 | T | NG | Non-Renewable | 0 | 18.8 | 0 | 1
Operable | 12981 | Motiva Enterprises LLC |  | 50973 | Motiva Enterprises Port Arthur Refinery | TX | Restructured | Jefferson | GN35 | Natural Gas Fired Combined Cycle | CT | BLK1 | S | X | N |  |  | 40.5 | 0.85 | 39 | 38 | 3 | N |  |  | OP | X | 12 | 1983 | Pre-2000 |  |  | Y | Industrial CHP | Customer Sited | Other | 7 | T | NG | Non-Renewable | 0 | 40.5 | 0 | 1
Operable | 12981 | Motiva Enterprises LLC |  | 50973 | Motiva Enterprises Port Arthur Refinery | TX | Restructured | Jefferson | GN41 | Natural Gas Fired Combined Cycle | CT | BLK1 | S | X | N |  |  | 41.6 | 0.85 | 36.1 | 46.4 | 3 | N |  |  | OP | X | 12 | 2011 | 2011 |  |  | Y | Industrial CHP | Customer Sited | Other | 7 | T | NG | Non-Renewable | 0 | 41.6 | 0 | 1
Operable | 12981 | Motiva Enterprises LLC |  | 50973 | Motiva Enterprises Port Arthur Refinery | TX | Restructured | Jefferson | GN42 | Natural Gas Fired Combined Cycle | CT | BLK1 | S | X | N |  |  | 41.6 | 0.85 | 36.1 | 46.4 | 3 | N |  |  | OP | X | 11 | 2011 | 2011 |  |  | Y | Industrial CHP | Customer Sited | Other | 7 | T | NG | Non-Renewable | 0 | 41.6 | 0 | 1
Operable | 12981 | Motiva Enterprises LLC |  | 50973 | Motiva Enterprises Port Arthur Refinery | TX | Restructured | Jefferson | GN43 | Natural Gas Fired Combined Cycle | CT | BLK1 | S | X | N |  |  | 41.6 | 0.85 | 36.1 | 46.4 | 3 | N |  |  | OP | X | 11 | 2011 | 2011 |  |  | Y | Industrial CHP | Customer Sited | Other | 7 | T | NG | Non-Renewable | 0 | 41.6 | 0 | 1
Operable | 12981 | Motiva Enterprises LLC |  | 50973 | Motiva Enterprises Port Arthur Refinery | TX | Restructured | Jefferson | GN44 | Natural Gas Fired Combined Cycle | CT | BLK1 | S | X | N |  |  | 41.6 | 0.85 | 36.1 | 46.4 | 3 | N |  |  | OP | X | 10 | 2011 | 2011 |  |  | Y | Industrial CHP | Customer Sited | Other | 7 | T | NG | Non-Renewable | 0 | 41.6 | 0 | 1
Operable | 49889 | Mount Carmel Cogen Inc |  | 10343 | Foster Wheeler Mt Carmel Cogen | PA | Restructured | Northumberland | TG1 | Conventional Steam Coal | ST |  | S | X | X |  |  | 47.3 | 1 | 43 | 40 | 25 | N |  |  | OP | X | 1 | 1990 | Pre-2000 |  |  | Y | IPP CHP | IPP | IPP | 3 | T | WC | Non-Renewable | 0 | 47.3 | 0 | 1 | NG
Operable | 63443 | Mount Hope Solar 1 LLC |  | 63749 | Mount Hope East | NY | Restructured | Orange | MHE | Solar Photovoltaic | PV |  | S | X | X |  |  | 1.9 | 0.96 | 1.9 | 1.9 |  | N |  |  | OP | X | 10 | 2019 | 2019 |  |  | N | IPP Non-CHP | IPP | IPP | 2 | X | SUN | Renewable | 1.9 | 0 | 1 | 0
Operable | 63442 | Mount Hope Solar 2 LLC |  | 63748 | Mount Hope West | NY | Restructured | Orange | MHW | Solar Photovoltaic | PV |  | S | X | X |  |  | 1.9 | 1 | 1.9 | 1.9 |  | N |  |  | OP | X | 4 | 2020 | 2020 |  |  | N | IPP Non-CHP | IPP | IPP | 2 | X | SUN | Renewable | 1.9 | 0 | 1 | 0
Operable | 62658 | Mount Joy Wire Corp |  | 62741 | Mount Joy Wire | PA | Restructured | Lancaster | CHP | Natural Gas Internal Combustion Engine | IC |  | S | X | X |  |  | 1.1 | 0.8 | 1.1 | 1.1 | 0.5 | N |  |  | OA | X | 12 | 2011 | 2011 |  |  | Y | Industrial CHP | Customer Sited | Other | 7 | T | NG | Non-Renewable | 0 | 1.1 | 0 | 1
Operable | 63293 | Mount Sinai - Brooklyn |  | 63581 | Mount Sinai - Brooklyn | NY | Restructured | Kings | CM350 | Petroleum Liquids | IC |  | S | X | X |  |  | 0.4 | 0.8 | 0.4 | 0.4 | 0.1 | N |  |  | SB | N | 1 | 2010 | 2010 |  |  | N | Commercial Non-CHP | Customer Sited | Other | 4 | X | DFO | Non-Renewable | 0 | 0.4 | 0 | 1
Operable | 63293 | Mount Sinai - Brooklyn |  | 63581 | Mount Sinai - Brooklyn | NY | Restructured | Kings | DD750 | Petroleum Liquids | IC |  | S | X | X |  |  | 0.8 | 0.8 | 0.8 | 0.8 | 0.1 | N |  |  | SB | N | 1 | 2010 | 2010 |  |  | N | Commercial Non-CHP | Customer Sited | Other | 4 | X | DFO | Non-Renewable | 0 | 0.8 | 0 | 1
Operable | 63293 | Mount Sinai - Brooklyn |  | 63581 | Mount Sinai - Brooklyn | NY | Restructured | Kings | KP300 | Petroleum Liquids | IC |  | S | X | X |  |  | 0.3 | 0.8 | 0.3 | 0.3 | 0.1 | N |  |  | SB | N | 1 | 2010 | 2010 |  |  | N | Commercial Non-CHP | Customer Sited | Other | 4 | X | DFO | Non-Renewable | 0 | 0.3 | 0 | 1
Operable | 61165 | Mount Sinai Beth Israel |  | 61569 | Mount Sinai Beth Israel | NY | Restructured | New York | EGEN1 | Petroleum Liquids | IC |  | S | X | X |  |  | 0.2 | 0.8 | 0.2 | 0.2 | 0.1 | N |  |  | SB | N | 1 | 1988 | Pre-2000 |  |  | N | Commercial Non-CHP | Customer Sited | Other | 4 | X | DFO | Non-Renewable | 0 | 0.2 | 0 | 1
Operable | 61165 | Mount Sinai Beth Israel |  | 61569 | Mount Sinai Beth Israel | NY | Restructured | New York | EGEN2 | Petroleum Liquids | IC |  | S | X | X |  |  | 0.3 | 0.8 | 0.3 | 0.3 | 0.1 | N |  |  | SB | N | 1 | 1988 | Pre-2000 |  |  | N | Commercial Non-CHP | Customer Sited | Other | 4 | X | DFO | Non-Renewable | 0 | 0.3 | 0 | 1
Operable | 61165 | Mount Sinai Beth Israel |  | 61569 | Mount Sinai Beth Israel | NY | Restructured | New York | EGEN4 | Petroleum Liquids | IC |  | S | X | X |  |  | 0.8 | 0.8 | 0.8 | 0.8 | 0.1 | N |  |  | SB | N | 1 | 1988 | Pre-2000 |  |  | N | Commercial Non-CHP | Customer Sited | Other | 4 | X | DFO | Non-Renewable | 0 | 0.8 | 0 | 1
Operable | 61165 | Mount Sinai Beth Israel |  | 61569 | Mount Sinai Beth Israel | NY | Restructured | New York | EGEN5 | Petroleum Liquids | IC |  | S | X | X |  |  | 0.3 | 0.8 | 0.2 | 0.2 | 0.1 | N |  |  | SB | N | 1 | 1988 | Pre-2000 |  |  | N | Commercial Non-CHP | Customer Sited | Other | 4 | X | DFO | Non-Renewable | 0 | 0.3 | 0 | 1
Operable | 61165 | Mount Sinai Beth Israel |  | 61569 | Mount Sinai Beth Israel | NY | Restructured | New York | EGEN7 | Petroleum Liquids | IC |  | S | X | X |  |  | 0.5 | 0.8 | 0.8 | 0.8 | 0.1 | N |  |  | SB | N | 1 | 1988 | Pre-2000 |  |  | N | Commercial Non-CHP | Customer Sited | Other | 4 | X | DFO | Non-Renewable | 0 | 0.5 | 0 | 1
Operable | 61165 | Mount Sinai Beth Israel |  | 61569 | Mount Sinai Beth Israel | NY | Restructured | New York | EGEN8 | Petroleum Liquids | IC |  | S | X | X |  |  | 0.3 | 0.8 | 0.3 | 0.3 | 0.1 | N |  |  | SB | N | 1 | 1988 | Pre-2000 |  |  | N | Commercial Non-CHP | Customer Sited | Other | 4 | X | DFO | Non-Renewable | 0 | 0.3 | 0 | 1
Operable | 61165 | Mount Sinai Beth Israel |  | 61569 | Mount Sinai Beth Israel | NY | Restructured | New York | EGEN9 | Petroleum Liquids | IC |  | S | X | X |  |  | 0.2 | 0.8 | 0.2 | 0.2 | 0.1 | N |  |  | SB | N | 1 | 1988 | Pre-2000 |  |  | N | Commercial Non-CHP | Customer Sited | Other | 4 | X | DFO | Non-Renewable | 0 | 0.2 | 0 | 1
Operable | 61165 | Mount Sinai Beth Israel |  | 61569 | Mount Sinai Beth Israel | NY | Restructured | New York | GEN10 | Petroleum Liquids | IC |  | S | X | X |  |  | 1 | 0.8 | 1 | 1 | 0.3 | N |  |  | SB | N | 1 | 1988 | Pre-2000 |  |  | N | Commercial Non-CHP | Customer Sited | Other | 4 | X | DFO | Non-Renewable | 0 | 1 | 0 | 1
Operable | 61053 | Mount Sinai Hospital |  | 61416 | Mount Sinai Hospital | NY | Restructured | New York | 5EAST | Petroleum Liquids | IC |  | S | X | X |  |  | 0.4 | 0.8 | 0.4 | 0.4 | 0.3 | N |  |  | SB | N | 1 | 2022 | 2022 |  |  | N | Commercial Non-CHP | Customer Sited | Other | 4 | X | DFO | Non-Renewable | 0 | 0.4 | 0 | 1
Operable | 61053 | Mount Sinai Hospital |  | 61416 | Mount Sinai Hospital | NY | Restructured | New York | AP1 | Petroleum Liquids | IC |  | S | X | X |  |  | 1 | 0.8 | 1 | 1 | 0.3 | N |  |  | SB | N | 6 | 1970 | Pre-2000 |  |  | N | Commercial Non-CHP | Customer Sited | Other | 4 | X | DFO | Non-Renewable | 0 | 1 | 0 | 1
Operable | 61053 | Mount Sinai Hospital |  | 61416 | Mount Sinai Hospital | NY | Restructured | New York | AP2 | Petroleum Liquids | IC |  | S | X | X |  |  | 1 | 0.8 | 1 | 1 | 0.3 | N |  |  | SB | N | 6 | 1970 | Pre-2000 |  |  | N | Commercial Non-CHP | Customer Sited | Other | 4 | X | DFO | Non-Renewable | 0 | 1 | 0 | 1
Operable | 61053 | Mount Sinai Hospital |  | 61416 | Mount Sinai Hospital | NY | Restructured | New York | AP3 | Petroleum Liquids | IC |  | S | X | X |  |  | 1 | 0.8 | 1 | 1 | 0.3 | N |  |  | SB | N | 6 | 1970 | Pre-2000 |  |  | N | Commercial Non-CHP | Customer Sited | Other | 4 | X | DFO | Non-Renewable | 0 | 1 | 0 | 1
Operable | 61053 | Mount Sinai Hospital |  | 61416 | Mount Sinai Hospital | NY | Restructured | New York | AP4 | Petroleum Liquids | IC |  | S | X | X |  |  | 1 | 0.8 | 1 | 1 | 0.3 | N |  |  | SB | N | 6 | 1970 | Pre-2000 |  |  | N | Commercial Non-CHP | Customer Sited | Other | 4 | X | DFO | Non-Renewable | 0 | 1 | 0 | 1
Operable | 61053 | Mount Sinai Hospital |  | 61416 | Mount Sinai Hospital | NY | Restructured | New York | AP5 | Petroleum Liquids | IC |  | S | X | X |  |  | 1.5 | 0.8 | 1.5 | 1.5 | 0.4 | N |  |  | SB | N | 10 | 1997 | Pre-2000 |  |  | N | Commercial Non-CHP | Customer Sited | Other | 4 | X | DFO | Non-Renewable | 0 | 1.5 | 0 | 1
Operable | 61053 | Mount Sinai Hospital |  | 61416 | Mount Sinai Hospital | NY | Restructured | New York | AP6 | Petroleum Liquids | IC |  | S | X | X |  |  | 1.5 | 0.8 | 1.5 | 1.5 | 0.4 | N |  |  | SB | N | 10 | 1997 | Pre-2000 |  |  | N | Commercial Non-CHP | Customer Sited | Other | 4 | X | DFO | Non-Renewable | 0 | 1.5 | 0 | 1
Operable | 61053 | Mount Sinai Hospital |  | 61416 | Mount Sinai Hospital | NY | Restructured | New York | CAM12 | Petroleum Liquids | IC |  | S | X | X |  |  | 0.4 | 0.8 | 0.4 | 0.4 | 0.1 | N |  |  | SB | N | 6 | 2007 | 2007 |  |  | N | Commercial Non-CHP | Customer Sited | Other | 4 | X | DFO | Non-Renewable | 0 | 0.4 | 0 | 1
Operable | 61053 | Mount Sinai Hospital |  | 61416 | Mount Sinai Hospital | NY | Restructured | New York | EB10 | Petroleum Liquids | IC |  | S | X | X |  |  | 1.5 | 0.8 | 1.5 | 1.5 | 0.4 | N |  |  | SB | N | 6 | 1996 | Pre-2000 |  |  | N | Commercial Non-CHP | Customer Sited | Other | 4 | X | DFO | Non-Renewable | 0 | 1.5 | 0 | 1
Operable | 61053 | Mount Sinai Hospital |  | 61416 | Mount Sinai Hospital | NY | Restructured | New York | EB11 | Petroleum Liquids | IC |  | S | X | X |  |  | 1.5 | 0.8 | 1.5 | 1.5 | 0.4 | N |  |  | SB | N | 6 | 1996 | Pre-2000 |  |  | N | Commercial Non-CHP | Customer Sited | Other | 4 | X | DFO | Non-Renewable | 0 | 1.5 | 0 | 1
Operable | 61053 | Mount Sinai Hospital |  | 61416 | Mount Sinai Hospital | NY | Restructured | New York | FPA15 | Petroleum Liquids | IC |  | S | X | X |  |  | 0.6 | 0.8 | 0.6 | 0.6 | 0.1 | N |  |  | SB | N | 5 | 2014 | 2014 |  |  | N | Commercial Non-CHP | Customer Sited | Other | 4 | X | DFO | Non-Renewable | 0 | 0.6 | 0 | 1
Operable | 61053 | Mount Sinai Hospital |  | 61416 | Mount Sinai Hospital | NY | Restructured | New York | GP7 | Petroleum Liquids | IC |  | S | X | X |  |  | 0.9 | 0.8 | 0.9 | 0.9 | 0.3 | N |  |  | SB | N | 6 | 1988 | Pre-2000 |  |  | N | Commercial Non-CHP | Customer Sited | Other | 4 | X | DFO | Non-Renewable | 0 | 0.9 | 0 | 1
Operable | 61053 | Mount Sinai Hospital |  | 61416 | Mount Sinai Hospital | NY | Restructured | New York | GP8 | Petroleum Liquids | IC |  | S | X | X |  |  | 0.9 | 0.8 | 0.9 | 0.9 | 0.3 | N |  |  | SB | N | 6 | 1998 | Pre-2000 |  |  | N | Commercial Non-CHP | Customer Sited | Other | 4 | X | DFO | Non-Renewable | 0 | 0.9 | 0 | 1
Operable | 61053 | Mount Sinai Hospital |  | 61416 | Mount Sinai Hospital | NY | Restructured | New York | HES13 | Petroleum Liquids | IC |  | S | X | X |  |  | 2.5 | 0.8 | 2.5 | 2.5 | 0.7 | N |  |  | SB | N | 6 | 2012 | 2012 |  |  | N | Commercial Non-CHP | Customer Sited | Other | 4 | X | DFO | Non-Renewable | 0 | 2.5 | 0 | 1
Operable | 61053 | Mount Sinai Hospital |  | 61416 | Mount Sinai Hospital | NY | Restructured | New York | HES14 | Petroleum Liquids | IC |  | S | X | X |  |  | 2.5 | 0.8 | 2.5 | 2.5 | 0.7 | N |  |  | SB | N | 6 | 2012 | 2012 |  |  | N | Commercial Non-CHP | Customer Sited | Other | 4 | X | DFO | Non-Renewable | 0 | 2.5 | 0 | 1
Operable | 61956 | Mount Sinai South Nassau Hospital |  | 62447 | Mount Sinai South Nassau Hospital | NY | Restructured | Nassau | 3 | Petroleum Liquids | IC |  | S | X | X |  |  | 1 | 0.8 | 1 | 1 | 0 | N |  |  | SB | N | 1 | 2005 | 2005 |  |  | N | Commercial Non-CHP | Customer Sited | Other | 4 | X | DFO | Non-Renewable | 0 | 1 | 0 | 1
Operable | 61956 | Mount Sinai South Nassau Hospital |  | 62447 | Mount Sinai South Nassau Hospital | NY | Restructured | Nassau | 4 | Petroleum Liquids | IC |  | S | X | X |  |  | 2 | 0.8 | 1 | 0.8 | 0 | N |  |  | SB | N | 2 | 2020 | 2020 |  |  | N | Commercial Non-CHP | Customer Sited | Other | 4 | X | DFO | Non-Renewable | 0 | 2 | 0 | 1
Operable | 64742 | Mountain Air Projects, LLC |  | 57427 | Ryegrass Windfarm | ID | Vertical | Elmore | 1 | Onshore Wind Turbine | WT |  | S | X | X |  |  | 23 |  | 23 | 23 | 1 | N |  |  | OP | X | 12 | 2012 | 2012 |  |  | N | IPP Non-CHP | IPP | IPP | 2 | X | WND | Renewable | 23 | 0 | 1 | 0
Operable | 64742 | Mountain Air Projects, LLC |  | 57428 | Hammett Hill Windfarm | ID | Vertical | Elmore | 1 | Onshore Wind Turbine | WT |  | S | X | X |  |  | 23 |  | 23 | 23 | 1 | N |  |  | OP | X | 12 | 2012 | 2012 |  |  | N | IPP Non-CHP | IPP | IPP | 2 | X | WND | Renewable | 23 | 0 | 1 | 0
Operable | 64742 | Mountain Air Projects, LLC |  | 57429 | Mainline Windfarm | ID | Vertical | Elmore | 1 | Onshore Wind Turbine | WT |  | S | X | X |  |  | 23 |  | 23 | 23 | 1 | N |  |  | OP | X | 12 | 2012 | 2012 |  |  | N | IPP Non-CHP | IPP | IPP | 2 | X | WND | Renewable | 23 | 0 | 1 | 0
Operable | 64742 | Mountain Air Projects, LLC |  | 57430 | Desert Meadow Windfarm | ID | Vertical | Elmore | 1 | Onshore Wind Turbine | WT |  | S | X | X |  |  | 23 |  | 23 | 23 | 1 | N |  |  | OP | X | 12 | 2012 | 2012 |  |  | N | IPP Non-CHP | IPP | IPP | 2 | X | WND | Renewable | 23 | 0 | 1 | 0
Operable | 64742 | Mountain Air Projects, LLC |  | 57431 | Cold Springs Windfarm | ID | Vertical | Elmore | 1 | Onshore Wind Turbine | WT |  | S | X | X |  |  | 23 |  | 23 | 23 | 1 | N |  |  | OP | X | 12 | 2012 | 2012 |  |  | N | IPP Non-CHP | IPP | IPP | 2 | X | WND | Renewable | 23 | 0 | 1 | 0
Operable | 64742 | Mountain Air Projects, LLC |  | 57444 | Two Ponds Windfarm | ID | Vertical | Elmore | 1 | Onshore Wind Turbine | WT |  | S | X | X |  |  | 23 |  | 23 | 23 | 1 | N |  |  | OP | X | 12 | 2012 | 2012 |  |  | N | IPP Non-CHP | IPP | IPP | 2 | X | WND | Renewable | 23 | 0 | 1 | 0
Operable | 62026 | Mountain Creek Power, LLC |  | 3453 | Mountain Creek | TX | Restructured | Dallas | 6 | Natural Gas Steam Turbine | ST |  | S | X | X | MCSES_UNIT6 | MCSES_UNIT6 | 135.7 | 0.85 | 122 | 122 | 15 | N |  |  | OP | X | 2 | 1956 | Pre-2000 |  |  | N | IPP Non-CHP | IPP | IPP | 2 | X | NG | Non-Renewable | 0 | 135.7 | 0 | 1
Operable | 62026 | Mountain Creek Power, LLC |  | 3453 | Mountain Creek | TX | Restructured | Dallas | 7 | Natural Gas Steam Turbine | ST |  | S | X | X | MCSES_UNIT7 | MCSES_UNIT7 | 136 | 0.85 | 118 | 118 | 15 | N |  |  | OP | X | 3 | 1958 | Pre-2000 |  |  | N | IPP Non-CHP | IPP | IPP | 2 | X | NG | Non-Renewable | 0 | 136 | 0 | 1
Operable | 62026 | Mountain Creek Power, LLC |  | 3453 | Mountain Creek | TX | Restructured | Dallas | 8 | Natural Gas Steam Turbine | ST |  | S | X | X | MCSES_UNIT8 | MCSES_UNIT8 | 580.5 | 0.9 | 568 | 568 | 200 | N |  |  | OP | X | 7 | 1967 | Pre-2000 |  |  | N | IPP Non-CHP | IPP | IPP | 2 | X | NG | Non-Renewable | 0 | 580.5 | 0 | 1
Operable | 62961 | Mountain Parks Services, Inc. |  | 63163 | Tom Sifers Solar | CO | Vertical | Grand | SIFRS | Solar Photovoltaic | PV |  | S | X | X |  |  | 1 |  | 1 | 1 |  | N |  |  | OP | X | 11 | 2019 | 2019 |  |  | N | IPP Non-CHP | IPP | IPP | 2 | X | SUN | Renewable | 1 | 0 | 1 | 0
Operable | 62961 | Mountain Parks Services, Inc. |  | 63164 | Whiskey Hill Solar | CO | Vertical | Jackson | WHSKY | Solar Photovoltaic | PV |  | S | X | X |  |  | 1 |  | 1 | 1 |  | N |  |  | OP | X | 11 | 2019 | 2019 |  |  | N | IPP Non-CHP | IPP | IPP | 2 | X | SUN | Renewable | 1 | 0 | 1 | 0
Operable | 63037 | Mountain Power, LLC |  | 3111 | Mountain | PA | Restructured | Cumberland | 1 | Petroleum Liquids | GT |  | S | X | X | 50743 | MOUN ME 13 KV GEN #1 | 27 | 0.85 | 19.5 | 25 | 18 | N |  |  | OP | X | 6 | 1972 | Pre-2000 |  |  | N | IPP Non-CHP | IPP | IPP | 2 | X | DFO | Non-Renewable | 0 | 27 | 0 | 1
Operable | 63037 | Mountain Power, LLC |  | 3111 | Mountain | PA | Restructured | Cumberland | 2 | Petroleum Liquids | GT |  | S | X | X | 50744 | MOUN ME 13 KV GEN #2 | 27 | 0.85 | 20.6 | 25 | 18 | N |  |  | OP | X | 6 | 1972 | Pre-2000 |  |  | N | IPP Non-CHP | IPP | IPP | 2 | X | DFO | Non-Renewable | 0 | 27 | 0 | 1
Operable | 64652 | Mountain Wind Power II LLC |  | 56753 | Mountain Wind Power II LLC | WY | Vertical | Uinta | 1 | Onshore Wind Turbine | WT |  | J | X | X | WECC | WECC | 80 |  | 80 | 80 | 1 | N |  |  | OP | X | 9 | 2008 | 2008 |  |  | N | IPP Non-CHP | IPP | IPP | 2 | X | WND | Renewable | 80 | 0 | 1 | 0
Operable | 64651 | Mountain Wind Power LLC |  | 56752 | Mountain Wind Power LLC | WY | Vertical | Uinta | 1 | Onshore Wind Turbine | WT |  | J | X | X | WECC | WECC | 61 |  | 61 | 61 | 1 | N |  |  | OP | X | 7 | 2008 | 2008 |  |  | N | IPP Non-CHP | IPP | IPP | 2 | X | WND | Renewable | 61 | 0 | 1 | 0
Operable | 59675 | Moxie Freedom LLC |  | 59906 | Moxie Freedom Generation Plant | PA | Restructured | Luzerne | GEN1 | Natural Gas Fired Combined Cycle | CS |  | S | Y | N |  |  | 552.5 | 0.9 | 552.5 | 552.5 | 200 | Y | 3 | 2023 | OP | X | 8 | 2018 | 2018 |  |  | N | IPP Non-CHP | IPP | IPP | 2 | X | NG | Non-Renewable | 0 | 552.5 | 0 | 1
Operable | 59675 | Moxie Freedom LLC |  | 59906 | Moxie Freedom Generation Plant | PA | Restructured | Luzerne | GEN2 | Natural Gas Fired Combined Cycle | CS |  | S | Y | N |  |  | 552.5 | 0.9 | 552.5 | 552.5 | 200 | Y | 3 | 2023 | OP | X | 9 | 2018 | 2018 |  |  | N | IPP Non-CHP | IPP | IPP | 2 | X | NG | Non-Renewable | 0 | 552.5 | 0 | 1
Operable | 65538 | Moyer Solar, LLC |  | 66487 | Moyer Solar | NC | Vertical | Rockingham | MOYER | Solar Photovoltaic | PV |  | S | X | X |  |  | 5 |  | 5 | 5 |  | N |  |  | OP | X | 12 | 2022 | 2022 |  |  | N | IPP Non-CHP | IPP | IPP | 2 | X | SUN | Renewable | 5 | 0 | 1 | 0
Operable | 60431 | MRP Generation Holdings, LLC |  | 55518 | High Desert Power Plant | CA | Vertical | San Bernardino | CTG1 | Natural Gas Fired Combined Cycle | CT | STG1 | S | X | N | ROADWAY_1_N001 | CEC Plant ID G0778 | 209 | 0.9 | 182 | 194 | 110 | Y | 5 | 2023 | OP | X | 4 | 2003 | 2003 |  |  | N | IPP Non-CHP | IPP | IPP | 2 | X | NG | Non-Renewable | 0 | 209 | 0 | 1
Operable | 60431 | MRP Generation Holdings, LLC |  | 55518 | High Desert Power Plant | CA | Vertical | San Bernardino | CTG2 | Natural Gas Fired Combined Cycle | CT | STG1 | S | X | N | ROADWAY_1_N001 | CEC Plant ID G0778 | 209 | 0.9 | 182 | 193 | 110 | Y | 5 | 2023 | OP | X | 4 | 2003 | 2003 |  |  | N | IPP Non-CHP | IPP | IPP | 2 | X | NG | Non-Renewable | 0 | 209 | 0 | 1
Operable | 60431 | MRP Generation Holdings, LLC |  | 55518 | High Desert Power Plant | CA | Vertical | San Bernardino | CTG3 | Natural Gas Fired Combined Cycle | CT | STG1 | S | X | N | ROADWAY_1_N001 | CEC Plant ID G0778 | 209 | 0.9 | 182 | 194 | 110 | Y | 5 | 2023 | OP | X | 4 | 2003 | 2003 |  |  | N | IPP Non-CHP | IPP | IPP | 2 | X | NG | Non-Renewable | 0 | 209 | 0 | 1
Operable | 60431 | MRP Generation Holdings, LLC |  | 55518 | High Desert Power Plant | CA | Vertical | San Bernardino | STG1 | Natural Gas Fired Combined Cycle | CA | STG1 | S | Y | X | ROADWAY_1_N001 | CEC Plant ID G0778 | 333 | 0.9 | 314 | 312 | 60 |  |  |  | OP | X | 4 | 2003 | 2003 |  |  | N | IPP Non-CHP | IPP | IPP | 2 | X | NG | Non-Renewable | 0 | 333 | 0 | 1
Operable | 7724 | MRP San Joaquin Energy LLC. |  | 55698 | Hanford Energy Park Peaker | CA | Vertical | Kings | HEP1 | Natural Gas Fired Combustion Turbine | GT |  | S | X | X | GWFPWR_1_UNITS-APND | GWFPWR_1_UNITS-APND | 46.1 | 0.85 | 45.9 | 48.7 | 22 | N |  |  | OP | X | 9 | 2001 | 2001 |  |  | N | IPP Non-CHP | IPP | IPP | 2 | X | NG | Non-Renewable | 0 | 46.1 | 0 | 1
Operable | 7724 | MRP San Joaquin Energy LLC. |  | 55698 | Hanford Energy Park Peaker | CA | Vertical | Kings | HEP2 | Natural Gas Fired Combustion Turbine | GT |  | S | X | X | GWFPWR_1_UNITS-APND | GWFPWR_1_UNITS-APND | 46.1 | 0.85 | 45.9 | 48.7 | 22 | N |  |  | OP | X | 9 | 2001 | 2001 |  |  | N | IPP Non-CHP | IPP | IPP | 2 | X | NG | Non-Renewable | 0 | 46.1 | 0 | 1
Operable | 7724 | MRP San Joaquin Energy LLC. |  | 55807 | Henrietta Peaker | CA | Vertical | Kings | HPP1 | Natural Gas Fired Combustion Turbine | GT |  | S | X | X | GWFGT1_7_B1 | GWFGT1_7_B1 | 49 | 0.85 | 46.3 | 48.3 | 22 | N |  |  | OP | X | 6 | 2002 | 2002 |  |  | N | IPP Non-CHP | IPP | IPP | 2 | X | NG | Non-Renewable | 0 | 49 | 0 | 1
Operable | 7724 | MRP San Joaquin Energy LLC. |  | 55807 | Henrietta Peaker | CA | Vertical | Kings | HPP2 | Natural Gas Fired Combustion Turbine | GT |  | S | X | X | GWFGT2_7_B1 | GWFGT2_7_B1 | 49 | 0.85 | 46.1 | 47.8 | 22 | N |  |  | OP | X | 6 | 2002 | 2002 |  |  | N | IPP Non-CHP | IPP | IPP | 2 | X | NG | Non-Renewable | 0 | 49 | 0 | 1
Operable | 7724 | MRP San Joaquin Energy LLC. |  | 55933 | Tracy Combined Cycle Power Plant | CA | Vertical | San Joaquin | TCC1 | Natural Gas Fired Combined Cycle | CA | CC12 | S | Y | X | SCHLTE_1_PL1X3-APND | SCHLTE_1_PL1X3-APND | 167.3 | 0.85 | 156.2 | 167.3 | 30 | N |  |  | OP | X | 7 | 2012 | 2012 |  |  | N | IPP Non-CHP | IPP | IPP | 2 | X | NG | Non-Renewable | 0 | 167.3 | 0 | 1
Operable | 7724 | MRP San Joaquin Energy LLC. |  | 55933 | Tracy Combined Cycle Power Plant | CA | Vertical | San Joaquin | TPP1 | Natural Gas Fired Combined Cycle | CT | CC12 | S | X | N | SCHLTE_1_PL1X3-APND | SCHLTE_1_PL1X3-APND | 84.4 | 0.85 | 82.1 | 87.5 | 58 | N |  |  | OP | X | 4 | 2003 | 2003 |  |  | N | IPP Non-CHP | IPP | IPP | 2 | X | NG | Non-Renewable | 0 | 84.4 | 0 | 1
Operable | 7724 | MRP San Joaquin Energy LLC. |  | 55933 | Tracy Combined Cycle Power Plant | CA | Vertical | San Joaquin | TPP2 | Natural Gas Fired Combined Cycle | CT | CC12 | S | X | N | SCHLTE_1_PL1X3-APND | SCHLTE_1_PL1X3-APND | 84.4 | 0.85 | 81.8 | 87.4 | 58 | N |  |  | OP | X | 4 | 2003 | 2003 |  |  | N | IPP Non-CHP | IPP | IPP | 2 | X | NG | Non-Renewable | 0 | 84.4 | 0 | 1
Operable | 60098 | MS Solar 2, LLC |  | 60306 | Sumrall I Solar Farm | MS | Vertical | Lamar | SUM1 | Solar Photovoltaic | PV |  | S | X | X |  |  | 52 |  | 52 | 57.2 |  | N |  |  | OP | X | 6 | 2017 | 2017 |  |  | N | IPP Non-CHP | IPP | IPP | 2 | X | SUN | Renewable | 52 | 0 | 1 | 0
Operable | 63394 | MSAP 13, LLC |  | 63675 | MSAP 13 | NY | Restructured | Rensselaer | TROYL | Solar Photovoltaic | PV |  | S | X | X |  |  | 2 |  | 2 | 2 |  | N |  |  | OP | X | 12 | 2020 | 2020 |  |  | N | IPP Non-CHP | IPP | IPP | 2 | X | SUN | Renewable | 2 | 0 | 1 | 0
Operable | 62897 | MSB Investors, LLC |  | 63094 | Tajiguas Resource Recovery Project | CA | Vertical | Santa Barbara | SBAD1 | Other Waste Biomass | IC |  | W | X | X |  |  | 1.1 | 1 | 1.1 | 1.1 | 0.5 | N |  |  | OP | X | 6 | 2022 | 2022 |  |  | Y | IPP CHP | IPP | IPP | 3 | T | OBG | Renewable | 1.1 | 0 | 1 | 0 | LFG
Operable | 62897 | MSB Investors, LLC |  | 63094 | Tajiguas Resource Recovery Project | CA | Vertical | Santa Barbara | SBAD2 | Other Waste Biomass | IC |  | W | X | X |  |  | 1.1 | 1 | 1.1 | 1.1 | 0.5 | N |  |  | OP | X | 6 | 2022 | 2022 |  |  | Y | IPP CHP | IPP | IPP | 3 | T | OBG | Renewable | 1.1 | 0 | 1 | 0 | LFG
Operable | 62038 | MSC-Chisago01 LLC |  | 62536 | MSC-Chisago01 LLC CSG | MN | Vertical | Chisago | 52739 | Solar Photovoltaic | PV |  | S | X | X |  |  | 1 |  | 1 | 1 |  | N |  |  | OP | X | 7 | 2019 | 2019 |  |  | N | IPP Non-CHP | IPP | IPP | 2 | X | SUN | Renewable | 1 | 0 | 1 | 0
Operable | 62037 | MSC-Chisago02 LLC |  | 62538 | MSC-Chisago02 LLC | MN | Vertical | Chisago | 52740 | Solar Photovoltaic | PV |  | S | X | X |  |  | 1 |  | 1 | 1 |  | N |  |  | OP | X | 8 | 2019 | 2019 |  |  | N | IPP Non-CHP | IPP | IPP | 2 | X | SUN | Renewable | 1 | 0 | 1 | 0
Operable | 62660 | MSC-Empire01, LLC |  | 62740 | MSC-Empire01, LLC | MN | Vertical | Dakota | 52784 | Solar Photovoltaic | PV |  | S | X | X |  |  | 1 | 0.98 | 1 | 1 |  | N |  |  | OP | X | 8 | 2019 | 2019 |  |  | N | IPP Non-CHP | IPP | IPP | 2 | X | SUN | Renewable | 1 | 0 | 1 | 0
Operable | 61679 | MSC-GreyCloud01 LLC |  | 62143 | MSC-GreyCloud01 Community Solar | MN | Vertical | Washington | 52785 | Solar Photovoltaic | PV |  | S | X | X |  |  | 1 |  | 1 | 1 | 0 | N |  |  | OP | X | 3 | 2019 | 2019 |  |  | N | IPP Non-CHP | IPP | IPP | 2 | X | SUN | Renewable | 1 | 0 | 1 | 0
Operable | 62039 | MSC-Rice01 LLC |  | 62537 | MSC-Rice01 LLC CSG | MN | Vertical | Rice | 52738 | Solar Photovoltaic | PV |  | S | X | X |  |  | 1 |  | 1 | 1 |  | N |  |  | OP | X | 7 | 2019 | 2019 |  |  | N | IPP Non-CHP | IPP | IPP | 2 | X | SUN | Renewable | 1 | 0 | 1 | 0
Operable | 61680 | MSC-Scandia01 LLC |  | 62144 | MSC-Scandia01 CSG | MN | Vertical | Washington | 52741 | Solar Photovoltaic | PV |  | S | X | X |  |  | 1 |  | 1 | 1 |  | N |  |  | OP | X | 4 | 2019 | 2019 |  |  | N | IPP Non-CHP | IPP | IPP | 2 | X | SUN | Renewable | 1 | 0 | 1 | 0
Operable | 62035 | MSC-Scott01 LLC |  | 62535 | MSC-Scott01 LLC | MN | Vertical | Scott | 52737 | Solar Photovoltaic | PV |  | S | X | X |  |  | 1 |  | 1 | 1 |  | N |  |  | OP | X | 8 | 2019 | 2019 |  |  | N | IPP Non-CHP | IPP | IPP | 2 | X | SUN | Renewable | 1 | 0 | 1 | 0
Operable | 58681 | MSM Solar LLC |  | 58794 | Storrie Lake Solar Project | NM | Vertical | San Miguel | MSMPV | Solar Photovoltaic | PV |  | S | X | X |  |  | 1.5 |  | 1.5 | 1.5 |  | N |  |  | OP | X | 5 | 2014 | 2014 |  |  | N | IPP Non-CHP | IPP | IPP | 2 | X | SUN | Renewable | 1.5 | 0 | 1 | 0
Operable | 13060 | Mt Poso Cogeneration Co |  | 54626 | Mt Poso Cogeneration | CA | Vertical | Kern | TG01 | Wood/Wood Waste Biomass | ST |  | J | X | X |  |  | 62 | 0.8 | 42.4 | 42.4 | 20 | N |  |  | OP | X | 5 | 1989 | Pre-2000 |  |  | Y | IPP CHP | IPP | IPP | 3 | T | WDS | Renewable | 62 | 0 | 1 | 0 | NG
Operable | 57401 | Mt Wachusett Community College |  | 58025 | Mt Wachusett Community College | MA | Restructured | Worcester | WTG1 | Onshore Wind Turbine | WT |  | S | X | X |  |  | 1.7 |  | 1.7 | 1.7 | 0 | N |  |  | OP | X | 3 | 2011 | 2011 |  |  | N | Commercial Non-CHP | Customer Sited | Other | 4 | X | WND | Renewable | 1.7 | 0 | 1 | 0
Operable | 57401 | Mt Wachusett Community College |  | 58025 | Mt Wachusett Community College | MA | Restructured | Worcester | WTG2 | Onshore Wind Turbine | WT |  | S | X | X |  |  | 1.7 |  | 1.7 | 1.7 | 0 | N |  |  | OP | X | 3 | 2011 | 2011 |  |  | N | Commercial Non-CHP | Customer Sited | Other | 4 | X | WND | Renewable | 1.7 | 0 | 1 | 0
Operable | 60471 | Mt. Tom Solar, LLC |  | 60906 | Mt. Tom Solar Project Hybrid | MA | Restructured | Hampden | BA1 | Batteries | BA |  | S | X | X |  |  | 3.1 |  | 3.1 | 3.1 | 0 | N |  |  | OP | X | 3 | 2019 | 2019 |  |  | N | IPP Non-CHP | IPP | IPP | 2 | X | MWH | Other | 0 | 0 | 0 | 0
Operable | 60471 | Mt. Tom Solar, LLC |  | 60906 | Mt. Tom Solar Project Hybrid | MA | Restructured | Hampden | PV1 | Solar Photovoltaic | PV |  | S | X | X |  |  | 4.5 |  | 4.5 | 4.5 |  | N |  |  | OP | X | 1 | 2017 | 2017 |  |  | N | IPP Non-CHP | IPP | IPP | 2 | X | SUN | Renewable | 4.5 | 0 | 1 | 0
Operable | 61971 | Mt.Sinai-St.Lukes Rsvlt. Hospital Center |  | 62453 | Mt.Sinai-St.Lukes Roosevelt Hosp. Center | NY | Restructured | Westchester | CT250 | Petroleum Liquids | IC |  | S | X | X |  |  | 0.3 | 0.8 | 0.3 | 0.3 | 0.1 | N |  |  | SB | N | 1 | 1960 | Pre-2000 |  |  | N | Commercial Non-CHP | Customer Sited | Other | 4 | X | DFO | Non-Renewable | 0 | 0.3 | 0 | 1
Operable | 61971 | Mt.Sinai-St.Lukes Rsvlt. Hospital Center |  | 62453 | Mt.Sinai-St.Lukes Roosevelt Hosp. Center | NY | Restructured | Westchester | CT750 | Petroleum Liquids | IC |  | S | X | X |  |  | 0.8 | 0.8 | 0.8 | 0.8 | 0.2 | N |  |  | SB | N | 1 | 1978 | Pre-2000 |  |  | N | Commercial Non-CHP | Customer Sited | Other | 4 | X | DFO | Non-Renewable | 0 | 0.8 | 0 | 1
Operable | 61971 | Mt.Sinai-St.Lukes Rsvlt. Hospital Center |  | 62453 | Mt.Sinai-St.Lukes Roosevelt Hosp. Center | NY | Restructured | Westchester | EG1 | Petroleum Liquids | IC |  | S | X | X |  |  | 0.2 | 0.8 | 0.3 | 0.3 | 0.1 | N |  |  | SB | N | 1 | 1995 | Pre-2000 |  |  | N | Commercial Non-CHP | Customer Sited | Other | 4 | X | DFO | Non-Renewable | 0 | 0.2 | 0 | 1
Operable | 61971 | Mt.Sinai-St.Lukes Rsvlt. Hospital Center |  | 62453 | Mt.Sinai-St.Lukes Roosevelt Hosp. Center | NY | Restructured | Westchester | EG2 | Petroleum Liquids | IC |  | S | X | X |  |  | 0.3 | 0.8 | 0.3 | 0.3 | 0.1 | N |  |  | SB | N | 1 | 2010 | 2010 |  |  | N | Commercial Non-CHP | Customer Sited | Other | 4 | X | DFO | Non-Renewable | 0 | 0.3 | 0 | 1
Operable | 61971 | Mt.Sinai-St.Lukes Rsvlt. Hospital Center |  | 62453 | Mt.Sinai-St.Lukes Roosevelt Hosp. Center | NY | Restructured | Westchester | EG3 | Petroleum Liquids | IC |  | S | X | X |  |  | 2.5 | 0.8 | 2.5 | 2.5 | 0.3 | N |  |  | SB | N | 1 | 2015 | 2015 |  |  | N | Commercial Non-CHP | Customer Sited | Other | 4 | X | DFO | Non-Renewable | 0 | 2.5 | 0 | 1
Operable | 61971 | Mt.Sinai-St.Lukes Rsvlt. Hospital Center |  | 62453 | Mt.Sinai-St.Lukes Roosevelt Hosp. Center | NY | Restructured | Westchester | EG4 | Petroleum Liquids | IC |  | S | X | X |  |  | 2.5 | 0.8 | 2.5 | 2.5 | 0.3 | N |  |  | SB | N | 1 | 2015 | 2015 |  |  | N | Commercial Non-CHP | Customer Sited | Other | 4 | X | DFO | Non-Renewable | 0 | 2.5 | 0 | 1
Operable | 63175 | Mud Garden LLC |  | 63427 | Mud Garden Solar | MN | Vertical | Sibley | CGS | Solar Photovoltaic | PV |  | S | X | X |  |  | 1 |  | 1 | 1 |  | N |  |  | OP | X | 3 | 2020 | 2020 |  |  | N | IPP Non-CHP | IPP | IPP | 2 | X | SUN | Renewable | 1 | 0 | 1 | 0
Operable | 65892 | Mule Farm Solar, LLC |  | 66986 | Mule Farm Solar, LLC | NC | Vertical | Johnston | 27504 | Solar Photovoltaic | PV |  | W | X | X |  |  | 2 |  | 2 | 2 |  | N |  |  | OP | X | 5 | 2022 | 2022 |  |  | N | IPP Non-CHP | IPP | IPP | 2 | X | SUN | Renewable | 2 | 0 | 1 | 0
Operable | 64684 | Mulligan Solar |  | 65349 | Mulligan Solar, LLC | IL | Restructured | Logan | MLGAN | Solar Photovoltaic | PV |  | S | X | X |  |  | 70 |  | 70 | 70 |  | N |  |  | OP | X | 7 | 2022 | 2022 |  |  | N | IPP Non-CHP | IPP | IPP | 2 | X | SUN | Renewable | 70 | 0 | 1 | 0
Operable | 56216 | Multitrade Rabun Gap LLC |  | 50201 | Multitrade Rabun Gap, LLC | GA | Vertical | RABUN | ST2 | Wood/Wood Waste Biomass | ST |  | S | X | X |  |  | 17.9 | 0.9 | 18 | 18 | 1.5 | N |  |  | OP | X | 1 | 2010 | 2010 |  |  | N | IPP Non-CHP | IPP | IPP | 2 | X | WDS | Renewable | 17.9 | 0 | 1 | 0
Operable | 59614 | Munich Reinsurance America, Inc |  | 59844 | Munich Re Plaza | NJ | Restructured | Middlesex | PZ1 | Solar Photovoltaic | PV |  | S | X | X |  |  | 1.6 |  | 1.6 | 1.6 |  | N |  |  | OP | X | 7 | 2012 | 2012 |  |  | N | Commercial Non-CHP | Customer Sited | Other | 4 | X | SUN | Renewable | 1.6 | 0 | 1 | 0
Operable | 59614 | Munich Reinsurance America, Inc |  | 59844 | Munich Re Plaza | NJ | Restructured | Middlesex | PZ2 | Solar Photovoltaic | PV |  | S | X | X |  |  | 0.8 |  | 0.8 | 0.8 |  | N |  |  | OP | X | 10 | 2012 | 2012 |  |  | N | Commercial Non-CHP | Customer Sited | Other | 4 | X | SUN | Renewable | 0.8 | 0 | 1 | 0
Operable | 13100 | Municipal Electric Authority |  | 7946 | Wansley Unit 9 | GA | Vertical | Heard | CT1 | Natural Gas Fired Combined Cycle | CT | CC1 | S | X | N |  |  | 183.6 | 0.85 | 136.9 | 165.6 | 110 | N |  |  | OP | X | 6 | 2004 | 2004 |  |  | N | Electric Utility | Utility | Municipal | 1 | X | NG | Non-Renewable | 0 | 183.6 | 0 | 1
Operable | 13100 | Municipal Electric Authority |  | 7946 | Wansley Unit 9 | GA | Vertical | Heard | CT2 | Natural Gas Fired Combined Cycle | CT | CC1 | S | X | N |  |  | 183.6 | 0.85 | 135 | 164.9 | 110 | N |  |  | OP | X | 6 | 2004 | 2004 |  |  | N | Electric Utility | Utility | Municipal | 1 | X | NG | Non-Renewable | 0 | 183.6 | 0 | 1
Operable | 13100 | Municipal Electric Authority |  | 7946 | Wansley Unit 9 | GA | Vertical | Heard | ST1 | Natural Gas Fired Combined Cycle | CA | CC1 | S | Y | X |  |  | 226.9 | 0.85 | 196.7 | 207.4 | 65 | N |  |  | OP | X | 6 | 2004 | 2004 |  |  | N | Electric Utility | Utility | Municipal | 1 | X | NG | Non-Renewable | 0 | 226.9 | 0 | 1
Operable | 13124 | Murphy - Brown LLC |  | 55002 | Murphy-Brown LLC | NC | Vertical | Duplin | 1 | Petroleum Liquids | IC |  | S | X | X |  |  | 1.2 | 1 | 1.2 | 1.2 | 0.4 | N |  |  | SB | N | 7 | 1995 | Pre-2000 |  |  | N | Industrial Non-CHP | Customer Sited | Other | 6 | X | DFO | Non-Renewable | 0 | 1.2 | 0 | 1
Operable | 13124 | Murphy - Brown LLC |  | 55002 | Murphy-Brown LLC | NC | Vertical | Duplin | 2 | Petroleum Liquids | IC |  | S | X | X |  |  | 1.2 | 1 | 1.2 | 1.2 | 0.4 | N |  |  | SB | N | 7 | 1995 | Pre-2000 |  |  | N | Industrial Non-CHP | Customer Sited | Other | 6 | X | DFO | Non-Renewable | 0 | 1.2 | 0 | 1
Operable | 59755 | Murphy Flat Power, LLC |  | 60009 | Murphy Flat Solar | ID | Vertical | Owyhee | IPMF | Solar Photovoltaic | PV |  | S | X | X |  |  | 20 |  | 20 | 20 |  | N |  |  | OP | X | 4 | 2017 | 2017 |  |  | N | IPP Non-CHP | IPP | IPP | 2 | X | SUN | Renewable | 20 | 0 | 1 | 0
Operable | 63647 | Muscle Shoals Solar, LLC |  | 62462 | Muscle Shoals | AL | Vertical | Colbert | GEN01 | Solar Photovoltaic | PV |  | S | X | X |  |  | 227 |  | 227 | 227 |  | N |  |  | OP | X | 9 | 2021 | 2021 |  |  | N | IPP Non-CHP | IPP | IPP | 2 | X | SUN | Renewable | 227 | 0 | 1 | 0
Operable | 58583 | Museum of Science and Industry |  | 58635 | Museum of Science and Industry | IL | Restructured | Cook | COGEN | Natural Gas Internal Combustion Engine | IC |  | S | X | X |  |  | 1.7 | 0.8 | 1.7 | 1.7 | 0.1 | N |  |  | OP | X | 4 | 2003 | 2003 |  |  | Y | Commercial CHP | Customer Sited | Other | 5 | T | NG | Non-Renewable | 0 | 1.7 | 0 | 1
Operable | 57333 | Musselshell Wind Project LLC |  | 57963 | Musselshell Wind Project | MT | Vertical | Wheatland | MS01 | Onshore Wind Turbine | WT |  | S | X | X |  |  | 10 |  | 10 | 10 | 0.2 | N |  |  | OP | X | 12 | 2012 | 2012 |  |  | N | IPP Non-CHP | IPP | IPP | 2 | X | WND | Renewable | 10 | 0 | 1 | 0
Operable | 57338 | Musselshell Wind Project Two LLC |  | 57965 | Musselshell Wind Project Two LLC | MT | Vertical | Wheatland | MS02 | Onshore Wind Turbine | WT |  | S | X | X |  |  | 10 |  | 10 | 10 | 0.2 | N |  |  | OP | X | 12 | 2012 | 2012 |  |  | N | IPP Non-CHP | IPP | IPP | 2 | X | WND | Renewable | 10 | 0 | 1 | 0
Operable | 65911 | Mustang Hills, LLC (Longroad) |  | 57833 | Mustang Hills LLC | CA | Vertical | Kern | AW06 | Onshore Wind Turbine | WT |  | W | X | X |  |  | 150 |  | 150 | 150 | 0 | N |  |  | OP | X | 5 | 2012 | 2012 |  |  | N | IPP Non-CHP | IPP | IPP | 2 | X | WND | Renewable | 150 | 0 | 1 | 0
Operable | 57443 | MWRA Charlestown |  | 58065 | Charlestown Wind Turbine | MA | Restructured | Suffolk | CWT1 | Onshore Wind Turbine | WT |  | S | X | X |  |  | 1.5 |  | 1.5 | 1.5 | 0.1 | N |  |  | OP | X | 10 | 2011 | 2011 |  |  | N | IPP Non-CHP | IPP | IPP | 2 | X | WND | Renewable | 1.5 | 0 | 1 | 0
Operable | 58718 | Na Pua Makani Power Partners LLC |  | 58837 | Na Pua Makani Wind Project | HI | Vertical | Honolulu | WT1 | Onshore Wind Turbine | WT |  | S | X | X |  |  | 27.6 |  | 27.6 | 27.6 | 1 | N |  |  | OP | X | 12 | 2020 | 2020 |  |  | N | IPP Non-CHP | IPP | IPP | 2 | X | WND | Renewable | 27.6 | 0 | 1 | 0
Operable | 66240 | Nabholz Solar FPS Ozarks, LLC |  | 67518 | Fayetteville Public Schools (Ozarks) | AR | Vertical | Washington | 63583 | Solar Photovoltaic | PV |  | S | X | X |  |  | 1 |  | 1 | 0.8 |  | N |  |  | OP | X | 6 | 2023 | 2023 |  |  | N | IPP Non-CHP | IPP | IPP | 2 | X | SUN | Renewable | 1 | 0 | 1 | 0
Operable | 66241 | Nabholz Solar FPS, LLC |  | 67519 | Fayetteville Public Schools (SWEPCO) | AR | Vertical | Logan | 63617 | Solar Photovoltaic | PV |  | S | X | X |  |  | 4 |  | 4 | 3.2 |  | N |  |  | OP | X | 8 | 2023 | 2023 |  |  | N | IPP Non-CHP | IPP | IPP | 2 | X | SUN | Renewable | 4 | 0 | 1 | 0
Operable | 54899 | NAES Corporation - (DE) |  | 7318 | Van Sant Station | DE | Restructured | Kent | 1 | Natural Gas Fired Combustion Turbine | GT |  | W | X | X | NORTHST 12KV G11 | NORTHST 12KV G11 | 45.1 | 0.85 | 42 | 42 | 0.5 | N |  |  | OP | X | 5 | 1991 | Pre-2000 |  |  | N | IPP Non-CHP | IPP | IPP | 2 | X | NG | Non-Renewable | 0 | 45.1 | 0 | 1 | DFO
Operable | 49974 | NAES Corporation - (WA) |  | 55334 | Holland Energy Facility | IL | Restructured | Shelby | CTG1 | Natural Gas Fired Combined Cycle | CT | CC1 | W | X | N | AMIL.CSTNCTG1 | AMIL.CSTNCTG1 | 178.5 | 0.85 | 141.8 | 177.9 | 100 | N |  |  | OP | X | 9 | 2002 | 2002 |  |  | N | Electric Utility | Utility | IPP | 1 | X | NG | Non-Renewable | 0 | 178.5 | 0 | 1
Operable | 49974 | NAES Corporation - (WA) |  | 55334 | Holland Energy Facility | IL | Restructured | Shelby | CTG2 | Natural Gas Fired Combined Cycle | CT | CC1 | W | X | N | AMIL.CSTNCTG2 | AMIL.CSTNCTG2 | 178.5 | 0.85 | 138 | 179.6 | 100 | N |  |  | OP | X | 9 | 2002 | 2002 |  |  | N | Electric Utility | Utility | IPP | 1 | X | NG | Non-Renewable | 0 | 178.5 | 0 | 1
Operable | 49974 | NAES Corporation - (WA) |  | 55334 | Holland Energy Facility | IL | Restructured | Shelby | STG1 | Natural Gas Fired Combined Cycle | CA | CC1 | W | Y | X | AMIL.CSTN3 | AMIL.CSTN3 | 345.1 | 0.85 | 310.1 | 330 | 50 | N |  |  | OP | X | 9 | 2002 | 2002 |  |  | N | Electric Utility | Utility | IPP | 1 | X | NG | Non-Renewable | 0 | 345.1 | 0 | 1
Operable | 13201 | Naknek Electric Assn, Inc |  | 6301 | Naknek | AK | Vertical | Bristol Bay | 4A | Petroleum Liquids | IC |  | S | X | X |  |  | 1.3 | 0.97 | 1.3 | 1.3 | 1 | N |  |  | OP | X | 7 | 1999 | Pre-2000 |  |  | Y | Electric Utility | Utility | Cooperative | 1 | T | DFO | Non-Renewable | 0 | 1.3 | 0 | 1
Operable | 13201 | Naknek Electric Assn, Inc |  | 6301 | Naknek | AK | Vertical | Bristol Bay | 5A | Petroleum Liquids | IC |  | S | X | X |  |  | 1 | 0.97 | 1 | 1 | 1 | N |  |  | OP | X | 5 | 2005 | 2005 |  |  | N | Electric Utility | Utility | Cooperative | 1 | X | DFO | Non-Renewable | 0 | 1 | 0 | 1
Operable | 13201 | Naknek Electric Assn, Inc |  | 6301 | Naknek | AK | Vertical | Bristol Bay | 6A | Petroleum Liquids | IC |  | S | X | X |  |  | 1 | 0.97 | 1 | 1 | 1 | N |  |  | OP | X | 4 | 2006 | 2006 |  |  | N | Electric Utility | Utility | Cooperative | 1 | X | DFO | Non-Renewable | 0 | 1 | 0 | 1
Operable | 13201 | Naknek Electric Assn, Inc |  | 6301 | Naknek | AK | Vertical | Bristol Bay | 7A | Petroleum Liquids | IC |  | S | X | X |  |  | 1 | 0.97 | 1 | 1 | 1 | N |  |  | OP | X | 4 | 2006 | 2006 |  |  | N | Electric Utility | Utility | Cooperative | 1 | X | DFO | Non-Renewable | 0 | 1 | 0 | 1
Operable | 13201 | Naknek Electric Assn, Inc |  | 6301 | Naknek | AK | Vertical | Bristol Bay | 8 | Petroleum Liquids | IC |  | S | X | X |  |  | 1 | 0.97 | 1 | 1 | 1 | N |  |  | OP | X | 12 | 1977 | Pre-2000 |  |  | N | Electric Utility | Utility | Cooperative | 1 | X | DFO | Non-Renewable | 0 | 1 | 0 | 1
Operable | 13201 | Naknek Electric Assn, Inc |  | 6301 | Naknek | AK | Vertical | Bristol Bay | NA1 | Petroleum Liquids | IC |  | S | X | X |  |  | 1.1 | 0.97 | 1.1 | 1.1 | 1 | N |  |  | OP | X | 5 | 1988 | Pre-2000 |  |  | Y | Electric Utility | Utility | Cooperative | 1 | T | DFO | Non-Renewable | 0 | 1.1 | 0 | 1
Operable | 13201 | Naknek Electric Assn, Inc |  | 6301 | Naknek | AK | Vertical | Bristol Bay | NA2 | Petroleum Liquids | IC |  | S | X | X |  |  | 1.1 | 0.97 | 1.1 | 1.1 | 1 | N |  |  | OP | X | 5 | 1988 | Pre-2000 |  |  | Y | Electric Utility | Utility | Cooperative | 1 | T | DFO | Non-Renewable | 0 | 1.1 | 0 | 1
Operable | 13201 | Naknek Electric Assn, Inc |  | 6301 | Naknek | AK | Vertical | Bristol Bay | NA3 | Petroleum Liquids | IC |  | S | X | X |  |  | 0.8 | 0.97 | 0.8 | 0.8 | 0.8 | N |  |  | OP | X | 5 | 1991 | Pre-2000 |  |  | Y | Electric Utility | Utility | Cooperative | 1 | T | DFO | Non-Renewable | 0 | 0.8 | 0 | 1
Operable | 13201 | Naknek Electric Assn, Inc |  | 6301 | Naknek | AK | Vertical | Bristol Bay | NA4 | Petroleum Liquids | IC |  | S | X | X |  |  | 0.8 | 0.97 | 0.8 | 0.8 | 0.8 | N |  |  | OP | X | 6 | 1992 | Pre-2000 |  |  | Y | Electric Utility | Utility | Cooperative | 1 | T | DFO | Non-Renewable | 0 | 0.8 | 0 | 1
Operable | 13201 | Naknek Electric Assn, Inc |  | 6301 | Naknek | AK | Vertical | Bristol Bay | NA5 | Petroleum Liquids | IC |  | S | X | X |  |  | 0.8 | 0.97 | 0.8 | 0.8 | 0.8 | N |  |  | OP | X | 9 | 1993 | Pre-2000 |  |  | Y | Electric Utility | Utility | Cooperative | 1 | T | DFO | Non-Renewable | 0 | 0.8 | 0 | 1
Operable | 13201 | Naknek Electric Assn, Inc |  | 6301 | Naknek | AK | Vertical | Bristol Bay | NA6 | Petroleum Liquids | IC |  | S | X | X |  |  | 3.3 | 0.8 | 3 | 0.1 | 1.7 | N |  |  | OP | X | 4 | 2019 | 2019 |  |  | N | Electric Utility | Utility | Cooperative | 1 | X | DFO | Non-Renewable | 0 | 3.3 | 0 | 1
Operable | 13201 | Naknek Electric Assn, Inc |  | 6301 | Naknek | AK | Vertical | Bristol Bay | NA7 | Petroleum Liquids | IC |  | S | X | X |  |  | 3.3 | 0.8 | 3 | 0.1 | 1.7 | N |  |  | OP | X | 4 | 2019 | 2019 |  |  | N | Electric Utility | Utility | Cooperative | 1 | X | DFO | Non-Renewable | 0 | 3.3 | 0 | 1
Operable | 14293 | Nalco Co |  | 50326 | Nalco | IL | Restructured | DuPage | AT1 | Natural Gas Fired Combined Cycle | CT | CC1 | W | X | Y |  |  | 4 | 0.8 | 3 | 3.5 | 0 | N |  |  | OP | X | 11 | 1985 | Pre-2000 |  |  | Y | Commercial CHP | Customer Sited | Other | 5 | T | NG | Non-Renewable | 0 | 4 | 0 | 1
Operable | 14293 | Nalco Co |  | 50326 | Nalco | IL | Restructured | DuPage | DPOX | Natural Gas Fired Combined Cycle | CA | CC1 | W | Y | X |  |  | 0.7 | 0.8 | 0.7 | 0.7 | 0 | N |  |  | OS | X | 11 | 1985 | Pre-2000 |  |  | Y | Commercial CHP | Customer Sited | Other | 5 | B | NG | Non-Renewable | 0 | 0.7 | 0 | 1
Operable | 13206 | Nantucket Electric Co |  | 1615 | Nantucket Hybrid | MA | Restructured | Nantucket | 18 | Petroleum Liquids | GT |  | W | X | X |  |  | 15.4 | 0.8 | 13.5 | 15.4 | 7.3 | N |  |  | OP | X | 8 | 2019 | 2019 |  |  | N | Electric Utility | Utility | Investor Owned Utility | 1 | X | DFO | Non-Renewable | 0 | 15.4 | 0 | 1
Operable | 13206 | Nantucket Electric Co |  | 1615 | Nantucket Hybrid | MA | Restructured | Nantucket | 19 | Petroleum Liquids | IC |  | W | X | X |  |  | 1 | 0.8 | 1 | 1 | 0.1 | N |  |  | OP | X | 8 | 2019 | 2019 |  |  | N | Electric Utility | Utility | Investor Owned Utility | 1 | X | DFO | Non-Renewable | 0 | 1 | 0 | 1
Operable | 13206 | Nantucket Electric Co |  | 1615 | Nantucket Hybrid | MA | Restructured | Nantucket | 20 | Batteries | BA |  | W | X | X |  |  | 6 |  | 6 | 6 | 0.1 | N |  |  | OP | X | 7 | 2019 | 2019 |  |  | N | Electric Utility | Utility | Investor Owned Utility | 1 | X | MWH | Other | 0 | 0 | 0 | 0
Operable | 64257 | Naples Casco Solar 1, LLC |  | 64675 | Naples | ME | Restructured | Cumberland | NAP | Solar Photovoltaic | PV |  | S | X | X |  |  | 2 |  | 2 | 2 |  | N |  |  | OP | X | 12 | 2021 | 2021 |  |  | N | IPP Non-CHP | IPP | IPP | 2 | X | SUN | Renewable | 2 | 0 | 1 | 0
Operable | 59463 | Narragansett Bay Commission |  | 59692 | NBC Field's Point Wind Farm | RI | Restructured | Providence | FPWTG | Onshore Wind Turbine | WT |  | S | X | X |  |  | 4.5 |  | 4.5 | 4.5 | 0 | N |  |  | OP | X | 10 | 2012 | 2012 |  |  | N | Commercial Non-CHP | Customer Sited | Other | 4 | X | WND | Renewable | 4.5 | 0 | 1 | 0
Operable | 63747 | Nash 97 Solar 2, LLC |  | 64118 | Nash 97 Solar 2 | NC | Vertical | Nash | N97S2 | Solar Photovoltaic | PV |  | S | X | X |  |  | 4.9 |  | 4.9 | 4.9 |  | N |  |  | OP | X | 10 | 2018 | 2018 |  |  | N | IPP Non-CHP | IPP | IPP | 2 | X | SUN | Renewable | 4.9 | 0 | 1 | 0
Operable | 13216 | Nashville Electric Service |  | 62468 | Music City Community Solar | TN | Vertical | Davidson | MCS01 | Solar Photovoltaic | PV |  | S | X | X |  |  | 1.6 |  | 1.4 | 1.4 |  | N |  |  | OP | X | 8 | 2018 | 2018 |  |  | N | Electric Utility | Utility | Municipal | 1 | X | SUN | Renewable | 1.6 | 0 | 1 | 0
Operable | 63061 | Natick Mall |  | 63290 | Natick Mall | MA | Restructured | Middlesex | NM | Solar Photovoltaic | PV |  | W | X | X |  |  | 2.2 | 1 | 2.2 | 2.2 |  | N |  |  | OP | X | 10 | 2018 | 2018 |  |  | N | Commercial Non-CHP | Customer Sited | Other | 4 | X | SUN | Renewable | 2.2 | 0 | 1 | 0
Operable | 58247 | National Centers for Animal Health |  | 58265 | NCAH Central Utility Plant | IA | Vertical | Story | C-3 | Petroleum Liquids | IC |  | W | X | X |  |  | 0.2 | 0.8 | 0.2 | 0.2 | 0.1 | N |  |  | SB | Y | 12 | 2005 | 2005 |  |  | N | Commercial CHP | Customer Sited | Other | 5 | X | DFO | Non-Renewable | 0 | 0.2 | 0 | 1
Operable | 58247 | National Centers for Animal Health |  | 58265 | NCAH Central Utility Plant | IA | Vertical | Story | FRZRF | Petroleum Liquids | IC |  | W | X | X |  |  | 0.2 | 0.8 | 0.2 | 0.2 | 0.1 | N |  |  | SB | Y | 7 | 2005 | 2005 |  |  | N | Commercial CHP | Customer Sited | Other | 5 | X | DFO | Non-Renewable | 0 | 0.2 | 0 | 1
Operable | 58247 | National Centers for Animal Health |  | 58265 | NCAH Central Utility Plant | IA | Vertical | Story | MBGEN | Petroleum Liquids | IC |  | W | X | X |  |  | 0.5 | 0.8 | 0.5 | 0.5 | 0.2 | N |  |  | SB | Y | 11 | 2004 | 2004 |  |  | N | Commercial CHP | Customer Sited | Other | 5 | X | DFO | Non-Renewable | 0 | 0.5 | 0 | 1
Operable | 58247 | National Centers for Animal Health |  | 58265 | NCAH Central Utility Plant | IA | Vertical | Story | S-13 | Petroleum Liquids | IC |  | W | X | X |  |  | 2.1 | 0.8 | 2.1 | 2.1 | 0.5 | N |  |  | SB | Y | 6 | 2004 | 2004 |  |  | N | Commercial CHP | Customer Sited | Other | 5 | X | DFO | Non-Renewable | 0 | 2.1 | 0 | 1
Operable | 58247 | National Centers for Animal Health |  | 58265 | NCAH Central Utility Plant | IA | Vertical | Story | S-14 | Petroleum Liquids | IC |  | W | X | X |  |  | 2.1 | 0.8 | 2.1 | 2.1 | 0.5 | N |  |  | SB | Y | 6 | 2004 | 2004 |  |  | N | Commercial CHP | Customer Sited | Other | 5 | X | DFO | Non-Renewable | 0 | 2.1 | 0 | 1
Operable | 58247 | National Centers for Animal Health |  | 58265 | NCAH Central Utility Plant | IA | Vertical | Story | S-16 | Natural Gas Fired Combustion Turbine | GT |  | W | X | X |  |  | 3 | 0.9 | 3 | 3 | 0.5 | N |  |  | OP | X | 6 | 2006 | 2006 |  |  | Y | Commercial CHP | Customer Sited | Other | 5 | T | NG | Non-Renewable | 0 | 3 | 0 | 1
Operable | 58247 | National Centers for Animal Health |  | 58265 | NCAH Central Utility Plant | IA | Vertical | Story | S-17 | Petroleum Liquids | IC |  | W | X | X |  |  | 2 | 0.8 | 2 | 2 | 0.5 | N |  |  | SB | Y | 11 | 2006 | 2006 |  |  | N | Commercial CHP | Customer Sited | Other | 5 | X | DFO | Non-Renewable | 0 | 2 | 0 | 1
Operable | 58247 | National Centers for Animal Health |  | 58265 | NCAH Central Utility Plant | IA | Vertical | Story | S-18 | Petroleum Liquids | IC |  | W | X | X |  |  | 2 | 0.8 | 2 | 2 | 0.5 | N |  |  | SB | Y | 5 | 2000 | 2000 |  |  | N | Commercial CHP | Customer Sited | Other | 5 | X | DFO | Non-Renewable | 0 | 2 | 0 | 1
Operable | 58247 | National Centers for Animal Health |  | 58265 | NCAH Central Utility Plant | IA | Vertical | Story | S-19 | Petroleum Liquids | IC |  | W | X | X |  |  | 2 | 0.8 | 2 | 2 | 0.5 | N |  |  | SB | Y | 12 | 2010 | 2010 |  |  | N | Commercial CHP | Customer Sited | Other | 5 | X | DFO | Non-Renewable | 0 | 2 | 0 | 1
Operable | 56404 | National Grid |  | 62981 | East Pulaski BESS | NY | Restructured | Oswego | BESS | Batteries | BA |  | S | X | X |  |  | 2 |  | 2 | 2 | 0.2 | N |  |  | OP | X | 12 | 2018 | 2018 |  |  | N | Electric Utility | Utility | Investor Owned Utility | 1 | X | MWH | Other | 0 | 0 | 0 | 0
Operable | 56505 | National Grid Generation LLC |  | 2511 | E F Barrett | NY | Restructured | Nassau | 10 | Natural Gas Fired Combustion Turbine | GT |  | S | X | X | 23701 | 23701 | 41.8 | 0.9 | 40.6 | 50 | 30 | N |  |  | OP | X | 6 | 1971 | Pre-2000 |  |  | N | Electric Utility | Utility | Investor Owned Utility | 1 | X | NG | Non-Renewable | 0 | 41.8 | 0 | 1 | DFO
Operable | 56505 | National Grid Generation LLC |  | 2511 | E F Barrett | NY | Restructured | Nassau | 11 | Natural Gas Fired Combustion Turbine | GT |  | S | X | X | 23702 | 23702 | 41.8 | 0.9 | 40.1 | 50.5 | 30 | N |  |  | OP | X | 6 | 1971 | Pre-2000 |  |  | N | Electric Utility | Utility | Investor Owned Utility | 1 | X | NG | Non-Renewable | 0 | 41.8 | 0 | 1 | DFO
Operable | 56505 | National Grid Generation LLC |  | 2511 | E F Barrett | NY | Restructured | Nassau | 12 | Natural Gas Fired Combustion Turbine | GT |  | S | X | X | 23703 | 23703 | 41.8 | 0.9 | 40.9 | 48.7 | 30 | N |  |  | OP | X | 6 | 1971 | Pre-2000 |  |  | N | Electric Utility | Utility | Investor Owned Utility | 1 | X | NG | Non-Renewable | 0 | 41.8 | 0 | 1 | DFO
Operable | 56505 | National Grid Generation LLC |  | 2511 | E F Barrett | NY | Restructured | Nassau | 3 | Natural Gas Fired Combustion Turbine | GT |  | S | X | X | 23706 | 23706 | 18 | 0.85 | 17.7 | 20.2 | 10.5 | N |  |  | OP | X | 6 | 1970 | Pre-2000 |  |  | N | Electric Utility | Utility | Investor Owned Utility | 1 | X | NG | Non-Renewable | 0 | 18 | 0 | 1 | DFO
Operable | 56505 | National Grid Generation LLC |  | 2511 | E F Barrett | NY | Restructured | Nassau | 4 | Natural Gas Fired Combustion Turbine | GT |  | S | X | X | 23707 | 23707 | 18 | 0.85 | 16.8 | 20.5 | 11.4 | N |  |  | OP | X | 7 | 1970 | Pre-2000 |  |  | N | Electric Utility | Utility | Investor Owned Utility | 1 | X | NG | Non-Renewable | 0 | 18 | 0 | 1 | DFO
Operable | 56505 | National Grid Generation LLC |  | 2511 | E F Barrett | NY | Restructured | Nassau | 5 | Natural Gas Fired Combustion Turbine | GT |  | S | X | X | 23708 | 23708 | 18 | 0.85 | 17.6 | 20.1 | 11 | N |  |  | OP | X | 7 | 1970 | Pre-2000 |  |  | N | Electric Utility | Utility | Investor Owned Utility | 1 | X | NG | Non-Renewable | 0 | 18 | 0 | 1 | DFO
Operable | 56505 | National Grid Generation LLC |  | 2511 | E F Barrett | NY | Restructured | Nassau | 6 | Natural Gas Fired Combustion Turbine | GT |  | S | X | X | 23709 | 23709 | 18 | 0.85 | 16.4 | 19.9 | 11.2 | N |  |  | OP | X | 7 | 1970 | Pre-2000 |  |  | N | Electric Utility | Utility | Investor Owned Utility | 1 | X | NG | Non-Renewable | 0 | 18 | 0 | 1 | DFO
Operable | 56505 | National Grid Generation LLC |  | 2511 | E F Barrett | NY | Restructured | Nassau | 8 | Natural Gas Fired Combustion Turbine | GT |  | S | X | X | 23711 | 23711 | 18 | 0.85 | 15.1 | 15.2 | 11.4 | N |  |  | OP | X | 7 | 1970 | Pre-2000 |  |  | N | Electric Utility | Utility | Investor Owned Utility | 1 | X | NG | Non-Renewable | 0 | 18 | 0 | 1 | DFO
Operable | 56505 | National Grid Generation LLC |  | 2511 | E F Barrett | NY | Restructured | Nassau | 9 | Natural Gas Fired Combustion Turbine | GT |  | S | X | X | 23700 | 23700 | 41.8 | 0.9 | 41.2 | 49.2 | 29.8 | N |  |  | OP | X | 6 | 1971 | Pre-2000 |  |  | N | Electric Utility | Utility | Investor Owned Utility | 1 | X | NG | Non-Renewable | 0 | 41.8 | 0 | 1 | DFO
Operable | 56505 | National Grid Generation LLC |  | 2511 | E F Barrett | NY | Restructured | Nassau | GT1 | Natural Gas Fired Combustion Turbine | GT |  | S | X | X | 23704 | 23704 | 18 | 0.85 | 17.4 | 20.5 | 10.7 | N |  |  | OP | X | 6 | 1970 | Pre-2000 |  |  | N | Electric Utility | Utility | Investor Owned Utility | 1 | X | NG | Non-Renewable | 0 | 18 | 0 | 1 | DFO
Operable | 56505 | National Grid Generation LLC |  | 2511 | E F Barrett | NY | Restructured | Nassau | GT2 | Natural Gas Fired Combustion Turbine | GT |  | S | X | X | 23705 | 23705 | 18 | 0.85 | 17.6 | 20.4 | 9 | N |  |  | OP | X | 6 | 1970 | Pre-2000 |  |  | N | Electric Utility | Utility | Investor Owned Utility | 1 | X | NG | Non-Renewable | 0 | 18 | 0 | 1 | DFO
Operable | 56505 | National Grid Generation LLC |  | 2511 | E F Barrett | NY | Restructured | Nassau | ST1 | Natural Gas Steam Turbine | ST |  | S | X | X | 23545 | 23545 | 188 | 0.85 | 194.2 | 199.5 | 15 | N |  |  | OP | X | 11 | 1956 | Pre-2000 |  |  | N | Electric Utility | Utility | Investor Owned Utility | 1 | X | NG | Non-Renewable | 0 | 188 | 0 | 1 | RFO
Operable | 56505 | National Grid Generation LLC |  | 2511 | E F Barrett | NY | Restructured | Nassau | ST2 | Natural Gas Steam Turbine | ST |  | S | X | X | 23546 | 23546 | 188 | 0.85 | 178 | 190.5 | 15 | N |  |  | OP | X | 10 | 1963 | Pre-2000 |  |  | N | Electric Utility | Utility | Investor Owned Utility | 1 | X | NG | Non-Renewable | 0 | 188 | 0 | 1 | RFO
Operable | 56505 | National Grid Generation LLC |  | 2512 | East Hampton | NY | Restructured | Suffolk | 1 | Petroleum Liquids | GT |  | S | X | X | 23717 | 23717 | 21.3 | 0.85 | 19.2 | 24 | 15.4 | N |  |  | OP | X | 12 | 1970 | Pre-2000 |  |  | N | Electric Utility | Utility | Investor Owned Utility | 1 | X | DFO | Non-Renewable | 0 | 21.3 | 0 | 1
Operable | 56505 | National Grid Generation LLC |  | 2512 | East Hampton | NY | Restructured | Suffolk | 2 | Petroleum Liquids | IC |  | S | X | X | 23722 | 23722 | 2 | 0.9 | 2 | 2 | 2 | N |  |  | OP | X | 12 | 1962 | Pre-2000 |  |  | N | Electric Utility | Utility | Investor Owned Utility | 1 | X | DFO | Non-Renewable | 0 | 2 | 0 | 1
Operable | 56505 | National Grid Generation LLC |  | 2512 | East Hampton | NY | Restructured | Suffolk | 3 | Petroleum Liquids | IC |  | S | X | X | 23722 | 23722 | 2 | 0.9 | 2 | 2.1 | 2 | N |  |  | OP | X | 12 | 1962 | Pre-2000 |  |  | N | Electric Utility | Utility | Investor Owned Utility | 1 | X | DFO | Non-Renewable | 0 | 2 | 0 | 1
Operable | 56505 | National Grid Generation LLC |  | 2512 | East Hampton | NY | Restructured | Suffolk | 4 | Petroleum Liquids | IC |  | S | X | X | 23722 | 23722 | 2 | 0.9 | 2 | 2.1 | 1.9 | N |  |  | OP | X | 12 | 1962 | Pre-2000 |  |  | N | Electric Utility | Utility | Investor Owned Utility | 1 | X | DFO | Non-Renewable | 0 | 2 | 0 | 1
Operable | 56505 | National Grid Generation LLC |  | 2514 | Glenwood | NY | Restructured | Nassau | GT2 | Petroleum Liquids | GT |  | S | X | X | 23688 | 23688 | 55 | 0.9 | 49 | 55.1 | 40 | N |  |  | OP | X | 6 | 1972 | Pre-2000 |  |  | N | Electric Utility | Utility | Investor Owned Utility | 1 | X | DFO | Non-Renewable | 0 | 55 | 0 | 1
Operable | 56505 | National Grid Generation LLC |  | 2514 | Glenwood | NY | Restructured | Nassau | GT3 | Petroleum Liquids | GT |  | S | X | X | 23689 | 23689 | 55 | 0.9 | 55.1 | 68.6 | 44.1 | N |  |  | OP | X | 6 | 1972 | Pre-2000 |  |  | N | Electric Utility | Utility | Investor Owned Utility | 1 | X | DFO | Non-Renewable | 0 | 55 | 0 | 1
Operable | 56505 | National Grid Generation LLC |  | 2516 | Northport | NY | Restructured | Suffolk | 2 | Natural Gas Steam Turbine | ST |  | S | X | X | 23552 | 23552 | 387 | 0.9 | 398 | 399 | 40 | N |  |  | OP | X | 6 | 1968 | Pre-2000 |  |  | N | Electric Utility | Utility | Investor Owned Utility | 1 | X | NG | Non-Renewable | 0 | 387 | 0 | 1 | RFO
Operable | 56505 | National Grid Generation LLC |  | 2516 | Northport | NY | Restructured | Suffolk | 3 | Natural Gas Steam Turbine | ST |  | S | X | X | 23553 | 23553 | 387 | 0.9 | 398.5 | 394.2 | 30 | N |  |  | OP | X | 7 | 1972 | Pre-2000 |  |  | N | Electric Utility | Utility | Investor Owned Utility | 1 | X | NG | Non-Renewable | 0 | 387 | 0 | 1 | RFO
Operable | 56505 | National Grid Generation LLC |  | 2516 | Northport | NY | Restructured | Suffolk | 4 | Natural Gas Steam Turbine | ST |  | S | X | X | 23650 | 23650 | 387 | 0.9 | 398 | 396.5 | 40 | N |  |  | OP | X | 12 | 1977 | Pre-2000 |  |  | N | Electric Utility | Utility | Investor Owned Utility | 1 | X | NG | Non-Renewable | 0 | 387 | 0 | 1 | RFO
Operable | 56505 | National Grid Generation LLC |  | 2516 | Northport | NY | Restructured | Suffolk | GT1 | Petroleum Liquids | GT |  | S | X | X | 23718 | 23718 | 16 | 0.85 | 11.8 | 15.8 | 10.6 | N |  |  | OP | X | 3 | 1967 | Pre-2000 |  |  | N | Electric Utility | Utility | Investor Owned Utility | 1 | X | DFO | Non-Renewable | 0 | 16 | 0 | 1
Operable | 56505 | National Grid Generation LLC |  | 2516 | Northport | NY | Restructured | Suffolk | ST1 | Natural Gas Steam Turbine | ST |  | S | X | X | 23551 | 23551 | 387 | 0.9 | 397.7 | 396.2 | 40 | N |  |  | OP | X | 7 | 1967 | Pre-2000 |  |  | N | Electric Utility | Utility | Investor Owned Utility | 1 | X | NG | Non-Renewable | 0 | 387 | 0 | 1 | RFO
Operable | 56505 | National Grid Generation LLC |  | 2517 | Port Jefferson | NY | Restructured | Suffolk | 3 | Natural Gas Steam Turbine | ST |  | S | X | X | 23555 | 23555 | 188 | 0.9 | 192 | 189.2 | 15 | N |  |  | OP | X | 11 | 1958 | Pre-2000 |  |  | N | Electric Utility | Utility | Investor Owned Utility | 1 | X | NG | Non-Renewable | 0 | 188 | 0 | 1 | RFO
Operable | 56505 | National Grid Generation LLC |  | 2517 | Port Jefferson | NY | Restructured | Suffolk | 4 | Natural Gas Steam Turbine | ST |  | S | X | X | 23616 | 23616 | 188 | 0.9 | 193 | 194.7 | 15 | N |  |  | OP | X | 11 | 1960 | Pre-2000 |  |  | N | Electric Utility | Utility | Investor Owned Utility | 1 | X | NG | Non-Renewable | 0 | 188 | 0 | 1 | RFO
Operable | 56505 | National Grid Generation LLC |  | 2517 | Port Jefferson | NY | Restructured | Suffolk | GT1 | Petroleum Liquids | GT |  | S | X | X | 23713 | 23713 | 16 | 0.85 | 12.9 | 16.6 | 10.6 | N |  |  | OP | X | 12 | 1966 | Pre-2000 |  |  | N | Electric Utility | Utility | Investor Owned Utility | 1 | X | DFO | Non-Renewable | 0 | 16 | 0 | 1
Operable | 56505 | National Grid Generation LLC |  | 2517 | Port Jefferson | NY | Restructured | Suffolk | GT2 | Natural Gas Fired Combustion Turbine | GT |  | S | X | X | 24210 | 24210 | 53 | 0.9 | 42.6 | 46.7 | 37 | N |  |  | OP | X | 7 | 2002 | 2002 |  |  | N | Electric Utility | Utility | Investor Owned Utility | 1 | X | NG | Non-Renewable | 0 | 53 | 0 | 1 | KER
Operable | 56505 | National Grid Generation LLC |  | 2517 | Port Jefferson | NY | Restructured | Suffolk | GT3 | Natural Gas Fired Combustion Turbine | GT |  | S | X | X | 24211 | 24211 | 53 | 0.9 | 40.1 | 47.1 | 37 | N |  |  | OP | X | 7 | 2002 | 2002 |  |  | N | Electric Utility | Utility | Investor Owned Utility | 1 | X | NG | Non-Renewable | 0 | 53 | 0 | 1 | KER
Operable | 56505 | National Grid Generation LLC |  | 2518 | Shoreham | NY | Restructured | Suffolk | GT1 | Petroleum Liquids | GT |  | S | X | X | 23715 | 23715 | 52.9 | 0.9 | 49.8 | 65 | 39.4 | N |  |  | OP | X | 7 | 1971 | Pre-2000 |  |  | N | Electric Utility | Utility | Investor Owned Utility | 1 | X | DFO | Non-Renewable | 0 | 52.9 | 0 | 1
Operable | 56505 | National Grid Generation LLC |  | 2518 | Shoreham | NY | Restructured | Suffolk | GT2 | Petroleum Liquids | GT |  | S | X | X | 23716 | 23716 | 18.6 | 0.85 | 15.9 | 19.7 | 12 | N |  |  | OP | X | 4 | 1966 | Pre-2000 |  |  | N | Electric Utility | Utility | Investor Owned Utility | 1 | X | DFO | Non-Renewable | 0 | 18.6 | 0 | 1
Operable | 56505 | National Grid Generation LLC |  | 2519 | South Hampton | NY | Restructured | Suffolk | 1 | Petroleum Liquids | GT |  | S | X | X | 23720 |  | 11.5 | 0.85 | 8.5 | 10.4 | 6.6 | N |  |  | OP | X | 3 | 1963 | Pre-2000 |  |  | N | Electric Utility | Utility | Investor Owned Utility | 1 | X | DFO | Non-Renewable | 0 | 11.5 | 0 | 1
Operable | 56505 | National Grid Generation LLC |  | 2520 | Southold | NY | Restructured | Suffolk | 1 | Petroleum Liquids | GT |  | S | X | X | 23719 | 23719 | 14 | 0.85 | 10 | 9 | 7.3 | N |  |  | OP | X | 8 | 1964 | Pre-2000 |  |  | N | Electric Utility | Utility | Investor Owned Utility | 1 | X | DFO | Non-Renewable | 0 | 14 | 0 | 1
Operable | 56505 | National Grid Generation LLC |  | 2521 | West Babylon | NY | Restructured | Suffolk | 4 | Petroleum Liquids | GT |  | S | X | X | 23714 | 23714 | 52.4 | 0.9 | 49.7 | 66.5 | 41.5 | N |  |  | SB | Y | 8 | 1971 | Pre-2000 |  |  | N | Electric Utility | Utility | Investor Owned Utility | 1 | X | DFO | Non-Renewable | 0 | 52.4 | 0 | 1
Operable | 56505 | National Grid Generation LLC |  | 7146 | Wading River | NY | Restructured | Suffolk | 2 | Petroleum Liquids | GT |  | S | X | X | 23547 | 23547 | 79.5 | 0.8 | 76.9 | 96.2 | 66.4 | N |  |  | OP | X | 8 | 1989 | Pre-2000 |  |  | N | Electric Utility | Utility | Investor Owned Utility | 1 | X | DFO | Non-Renewable | 0 | 79.5 | 0 | 1
Operable | 56505 | National Grid Generation LLC |  | 7146 | Wading River | NY | Restructured | Suffolk | 3 | Petroleum Liquids | GT |  | S | X | X | 23601 | 23601 | 79.5 | 0.8 | 81.7 | 99 | 65.9 | N |  |  | OP | X | 8 | 1989 | Pre-2000 |  |  | N | Electric Utility | Utility | Investor Owned Utility | 1 | X | DFO | Non-Renewable | 0 | 79.5 | 0 | 1
Operable | 56505 | National Grid Generation LLC |  | 7146 | Wading River | NY | Restructured | Suffolk | 1 | Petroleum Liquids | GT |  | S | X | X | 23522 | 23522 | 79.5 | 0.8 | 82 | 101.3 | 68.1 | N |  |  | OP | X | 8 | 1989 | Pre-2000 |  |  | N | Electric Utility | Utility | Investor Owned Utility | 1 | X | DFO | Non-Renewable | 0 | 79.5 | 0 | 1
Operable | 56505 | National Grid Generation LLC |  | 7869 | Glenwood Landing | NY | Restructured | Nassau | GT1 | Petroleum Liquids | GT |  | S | X | X | 23712 | 23712 | 16 | 0.85 | 12.6 | 17.6 | 10 | N |  |  | SB | Y | 4 | 1967 | Pre-2000 |  |  | N | Electric Utility | Utility | Investor Owned Utility | 1 | X | KER | Non-Renewable | 0 | 16 | 0 | 1
Operable | 56505 | National Grid Generation LLC |  | 7869 | Glenwood Landing | NY | Restructured | Nassau | GT4 | Natural Gas Fired Combustion Turbine | GT |  | S | X | X | 24219 | 24219 | 53 | 0.9 | 42.6 | 47 | 37 | N |  |  | OP | X | 6 | 2002 | 2002 |  |  | N | Electric Utility | Utility | Investor Owned Utility | 1 | X | NG | Non-Renewable | 0 | 53 | 0 | 1 | KER
Operable | 56505 | National Grid Generation LLC |  | 7869 | Glenwood Landing | NY | Restructured | Nassau | GT5 | Natural Gas Fired Combustion Turbine | GT |  | S | X | X | 24220 | 24220 | 53 | 0.9 | 42.5 | 47 | 37 | N |  |  | OP | X | 6 | 2002 | 2002 |  |  | N | Electric Utility | Utility | Investor Owned Utility | 1 | X | NG | Non-Renewable | 0 | 53 | 0 | 1 | KER
Operable | 56505 | National Grid Generation LLC |  | 8007 | Holtsville | NY | Restructured | Suffolk | 1 | Petroleum Liquids | GT |  | S | X | X | 23690 | 23690 | 56.7 | 0.9 | 55.5 | 62.1 | 37.6 | N |  |  | OP | X | 7 | 1974 | Pre-2000 |  |  | N | Electric Utility | Utility | Investor Owned Utility | 1 | X | KER | Non-Renewable | 0 | 56.7 | 0 | 1
Operable | 56505 | National Grid Generation LLC |  | 8007 | Holtsville | NY | Restructured | Suffolk | 10 | Petroleum Liquids | GT |  | S | X | X | 23699 | 23699 | 56.7 | 0.9 | 54.1 | 65.6 | 40.1 | N |  |  | OP | X | 7 | 1975 | Pre-2000 |  |  | N | Electric Utility | Utility | Investor Owned Utility | 1 | X | KER | Non-Renewable | 0 | 56.7 | 0 | 1
Operable | 56505 | National Grid Generation LLC |  | 8007 | Holtsville | NY | Restructured | Suffolk | 2 | Petroleum Liquids | GT |  | S | X | X | 23691 | 23691 | 56.7 | 0.9 | 55.6 | 61.3 | 35.1 | N |  |  | OP | X | 7 | 1974 | Pre-2000 |  |  | N | Electric Utility | Utility | Investor Owned Utility | 1 | X | KER | Non-Renewable | 0 | 56.7 | 0 | 1
Operable | 56505 | National Grid Generation LLC |  | 8007 | Holtsville | NY | Restructured | Suffolk | 3 | Petroleum Liquids | GT |  | S | X | X | 23692 | 23692 | 56.7 | 0.9 | 51 | 64.8 | 35.8 | N |  |  | OP | X | 7 | 1974 | Pre-2000 |  |  | N | Electric Utility | Utility | Investor Owned Utility | 1 | X | KER | Non-Renewable | 0 | 56.7 | 0 | 1
Operable | 56505 | National Grid Generation LLC |  | 8007 | Holtsville | NY | Restructured | Suffolk | 4 | Petroleum Liquids | GT |  | S | X | X | 23693 | 23693 | 56.7 | 0.9 | 52.4 | 64.3 | 35.9 | N |  |  | OP | X | 7 | 1974 | Pre-2000 |  |  | N | Electric Utility | Utility | Investor Owned Utility | 1 | X | KER | Non-Renewable | 0 | 56.7 | 0 | 1
Operable | 56505 | National Grid Generation LLC |  | 8007 | Holtsville | NY | Restructured | Suffolk | 5 | Petroleum Liquids | GT |  | S | X | X | 23694 | 23694 | 56.7 | 0.9 | 53.4 | 65 | 40.3 | N |  |  | OP | X | 7 | 1974 | Pre-2000 |  |  | N | Electric Utility | Utility | Investor Owned Utility | 1 | X | KER | Non-Renewable | 0 | 56.7 | 0 | 1
Operable | 56505 | National Grid Generation LLC |  | 8007 | Holtsville | NY | Restructured | Suffolk | 6 | Petroleum Liquids | GT |  | S | X | X | 23695 | 23695 | 56.7 | 0.9 | 50.4 | 65.4 | 38.5 | N |  |  | OP | X | 7 | 1975 | Pre-2000 |  |  | N | Electric Utility | Utility | Investor Owned Utility | 1 | X | KER | Non-Renewable | 0 | 56.7 | 0 | 1
Operable | 56505 | National Grid Generation LLC |  | 8007 | Holtsville | NY | Restructured | Suffolk | 7 | Petroleum Liquids | GT |  | S | X | X | 23696 | 23696 | 56.7 | 0.9 | 49.2 | 64.8 | 36.8 | N |  |  | OP | X | 7 | 1975 | Pre-2000 |  |  | N | Electric Utility | Utility | Investor Owned Utility | 1 | X | KER | Non-Renewable | 0 | 56.7 | 0 | 1
Operable | 56505 | National Grid Generation LLC |  | 8007 | Holtsville | NY | Restructured | Suffolk | 8 | Petroleum Liquids | GT |  | S | X | X | 23697 | 23697 | 56.7 | 0.9 | 55.4 | 66.8 | 41.8 | N |  |  | OP | X | 7 | 1975 | Pre-2000 |  |  | N | Electric Utility | Utility | Investor Owned Utility | 1 | X | KER | Non-Renewable | 0 | 56.7 | 0 | 1
Operable | 56505 | National Grid Generation LLC |  | 8007 | Holtsville | NY | Restructured | Suffolk | 9 | Petroleum Liquids | GT |  | S | X | X | 23698 | 23698 | 56.7 | 0.9 | 55.3 | 69.1 | 40.4 | N |  |  | OP | X | 7 | 1975 | Pre-2000 |  |  | N | Electric Utility | Utility | Investor Owned Utility | 1 | X | KER | Non-Renewable | 0 | 56.7 | 0 | 1
Operable | 62759 | National Grid Renewables |  | 61058 | Kramer Solar CSG | MN | Vertical | Renville | 0000B | Solar Photovoltaic | PV |  | W | X | X |  |  | 1 |  | 1 | 1 |  | N |  |  | OP | X | 12 | 2017 | 2017 |  |  | N | IPP Non-CHP | IPP | IPP | 2 | X | SUN | Renewable | 1 | 0 | 1 | 0
Operable | 62759 | National Grid Renewables |  | 61058 | Kramer Solar CSG | MN | Vertical | Renville | KRAM2 | Solar Photovoltaic | PV |  | W | X | X |  |  | 1 |  | 1 | 1 |  | N |  |  | OP | X | 12 | 2017 | 2017 |  |  | N | IPP Non-CHP | IPP | IPP | 2 | X | SUN | Renewable | 1 | 0 | 1 | 0
Operable | 62759 | National Grid Renewables |  | 61058 | Kramer Solar CSG | MN | Vertical | Renville | KRAM3 | Solar Photovoltaic | PV |  | W | X | X |  |  | 1 |  | 1 | 1 |  | N |  |  | OP | X | 12 | 2017 | 2017 |  |  | N | IPP Non-CHP | IPP | IPP | 2 | X | SUN | Renewable | 1 | 0 | 1 | 0
Operable | 62759 | National Grid Renewables |  | 61139 | Marmas Solar CSG | MN | Vertical | Sherburne | MARM2 | Solar Photovoltaic | PV |  | W | X | X |  |  | 1 |  | 1 | 1 |  | N |  |  | OP | X | 4 | 2018 | 2018 |  |  | N | IPP Non-CHP | IPP | IPP | 2 | X | SUN | Renewable | 1 | 0 | 1 | 0
Operable | 62759 | National Grid Renewables |  | 61139 | Marmas Solar CSG | MN | Vertical | Sherburne | MARM3 | Solar Photovoltaic | PV |  | W | X | X |  |  | 1 |  | 1 | 1 |  | N |  |  | OP | X | 4 | 2018 | 2018 |  |  | N | IPP Non-CHP | IPP | IPP | 2 | X | SUN | Renewable | 1 | 0 | 1 | 0
Operable | 62759 | National Grid Renewables |  | 61139 | Marmas Solar CSG | MN | Vertical | Sherburne | MARM4 | Solar Photovoltaic | PV |  | W | X | X |  |  | 1 |  | 1 | 1 |  | N |  |  | OP | X | 4 | 2018 | 2018 |  |  | N | IPP Non-CHP | IPP | IPP | 2 | X | SUN | Renewable | 1 | 0 | 1 | 0
Operable | 62759 | National Grid Renewables |  | 61139 | Marmas Solar CSG | MN | Vertical | Sherburne | MARM5 | Solar Photovoltaic | PV |  | W | X | X |  |  | 1 |  | 1 | 1 |  | N |  |  | OP | X | 4 | 2018 | 2018 |  |  | N | IPP Non-CHP | IPP | IPP | 2 | X | SUN | Renewable | 1 | 0 | 1 | 0
Operable | 62759 | National Grid Renewables |  | 61142 | WasecaSun | MN | Vertical | Waseca | 0000H | Solar Photovoltaic | PV |  | W | X | X |  |  | 1 |  | 1 | 1 |  | N |  |  | OP | X | 2 | 2018 | 2018 |  |  | N | IPP Non-CHP | IPP | IPP | 2 | X | SUN | Renewable | 1 | 0 | 1 | 0
Operable | 62759 | National Grid Renewables |  | 61142 | WasecaSun | MN | Vertical | Waseca | WASE2 | Solar Photovoltaic | PV |  | W | X | X |  |  | 1 |  | 1 | 1 |  | N |  |  | OP | X | 2 | 2018 | 2018 |  |  | N | IPP Non-CHP | IPP | IPP | 2 | X | SUN | Renewable | 1 | 0 | 1 | 0
Operable | 62759 | National Grid Renewables |  | 61142 | WasecaSun | MN | Vertical | Waseca | WASE3 | Solar Photovoltaic | PV |  | W | X | X |  |  | 1 |  | 1 | 1 |  | N |  |  | OP | X | 2 | 2018 | 2018 |  |  | N | IPP Non-CHP | IPP | IPP | 2 | X | SUN | Renewable | 1 | 0 | 1 | 0
Operable | 62759 | National Grid Renewables |  | 61142 | WasecaSun | MN | Vertical | Waseca | WASE4 | Solar Photovoltaic | PV |  | W | X | X |  |  | 1 |  | 1 | 1 |  | N |  |  | OP | X | 2 | 2018 | 2018 |  |  | N | IPP Non-CHP | IPP | IPP | 2 | X | SUN | Renewable | 1 | 0 | 1 | 0
Operable | 62759 | National Grid Renewables |  | 61142 | WasecaSun | MN | Vertical | Waseca | WASE5 | Solar Photovoltaic | PV |  | W | X | X |  |  | 1 |  | 1 | 1 |  | N |  |  | OP | X | 2 | 2018 | 2018 |  |  | N | IPP Non-CHP | IPP | IPP | 2 | X | SUN | Renewable | 1 | 0 | 1 | 0
Operable | 62759 | National Grid Renewables |  | 61379 | DodgeSun CSG | MN | Vertical | Dodge | DODG1 | Solar Photovoltaic | PV |  | W | X | X |  |  | 1 |  | 1 | 1 |  | N |  |  | OP | X | 12 | 2017 | 2017 |  |  | N | IPP Non-CHP | IPP | IPP | 2 | X | SUN | Renewable | 1 | 0 | 1 | 0
Operable | 62759 | National Grid Renewables |  | 61379 | DodgeSun CSG | MN | Vertical | Dodge | DODG2 | Solar Photovoltaic | PV |  | W | X | X |  |  | 1 |  | 1 | 1 |  | N |  |  | OP | X | 12 | 2017 | 2017 |  |  | N | IPP Non-CHP | IPP | IPP | 2 | X | SUN | Renewable | 1 | 0 | 1 | 0
Operable | 62759 | National Grid Renewables |  | 61379 | DodgeSun CSG | MN | Vertical | Dodge | DODG3 | Solar Photovoltaic | PV |  | W | X | X |  |  | 1 |  | 1 | 1 |  | N |  |  | OP | X | 12 | 2017 | 2017 |  |  | N | IPP Non-CHP | IPP | IPP | 2 | X | SUN | Renewable | 1 | 0 | 1 | 0
Operable | 62759 | National Grid Renewables |  | 61379 | DodgeSun CSG | MN | Vertical | Dodge | DODG4 | Solar Photovoltaic | PV |  | W | X | X |  |  | 1 |  | 1 | 1 |  | N |  |  | OP | X | 12 | 2017 | 2017 |  |  | N | IPP Non-CHP | IPP | IPP | 2 | X | SUN | Renewable | 1 | 0 | 1 | 0
Operable | 62759 | National Grid Renewables |  | 61379 | DodgeSun CSG | MN | Vertical | Dodge | DODG5 | Solar Photovoltaic | PV |  | W | X | X |  |  | 1 |  | 1 | 1 |  | N |  |  | OP | X | 12 | 2017 | 2017 |  |  | N | IPP Non-CHP | IPP | IPP | 2 | X | SUN | Renewable | 1 | 0 | 1 | 0
Operable | 62759 | National Grid Renewables |  | 61380 | Johnson Solar CSG | MN | Vertical | Pipestone | JOHN1 | Solar Photovoltaic | PV |  | W | X | X |  |  | 1 |  | 1 | 1 |  | N |  |  | OP | X | 1 | 2018 | 2018 |  |  | N | IPP Non-CHP | IPP | IPP | 2 | X | SUN | Renewable | 1 | 0 | 1 | 0
Operable | 62759 | National Grid Renewables |  | 61380 | Johnson Solar CSG | MN | Vertical | Pipestone | JOHN2 | Solar Photovoltaic | PV |  | W | X | X |  |  | 1 |  | 1 | 1 |  | N |  |  | OP | X | 1 | 2018 | 2018 |  |  | N | IPP Non-CHP | IPP | IPP | 2 | X | SUN | Renewable | 1 | 0 | 1 | 0
Operable | 62759 | National Grid Renewables |  | 61380 | Johnson Solar CSG | MN | Vertical | Pipestone | JOHN3 | Solar Photovoltaic | PV |  | W | X | X |  |  | 1 |  | 1 | 1 |  | N |  |  | OP | X | 1 | 2018 | 2018 |  |  | N | IPP Non-CHP | IPP | IPP | 2 | X | SUN | Renewable | 1 | 0 | 1 | 0
Operable | 62759 | National Grid Renewables |  | 61380 | Johnson Solar CSG | MN | Vertical | Pipestone | JOHN4 | Solar Photovoltaic | PV |  | W | X | X |  |  | 1 |  | 1 | 1 |  | N |  |  | OP | X | 1 | 2018 | 2018 |  |  | N | IPP Non-CHP | IPP | IPP | 2 | X | SUN | Renewable | 1 | 0 | 1 | 0
Operable | 62759 | National Grid Renewables |  | 61380 | Johnson Solar CSG | MN | Vertical | Pipestone | JOHN5 | Solar Photovoltaic | PV |  | W | X | X |  |  | 0.7 |  | 0.7 | 0.7 |  | N |  |  | OP | X | 1 | 2018 | 2018 |  |  | N | IPP Non-CHP | IPP | IPP | 2 | X | SUN | Renewable | 0.7 | 0 | 1 | 0
Operable | 62759 | National Grid Renewables |  | 61381 | Koppelman Sun CSG | MN | Vertical | Blue Earth | KOPP1 | Solar Photovoltaic | PV |  | W | X | X |  |  | 1 |  | 1 | 1 |  | N |  |  | OP | X | 11 | 2017 | 2017 |  |  | N | IPP Non-CHP | IPP | IPP | 2 | X | SUN | Renewable | 1 | 0 | 1 | 0
Operable | 62759 | National Grid Renewables |  | 61381 | Koppelman Sun CSG | MN | Vertical | Blue Earth | KOPP2 | Solar Photovoltaic | PV |  | W | X | X |  |  | 1 |  | 1 | 1 |  | N |  |  | OP | X | 11 | 2017 | 2017 |  |  | N | IPP Non-CHP | IPP | IPP | 2 | X | SUN | Renewable | 1 | 0 | 1 | 0
Operable | 62759 | National Grid Renewables |  | 61381 | Koppelman Sun CSG | MN | Vertical | Blue Earth | KOPP3 | Solar Photovoltaic | PV |  | W | X | X |  |  | 1 |  | 1 | 1 |  | N |  |  | OP | X | 11 | 2017 | 2017 |  |  | N | IPP Non-CHP | IPP | IPP | 2 | X | SUN | Renewable | 1 | 0 | 1 | 0
Operable | 62759 | National Grid Renewables |  | 61381 | Koppelman Sun CSG | MN | Vertical | Blue Earth | KOPP4 | Solar Photovoltaic | PV |  | W | X | X |  |  | 1 |  | 1 | 1 |  | N |  |  | OP | X | 11 | 2017 | 2017 |  |  | N | IPP Non-CHP | IPP | IPP | 2 | X | SUN | Renewable | 1 | 0 | 1 | 0
Operable | 62759 | National Grid Renewables |  | 61381 | Koppelman Sun CSG | MN | Vertical | Blue Earth | KOPP5 | Solar Photovoltaic | PV |  | W | X | X |  |  | 1 |  | 1 | 1 |  | N |  |  | OP | X | 11 | 2017 | 2017 |  |  | N | IPP Non-CHP | IPP | IPP | 2 | X | SUN | Renewable | 1 | 0 | 1 | 0
Operable | 62759 | National Grid Renewables |  | 61382 | Lindstrom Solar CSG | MN | Vertical | Chisago | LIND1 | Solar Photovoltaic | PV |  | W | X | X |  |  | 1 |  | 1 | 1 |  | N |  |  | OP | X | 4 | 2018 | 2018 |  |  | N | IPP Non-CHP | IPP | IPP | 2 | X | SUN | Renewable | 1 | 0 | 1 | 0
Operable | 62759 | National Grid Renewables |  | 61382 | Lindstrom Solar CSG | MN | Vertical | Chisago | LIND2 | Solar Photovoltaic | PV |  | W | X | X |  |  | 1 |  | 1 | 1 |  | N |  |  | OP | X | 4 | 2018 | 2018 |  |  | N | IPP Non-CHP | IPP | IPP | 2 | X | SUN | Renewable | 1 | 0 | 1 | 0
Operable | 62759 | National Grid Renewables |  | 61382 | Lindstrom Solar CSG | MN | Vertical | Chisago | LIND3 | Solar Photovoltaic | PV |  | W | X | X |  |  | 1 |  | 1 | 1 |  | N |  |  | OP | X | 4 | 2018 | 2018 |  |  | N | IPP Non-CHP | IPP | IPP | 2 | X | SUN | Renewable | 1 | 0 | 1 | 0
Operable | 62759 | National Grid Renewables |  | 61383 | Rengstorf Solar CSG | MN | Vertical | Nicollet | RENG1 | Solar Photovoltaic | PV |  | W | X | X |  |  | 1 |  | 1 | 1 |  | N |  |  | OP | X | 11 | 2017 | 2017 |  |  | N | IPP Non-CHP | IPP | IPP | 2 | X | SUN | Renewable | 1 | 0 | 1 | 0
Operable | 62759 | National Grid Renewables |  | 61383 | Rengstorf Solar CSG | MN | Vertical | Nicollet | RENG2 | Solar Photovoltaic | PV |  | W | X | X |  |  | 1 |  | 1 | 1 |  | N |  |  | OP | X | 11 | 2017 | 2017 |  |  | N | IPP Non-CHP | IPP | IPP | 2 | X | SUN | Renewable | 1 | 0 | 1 | 0
Operable | 62759 | National Grid Renewables |  | 61383 | Rengstorf Solar CSG | MN | Vertical | Nicollet | RENG3 | Solar Photovoltaic | PV |  | W | X | X |  |  | 1 |  | 1 | 1 |  | N |  |  | OP | X | 11 | 2017 | 2017 |  |  | N | IPP Non-CHP | IPP | IPP | 2 | X | SUN | Renewable | 1 | 0 | 1 | 0
Operable | 62759 | National Grid Renewables |  | 61383 | Rengstorf Solar CSG | MN | Vertical | Nicollet | RENG4 | Solar Photovoltaic | PV |  | W | X | X |  |  | 1 |  | 1 | 1 |  | N |  |  | OP | X | 11 | 2017 | 2017 |  |  | N | IPP Non-CHP | IPP | IPP | 2 | X | SUN | Renewable | 1 | 0 | 1 | 0
Operable | 62759 | National Grid Renewables |  | 61383 | Rengstorf Solar CSG | MN | Vertical | Nicollet | RENG5 | Solar Photovoltaic | PV |  | W | X | X |  |  | 1 |  | 1 | 1 |  | N |  |  | OP | X | 11 | 2017 | 2017 |  |  | N | IPP Non-CHP | IPP | IPP | 2 | X | SUN | Renewable | 1 | 0 | 1 | 0
Operable | 62759 | National Grid Renewables |  | 61384 | St. Cloud Solar CSG | MN | Vertical | Stearns | STCL1 | Solar Photovoltaic | PV |  | W | X | X |  |  | 1 |  | 1 | 1 |  | N |  |  | OP | X | 4 | 2018 | 2018 |  |  | N | IPP Non-CHP | IPP | IPP | 2 | X | SUN | Renewable | 1 | 0 | 1 | 0
Operable | 62759 | National Grid Renewables |  | 61384 | St. Cloud Solar CSG | MN | Vertical | Stearns | STCL2 | Solar Photovoltaic | PV |  | W | X | X |  |  | 1 |  | 1 | 1 |  | N |  |  | OP | X | 4 | 2018 | 2018 |  |  | N | IPP Non-CHP | IPP | IPP | 2 | X | SUN | Renewable | 1 | 0 | 1 | 0
Operable | 62759 | National Grid Renewables |  | 61384 | St. Cloud Solar CSG | MN | Vertical | Stearns | STCL3 | Solar Photovoltaic | PV |  | W | X | X |  |  | 1 |  | 1 | 1 |  | N |  |  | OP | X | 4 | 2018 | 2018 |  |  | N | IPP Non-CHP | IPP | IPP | 2 | X | SUN | Renewable | 1 | 0 | 1 | 0
Operable | 62759 | National Grid Renewables |  | 61384 | St. Cloud Solar CSG | MN | Vertical | Stearns | STCL4 | Solar Photovoltaic | PV |  | W | X | X |  |  | 1 |  | 1 | 1 |  | N |  |  | OP | X | 4 | 2018 | 2018 |  |  | N | IPP Non-CHP | IPP | IPP | 2 | X | SUN | Renewable | 1 | 0 | 1 | 0
Operable | 62759 | National Grid Renewables |  | 61384 | St. Cloud Solar CSG | MN | Vertical | Stearns | STCL5 | Solar Photovoltaic | PV |  | W | X | X |  |  | 1 |  | 1 | 1 |  | N |  |  | OP | X | 4 | 2018 | 2018 |  |  | N | IPP Non-CHP | IPP | IPP | 2 | X | SUN | Renewable | 1 | 0 | 1 | 0
Operable | 62759 | National Grid Renewables |  | 61645 | Altair Community Solar Garden | MN | Vertical | Waseca | ALTA | Solar Photovoltaic | PV |  | S | X | X |  |  | 1 |  | 1 | 1 |  | N |  |  | OP | X | 2 | 2019 | 2019 |  |  | N | IPP Non-CHP | IPP | IPP | 2 | X | SUN | Renewable | 1 | 0 | 1 | 0
Operable | 62759 | National Grid Renewables |  | 61651 | Capricornus Community Solar Garden | MN | Vertical | Stearns | CAPR | Solar Photovoltaic | PV |  | S | X | X |  |  | 1 |  | 1 | 1 |  | N |  |  | OP | X | 1 | 2019 | 2019 |  |  | N | IPP Non-CHP | IPP | IPP | 2 | X | SUN | Renewable | 1 | 0 | 1 | 0
Operable | 62759 | National Grid Renewables |  | 61704 | Aquila Community Solar | MN | Vertical | Pope | AQUI | Solar Photovoltaic | PV |  | S | X | X |  |  | 1 |  | 1 | 1 |  | N |  |  | OP | X | 3 | 2019 | 2019 |  |  | N | IPP Non-CHP | IPP | IPP | 2 | X | SUN | Renewable | 1 | 0 | 1 | 0
Operable | 62759 | National Grid Renewables |  | 61705 | Acturus Community Solar | MN | Vertical | Le Sueur | ARCT | Solar Photovoltaic | PV |  | S | X | X |  |  | 1 |  | 1 | 1 |  | N |  |  | OP | X | 12 | 2018 | 2018 |  |  | N | IPP Non-CHP | IPP | IPP | 2 | X | SUN | Renewable | 1 | 0 | 1 | 0
Operable | 62759 | National Grid Renewables |  | 61706 | Auriga Community Solar | MN | Vertical | Murray | AURI | Solar Photovoltaic | PV |  | S | X | X |  |  | 1 |  | 1 | 1 |  | N |  |  | OP | X | 12 | 2018 | 2018 |  |  | N | IPP Non-CHP | IPP | IPP | 2 | X | SUN | Renewable | 1 | 0 | 1 | 0
Operable | 62759 | National Grid Renewables |  | 61707 | Canopus Community Solar | MN | Vertical | Stearns | CANO | Solar Photovoltaic | PV |  | S | X | X |  |  | 1 |  | 1 | 1 |  | N |  |  | OP | X | 3 | 2019 | 2019 |  |  | N | IPP Non-CHP | IPP | IPP | 2 | X | SUN | Renewable | 1 | 0 | 1 | 0
Operable | 62759 | National Grid Renewables |  | 61708 | Sagitta Community Solar | MN | Vertical | Chippewa | SAGI | Solar Photovoltaic | PV |  | S | X | X |  |  | 1 |  | 1 | 1 |  | N |  |  | OP | X | 12 | 2018 | 2018 |  |  | N | IPP Non-CHP | IPP | IPP | 2 | X | SUN | Renewable | 1 | 0 | 1 | 0
Operable | 62759 | National Grid Renewables |  | 61709 | Libra Community Solar | MN | Vertical | Pope | LIBR | Solar Photovoltaic | PV |  | S | X | X |  |  | 1 |  | 1 | 1 |  | N |  |  | OP | X | 11 | 2018 | 2018 |  |  | N | IPP Non-CHP | IPP | IPP | 2 | X | SUN | Renewable | 1 | 0 | 1 | 0
Operable | 62759 | National Grid Renewables |  | 61710 | Aquarius Community Solar | MN | Vertical | Lyon | AQUA | Solar Photovoltaic | PV |  | S | X | X |  |  | 1 |  | 1 | 1 |  | N |  |  | OP | X | 5 | 2019 | 2019 |  |  | N | IPP Non-CHP | IPP | IPP | 2 | X | SUN | Renewable | 1 | 0 | 1 | 0
Operable | 62759 | National Grid Renewables |  | 61711 | Cassiopeia Community Solar | MN | Vertical | Pope | CASS | Solar Photovoltaic | PV |  | S | X | X |  |  | 1 |  | 1 | 1 |  | N |  |  | OP | X | 3 | 2019 | 2019 |  |  | N | IPP Non-CHP | IPP | IPP | 2 | X | SUN | Renewable | 1 | 0 | 1 | 0
Operable | 62759 | National Grid Renewables |  | 61712 | Crux Community Solar | MN | Vertical | Dodge | CRUX | Solar Photovoltaic | PV |  | S | X | X |  |  | 1 |  | 1 | 1 |  | N |  |  | OP | X | 1 | 2019 | 2019 |  |  | N | IPP Non-CHP | IPP | IPP | 2 | X | SUN | Renewable | 1 | 0 | 1 | 0
Operable | 62759 | National Grid Renewables |  | 61713 | Leo Community Solar | MN | Vertical | Murray | LEO | Solar Photovoltaic | PV |  | S | X | X |  |  | 1 |  | 1 | 1 |  | N |  |  | OP | X | 12 | 2018 | 2018 |  |  | N | IPP Non-CHP | IPP | IPP | 2 | X | SUN | Renewable | 1 | 0 | 1 | 0
Operable | 62759 | National Grid Renewables |  | 61715 | Deneb Community Solar | MN | Vertical | Kandiyohi | DENE | Solar Photovoltaic | PV |  | S | X | X |  |  | 1 |  | 1 | 1 |  | N |  |  | OP | X | 5 | 2019 | 2019 |  |  | N | IPP Non-CHP | IPP | IPP | 2 | X | SUN | Renewable | 1 | 0 | 1 | 0
Operable | 62759 | National Grid Renewables |  | 61716 | Kaus Community Solar | MN | Vertical | Dodge | KAUS | Solar Photovoltaic | PV |  | S | X | X |  |  | 1 |  | 1 | 1 |  | N |  |  | OP | X | 1 | 2019 | 2019 |  |  | N | IPP Non-CHP | IPP | IPP | 2 | X | SUN | Renewable | 1 | 0 | 1 | 0
Operable | 62759 | National Grid Renewables |  | 62893 | Prairie Wolf Solar LLC | IL | Restructured | Coles | PWOLF | Solar Photovoltaic | PV |  | S | X | X |  |  | 200 |  | 200 | 200 |  | N |  |  | OP | X | 11 | 2021 | 2021 |  |  | N | IPP Non-CHP | IPP | IPP | 2 | X | SUN | Renewable | 200 | 0 | 1 | 0
Operable | 62759 | National Grid Renewables |  | 63304 | Allium Community Solar Garden, LLC | MN | Vertical | Stearns | ALIUM | Solar Photovoltaic | PV |  | S | X | X |  |  | 1 |  | 1 | 1 |  | N |  |  | OP | X | 1 | 2021 | 2021 |  |  | N | IPP Non-CHP | IPP | IPP | 2 | X | SUN | Renewable | 1 | 0 | 1 | 0
Operable | 62759 | National Grid Renewables |  | 63305 | Aster Community Solar Garden, LLC | MN | Vertical | Kandiyohi | ASTER | Solar Photovoltaic | PV |  | S | X | X |  |  | 1 |  | 1 | 1 |  | N |  |  | OP | X | 10 | 2020 | 2020 |  |  | N | IPP Non-CHP | IPP | IPP | 2 | X | SUN | Renewable | 1 | 0 | 1 | 0
Operable | 62759 | National Grid Renewables |  | 63307 | Westport Community Solar, LLC | MN | Vertical | Kandiyohi | WESTP | Solar Photovoltaic | PV |  | S | X | X |  |  | 1 |  | 1 | 1 |  | N |  |  | OP | X | 1 | 2021 | 2021 |  |  | N | IPP Non-CHP | IPP | IPP | 2 | X | SUN | Renewable | 1 | 0 | 1 | 0
Operable | 62759 | National Grid Renewables |  | 63308 | Marigold Community Solar Garden, LLC | MN | Vertical | Le Sueur | MGOLD | Solar Photovoltaic | PV |  | S | X | X |  |  | 1 |  | 1 | 1 |  | N |  |  | OP | X | 1 | 2021 | 2021 |  |  | N | IPP Non-CHP | IPP | IPP | 2 | X | SUN | Renewable | 1 | 0 | 1 | 0
Operable | 62759 | National Grid Renewables |  | 63309 | Honeysuckle Solar, LLC | MN | Vertical | McLeod | HONEY | Solar Photovoltaic | PV |  | S | X | X |  |  | 1 |  | 1 | 1 |  | N |  |  | OP | X | 1 | 2021 | 2021 |  |  | N | IPP Non-CHP | IPP | IPP | 2 | X | SUN | Renewable | 1 | 0 | 1 | 0
Operable | 62759 | National Grid Renewables |  | 63311 | Lantana Solar, LLC | MN | Vertical | Redwood | LANTA | Solar Photovoltaic | PV |  | S | X | X |  |  | 1 |  | 1 | 1 |  | N |  |  | OP | X | 1 | 2021 | 2021 |  |  | N | IPP Non-CHP | IPP | IPP | 2 | X | SUN | Renewable | 1 | 0 | 1 | 0
Operable | 62759 | National Grid Renewables |  | 63312 | Hyacinth Solar, LLC | MN | Vertical | Dakota | HYCIN | Solar Photovoltaic | PV |  | S | X | X |  |  | 1 |  | 1 | 1 |  | N |  |  | OP | X | 10 | 2020 | 2020 |  |  | N | IPP Non-CHP | IPP | IPP | 2 | X | SUN | Renewable | 1 | 0 | 1 | 0
Operable | 62759 | National Grid Renewables |  | 63313 | Coral Bells Solar, LLC | MN | Vertical | Chisago | CORAL | Solar Photovoltaic | PV |  | S | X | X |  |  | 1 |  | 1 | 1 |  | N |  |  | OP | X | 12 | 2020 | 2020 |  |  | N | IPP Non-CHP | IPP | IPP | 2 | X | SUN | Renewable | 1 | 0 | 1 | 0
Operable | 62759 | National Grid Renewables |  | 63314 | Primrose Solar, LLC | MN | Vertical | Blue Earth | PROSE | Solar Photovoltaic | PV |  | S | X | X |  |  | 1 |  | 1 | 1 |  | N |  |  | OP | X | 4 | 2021 | 2021 |  |  | N | IPP Non-CHP | IPP | IPP | 2 | X | SUN | Renewable | 1 | 0 | 1 | 0
Operable | 62759 | National Grid Renewables |  | 63315 | Kerria Solar, LLC | MN | Vertical | Renville | KERIA | Solar Photovoltaic | PV |  | S | X | X |  |  | 1 |  | 1 | 1 |  | N |  |  | OP | X | 10 | 2020 | 2020 |  |  | N | IPP Non-CHP | IPP | IPP | 2 | X | SUN | Renewable | 1 | 0 | 1 | 0
Operable | 62759 | National Grid Renewables |  | 63317 | Geranium Solar, LLC | MN | Vertical | Kandiyohi | GERNM | Solar Photovoltaic | PV |  | S | X | X |  |  | 1 |  | 1 | 1 |  | N |  |  | OP | X | 10 | 2020 | 2020 |  |  | N | IPP Non-CHP | IPP | IPP | 2 | X | SUN | Renewable | 1 | 0 | 1 | 0
Operable | 62759 | National Grid Renewables |  | 63318 | Bellflower Solar, LLC | MN | Vertical | Stearns | BELLF | Solar Photovoltaic | PV |  | S | X | X |  |  | 1 |  | 1 | 1 |  | N |  |  | OP | X | 12 | 2020 | 2020 |  |  | N | IPP Non-CHP | IPP | IPP | 2 | X | SUN | Renewable | 1 | 0 | 1 | 0
Operable | 62759 | National Grid Renewables |  | 63319 | Iris Solar, LLC (MN) | MN | Vertical | Nicollet | IRIS | Solar Photovoltaic | PV |  | S | X | X |  |  | 1 |  | 1 | 1 |  | N |  |  | OP | X | 10 | 2020 | 2020 |  |  | N | IPP Non-CHP | IPP | IPP | 2 | X | SUN | Renewable | 1 | 0 | 1 | 0
Operable | 62759 | National Grid Renewables |  | 63321 | Bingham Solar, LLC | MI | Vertical | Clinton | BINGH | Solar Photovoltaic | PV |  | S | X | X |  |  | 20 |  | 20 | 20 |  | N |  |  | OP | X | 12 | 2020 | 2020 |  |  | N | IPP Non-CHP | IPP | IPP | 2 | X | SUN | Renewable | 20 | 0 | 1 | 0
Operable | 62759 | National Grid Renewables |  | 63322 | Temperance Solar, LLC | MI | Vertical | Monroe | TEMPR | Solar Photovoltaic | PV |  | S | X | X |  |  | 20 |  | 20 | 20 |  | N |  |  | OP | X | 12 | 2020 | 2020 |  |  | N | IPP Non-CHP | IPP | IPP | 2 | X | SUN | Renewable | 20 | 0 | 1 | 0
Operable | 62759 | National Grid Renewables |  | 63629 | Hydra Community Solar Garden, LLC (CSG) | MN | Vertical | Rice | HYDRA | Solar Photovoltaic | PV |  | S | X | X |  |  | 1 |  | 1 | 1 |  | N |  |  | OP | X | 5 | 2020 | 2020 |  |  | N | IPP Non-CHP | IPP | IPP | 2 | X | SUN | Renewable | 1 | 0 | 1 | 0
Operable | 62759 | National Grid Renewables |  | 64001 | Camellia Solar, LLC | MN | Vertical | Pope | CAMEL | Solar Photovoltaic | PV |  | S | X | X |  |  | 1 |  | 1 | 1 |  | N |  |  | OP | X | 12 | 2020 | 2020 |  |  | N | IPP Non-CHP | IPP | IPP | 2 | X | SUN | Renewable | 1 | 0 | 1 | 0
Operable | 55917 | National Institutes of Health |  | 56668 | NIH Cogeneration Facility | MD | Restructured | Montgomery | CGT | Natural Gas Fired Combustion Turbine | GT |  | S | X | X |  |  | 28 | 0.85 | 27.6 | 28.4 | 15 | N |  |  | OP | X | 11 | 2018 | 2018 |  |  | N | Commercial Non-CHP | Customer Sited | Other | 4 | X | NG | Non-Renewable | 0 | 28 | 0 | 1
Operable | 61510 | National Raisin |  | 61894 | National Raisin | CA | Vertical | Fresno | CR1 | Solar Photovoltaic | PV |  | S | X | X |  |  | 1 |  | 0.9 | 0.6 |  | N |  |  | OP | X | 10 | 2015 | 2015 |  |  | N | Industrial Non-CHP | Customer Sited | Other | 6 | X | SUN | Renewable | 1 | 0 | 1 | 0
Operable | 61510 | National Raisin |  | 61894 | National Raisin | CA | Vertical | Fresno | CR2 | Solar Photovoltaic | PV |  | S | X | X |  |  | 1 |  | 0.8 | 0.4 |  | N |  |  | OP | X | 6 | 2015 | 2015 |  |  | N | Industrial Non-CHP | Customer Sited | Other | 6 | X | SUN | Renewable | 1 | 0 | 1 | 0
Operable | 61510 | National Raisin |  | 61894 | National Raisin | CA | Vertical | Fresno | CR3 | Solar Photovoltaic | PV |  | S | X | X |  |  | 0.6 |  | 0.5 | 0.3 |  | N |  |  | OP | X | 10 | 2015 | 2015 |  |  | N | Industrial Non-CHP | Customer Sited | Other | 6 | X | SUN | Renewable | 0.6 | 0 | 1 | 0
Operable | 61510 | National Raisin |  | 61894 | National Raisin | CA | Vertical | Fresno | CR4 | Solar Photovoltaic | PV |  | S | X | X |  |  | 0.3 |  | 0.3 | 0.1 |  | N |  |  | OP | X | 6 | 2015 | 2015 |  |  | N | Industrial Non-CHP | Customer Sited | Other | 6 | X | SUN | Renewable | 0.3 | 0 | 1 | 0
Operable | 19781 | National Salvage & Service Corporation |  | 50770 | National Energy of McBain | MI | Vertical | Missaukee | GEN1 | Wood/Wood Waste Biomass | ST |  | W | X | X |  |  | 20 | 0.9 | 18 | 18 | 10 | N |  |  | OP | X | 12 | 1988 | Pre-2000 |  |  | N | IPP Non-CHP | IPP | IPP | 2 | X | WDS | Renewable | 20 | 0 | 1 | 0 | TDF | NG
Operable | 19781 | National Salvage & Service Corporation |  | 50772 | National Energy of Lincoln | MI | Vertical | Alcona | GEN1 | Wood/Wood Waste Biomass | ST |  | W | X | X |  |  | 20 | 0.9 | 16.3 | 18 | 10 | N |  |  | OP | X | 1 | 1989 | Pre-2000 |  |  | N | IPP Non-CHP | IPP | IPP | 2 | X | WDS | Renewable | 20 | 0 | 1 | 0 | TDF | NG
Operable | 66128 | Nationwide Solar Energy LLC |  | 67266 | Nationwide | MA | Restructured | Worcester | NAT21 | Solar Photovoltaic | PV |  | S | X | X |  |  | 3.9 |  | 3.9 | 3.9 |  | N |  |  | OP | X | 6 | 2021 | 2021 |  |  | N | IPP Non-CHP | IPP | IPP | 2 | X | SUN | Renewable | 3.9 | 0 | 1 | 0
Operable | 56365 | NaturEner Glacier Wind Energy 1 LLC |  | 57049 | NaturEner Glacier Wind Energy 1 | MT | Vertical | Toole | NGW1 | Onshore Wind Turbine | WT |  | S | X | X |  |  | 106.5 |  | 104.2 | 104.2 | 0 | N |  |  | OP | X | 10 | 2008 | 2008 |  |  | N | IPP Non-CHP | IPP | IPP | 2 | X | WND | Renewable | 106.5 | 0 | 1 | 0
Operable | 56366 | NaturEner Glacier Wind Energy 2 LLC |  | 57050 | NaturEner Glacier Wind Energy 2 | MT | Vertical | Toole | NGW2 | Onshore Wind Turbine | WT |  | S | X | X |  |  | 103.5 |  | 101.4 | 101.4 | 0 | N |  |  | OP | X | 11 | 2009 | 2009 |  |  | N | IPP Non-CHP | IPP | IPP | 2 | X | WND | Renewable | 103.5 | 0 | 1 | 0
Operable | 57370 | NaturEner Rim Rock Energy LLC |  | 57995 | NaturEner Rim Rock Energy | MT | Vertical | Toole | RR | Onshore Wind Turbine | WT |  | S | X | X |  |  | 189 |  | 184.6 | 184.6 | 0 | N |  |  | OP | X | 12 | 2012 | 2012 |  |  | N | IPP Non-CHP | IPP | IPP | 2 | X | WND | Renewable | 189 | 0 | 1 | 0
Operable | 61227 | Nautilus Solar Solutions |  | 59980 | Mashpee Landfill Solar | MA | Restructured | Barnstable | MASH | Solar Photovoltaic | PV |  | S | X | X |  |  | 1.5 |  | 1.5 | 1.5 |  | N |  |  | OP | X | 9 | 2014 | 2014 |  |  | N | IPP Non-CHP | IPP | IPP | 2 | X | SUN | Renewable | 1.5 | 0 | 1 | 0
Operable | 61227 | Nautilus Solar Solutions |  | 61628 | Kilroy Solar | CA | Vertical | San Diego | KILRO | Solar Photovoltaic | PV |  | S | X | X |  |  | 1.1 |  | 1.1 | 0.9 |  | N |  |  | OP | X | 1 | 2018 | 2018 |  |  | N | IPP Non-CHP | IPP | IPP | 2 | X | SUN | Renewable | 1.1 | 0 | 1 | 0
Operable | 61227 | Nautilus Solar Solutions |  | 61629 | West Brookfield Solar - Gilbertsville Rd (CSG) | MA | Restructured | Worcester | WB | Solar Photovoltaic | PV |  | S | X | X |  |  | 4 |  | 4 | 3 |  | N |  |  | OP | X | 6 | 2017 | 2017 |  |  | N | IPP Non-CHP | IPP | IPP | 2 | X | SUN | Renewable | 4 | 0 | 1 | 0
Operable | 61227 | Nautilus Solar Solutions |  | 62030 | Nautilus Lindstrom Solar (CSG) | MN | Vertical | Chisago | LI | Solar Photovoltaic | PV |  | S | X | X |  |  | 2 |  | 2 | 2 |  | N |  |  | OP | X | 3 | 2019 | 2019 |  |  | N | IPP Non-CHP | IPP | IPP | 2 | X | SUN | Renewable | 2 | 0 | 1 | 0
Operable | 61227 | Nautilus Solar Solutions |  | 62031 | Nautilus Saint Cloud Solar (CSG) | MN | Vertical | Sherburne | SC | Solar Photovoltaic | PV |  | S | X | X |  |  | 5 |  | 5 | 5 |  | N |  |  | OP | X | 4 | 2019 | 2019 |  |  | N | IPP Non-CHP | IPP | IPP | 2 | X | SUN | Renewable | 5 | 0 | 1 | 0
Operable | 61227 | Nautilus Solar Solutions |  | 62032 | Nautilus Winsted Solar (CSG) | MN | Vertical | McLeod | WS | Solar Photovoltaic | PV |  | S | X | X |  |  | 3 |  | 3 | 3 |  | N |  |  | OP | X | 4 | 2019 | 2019 |  |  | N | IPP Non-CHP | IPP | IPP | 2 | X | SUN | Renewable | 3 | 0 | 1 | 0
Operable | 61227 | Nautilus Solar Solutions |  | 62672 | Nautilus Goat Island Solar LLC (CSG) | RI | Restructured | Providence | GI | Solar Photovoltaic | PV |  | S | X | X |  |  | 2.5 |  | 2.5 | 2.5 |  | N |  |  | OP | X | 8 | 2019 | 2019 |  |  | N | IPP Non-CHP | IPP | IPP | 2 | X | SUN | Renewable | 2.5 | 0 | 1 | 0
Operable | 61227 | Nautilus Solar Solutions |  | 63051 | Hollygrove CSG | NY | Restructured | Wayne | 32 | Solar Photovoltaic | PV |  | S | X | X |  |  | 2 |  | 2 | 2 |  | N |  |  | OP | X | 12 | 2018 | 2018 |  |  | N | IPP Non-CHP | IPP | IPP | 2 | X | SUN | Renewable | 2 | 0 | 1 | 0
Operable | 61227 | Nautilus Solar Solutions |  | 63052 | Guildlerland CSG | NY | Restructured | Albany | 106 | Solar Photovoltaic | PV |  | S | X | X |  |  | 2 |  | 2 | 2 |  | N |  |  | OP | X | 12 | 2018 | 2018 |  |  | N | IPP Non-CHP | IPP | IPP | 2 | X | SUN | Renewable | 2 | 0 | 1 | 0
Operable | 61227 | Nautilus Solar Solutions |  | 63055 | Howland CSG | NY | Restructured | Oswego | 26 | Solar Photovoltaic | PV |  | S | X | X |  |  | 2 |  | 2 | 2 |  | N |  |  | OP | X | 12 | 2018 | 2018 |  |  | N | IPP Non-CHP | IPP | IPP | 2 | X | SUN | Renewable | 2 | 0 | 1 | 0
Operable | 61227 | Nautilus Solar Solutions |  | 63056 | Gifford CSG | NY | Restructured | Schenectady | 131 | Solar Photovoltaic | PV |  | S | X | X |  |  | 2 |  | 2 | 2 |  | N |  |  | OP | X | 12 | 2018 | 2018 |  |  | N | IPP Non-CHP | IPP | IPP | 2 | X | SUN | Renewable | 2 | 0 | 1 | 0
Operable | 61227 | Nautilus Solar Solutions |  | 63057 | Czub CSG | NY | Restructured | Rensselaer | 114 | Solar Photovoltaic | PV |  | S | X | X |  |  | 2 |  | 2 | 2 |  | N |  |  | OP | X | 12 | 2018 | 2018 |  |  | N | IPP Non-CHP | IPP | IPP | 2 | X | SUN | Renewable | 2 | 0 | 1 | 0
Operable | 61227 | Nautilus Solar Solutions |  | 63058 | Mereand CSG | NY | Restructured | Jefferson | 199 | Solar Photovoltaic | PV |  | S | X | X |  |  | 2 |  | 2 | 2 |  | N |  |  | OP | X | 12 | 2018 | 2018 |  |  | N | IPP Non-CHP | IPP | IPP | 2 | X | SUN | Renewable | 2 | 0 | 1 | 0
Operable | 61227 | Nautilus Solar Solutions |  | 63059 | Aegis CSG | NY | Restructured | Ontario | 19 | Solar Photovoltaic | PV |  | S | X | X |  |  | 2 |  | 2 | 2 |  | N |  |  | OP | X | 12 | 2018 | 2018 |  |  | N | IPP Non-CHP | IPP | IPP | 2 | X | SUN | Renewable | 2 | 0 | 1 | 0
Operable | 61227 | Nautilus Solar Solutions |  | 63060 | Pearl CSG | NY | Restructured | Genesee | 28 | Solar Photovoltaic | PV |  | S | X | X |  |  | 2 |  | 2 | 2 |  | N |  |  | OP | X | 12 | 2018 | 2018 |  |  | N | IPP Non-CHP | IPP | IPP | 2 | X | SUN | Renewable | 2 | 0 | 1 | 0
Operable | 61227 | Nautilus Solar Solutions |  | 63060 | Pearl CSG | NY | Restructured | Genesee | 29 | Solar Photovoltaic | PV |  | S | X | X |  |  | 2 |  | 2 | 2 |  | N |  |  | OP | X | 12 | 2018 | 2018 |  |  | N | IPP Non-CHP | IPP | IPP | 2 | X | SUN | Renewable | 2 | 0 | 1 | 0
Operable | 61227 | Nautilus Solar Solutions |  | 63072 | BTC2 Solar (CSG) | MD | Restructured | Baltimore | 18 | Solar Photovoltaic | PV |  | S | X | X |  |  | 2 |  | 2 | 2 |  | N |  |  | OP | X | 7 | 2019 | 2019 |  |  | N | IPP Non-CHP | IPP | IPP | 2 | X | SUN | Renewable | 2 | 0 | 1 | 0
Operable | 61227 | Nautilus Solar Solutions |  | 63075 | Upper Marlboro 1 CSG | MD | Restructured | Prince Georges | 20 | Solar Photovoltaic | PV |  | S | X | X |  |  | 2 |  | 2 | 2 |  | N |  |  | OP | X | 12 | 2019 | 2019 |  |  | N | IPP Non-CHP | IPP | IPP | 2 | X | SUN | Renewable | 2 | 0 | 1 | 0
Operable | 61227 | Nautilus Solar Solutions |  | 63079 | Bethlehem Solar | NY | Restructured | Albany | 157 | Solar Photovoltaic | PV |  | S | X | X |  |  | 1.7 |  | 1.7 | 1.7 |  | N |  |  | OP | X | 6 | 2019 | 2019 |  |  | N | IPP Non-CHP | IPP | IPP | 2 | X | SUN | Renewable | 1.7 | 0 | 1 | 0
Operable | 61227 | Nautilus Solar Solutions |  | 63085 | White CSG | MD | Restructured | Baltimore | 15124 | Solar Photovoltaic | PV |  | S | X | X |  |  | 2 |  | 2 | 2 |  | N |  |  | OP | X | 1 | 2020 | 2020 |  |  | N | IPP Non-CHP | IPP | IPP | 2 | X | SUN | Renewable | 2 | 0 | 1 | 0
Operable | 61227 | Nautilus Solar Solutions |  | 63086 | Frog Hollow CSG | NY | Restructured | Ulster | 1731 | Solar Photovoltaic | PV |  | S | X | X |  |  | 2 |  | 2 | 2 |  | N |  |  | OP | X | 10 | 2019 | 2019 |  |  | N | IPP Non-CHP | IPP | IPP | 2 | X | SUN | Renewable | 2 | 0 | 1 | 0
Operable | 61227 | Nautilus Solar Solutions |  | 63089 | Gibbons CSG | MD | Restructured | Worcester | 15122 | Solar Photovoltaic | PV |  | S | X | X |  |  | 2 |  | 2 | 2 |  | N |  |  | OP | X | 12 | 2019 | 2019 |  |  | N | IPP Non-CHP | IPP | IPP | 2 | X | SUN | Renewable | 2 | 0 | 1 | 0
Operable | 61227 | Nautilus Solar Solutions |  | 63106 | Dover CSG | NY | Restructured | Dutchess | 21 | Solar Photovoltaic | PV |  | S | X | X |  |  | 2 |  | 2 | 2 |  | N |  |  | OP | X | 9 | 2019 | 2019 |  |  | N | IPP Non-CHP | IPP | IPP | 2 | X | SUN | Renewable | 2 | 0 | 1 | 0
Operable | 61227 | Nautilus Solar Solutions |  | 63107 | Howell CSG | NY | Restructured | Orange | 1725 | Solar Photovoltaic | PV |  | S | X | X |  |  | 2 |  | 2 | 2 |  | N |  |  | OP | X | 2 | 2020 | 2020 |  |  | N | IPP Non-CHP | IPP | IPP | 2 | X | SUN | Renewable | 2 | 0 | 1 | 0
Operable | 61227 | Nautilus Solar Solutions |  | 63108 | Strauss CSG | NY | Restructured | Seneca | 30 | Solar Photovoltaic | PV |  | S | X | X |  |  | 2 |  | 2 | 2 |  | N |  |  | OP | X | 9 | 2019 | 2019 |  |  | N | IPP Non-CHP | IPP | IPP | 2 | X | SUN | Renewable | 2 | 0 | 1 | 0
Operable | 61227 | Nautilus Solar Solutions |  | 63112 | Ellsworth I CSG | NY | Restructured | Saratoga | 22 | Solar Photovoltaic | PV |  | S | X | X |  |  | 2 |  | 2 | 2 |  | N |  |  | OP | X | 9 | 2019 | 2019 |  |  | N | IPP Non-CHP | IPP | IPP | 2 | X | SUN | Renewable | 2 | 0 | 1 | 0
Operable | 61227 | Nautilus Solar Solutions |  | 63136 | Hopkins Hill CSG | RI | Restructured | Kent | HH1 | Solar Photovoltaic | PV |  | S | X | X |  |  | 3.3 |  | 3.3 | 3.3 |  | N |  |  | OP | X | 11 | 2020 | 2020 |  |  | N | IPP Non-CHP | IPP | IPP | 2 | X | SUN | Renewable | 3.3 | 0 | 1 | 0
Operable | 61227 | Nautilus Solar Solutions |  | 63136 | Hopkins Hill CSG | RI | Restructured | Kent | HH2 | Solar Photovoltaic | PV |  | S | X | X |  |  | 3.3 |  | 3.3 | 3.3 |  | N |  |  | OP | X | 11 | 2020 | 2020 |  |  | N | IPP Non-CHP | IPP | IPP | 2 | X | SUN | Renewable | 3.3 | 0 | 1 | 0
Operable | 61227 | Nautilus Solar Solutions |  | 63405 | Pearl II | NY | Restructured | Genesee | 29 | Solar Photovoltaic | PV |  | S | X | X |  |  | 2 |  | 2 | 2 |  | N |  |  | OP | X | 12 | 2018 | 2018 |  |  | N | IPP Non-CHP | IPP | IPP | 2 | X | SUN | Renewable | 2 | 0 | 1 | 0
Operable | 61227 | Nautilus Solar Solutions |  | 63593 | Brooten CSG1, LLC | MN | Vertical | Pope | SC | Solar Photovoltaic | PV |  | S | X | X |  |  | 1 |  | 1 | 1 |  | N |  |  | OP | X | 8 | 2021 | 2021 |  |  | N | IPP Non-CHP | IPP | IPP | 2 | X | SUN | Renewable | 1 | 0 | 1 | 0
Operable | 61227 | Nautilus Solar Solutions |  | 63594 | Buffalo Lake CSG1, LLC | MN | Vertical | Renville | SC | Solar Photovoltaic | PV |  | S | X | X |  |  | 1 |  | 1 | 1 |  | N |  |  | OP | X | 8 | 2021 | 2021 |  |  | N | IPP Non-CHP | IPP | IPP | 2 | X | SUN | Renewable | 1 | 0 | 1 | 0
Operable | 61227 | Nautilus Solar Solutions |  | 63595 | Lowry CSG2, LLC | MN | Vertical | Pope | SC | Solar Photovoltaic | PV |  | S | X | X |  |  | 1 |  | 1 | 1 |  | N |  |  | OP | X | 12 | 2020 | 2020 |  |  | N | IPP Non-CHP | IPP | IPP | 2 | X | SUN | Renewable | 1 | 0 | 1 | 0
Operable | 61227 | Nautilus Solar Solutions |  | 63596 | Paynesville CSG1, LLC | MN | Vertical | Stearns | SC | Solar Photovoltaic | PV |  | S | X | X |  |  | 1 |  | 1 | 1 |  | N |  |  | OP | X | 1 | 2021 | 2021 |  |  | N | IPP Non-CHP | IPP | IPP | 2 | X | SUN | Renewable | 1 | 0 | 1 | 0
Operable | 61227 | Nautilus Solar Solutions |  | 63597 | Plato CSG1, LLC | MN | Vertical | McLeod | SC | Solar Photovoltaic | PV |  | S | X | X |  |  | 1 |  | 1 | 1 |  | N |  |  | OP | X | 1 | 2021 | 2021 |  |  | N | IPP Non-CHP | IPP | IPP | 2 | X | SUN | Renewable | 1 | 0 | 1 | 0
Operable | 61227 | Nautilus Solar Solutions |  | 63598 | Sacred Heart CSG1, LLC | MN | Vertical | Renville | SC | Solar Photovoltaic | PV |  | S | X | X |  |  | 1 |  | 1 | 1 |  | N |  |  | OP | X | 8 | 2021 | 2021 |  |  | N | IPP Non-CHP | IPP | IPP | 2 | X | SUN | Renewable | 1 | 0 | 1 | 0
Operable | 61227 | Nautilus Solar Solutions |  | 63599 | Stewart CSG1, LLC | MN | Vertical | McLeod | SC | Solar Photovoltaic | PV |  | S | X | X |  |  | 1 |  | 1 | 1 |  | N |  |  | OP | X | 8 | 2021 | 2021 |  |  | N | IPP Non-CHP | IPP | IPP | 2 | X | SUN | Renewable | 1 | 0 | 1 | 0
Operable | 61227 | Nautilus Solar Solutions |  | 63718 | ISM Solar Cranston CSG | RI | Restructured | Providence | CR | Solar Photovoltaic | PV |  | S | X | X |  |  | 3.1 |  | 3.1 | 3.1 |  | N |  |  | OP | X | 12 | 2020 | 2020 |  |  | N | IPP Non-CHP | IPP | IPP | 2 | X | SUN | Renewable | 3.1 | 0 | 1 | 0
Operable | 61227 | Nautilus Solar Solutions |  | 63800 | NY - CSG - Ellsworth II | NY | Restructured | Saratoga | 23 | Solar Photovoltaic | PV |  | S | X | X |  |  | 2 |  | 2 | 2 |  | N |  |  | OP | X | 9 | 2019 | 2019 |  |  | N | IPP Non-CHP | IPP | IPP | 2 | X | SUN | Renewable | 2 | 0 | 1 | 0
Operable | 61227 | Nautilus Solar Solutions |  | 64352 | Mtn Solar 6 LLC (CSG) | CO | Vertical | Logan | SC | Solar Photovoltaic | PV |  | S | X | X |  |  | 2 |  | 2 | 2 |  | N |  |  | OP | X | 3 | 2022 | 2022 |  |  | N | IPP Non-CHP | IPP | IPP | 2 | X | SUN | Renewable | 2 | 0 | 1 | 0
Operable | 61227 | Nautilus Solar Solutions |  | 64353 | NSE Camber Solar PS11 LLC (CSG) | CO | Vertical | Logan | SC | Solar Photovoltaic | PV |  | S | X | X |  |  | 2 |  | 2 | 2 |  | N |  |  | OP | X | 3 | 2022 | 2022 |  |  | N | IPP Non-CHP | IPP | IPP | 2 | X | SUN | Renewable | 2 | 0 | 1 | 0
Operable | 61227 | Nautilus Solar Solutions |  | 64355 | NSE Camber BH CSG 2, LLC | CO | Vertical | Crowley | SC | Solar Photovoltaic | PV |  | S | X | X |  |  | 2 |  | 2 | 2 |  | N |  |  | OP | X | 11 | 2021 | 2021 |  |  | N | IPP Non-CHP | IPP | IPP | 2 | X | SUN | Renewable | 2 | 0 | 1 | 0
Operable | 61227 | Nautilus Solar Solutions |  | 64356 | NSE Camber Solar PS13 LLC (CSG) | CO | Vertical | Logan | SC | Solar Photovoltaic | PV |  | S | X | X |  |  | 2 |  | 2 | 2 |  | N |  |  | OP | X | 2 | 2022 | 2022 |  |  | N | IPP Non-CHP | IPP | IPP | 2 | X | SUN | Renewable | 2 | 0 | 1 | 0
Operable | 61227 | Nautilus Solar Solutions |  | 64357 | NSE Camber Solar PS6 LLC CSG | CO | Vertical | Weld | SC | Solar Photovoltaic | PV |  | S | X | X |  |  | 2 |  | 2 | 2 |  | N |  |  | OP | X | 2 | 2022 | 2022 |  |  | N | IPP Non-CHP | IPP | IPP | 2 | X | SUN | Renewable | 2 | 0 | 1 | 0
Operable | 61227 | Nautilus Solar Solutions |  | 64358 | NSE Camber Solar PS5 LLC (CSG) | CO | Vertical | Weld | SC | Solar Photovoltaic | PV |  | S | X | X |  |  | 2 |  | 2 | 2 |  | N |  |  | OP | X | 2 | 2022 | 2022 |  |  | N | IPP Non-CHP | IPP | IPP | 2 | X | SUN | Renewable | 2 | 0 | 1 | 0
Operable | 61227 | Nautilus Solar Solutions |  | 64359 | Pivot Solar 12 LLC(CSG) | CO | Vertical | Logan | SC | Solar Photovoltaic | PV |  | S | X | X |  |  | 1 |  | 1 | 1 |  | N |  |  | OP | X | 3 | 2022 | 2022 |  |  | N | IPP Non-CHP | IPP | IPP | 2 | X | SUN | Renewable | 1 | 0 | 1 | 0
Operable | 61227 | Nautilus Solar Solutions |  | 64554 | Bright Field Solar LLC(CSG) | NY | Restructured | Allegany | BF | Solar Photovoltaic | PV |  | S | X | X |  |  | 4 |  | 4 | 4 |  | N |  |  | OP | X | 12 | 2021 | 2021 |  |  | N | IPP Non-CHP | IPP | IPP | 2 | X | SUN | Renewable | 4 | 0 | 1 | 0
Operable | 61227 | Nautilus Solar Solutions |  | 64555 | Bright Oak Solar LLC(CSG) | NY | Restructured | Genesee | BO | Solar Photovoltaic | PV |  | S | X | X |  |  | 4 |  | 4 | 4 |  | N |  |  | OP | X | 12 | 2021 | 2021 |  |  | N | IPP Non-CHP | IPP | IPP | 2 | X | SUN | Renewable | 4 | 0 | 1 | 0
Operable | 61227 | Nautilus Solar Solutions |  | 64556 | Bright Hill Solar LLC(CSG) | NY | Restructured | Livingston | BH | Solar Photovoltaic | PV |  | S | X | X |  |  | 5 |  | 5 | 5 |  | N |  |  | OP | X | 12 | 2021 | 2021 |  |  | N | IPP Non-CHP | IPP | IPP | 2 | X | SUN | Renewable | 5 | 0 | 1 | 0
Operable | 61227 | Nautilus Solar Solutions |  | 64557 | River Valley LLC (NY) (CSG) | NY | Restructured | Cattaraugus | RV | Solar Photovoltaic | PV |  | S | X | X |  |  | 5 |  | 5 | 5 |  | N |  |  | OP | X | 12 | 2021 | 2021 |  |  | N | IPP Non-CHP | IPP | IPP | 2 | X | SUN | Renewable | 5 | 0 | 1 | 0
Operable | 61227 | Nautilus Solar Solutions |  | 64602 | Kirby Road Solar, LLC | MD | Restructured | Prince Georges | KBR | Solar Photovoltaic | PV |  | S | X | X |  |  | 1.3 |  | 1.3 | 1.3 |  | N |  |  | OP | X | 6 | 2021 | 2021 |  |  | N | IPP Non-CHP | IPP | IPP | 2 | X | SUN | Renewable | 1.3 | 0 | 1 | 0
Operable | 61227 | Nautilus Solar Solutions |  | 64603 | TPE King Solar Holdings1, LLC (CSG) | RI | Restructured | Providence | KING1 | Solar Photovoltaic | PV |  | S | X | X |  |  | 12.7 |  | 12.7 | 12.7 |  | N |  |  | OP | X | 4 | 2022 | 2022 |  |  | N | IPP Non-CHP | IPP | IPP | 2 | X | SUN | Renewable | 12.7 | 0 | 1 | 0
Operable | 61227 | Nautilus Solar Solutions |  | 64606 | Burns Solar One LLC | MD | Restructured | Baltimore | 64606 | Solar Photovoltaic | PV |  | S | X | X |  |  | 2 |  | 2 | 2 |  | N |  |  | OP | X | 12 | 2020 | 2020 |  |  | N | IPP Non-CHP | IPP | IPP | 2 | X | SUN | Renewable | 2 | 0 | 1 | 0
Operable | 61227 | Nautilus Solar Solutions |  | 64608 | Hostetter Solar One, LLC | MD | Restructured | Washington | 64608 | Solar Photovoltaic | PV |  | S | X | X |  |  | 2 |  | 2 | 2 |  | N |  |  | OP | X | 12 | 2020 | 2020 |  |  | N | IPP Non-CHP | IPP | IPP | 2 | X | SUN | Renewable | 2 | 0 | 1 | 0
Operable | 61227 | Nautilus Solar Solutions |  | 64642 | P52ES 1755 Henryton Rd Phase 1 LLC CSG | MD | Restructured | Howard | HCSG | Solar Photovoltaic | PV |  | S | X | X |  |  | 1.9 |  | 1.9 | 1.9 |  | N |  |  | OP | X | 6 | 2021 | 2021 |  |  | N | IPP Non-CHP | IPP | IPP | 2 | X | SUN | Renewable | 1.9 | 0 | 1 | 0
Operable | 61227 | Nautilus Solar Solutions |  | 64643 | P52ES 1755 Henryton Rd Phase 2 LLC | MD | Restructured | Howard | HVNM | Solar Photovoltaic | PV |  | S | X | X |  |  | 1.9 |  | 1.9 | 1.9 |  | N |  |  | OP | X | 6 | 2021 | 2021 |  |  | N | IPP Non-CHP | IPP | IPP | 2 | X | SUN | Renewable | 1.9 | 0 | 1 | 0
Operable | 61227 | Nautilus Solar Solutions |  | 64644 | White Marsh Solar | MD | Restructured | Baltimore | WM | Solar Photovoltaic | PV |  | S | X | X |  |  | 1.5 |  | 1.5 | 1.5 |  | N |  |  | OP | X | 12 | 2020 | 2020 |  |  | N | IPP Non-CHP | IPP | IPP | 2 | X | SUN | Renewable | 1.5 | 0 | 1 | 0
Operable | 61227 | Nautilus Solar Solutions |  | 64645 | Mason Solar One LLC | MD | Restructured | Cecil | MAS | Solar Photovoltaic | PV |  | S | X | X |  |  | 1 |  | 1 | 1 |  | N |  |  | OP | X | 11 | 2020 | 2020 |  |  | N | IPP Non-CHP | IPP | IPP | 2 | X | SUN | Renewable | 1 | 0 | 1 | 0
Operable | 61227 | Nautilus Solar Solutions |  | 64646 | Pittman Solar One LLC | MD | Restructured | Washington | PITT | Solar Photovoltaic | PV |  | S | X | X |  |  | 2 |  | 2 | 2 |  | N |  |  | OP | X | 12 | 2020 | 2020 |  |  | N | IPP Non-CHP | IPP | IPP | 2 | X | SUN | Renewable | 2 | 0 | 1 | 0
Operable | 61227 | Nautilus Solar Solutions |  | 64647 | Bulldog Solar One, LLC | MD | Restructured | Prince Georges | QAB | Solar Photovoltaic | PV |  | S | X | X |  |  | 2 |  | 2 | 2 |  | N |  |  | OP | X | 11 | 2020 | 2020 |  |  | N | IPP Non-CHP | IPP | IPP | 2 | X | SUN | Renewable | 2 | 0 | 1 | 0
Operable | 61227 | Nautilus Solar Solutions |  | 64648 | Pivot Solar 4 LLC (CSG) | CO | Vertical | Weld | SC | Solar Photovoltaic | PV |  | S | X | X |  |  | 2 |  | 2 | 2 |  | N |  |  | OP | X | 7 | 2022 | 2022 |  |  | N | IPP Non-CHP | IPP | IPP | 2 | X | SUN | Renewable | 2 | 0 | 1 | 0
Operable | 61227 | Nautilus Solar Solutions |  | 64649 | Pivot Solar 1 LLC (CSG) | CO | Vertical | Garfield | SC | Solar Photovoltaic | PV |  | S | X | X |  |  | 1 |  | 1 | 1 |  | N |  |  | OP | X | 7 | 2022 | 2022 |  |  | N | IPP Non-CHP | IPP | IPP | 2 | X | SUN | Renewable | 1 | 0 | 1 | 0
Operable | 61227 | Nautilus Solar Solutions |  | 64650 | Pivot Solar 14 LLC (CSG) | CO | Vertical | Morgan | SC | Solar Photovoltaic | PV |  | S | X | X |  |  | 2 |  | 2 | 2 |  | N |  |  | OP | X | 12 | 2022 | 2022 |  |  | N | IPP Non-CHP | IPP | IPP | 2 | X | SUN | Renewable | 2 | 0 | 1 | 0
Operable | 61227 | Nautilus Solar Solutions |  | 64651 | Pivot Solar 2 LLC (CSG) | CO | Vertical | Morgan | SC | Solar Photovoltaic | PV |  | S | X | X |  |  | 2 |  | 2 | 2 |  | N |  |  | OP | X | 12 | 2022 | 2022 |  |  | N | IPP Non-CHP | IPP | IPP | 2 | X | SUN | Renewable | 2 | 0 | 1 | 0
Operable | 61227 | Nautilus Solar Solutions |  | 64652 | Pivot Solar 15 LLC (CSG) | CO | Vertical | Morgan | SC | Solar Photovoltaic | PV |  | S | X | X |  |  | 1 |  | 1 | 1 |  | N |  |  | OP | X | 12 | 2022 | 2022 |  |  | N | IPP Non-CHP | IPP | IPP | 2 | X | SUN | Renewable | 1 | 0 | 1 | 0
Operable | 61227 | Nautilus Solar Solutions |  | 64653 | Pivot Solar 7 LLC (CSG) | CO | Vertical | Garfield | SC | Solar Photovoltaic | PV |  | S | X | X |  |  | 2 |  | 2 | 2 |  | N |  |  | OP | X | 7 | 2022 | 2022 |  |  | N | IPP Non-CHP | IPP | IPP | 2 | X | SUN | Renewable | 2 | 0 | 1 | 0
Operable | 61227 | Nautilus Solar Solutions |  | 64654 | Pivot Solar 3 LLC (CSG) | CO | Vertical | Garfield | SC | Solar Photovoltaic | PV |  | S | X | X |  |  | 2 |  | 2 | 2 |  | N |  |  | OP | X | 7 | 2022 | 2022 |  |  | N | IPP Non-CHP | IPP | IPP | 2 | X | SUN | Renewable | 2 | 0 | 1 | 0
Operable | 61227 | Nautilus Solar Solutions |  | 64655 | Pivot Solar 8 LLC (CSG) | CO | Vertical | Weld | SC | Solar Photovoltaic | PV |  | S | X | X |  |  | 2 |  | 2 | 2 |  | N |  |  | OP | X | 7 | 2022 | 2022 |  |  | N | IPP Non-CHP | IPP | IPP | 2 | X | SUN | Renewable | 2 | 0 | 1 | 0
Operable | 61227 | Nautilus Solar Solutions |  | 64679 | Hamlin Solar 1, LLC | NY | Restructured | Monroe | HS1 | Solar Photovoltaic | PV |  | S | X | X |  |  | 5 |  | 5 | 5 |  | N |  |  | OP | X | 12 | 2020 | 2020 |  |  | N | IPP Non-CHP | IPP | IPP | 2 | X | SUN | Renewable | 5 | 0 | 1 | 0
Operable | 61227 | Nautilus Solar Solutions |  | 64680 | Clifton Park Solar 1, LLC | NY | Restructured | Saratoga | CP1 | Solar Photovoltaic | PV |  | S | X | X |  |  | 5 |  | 5 | 5 |  | N |  |  | OP | X | 12 | 2020 | 2020 |  |  | N | IPP Non-CHP | IPP | IPP | 2 | X | SUN | Renewable | 5 | 0 | 1 | 0
Operable | 61227 | Nautilus Solar Solutions |  | 64681 | Clifton Park Solar 2, LLC | NY | Restructured | Saratoga | CP2 | Solar Photovoltaic | PV |  | S | X | X |  |  | 2 |  | 2 | 2 |  | N |  |  | OP | X | 12 | 2020 | 2020 |  |  | N | IPP Non-CHP | IPP | IPP | 2 | X | SUN | Renewable | 2 | 0 | 1 | 0
Operable | 61227 | Nautilus Solar Solutions |  | 65448 | SolarClub 10 LLC | MN | Vertical | Wright | SC 10 | Solar Photovoltaic | PV |  | S | X | X |  |  | 1 |  | 1 | 1 |  | N |  |  | OP | X | 12 | 2020 | 2020 |  |  | N | IPP Non-CHP | IPP | IPP | 2 | X | SUN | Renewable | 1 | 0 | 1 | 0
Operable | 61227 | Nautilus Solar Solutions |  | 65449 | SolarClub 15 LLC | MN | Vertical | Sherburne | SC 15 | Solar Photovoltaic | PV |  | S | X | X |  |  | 1 |  | 1 | 1 |  | N |  |  | OP | X | 12 | 2020 | 2020 |  |  | N | IPP Non-CHP | IPP | IPP | 2 | X | SUN | Renewable | 1 | 0 | 1 | 0
Operable | 61227 | Nautilus Solar Solutions |  | 65451 | SolarClub 20 LLC | MN | Vertical | Wabasha | SC 20 | Solar Photovoltaic | PV |  | S | X | X |  |  | 1 | 1 | 1 | 1 |  | N |  |  | OP | X | 12 | 2020 | 2020 |  |  | N | IPP Non-CHP | IPP | IPP | 2 | X | SUN | Renewable | 1 | 0 | 1 | 0
Operable | 61227 | Nautilus Solar Solutions |  | 65452 | SolarClub 23 LLC | MN | Vertical | Houston | SC 23 | Solar Photovoltaic | PV |  | S | X | X |  |  | 1 | 1 | 1 | 1 |  | N |  |  | OP | X | 12 | 2020 | 2020 |  |  | N | IPP Non-CHP | IPP | IPP | 2 | X | SUN | Renewable | 1 | 0 | 1 | 0
Operable | 61227 | Nautilus Solar Solutions |  | 65453 | SolarClub 28 LLC | MN | Vertical | Blue Earth | SC 28 | Solar Photovoltaic | PV |  | S | X | X |  |  | 1 |  | 1 | 1 |  | N |  |  | OP | X | 12 | 2020 | 2020 |  |  | N | IPP Non-CHP | IPP | IPP | 2 | X | SUN | Renewable | 1 | 0 | 1 | 0
Operable | 61227 | Nautilus Solar Solutions |  | 65455 | SolarClub 35 LLC | MN | Vertical | Blue Earth | SC 35 | Solar Photovoltaic | PV |  | S | X | X |  |  | 1 | 1 | 1 | 1 |  | N |  |  | OP | X | 12 | 2020 | 2020 |  |  | N | IPP Non-CHP | IPP | IPP | 2 | X | SUN | Renewable | 1 | 0 | 1 | 0
Operable | 61227 | Nautilus Solar Solutions |  | 67286 | Athens AT01 | ME | Restructured | Somerset | SC | Solar Photovoltaic | PV |  | S | X | X |  |  | 5 |  | 5 | 5 |  | N |  |  | OP | X | 6 | 2022 | 2022 |  |  | N | IPP Non-CHP | IPP | IPP | 2 | X | SUN | Renewable | 5 | 0 | 1 | 0
Operable | 61227 | Nautilus Solar Solutions |  | 67330 | Sidney | ME | Restructured | Kennebec | SC | Solar Photovoltaic | PV |  | S | X | X |  |  | 1.5 |  | 1.5 | 1.5 |  | N |  |  | OP | X | 5 | 2023 | 2023 |  |  | N | IPP Non-CHP | IPP | IPP | 2 | X | SUN | Renewable | 1.5 | 0 | 1 | 0
Operable | 61227 | Nautilus Solar Solutions |  | 67331 | SolarClub 03 | MN | Vertical | Pope | SC | Solar Photovoltaic | PV |  | S | X | X |  |  | 1 |  | 1 | 1 |  | N |  |  | OP | X | 9 | 2023 | 2023 |  |  | N | IPP Non-CHP | IPP | IPP | 2 | X | SUN | Renewable | 1 | 0 | 1 | 0
Operable | 61227 | Nautilus Solar Solutions |  | 67333 | Standish | ME | Restructured | Cumberland | SC | Solar Photovoltaic | PV |  | S | X | X |  |  | 5 |  | 5 | 5 |  | N |  |  | OP | X | 10 | 2023 | 2023 |  |  | N | IPP Non-CHP | IPP | IPP | 2 | X | SUN | Renewable | 5 | 0 | 1 | 0
Operable | 61227 | Nautilus Solar Solutions |  | 67335 | Tiffany | NY | Restructured | Chenango | SC | Solar Photovoltaic | PV |  | S | X | X |  |  | 5 |  | 5 | 5 |  | N |  |  | OP | X | 12 | 2022 | 2022 |  |  | N | IPP Non-CHP | IPP | IPP | 2 | X | SUN | Renewable | 5 | 0 | 1 | 0
Operable | 61227 | Nautilus Solar Solutions |  | 67336 | Town House | ME | Restructured | Kennebec | SC | Solar Photovoltaic | PV |  | S | X | X |  |  | 5 |  | 5 | 5 |  | N |  |  | OP | X | 12 | 2022 | 2022 |  |  | N | IPP Non-CHP | IPP | IPP | 2 | X | SUN | Renewable | 5 | 0 | 1 | 0
Operable | 61227 | Nautilus Solar Solutions |  | 67339 | Washington WS01 | ME | Restructured | Knox | SC | Solar Photovoltaic | PV |  | S | X | X |  |  | 4 |  | 4 | 4 |  | N |  |  | OP | X | 6 | 2022 | 2022 |  |  | N | IPP Non-CHP | IPP | IPP | 2 | X | SUN | Renewable | 4 | 0 | 1 | 0
Operable | 61227 | Nautilus Solar Solutions |  | 67340 | Wells (ME) | ME | Restructured | York | SC | Solar Photovoltaic | PV |  | S | X | X |  |  | 4.8 |  | 4.8 | 4.8 |  | N |  |  | OP | X | 7 | 2022 | 2022 |  |  | N | IPP Non-CHP | IPP | IPP | 2 | X | SUN | Renewable | 4.8 | 0 | 1 | 0
Operable | 61227 | Nautilus Solar Solutions |  | 67388 | Farmingdale FA01 | ME | Restructured | Kennebec | SC | Solar Photovoltaic | PV |  | S | X | X |  |  | 4.9 |  | 4.9 | 4.9 |  | N |  |  | OP | X | 6 | 2022 | 2022 |  |  | N | IPP Non-CHP | IPP | IPP | 2 | X | SUN | Renewable | 4.9 | 0 | 1 | 0
Operable | 61227 | Nautilus Solar Solutions |  | 67389 | Fryeburg | ME | Restructured | Oxford | SC | Solar Photovoltaic | PV |  | S | X | X |  |  | 4.9 |  | 4.9 | 4.9 |  | N |  |  | OP | X | 5 | 2023 | 2023 |  |  | N | IPP Non-CHP | IPP | IPP | 2 | X | SUN | Renewable | 4.9 | 0 | 1 | 0
Operable | 61227 | Nautilus Solar Solutions |  | 67397 | Meeting House | MD | Restructured | Cecil | SC | Solar Photovoltaic | PV |  | S | X | X |  |  | 2 |  | 2 | 2 |  | N |  |  | OP | X | 8 | 2023 | 2023 |  |  | N | IPP Non-CHP | IPP | IPP | 2 | X | SUN | Renewable | 2 | 0 | 1 | 0
Operable | 61227 | Nautilus Solar Solutions |  | 67400 | North Bridgton | ME | Restructured | Cumberland | SC | Solar Photovoltaic | PV |  | S | X | X |  |  | 5 |  | 5 | 5 |  | N |  |  | OP | X | 11 | 2022 | 2022 |  |  | N | IPP Non-CHP | IPP | IPP | 2 | X | SUN | Renewable | 5 | 0 | 1 | 0
Operable | 61227 | Nautilus Solar Solutions |  | 67404 | Bear One | MD | Restructured | Washington | SC | Solar Photovoltaic | PV |  | S | X | X |  |  | 2 |  | 2 | 2 |  | N |  |  | OP | X | 11 | 2023 | 2023 |  |  | N | IPP Non-CHP | IPP | IPP | 2 | X | SUN | Renewable | 2 | 0 | 1 | 0
Operable | 61227 | Nautilus Solar Solutions |  | 67438 | Oakland | ME | Restructured | Kennebec | SC | Solar Photovoltaic | PV |  | S | X | X |  |  | 5 |  | 5 | 5 |  | N |  |  | OP | X | 9 | 2022 | 2022 |  |  | N | IPP Non-CHP | IPP | IPP | 2 | X | SUN | Renewable | 5 | 0 | 1 | 0
Operable | 61227 | Nautilus Solar Solutions |  | 67448 | Quarry | ME | Restructured | York | SC | Solar Photovoltaic | PV |  | S | X | X |  |  | 5 |  | 5 | 5 |  | N |  |  | OP | X | 12 | 2022 | 2022 |  |  | N | IPP Non-CHP | IPP | IPP | 2 | X | SUN | Renewable | 5 | 0 | 1 | 0
Operable | 61227 | Nautilus Solar Solutions |  | 67449 | Ryans Ranch | ME | Restructured | Oxford | SC | Solar Photovoltaic | PV |  | S | X | X |  |  | 5 |  | 5 | 5 |  | N |  |  | OP | X | 6 | 2022 | 2022 |  |  | N | IPP Non-CHP | IPP | IPP | 2 | X | SUN | Renewable | 5 | 0 | 1 | 0
Operable | 61227 | Nautilus Solar Solutions |  | 67450 | Sabattus SB01 | ME | Restructured | Androscoggin | SC | Solar Photovoltaic | PV |  | S | X | X |  |  | 4.9 |  | 4.9 | 4.9 |  | N |  |  | OP | X | 10 | 2023 | 2023 |  |  | N | IPP Non-CHP | IPP | IPP | 2 | X | SUN | Renewable | 4.9 | 0 | 1 | 0
Operable | 61227 | Nautilus Solar Solutions |  | 67451 | Sanford CGA | ME | Restructured | York | SC | Solar Photovoltaic | PV |  | S | X | X |  |  | 5 |  | 5 | 5 |  | N |  |  | OP | X | 6 | 2022 | 2022 |  |  | N | IPP Non-CHP | IPP | IPP | 2 | X | SUN | Renewable | 5 | 0 | 1 | 0
Operable | 61227 | Nautilus Solar Solutions |  | 67453 | Shaker | ME | Restructured | York | SC | Solar Photovoltaic | PV |  | S | X | X |  |  | 5 |  | 5 | 5 |  | N |  |  | OP | X | 7 | 2022 | 2022 |  |  | N | IPP Non-CHP | IPP | IPP | 2 | X | SUN | Renewable | 5 | 0 | 1 | 0
Operable | 57124 | Nautilus Solar WPU LLC |  | 57805 | William Paterson University | NJ | Restructured | Passaic | WPU1 | Solar Photovoltaic | PV |  | S | X | X |  |  | 1.4 |  | 1.4 | 1.4 |  | N |  |  | OP | X | 10 | 2010 | 2010 |  |  | N | Commercial Non-CHP | Customer Sited | Other | 4 | X | SUN | Renewable | 1.4 | 0 | 1 | 0
Operable | 62836 | Navisun LLC |  | 60442 | Carver MA 1 Community Solar | MA | Restructured | Plymouth | CMA1 | Solar Photovoltaic | PV |  | S | X | X |  |  | 2 |  | 2 | 2 |  | N |  |  | OP | X | 9 | 2016 | 2016 |  |  | N | IPP Non-CHP | IPP | IPP | 2 | X | SUN | Renewable | 2 | 0 | 1 | 0
Operable | 62836 | Navisun LLC |  | 60443 | Wareham MA 1 Community Solar | MA | Restructured | Plymouth | WMA1 | Solar Photovoltaic | PV |  | S | X | X |  |  | 2 |  | 2 | 2 |  | N |  |  | OP | X | 9 | 2016 | 2016 |  |  | N | IPP Non-CHP | IPP | IPP | 2 | X | SUN | Renewable | 2 | 0 | 1 | 0
Operable | 62836 | Navisun LLC |  | 60473 | Westport MA 1 Community Solar | MA | Restructured | Bristol | WPMA1 | Solar Photovoltaic | PV |  | S | X | X |  |  | 1.3 |  | 1.3 | 1.3 |  | N |  |  | OP | X | 9 | 2016 | 2016 |  |  | N | IPP Non-CHP | IPP | IPP | 2 | X | SUN | Renewable | 1.3 | 0 | 1 | 0
Operable | 62836 | Navisun LLC |  | 60476 | Westport MA 2 Community Solar | MA | Restructured | Bristol | WPMA2 | Solar Photovoltaic | PV |  | S | X | X |  |  | 1.2 |  | 1.2 | 1.2 |  | N |  |  | OP | X | 9 | 2016 | 2016 |  |  | N | IPP Non-CHP | IPP | IPP | 2 | X | SUN | Renewable | 1.2 | 0 | 1 | 0
Operable | 62836 | Navisun LLC |  | 64706 | Acushnet MA 1 | MA | Restructured | Bristol | ACNT1 | Solar Photovoltaic | PV |  | S | X | X |  |  | 1 |  | 1 | 1 |  | N |  |  | OP | X | 12 | 2023 | 2023 | 12 | 2063 | N | IPP Non-CHP | IPP | IPP | 2 | X | SUN | Renewable | 1 | 0 | 1 | 0
Operable | 62836 | Navisun LLC |  | 65368 | Linden Hawk Rise Solar CSG | NJ | Restructured | Union | LINDN | Solar Photovoltaic | PV |  | S | X | X |  |  | 4 |  | 4 | 4 |  | N |  |  | OP | X | 12 | 2021 | 2021 |  |  | N | IPP Non-CHP | IPP | IPP | 2 | X | SUN | Renewable | 4 | 0 | 1 | 0
Operable | 62836 | Navisun LLC |  | 65370 | BWC Maces Pond LLC | ME | Restructured | Knox | RCKPT | Solar Photovoltaic | PV |  | S | X | X |  |  | 3.5 |  | 3.5 | 3.5 |  | N |  |  | OP | X | 12 | 2021 | 2021 |  |  | N | IPP Non-CHP | IPP | IPP | 2 | X | SUN | Renewable | 3.5 | 0 | 1 | 0
Operable | 62836 | Navisun LLC |  | 66370 | BWC Unity Pond LLC | ME | Restructured | Kennebec | BENTN | Solar Photovoltaic | PV |  | S | X | X |  |  | 4.5 | 1 | 4.5 | 4.5 |  | N |  |  | OP | X | 12 | 2023 | 2023 |  |  | N | IPP Non-CHP | IPP | IPP | 2 | X | SUN | Renewable | 4.5 | 0 | 1 | 0
Operable | 62836 | Navisun LLC |  | 67367 | Freetown MA 1, LLC | MA | Restructured | Bristol | FREET | Solar Photovoltaic | PV |  | S | X | X |  |  | 1 |  | 1 | 1 |  | N |  |  | OP | X | 12 | 2022 | 2022 |  |  | N | IPP Non-CHP | IPP | IPP | 2 | X | SUN | Renewable | 1 | 0 | 1 | 0
Operable | 62836 | Navisun LLC |  | 67368 | Middlesex Vo Tech Solar 1 LLC | NJ | Restructured | Middlesex | MIDDL | Solar Photovoltaic | PV |  | S | X | X |  |  | 1.5 |  | 1.5 | 1.5 |  | N |  |  | OP | X | 12 | 2021 | 2021 |  |  | N | IPP Non-CHP | IPP | IPP | 2 | X | SUN | Renewable | 1.5 | 0 | 1 | 0
Operable | 62836 | Navisun LLC |  | 67369 | OSG Solar 1 LLC | MA | Restructured | Franklin | OSGSO | Solar Photovoltaic | PV |  | S | X | X |  |  | 2.5 |  | 2.5 | 2.5 |  | N |  |  | OP | X | 7 | 2012 | 2012 |  |  | N | IPP Non-CHP | IPP | IPP | 2 | X | SUN | Renewable | 2.5 | 0 | 1 | 0
Operable | 62836 | Navisun LLC |  | 67370 | Seaboard Charlton, LLC | MA | Restructured | Worcester | CHARL | Solar Photovoltaic | PV |  | S | X | X |  |  | 2 |  | 2 | 2 |  | N |  |  | OP | X | 12 | 2020 | 2020 |  |  | N | IPP Non-CHP | IPP | IPP | 2 | X | SUN | Renewable | 2 | 0 | 1 | 0
Operable | 62836 | Navisun LLC |  | 67371 | Seaboard Oxford, LLC | MA | Restructured | Worcester | OXFOR | Solar Photovoltaic | PV |  | S | X | X |  |  | 1.7 |  | 1.7 | 1.7 |  | N |  |  | OP | X | 8 | 2020 | 2020 |  |  | N | IPP Non-CHP | IPP | IPP | 2 | X | SUN | Renewable | 1.7 | 0 | 1 | 0
Operable | 62836 | Navisun LLC |  | 67372 | Seaboard Sheffield, LLC | MA | Restructured | Berkshire | SEASH | Solar Photovoltaic | PV |  | S | X | X |  |  | 2 |  | 2 | 2 |  | N |  |  | OP | X | 4 | 2021 | 2021 |  |  | N | IPP Non-CHP | IPP | IPP | 2 | X | SUN | Renewable | 2 | 0 | 1 | 0
Operable | 62836 | Navisun LLC |  | 67373 | TPE Irish Road Solar, LLC | VA | Vertical | Pittsylvania | IRISH | Solar Photovoltaic | PV |  | S | X | X |  |  | 5 |  | 5 | 5 |  | N |  |  | OP | X | 8 | 2020 | 2020 |  |  | N | IPP Non-CHP | IPP | IPP | 2 | X | SUN | Renewable | 5 | 0 | 1 | 0
Operable | 62836 | Navisun LLC |  | 67374 | TPE Whitmell Solar, LLC | VA | Vertical | Pittsylvania | WHITM | Solar Photovoltaic | PV |  | S | X | X |  |  | 5 |  | 5 | 5 |  | N |  |  | OP | X | 8 | 2020 | 2020 |  |  | N | IPP Non-CHP | IPP | IPP | 2 | X | SUN | Renewable | 5 | 0 | 1 | 0
Operable | 62836 | Navisun LLC |  | 67375 | BWC Beech Ridge Brook, LLC | ME | Restructured | Cumberland | SCARB | Solar Photovoltaic | PV |  | S | X | X |  |  | 5 |  | 5 | 5 |  | N |  |  | OP | X | 5 | 2023 | 2023 |  |  | N | IPP Non-CHP | IPP | IPP | 2 | X | SUN | Renewable | 5 | 0 | 1 | 0
Operable | 62836 | Navisun LLC |  | 67376 | BWC Rams Horn Channel LLC | MA | Restructured | Essex | BEVER | Solar Photovoltaic | PV |  | S | X | X |  |  | 3.5 |  | 3.5 | 3.5 |  | N |  |  | OP | X | 12 | 2020 | 2020 |  |  | N | IPP Non-CHP | IPP | IPP | 2 | X | SUN | Renewable | 3.5 | 0 | 1 | 0
Operable | 62836 | Navisun LLC |  | 67377 | Douglas Pike Solar, LLC | RI | Restructured | Providence | DOUGP | Solar Photovoltaic | PV |  | S | X | X |  |  | 1.8 |  | 1.8 | 1.8 |  | N |  |  | OP | X | 6 | 2023 | 2023 |  |  | N | IPP Non-CHP | IPP | IPP | 2 | X | SUN | Renewable | 1.8 | 0 | 1 | 0
Operable | 61209 | NC 102 Project LLC |  | 61610 | NC 102 Project LLC | NC | Vertical | Cabarrus | NC102 | Solar Photovoltaic | PV |  | S | X | X |  |  | 74.8 |  | 74.8 | 74.8 |  | N |  |  | OP | X | 9 | 2018 | 2018 |  |  | N | IPP Non-CHP | IPP | IPP | 2 | X | SUN | Renewable | 74.8 | 0 | 1 | 0
Operable | 59593 | NC Renewable Power - Lumberton LLC |  | 10382 | Lumberton | NC | Vertical | Robeson | GEN1 | Wood/Wood Waste Biomass | ST |  | S | X | X |  |  | 34.7 | 0.85 | 34.7 | 34.7 | 5 | N |  |  | OP | X | 12 | 1985 | Pre-2000 |  |  | Y | IPP CHP | IPP | IPP | 3 | B | WDS | Renewable | 34.7 | 0 | 1 | 0 | OBS
Operable | 61292 | NC State University, Energy Systems |  | 61675 | NCSU CCUP Cogeneration Plant | NC | Vertical | Wake | CTG1 | Natural Gas Fired Combustion Turbine | GT |  | S | X | X |  |  | 5.6 | 0.8 | 5.3 | 5.6 | 3 | N |  |  | OP | X | 2 | 2019 | 2019 |  |  | Y | Commercial CHP | Customer Sited | Other | 5 | T | NG | Non-Renewable | 0 | 5.6 | 0 | 1 | DFO | NG | DFO
Operable | 61292 | NC State University, Energy Systems |  | 61675 | NCSU CCUP Cogeneration Plant | NC | Vertical | Wake | STG | Natural Gas Steam Turbine | ST |  | S | X | X |  |  | 1 | 0.8 | 1 | 1 | 0.1 | N |  |  | OP | X | 2 | 2019 | 2019 |  |  | Y | Commercial CHP | Customer Sited | Other | 5 | B | NG | Non-Renewable | 0 | 1 | 0 | 1 |  | NG | DFO
Operable | 61292 | NC State University, Energy Systems |  | 61676 | NCSU Cates Cogeneration Plant | NC | Vertical | Wake | CTG1 | Natural Gas Fired Combustion Turbine | GT |  | S | X | X |  |  | 5.6 | 0.8 | 4.7 | 5.3 | 3 | N |  |  | OP | X | 8 | 2012 | 2012 |  |  | Y | Commercial CHP | Customer Sited | Other | 5 | T | NG | Non-Renewable | 0 | 5.6 | 0 | 1 | DFO | NG | DFO
Operable | 61292 | NC State University, Energy Systems |  | 61676 | NCSU Cates Cogeneration Plant | NC | Vertical | Wake | CTG2 | Natural Gas Fired Combustion Turbine | GT |  | S | X | X |  |  | 5.6 | 0.8 | 4.7 | 5.3 | 3 | N |  |  | OP | X | 8 | 2012 | 2012 |  |  | Y | Commercial CHP | Customer Sited | Other | 5 | T | NG | Non-Renewable | 0 | 5.6 | 0 | 1 | DFO | NG | DFO
Operable | 61813 | ND Paper, Inc. |  | 10234 | Biron Mill | WI | Vertical | Wood | GEN1 | Conventional Steam Coal | ST |  | S | X | X |  |  | 17 | 0.9 | 15.3 | 15.3 | 15.3 | N |  |  | OA | X | 9 | 1964 | Pre-2000 |  |  | Y | Industrial CHP | Customer Sited | Other | 7 | T | BIT | Non-Renewable | 0 | 17 | 0 | 1 | NG | WDS
Operable | 61813 | ND Paper, Inc. |  | 10234 | Biron Mill | WI | Vertical | Wood | GEN3 | Natural Gas Steam Turbine | ST |  | S | X | X |  |  | 7.5 | 0.8 | 7.5 | 7.5 | 7.5 | N |  |  | OP | X | 9 | 1947 | Pre-2000 |  |  | Y | Industrial CHP | Customer Sited | Other | 7 | T | NG | Non-Renewable | 0 | 7.5 | 0 | 1
Operable | 61813 | ND Paper, Inc. |  | 10234 | Biron Mill | WI | Vertical | Wood | GEN4 | Natural Gas Steam Turbine | ST |  | S | X | X |  |  | 15.6 | 0.8 | 12.5 | 12.5 | 12.5 | N |  |  | OP | X | 10 | 1957 | Pre-2000 |  |  | Y | Industrial CHP | Customer Sited | Other | 7 | T | NG | Non-Renewable | 0 | 15.6 | 0 | 1
Operable | 61813 | ND Paper, Inc. |  | 10234 | Biron Mill | WI | Vertical | Wood | GEN5 | Conventional Steam Coal | ST |  | S | X | X |  |  | 21.5 | 0.8 | 20 | 20 | 20 | N |  |  | OP | X | 2 | 1987 | Pre-2000 |  |  | Y | Industrial CHP | Customer Sited | Other | 7 | T | SUB | Non-Renewable | 0 | 21.5 | 0 | 1 | WDS
Operable | 61813 | ND Paper, Inc. |  | 10495 | Rumford Cogeneration | ME | Restructured | Oxford | GEN1 | Wood/Wood Waste Biomass | ST |  | S | X | X | NPCC/ISO New England/345 Catalyst 115 | NPCC/ISO New England/345 Catalyst 11 | 102.6 | 0.89 | 85 | 95 | 5 | N |  |  | OP | X | 1 | 1990 | Pre-2000 |  |  | Y | IPP CHP | IPP | IPP | 3 | T | BLQ | Renewable | 102.6 | 0 | 1 | 0 | TDF | WDS | BIT | SLW | RFO
Operable | 61813 | ND Paper, Inc. |  | 10700 | Red Shield Envir Old Town Facility | ME | Restructured | Penobscot | TG4 | Wood/Wood Waste Biomass | ST |  | S | X | X | NPCC/ISO New England/Graham 46 | NPCC/ISO New England/Graham 46 | 12.5 | 0.85 | 7.5 | 12.5 | 2 | N |  |  | OS | X | 7 | 1965 | Pre-2000 |  |  | Y | Industrial CHP | Customer Sited | Other | 7 | T | BLQ | Renewable | 12.5 | 0 | 1 | 0 | NG | RFO | WDS
Operable | 61813 | ND Paper, Inc. |  | 10700 | Red Shield Envir Old Town Facility | ME | Restructured | Penobscot | TG6 | Wood/Wood Waste Biomass | ST |  | S | X | X | NPCC/ISO New England/Graham 46 | NPCC/ISO New England/Graham 46 | 16 | 0.85 | 14 | 14 | 2 | N |  |  | OS | X | 12 | 1987 | Pre-2000 |  |  | Y | Industrial CHP | Customer Sited | Other | 7 | T | WDS | Renewable | 16 | 0 | 1 | 0 | NG
Operable | 65548 | NE Renewable Bethlehem, LLC |  | 50208 | NE Renewable Bethlehem, LLC | NH | Restructured | GRAFTON | GEN1 | Wood/Wood Waste Biomass | ST |  | S | X | X |  |  | 17.5 | 1 | 15 | 15 | 11.4 | N |  |  | OP | X | 12 | 1986 | Pre-2000 |  |  | N | IPP Non-CHP | IPP | IPP | 2 | X | WDS | Renewable | 17.5 | 0 | 1 | 0
Operable | 65545 | NE Renewable Fitchburg, LLC |  | 54620 | NE Renewable Fitchburg, LLC | MA | Restructured | Worcester | NO-1 | Wood/Wood Waste Biomass | ST |  | S | X | X |  |  | 18 | 0.9 | 14.9 | 15.1 | 8 | N |  |  | OP | X | 8 | 1992 | Pre-2000 |  |  | N | IPP Non-CHP | IPP | IPP | 2 | X | WDS | Renewable | 18 | 0 | 1 | 0
Operable | 65546 | NE Renewable Springfield, LLC |  | 10838 | NE Renewable Springfield, LLC | NH | Restructured | Sullivan | GEN1 | Wood/Wood Waste Biomass | ST |  | S | X | X | 436 | 436 | 20 | 0.8 | 16.1 | 16.3 | 7 | N |  |  | OP | X | 12 | 1987 | Pre-2000 |  |  | N | IPP Non-CHP | IPP | IPP | 2 | X | WDS | Renewable | 20 | 0 | 1 | 0
Operable | 65547 | NE Renewable Tamworth, LLC |  | 50739 | NE Renewable Tamworth, LLC | NH | Restructured | Carroll | GEN1 | Wood/Wood Waste Biomass | ST |  | S | X | X | UN.TAMWORTH115.TAMW |  | 25 | 0.8 | 20 | 20 | 14 | N |  |  | OP | X | 12 | 1987 | Pre-2000 |  |  | N | IPP Non-CHP | IPP | IPP | 2 | X | WDS | Renewable | 25 | 0 | 1 | 0
Operable | 65544 | NE Renewable Whitefield, LLC |  | 10839 | NE Renewable Whitefield, LLC | NH | Restructured | Coos | GEN1 | Wood/Wood Waste Biomass | ST |  | S | X | X |  |  | 19.9 | 1 | 17 | 17.5 | 10 | N |  |  | OP | X | 3 | 1988 | Pre-2000 |  |  | N | IPP Non-CHP | IPP | IPP | 2 | X | WDS | Renewable | 19.9 | 0 | 1 | 0
Operable | 13337 | Nebraska Public Power District |  | 2226 | Canaday | NE | Vertical | Gosper | 1 | Natural Gas Steam Turbine | ST |  | S | X | X | NPPD_CANADAY | NPPD_CANADAY | 108.8 | 0.85 | 99.3 | 99.3 | 0 | N |  |  | OP | X | 1 | 1958 | Pre-2000 |  |  | N | Electric Utility | Utility | Other | 1 | X | NG | Non-Renewable | 0 | 108.8 | 0 | 1
Operable | 13337 | Nebraska Public Power District |  | 2265 | Hallam | NE | Vertical | Lancaster | 1 | Petroleum Liquids | GT |  | S | X | X | NPPD_HALLAM | NPPD_HALLAM | 56.7 | 0.9 | 42.9 | 42.9 | 0 | N |  |  | OP | X | 6 | 1973 | Pre-2000 |  |  | N | Electric Utility | Utility | Other | 1 | X | DFO | Non-Renewable | 0 | 56.7 | 0 | 1 | NG
Operable | 13337 | Nebraska Public Power District |  | 2266 | Hebron | NE | Vertical | Thayer | 1 | Petroleum Liquids | GT |  | S | X | X | NPPD_HEBRON | NPPD_HEBRON | 56.7 | 0.9 | 42 | 42 | 0 | N |  |  | OP | X | 6 | 1973 | Pre-2000 |  |  | N | Electric Utility | Utility | Other | 1 | X | DFO | Non-Renewable | 0 | 56.7 | 0 | 1
Operable | 13337 | Nebraska Public Power District |  | 2268 | Kearney | NE | Vertical | Buffalo | 1 | Conventional Hydroelectric | HY |  | S | X | X | N/A | N/A | 1.5 | 0.9 | 1 | 1 | 0 | N |  |  | OP | X | 1 | 1921 | Pre-2000 |  |  | N | Electric Utility | Utility | Other | 1 | X | WAT | Renewable | 1.5 | 0 | 1 | 0
Operable | 13337 | Nebraska Public Power District |  | 2271 | McCook | NE | Vertical | Red Willow | 1 | Petroleum Liquids | GT |  | S | X | X | NPPD_MCCOOK | NPPD_MCCOOK | 56.7 | 0.9 | 40.9 | 40.9 | 0 | N |  |  | OP | X | 6 | 1973 | Pre-2000 |  |  | N | Electric Utility | Utility | Other | 1 | X | DFO | Non-Renewable | 0 | 56.7 | 0 | 1
Operable | 13337 | Nebraska Public Power District |  | 2274 | North Platte | NE | Vertical | Lincoln | 1 | Conventional Hydroelectric | HY |  | S | X | X | NPPD_NPLATTE_1 | NPPD_NPLATTE_1 | 13.1 | 0.9 | 12 | 12 | 0 | N |  |  | OP | X | 1 | 1935 | Pre-2000 |  |  | N | Electric Utility | Utility | Other | 1 | X | WAT | Renewable | 13.1 | 0 | 1 | 0
Operable | 13337 | Nebraska Public Power District |  | 2274 | North Platte | NE | Vertical | Lincoln | 2 | Conventional Hydroelectric | HY |  | S | X | X | NPPD_NPLATTE_2 | NPPD_NPLATTE_2 | 13.1 | 0.9 | 12 | 12 | 0 | N |  |  | OP | X | 1 | 1935 | Pre-2000 |  |  | N | Electric Utility | Utility | Other | 1 | X | WAT | Renewable | 13.1 | 0 | 1 | 0
Operable | 13337 | Nebraska Public Power District |  | 2277 | Sheldon | NE | Vertical | Lancaster | 1 | Conventional Steam Coal | ST |  | S | X | X | NPPD_SHLD_1 | NPPD_SHLD_1 | 108.8 | 0.85 | 104 | 104 | 0 | N |  |  | OP | X | 1 | 1961 | Pre-2000 |  |  | N | Electric Utility | Utility | Other | 1 | X | SUB | Non-Renewable | 0 | 108.8 | 0 | 1
Operable | 13337 | Nebraska Public Power District |  | 2277 | Sheldon | NE | Vertical | Lancaster | 2 | Conventional Steam Coal | ST |  | S | X | X | NPPD_SHLD_2 | NPPD_SHLD_2 | 119.9 | 0.85 | 112 | 112 | 0 | N |  |  | OP | X | 1 | 1965 | Pre-2000 |  |  | N | Electric Utility | Utility | Other | 1 | X | SUB | Non-Renewable | 0 | 119.9 | 0 | 1
Operable | 13337 | Nebraska Public Power District |  | 6077 | Gerald Gentleman | NE | Vertical | Lincoln | 1 | Conventional Steam Coal | ST |  | S | X | X | NPPD_GGS1 | NPPD_GGS1 | 681.3 | 0.9 | 665 | 665 | 0 | N |  |  | OP | X | 4 | 1979 | Pre-2000 |  |  | N | Electric Utility | Utility | Other | 1 | X | SUB | Non-Renewable | 0 | 681.3 | 0 | 1
Operable | 13337 | Nebraska Public Power District |  | 6077 | Gerald Gentleman | NE | Vertical | Lincoln | 2 | Conventional Steam Coal | ST |  | S | X | X | NPPD_GGS2 | NPPD_GGS2 | 681.3 | 0.9 | 700 | 700 | 0 | N |  |  | OP | X | 1 | 1982 | Pre-2000 |  |  | N | Electric Utility | Utility | Other | 1 | X | SUB | Non-Renewable | 0 | 681.3 | 0 | 1
Operable | 13337 | Nebraska Public Power District |  | 6229 | Mobile | NE | Vertical | York | 1 | Petroleum Liquids | IC |  | S | X | X | N/A | N/A | 1 | 0.8 | 1 | 1 | 0 | N |  |  | OP | X | 1 | 1980 | Pre-2000 |  |  | N | Electric Utility | Utility | Other | 1 | X | DFO | Non-Renewable | 0 | 1 | 0 | 1
Operable | 13337 | Nebraska Public Power District |  | 6229 | Mobile | NE | Vertical | York | 2 | Petroleum Liquids | IC |  | S | X | X | N/A | N/A | 1.6 | 0.8 | 1.6 | 1.6 | 0 | N |  |  | OP | X | 3 | 1996 | Pre-2000 |  |  | N | Electric Utility | Utility | Other | 1 | X | DFO | Non-Renewable | 0 | 1.6 | 0 | 1
Operable | 13337 | Nebraska Public Power District |  | 6229 | Mobile | NE | Vertical | York | 500 | Petroleum Liquids | IC |  | S | X | X | N/A | N/A | 0.5 | 0.8 | 0.5 | 0.5 | 0 | N |  |  | OP | X | 10 | 1994 | Pre-2000 |  |  | N | Electric Utility | Utility | Other | 1 | X | DFO | Non-Renewable | 0 | 0.5 | 0 | 1
Operable | 13337 | Nebraska Public Power District |  | 8000 | Beatrice | NE | Vertical | Gage | CT1 | Natural Gas Fired Combined Cycle | CT | CC1 | S | X | N | NPPD_BPS | NPPD_BPS | 76.6 | 0.85 | 70.1 | 70.1 | 0 | N |  |  | OP | X | 1 | 2005 | 2005 |  |  | N | Electric Utility | Utility | Other | 1 | X | NG | Non-Renewable | 0 | 76.6 | 0 | 1
Operable | 13337 | Nebraska Public Power District |  | 8000 | Beatrice | NE | Vertical | Gage | CT2 | Natural Gas Fired Combined Cycle | CT | CC1 | S | X | N | NPPD_BPS | NPPD_BPS | 76.6 | 0.85 | 66.2 | 66.2 | 0 | N |  |  | OP | X | 1 | 2005 | 2005 |  |  | N | Electric Utility | Utility | Other | 1 | X | NG | Non-Renewable | 0 | 76.6 | 0 | 1
Operable | 13337 | Nebraska Public Power District |  | 8000 | Beatrice | NE | Vertical | Gage | ST1 | Natural Gas Fired Combined Cycle | CA | CC1 | S | Y | X | NPPD_BPS | NPPD_BPS | 93.9 | 0.85 | 83.2 | 83.2 | 0 | N |  |  | OP | X | 1 | 2005 | 2005 |  |  | N | Electric Utility | Utility | Other | 1 | X | NG | Non-Renewable | 0 | 93.9 | 0 | 1
Operable | 13337 | Nebraska Public Power District |  | 8036 | Cooper Nuclear Station | NE | Vertical | Nemaha | 1 | Nuclear | ST |  | S | X | X | NPPD_COOPR | NPPD_COOPR | 801 | 0.85 | 768.5 | 768.5 | 0 | N |  |  | OP | X | 3 | 1974 | Pre-2000 |  |  | N | Electric Utility | Utility | Other | 1 | X | NUC | Other | 0 | 0 | 0 | 0
Operable | 13337 | Nebraska Public Power District |  | 56162 | Ainsworth Wind | NE | Vertical | Brown | 1 | Onshore Wind Turbine | WT |  | S | X | X | NPPD_AINSWIND | NPPD_AINSWIND | 59.4 |  | 59.4 | 59.4 | 0 | N |  |  | OP | X | 10 | 2005 | 2005 |  |  | N | Electric Utility | Utility | Other | 1 | X | WND | Renewable | 59.4 | 0 | 1 | 0
Operable | 50021 | Neenah Paper Michigan Inc. |  | 54867 | Neenah Paper Munising Mill | MI | Vertical | Alger | M387 | Conventional Steam Coal | ST |  | S | X | X |  |  | 6.2 | 0.8 | 5.8 | 5.8 | 1 | N |  |  | SB | Y | 1 | 1930 | Pre-2000 |  |  | Y | Industrial CHP | Customer Sited | Other | 7 | B | BIT | Non-Renewable | 0 | 6.2 | 0 | 1 | NG
Operable | 63185 | Neighborhood Power Corp. |  | 63442 | Tickle Creek Solar | OR | Vertical | Clackamas | W9317 | Solar Photovoltaic | PV |  | W | X | X |  |  | 1.9 |  | 1.9 | 1.9 |  | N |  |  | OP | X | 12 | 2019 | 2019 |  |  | N | IPP Non-CHP | IPP | IPP | 2 | X | SUN | Renewable | 1.9 | 0 | 1 | 0
Operable | 63185 | Neighborhood Power Corp. |  | 63443 | Thomas Creek Solar | OR | Vertical | Clackamas | W9318 | Solar Photovoltaic | PV |  | W | X | X |  |  | 2.2 |  | 2.2 | 2.2 |  | N |  |  | OP | X | 11 | 2019 | 2019 |  |  | N | IPP Non-CHP | IPP | IPP | 2 | X | SUN | Renewable | 2.2 | 0 | 1 | 0
Operable | 63185 | Neighborhood Power Corp. |  | 63456 | St Louis Solar | OR | Vertical | Marion | W9319 | Solar Photovoltaic | PV |  | W | X | X |  |  | 2.2 | 0.99 | 2.2 | 2.2 |  | N |  |  | OP | X | 3 | 2020 | 2020 |  |  | N | IPP Non-CHP | IPP | IPP | 2 | X | SUN | Renewable | 2.2 | 0 | 1 | 0
Operable | 63185 | Neighborhood Power Corp. |  | 63642 | Dunn Road Solar | OR | Vertical | Clackamas | W9736 | Solar Photovoltaic | PV |  | W | X | X |  |  | 1.8 |  | 1.8 | 1.8 |  | N |  |  | OP | X | 3 | 2021 | 2021 |  |  | N | IPP Non-CHP | IPP | IPP | 2 | X | SUN | Renewable | 1.8 | 0 | 1 | 0
Operable | 63185 | Neighborhood Power Corp. |  | 63663 | Mt Hope Solar | OR | Vertical | Clackamas | W0053 | Solar Photovoltaic | PV |  | W | X | X |  |  | 2.5 |  | 2.5 | 2.5 |  | N |  |  | OP | X | 3 | 2021 | 2021 |  |  | N | IPP Non-CHP | IPP | IPP | 2 | X | SUN | Renewable | 2.5 | 0 | 1 | 0
Operable | 63185 | Neighborhood Power Corp. |  | 63664 | Williams Acres Solar | OR | Vertical | Marion | W0055 | Solar Photovoltaic | PV |  | W | X | X |  |  | 2.5 |  | 2.5 | 2.5 |  | N |  |  | OP | X | 4 | 2021 | 2021 |  |  | N | IPP Non-CHP | IPP | IPP | 2 | X | SUN | Renewable | 2.5 | 0 | 1 | 0
Operable | 63185 | Neighborhood Power Corp. |  | 63665 | River Valley Solar | OR | Vertical | Marion | W0054 | Solar Photovoltaic | PV |  | W | X | X |  |  | 1.9 |  | 1.9 | 1.9 |  | N |  |  | OP | X | 4 | 2022 | 2022 |  |  | N | IPP Non-CHP | IPP | IPP | 2 | X | SUN | Renewable | 1.9 | 0 | 1 | 0
Operable | 59825 | Neisler Street Solar I, LLC |  | 60072 | Neisler Street Solar | NC | Vertical | Cleveland | NSS1 | Solar Photovoltaic | PV |  | S | X | X |  |  | 2 |  | 2 | 2 |  | N |  |  | OP | X | 8 | 2015 | 2015 |  |  | N | IPP Non-CHP | IPP | IPP | 2 | X | SUN | Renewable | 2 | 0 | 1 | 0
Operable | 13353 | Nelson Creek Power Inc |  | 50223 | Nelson Creek | CA | Vertical | Shasta | 1296 | Conventional Hydroelectric | HY |  | S | X | X |  |  | 1.2 | 0.9 | 0.5 | 0.9 | 0.1 | N |  |  | OP | X | 10 | 1989 | Pre-2000 |  |  | N | IPP Non-CHP | IPP | IPP | 2 | X | WAT | Renewable | 1.2 | 0 | 1 | 0
Operable | 59414 | Nelson Gardens Energy, LLC |  | 59649 | Nelson Gardens Landfill Gas to Energy | TX | Restructured | Bexar | UNIT1 | Landfill Gas | IC |  | S | X | X |  |  | 1.1 | 1 | 1.1 | 1.1 | 0.5 | N |  |  | OP | X | 4 | 2014 | 2014 |  |  | N | IPP Non-CHP | IPP | IPP | 2 | X | LFG | Renewable | 1.1 | 0 | 1 | 0
Operable | 59414 | Nelson Gardens Energy, LLC |  | 59649 | Nelson Gardens Landfill Gas to Energy | TX | Restructured | Bexar | UNIT2 | Landfill Gas | IC |  | S | X | X |  |  | 1.1 | 1 | 1.1 | 1.1 | 0.5 | N |  |  | OP | X | 4 | 2014 | 2014 |  |  | N | IPP Non-CHP | IPP | IPP | 2 | X | LFG | Renewable | 1.1 | 0 | 1 | 0
Operable | 59414 | Nelson Gardens Energy, LLC |  | 59649 | Nelson Gardens Landfill Gas to Energy | TX | Restructured | Bexar | UNIT3 | Landfill Gas | IC |  | S | X | X |  |  | 1.1 | 1 | 1.1 | 1.1 | 0.5 | N |  |  | OP | X | 4 | 2014 | 2014 |  |  | N | IPP Non-CHP | IPP | IPP | 2 | X | LFG | Renewable | 1.1 | 0 | 1 | 0
Operable | 59414 | Nelson Gardens Energy, LLC |  | 59649 | Nelson Gardens Landfill Gas to Energy | TX | Restructured | Bexar | UNIT4 | Landfill Gas | IC |  | S | X | X |  |  | 1.1 | 1 | 1.1 | 1.1 | 0.5 | N |  |  | OP | X | 4 | 2014 | 2014 |  |  | N | IPP Non-CHP | IPP | IPP | 2 | X | LFG | Renewable | 1.1 | 0 | 1 | 0
Operable | 63427 | Neptune Energy Center, LLC |  | 63731 | Neptune Energy Center Hybrid | CO | Vertical | Pueblo | NT125 | Batteries | BA |  | S | X | X |  |  | 125 |  | 125 | 125 |  | N |  |  | OP | X | 6 | 2023 | 2023 |  |  | N | IPP Non-CHP | IPP | IPP | 2 | X | MWH | Other | 0 | 0 | 0 | 0
Operable | 63427 | Neptune Energy Center, LLC |  | 63731 | Neptune Energy Center Hybrid | CO | Vertical | Pueblo | NT325 | Solar Photovoltaic | PV |  | S | X | X |  |  | 325 |  | 325 | 325 |  | N |  |  | OP | X | 6 | 2023 | 2023 |  |  | N | IPP Non-CHP | IPP | IPP | 2 | X | SUN | Renewable | 325 | 0 | 1 | 0
Operable | 60516 | NES Rutgers LLC |  | 60857 | NES Rutgers Solar | NJ | Restructured | Ocean | LKWD1 | Solar Photovoltaic | PV |  | S | X | X |  |  | 1 |  | 1 | 1 |  | N |  |  | OP | X | 10 | 2012 | 2012 |  |  | N | Industrial Non-CHP | Customer Sited | Other | 6 | X | SUN | Renewable | 1 | 0 | 1 | 0
Operable | 13399 | Nevada Cogeneration Assoc # 1 |  | 54350 | Nevada Cogen Assoc#1 GarnetVly | NV | Vertical | Clark | GTA | Natural Gas Fired Combined Cycle | CT | CC1 | J | X | N |  |  | 21.7 | 0.9 | 20.5 | 22 | 19 | N |  |  | OP | X | 4 | 1992 | Pre-2000 | 12 | 2032 | Y | IPP CHP | IPP | IPP | 3 | T | NG | Non-Renewable | 0 | 21.7 | 0 | 1
Operable | 13399 | Nevada Cogeneration Assoc # 1 |  | 54350 | Nevada Cogen Assoc#1 GarnetVly | NV | Vertical | Clark | GTB | Natural Gas Fired Combined Cycle | CT | CC1 | J | X | N |  |  | 21.7 | 0.9 | 20.5 | 22 | 19 | N |  |  | OP | X | 4 | 1992 | Pre-2000 | 12 | 2032 | Y | IPP CHP | IPP | IPP | 3 | T | NG | Non-Renewable | 0 | 21.7 | 0 | 1
Operable | 13399 | Nevada Cogeneration Assoc # 1 |  | 54350 | Nevada Cogen Assoc#1 GarnetVly | NV | Vertical | Clark | GTC | Natural Gas Fired Combined Cycle | CT | CC1 | J | X | N |  |  | 21.7 | 0.9 | 20.5 | 22 | 19 | N |  |  | OP | X | 4 | 1992 | Pre-2000 | 12 | 2032 | Y | IPP CHP | IPP | IPP | 3 | T | NG | Non-Renewable | 0 | 21.7 | 0 | 1
Operable | 13399 | Nevada Cogeneration Assoc # 1 |  | 54350 | Nevada Cogen Assoc#1 GarnetVly | NV | Vertical | Clark | STM | Natural Gas Fired Combined Cycle | CA | CC1 | J | Y | X |  |  | 29.7 | 0.9 | 24 | 19 | 5 | N |  |  | OP | X | 5 | 1992 | Pre-2000 | 12 | 2032 | Y | IPP CHP | IPP | IPP | 3 | T | NG | Non-Renewable | 0 | 29.7 | 0 | 1
Operable | 13365 | Nevada Cogeneration Assoc # 2 |  | 54349 | Nevada Cogen Associates 2 Black Mountain | NV | Vertical | Clark | GTA | Natural Gas Fired Combined Cycle | CT | STG1 | W | X | N |  |  | 22.2 | 0.9 | 21.7 | 21.7 | 19 | N |  |  | OP | X | 11 | 1992 | Pre-2000 | 10 | 2030 | Y | IPP CHP | IPP | IPP | 3 | T | NG | Non-Renewable | 0 | 22.2 | 0 | 1
Operable | 13365 | Nevada Cogeneration Assoc # 2 |  | 54349 | Nevada Cogen Associates 2 Black Mountain | NV | Vertical | Clark | GTB | Natural Gas Fired Combined Cycle | CT | STG1 | W | X | N |  |  | 22.2 | 0.9 | 21.7 | 21.7 | 19 | N |  |  | OP | X | 12 | 1992 | Pre-2000 | 10 | 2030 | Y | IPP CHP | IPP | IPP | 3 | T | NG | Non-Renewable | 0 | 22.2 | 0 | 1
Operable | 13365 | Nevada Cogeneration Assoc # 2 |  | 54349 | Nevada Cogen Associates 2 Black Mountain | NV | Vertical | Clark | GTC | Natural Gas Fired Combined Cycle | CT | STG1 | W | X | N |  |  | 22.2 | 0.9 | 21.7 | 21.7 | 19 | N |  |  | OP | X | 12 | 1992 | Pre-2000 | 10 | 2030 | Y | IPP CHP | IPP | IPP | 3 | T | NG | Non-Renewable | 0 | 22.2 | 0 | 1
Operable | 13365 | Nevada Cogeneration Assoc # 2 |  | 54349 | Nevada Cogen Associates 2 Black Mountain | NV | Vertical | Clark | STM | Natural Gas Fired Combined Cycle | CA | STG1 | W | Y | X |  |  | 29.7 | 0.9 | 28 | 28 | 5 | N |  |  | OP | X | 12 | 1992 | Pre-2000 | 10 | 2030 | Y | IPP CHP | IPP | IPP | 3 | T | NG | Non-Renewable | 0 | 29.7 | 0 | 1
Operable | 49896 | Nevada Gold Energy, LLC |  | 56224 | TS Power Plant | NV | Vertical | Eureka | 1 | Conventional Steam Coal | ST |  | S | X | X | Not Applicable | Not Applicable | 242 | 0.9 | 218.4 | 219.2 | 80 | N |  |  | OP | X | 6 | 2008 | 2008 |  |  | N | IPP Non-CHP | IPP | IPP | 2 | X | SUB | Non-Renewable | 0 | 242 | 0 | 1
Operable | 55710 | Nevada Gold Mines |  | 56500 | Western 102 Power Plant | NV | Vertical | Storey | A101 | Natural Gas Internal Combustion Engine | IC |  | S | X | X |  |  | 8.4 | 0.8 | 8.8 | 9.3 | 7 | Y | 5 | 2023 | OP | X | 12 | 2005 | 2005 |  |  | N | Industrial Non-CHP | Customer Sited | Other | 6 | X | NG | Non-Renewable | 0 | 8.4 | 0 | 1
Operable | 55710 | Nevada Gold Mines |  | 56500 | Western 102 Power Plant | NV | Vertical | Storey | B102 | Natural Gas Internal Combustion Engine | IC |  | S | X | X |  |  | 8.4 | 0.8 | 7.9 | 8.4 | 7 | N |  |  | OP | X | 12 | 2005 | 2005 |  |  | N | Industrial Non-CHP | Customer Sited | Other | 6 | X | NG | Non-Renewable | 0 | 8.4 | 0 | 1
Operable | 55710 | Nevada Gold Mines |  | 56500 | Western 102 Power Plant | NV | Vertical | Storey | B202 | Natural Gas Internal Combustion Engine | IC |  | S | X | X |  |  | 8.4 | 0.8 | 7.9 | 8.4 | 7 | N |  |  | OP | X | 12 | 2005 | 2005 |  |  | N | Industrial Non-CHP | Customer Sited | Other | 6 | X | NG | Non-Renewable | 0 | 8.4 | 0 | 1
Operable | 55710 | Nevada Gold Mines |  | 56500 | Western 102 Power Plant | NV | Vertical | Storey | C102 | Natural Gas Internal Combustion Engine | IC |  | S | X | X |  |  | 8.4 | 0.8 | 7.9 | 8.4 | 7 | N |  |  | OP | X | 12 | 2005 | 2005 |  |  | N | Industrial Non-CHP | Customer Sited | Other | 6 | X | NG | Non-Renewable | 0 | 8.4 | 0 | 1
Operable | 55710 | Nevada Gold Mines |  | 56500 | Western 102 Power Plant | NV | Vertical | Storey | C202 | Natural Gas Internal Combustion Engine | IC |  | S | X | X |  |  | 8.4 | 0.8 | 7.9 | 8.4 | 7 | N |  |  | OP | X | 12 | 2005 | 2005 |  |  | N | Industrial Non-CHP | Customer Sited | Other | 6 | X | NG | Non-Renewable | 0 | 8.4 | 0 | 1
Operable | 55710 | Nevada Gold Mines |  | 56500 | Western 102 Power Plant | NV | Vertical | Storey | D101 | Natural Gas Internal Combustion Engine | IC |  | S | X | X |  |  | 8.4 | 0.8 | 8.8 | 9.3 | 7 | Y | 12 | 2023 | OP | X | 12 | 2005 | 2005 |  |  | N | Industrial Non-CHP | Customer Sited | Other | 6 | X | NG | Non-Renewable | 0 | 8.4 | 0 | 1
Operable | 55710 | Nevada Gold Mines |  | 56500 | Western 102 Power Plant | NV | Vertical | Storey | E102 | Natural Gas Internal Combustion Engine | IC |  | S | X | X |  |  | 8.4 | 0.8 | 7.9 | 8.4 | 7 | N |  |  | OP | X | 12 | 2005 | 2005 |  |  | N | Industrial Non-CHP | Customer Sited | Other | 6 | X | NG | Non-Renewable | 0 | 8.4 | 0 | 1
Operable | 55710 | Nevada Gold Mines |  | 56500 | Western 102 Power Plant | NV | Vertical | Storey | E202 | Natural Gas Internal Combustion Engine | IC |  | S | X | X |  |  | 8.4 | 0.8 | 8.8 | 9.3 | 7 | Y | 4 | 2023 | OP | X | 12 | 2005 | 2005 |  |  | N | Industrial Non-CHP | Customer Sited | Other | 6 | X | NG | Non-Renewable | 0 | 8.4 | 0 | 1
Operable | 55710 | Nevada Gold Mines |  | 56500 | Western 102 Power Plant | NV | Vertical | Storey | F102 | Natural Gas Internal Combustion Engine | IC |  | S | X | X |  |  | 8.4 | 0.8 | 7.9 | 8.4 | 7 | N |  |  | OP | X | 12 | 2005 | 2005 |  |  | N | Industrial Non-CHP | Customer Sited | Other | 6 | X | NG | Non-Renewable | 0 | 8.4 | 0 | 1
Operable | 55710 | Nevada Gold Mines |  | 56500 | Western 102 Power Plant | NV | Vertical | Storey | F202 | Natural Gas Internal Combustion Engine | IC |  | S | X | X |  |  | 8.4 | 0.8 | 7.9 | 8.4 | 7 | N |  |  | OP | X | 12 | 2005 | 2005 |  |  | N | Industrial Non-CHP | Customer Sited | Other | 6 | X | NG | Non-Renewable | 0 | 8.4 | 0 | 1
Operable | 55710 | Nevada Gold Mines |  | 56500 | Western 102 Power Plant | NV | Vertical | Storey | G102 | Natural Gas Internal Combustion Engine | IC |  | S | X | X |  |  | 8.4 | 0.8 | 7.9 | 8.4 | 7 | N |  |  | OP | X | 12 | 2005 | 2005 |  |  | N | Industrial Non-CHP | Customer Sited | Other | 6 | X | NG | Non-Renewable | 0 | 8.4 | 0 | 1
Operable | 55710 | Nevada Gold Mines |  | 56500 | Western 102 Power Plant | NV | Vertical | Storey | G202 | Natural Gas Internal Combustion Engine | IC |  | S | X | X |  |  | 8.4 | 0.8 | 7.9 | 8.4 | 7 | N |  |  | OP | X | 12 | 2005 | 2005 |  |  | N | Industrial Non-CHP | Customer Sited | Other | 6 | X | NG | Non-Renewable | 0 | 8.4 | 0 | 1
Operable | 55710 | Nevada Gold Mines |  | 56500 | Western 102 Power Plant | NV | Vertical | Storey | H102 | Natural Gas Internal Combustion Engine | IC |  | S | X | X |  |  | 8.4 | 0.8 | 7.9 | 8.4 | 7 | N |  |  | OP | X | 12 | 2005 | 2005 |  |  | N | Industrial Non-CHP | Customer Sited | Other | 6 | X | NG | Non-Renewable | 0 | 8.4 | 0 | 1
Operable | 55710 | Nevada Gold Mines |  | 56500 | Western 102 Power Plant | NV | Vertical | Storey | H202 | Natural Gas Internal Combustion Engine | IC |  | S | X | X |  |  | 8.4 | 0.8 | 7.9 | 8.4 | 7 | N |  |  | OP | X | 12 | 2005 | 2005 |  |  | N | Industrial Non-CHP | Customer Sited | Other | 6 | X | NG | Non-Renewable | 0 | 8.4 | 0 | 1
Operable | 55710 | Nevada Gold Mines |  | 56500 | Western 102 Power Plant | NV | Vertical | Storey | PV1 | Solar Photovoltaic | PV |  | S | X | X |  |  | 1 |  | 1 | 1 |  | N |  |  | OP | X | 12 | 2007 | 2007 |  |  | N | Industrial Non-CHP | Customer Sited | Other | 6 | X | SUN | Renewable | 1 | 0 | 1 | 0
Operable | 13402 | Nevada Irrigation District |  | 34 | Rollins | CA | Vertical | Placer | 1P | Conventional Hydroelectric | HY |  | S | X | X |  |  | 12.1 | 0.99 | 12.1 | 12.1 | 0.5 | N |  |  | OP | X | 8 | 1980 | Pre-2000 |  |  | N | IPP Non-CHP | IPP | IPP | 2 | X | WAT | Renewable | 12.1 | 0 | 1 | 0
Operable | 13402 | Nevada Irrigation District |  | 412 | Chicago Park | CA | Vertical | Nevada | 2P | Conventional Hydroelectric | HY |  | S | X | X |  |  | 44 | 0.99 | 44 | 44 | 5 | N |  |  | OP | X | 11 | 1965 | Pre-2000 |  |  | N | IPP Non-CHP | IPP | IPP | 2 | X | WAT | Renewable | 44 | 0 | 1 | 0
Operable | 13402 | Nevada Irrigation District |  | 413 | Dutch Flat 2 | CA | Vertical | Nevada | 3P | Conventional Hydroelectric | HY |  | S | X | X |  |  | 27.3 | 0.99 | 27.3 | 27.3 | 5 | N |  |  | OP | X | 11 | 1965 | Pre-2000 |  |  | N | IPP Non-CHP | IPP | IPP | 2 | X | WAT | Renewable | 27.3 | 0 | 1 | 0
Operable | 13402 | Nevada Irrigation District |  | 839 | Scott Flat | CA | Vertical | Nevada | 7P | Conventional Hydroelectric | HY |  | S | X | X |  |  | 1 | 0.99 | 0.9 | 0.9 | 0.1 | N |  |  | OP | X | 2 | 1985 | Pre-2000 |  |  | N | IPP Non-CHP | IPP | IPP | 2 | X | WAT | Renewable | 1 | 0 | 1 | 0
Operable | 13402 | Nevada Irrigation District |  | 846 | Combie South | CA | Vertical | Nevada | 1 | Conventional Hydroelectric | HY |  | S | X | X |  |  | 0.5 | 0.99 | 0.5 | 0.5 | 0.5 | N |  |  | OP | X | 4 | 1984 | Pre-2000 |  |  | N | IPP Non-CHP | IPP | IPP | 2 | X | WAT | Renewable | 0.5 | 0 | 1 | 0
Operable | 13402 | Nevada Irrigation District |  | 846 | Combie South | CA | Vertical | Nevada | 2 | Conventional Hydroelectric | HY |  | S | X | X |  |  | 0.5 | 0.99 | 0.5 | 0.5 | 0.5 | N |  |  | OP | X | 4 | 1984 | Pre-2000 |  |  | N | IPP Non-CHP | IPP | IPP | 2 | X | WAT | Renewable | 0.5 | 0 | 1 | 0
Operable | 13402 | Nevada Irrigation District |  | 846 | Combie South | CA | Vertical | Nevada | 3 | Conventional Hydroelectric | HY |  | S | X | X |  |  | 0.5 | 0.99 | 0.5 | 0.5 | 0.5 | N |  |  | OP | X | 4 | 1984 | Pre-2000 |  |  | N | IPP Non-CHP | IPP | IPP | 2 | X | WAT | Renewable | 0.5 | 0 | 1 | 0
Operable | 13402 | Nevada Irrigation District |  | 50546 | Bowman | CA | Vertical | Nevada | GEN1 | Conventional Hydroelectric | HY |  | S | X | X |  |  | 3.6 | 0.99 | 3.6 | 3.6 | 0.1 | N |  |  | OP | X | 9 | 1986 | Pre-2000 |  |  | N | IPP Non-CHP | IPP | IPP | 2 | X | WAT | Renewable | 3.6 | 0 | 1 | 0
Operable | 13407 | Nevada Power Co |  | 2322 | Clark (NVE) | NV | Vertical | Clark | 10 | Natural Gas Fired Combined Cycle | CA | PB1 | S | N | X |  |  | 104.4 | 0.9 | 85 | 88 | 32 | N |  |  | OP | X | 5 | 1994 | Pre-2000 |  |  | N | Electric Utility | Utility | Investor Owned Utility | 1 | X | NG | Non-Renewable | 0 | 104.4 | 0 | 1
Operable | 13407 | Nevada Power Co |  | 2322 | Clark (NVE) | NV | Vertical | Clark | 11 | Natural Gas Fired Combustion Turbine | GT |  | S | X | X |  |  | 60.5 | 0.85 | 52 | 57 | 50 | N |  |  | OP | X | 11 | 2008 | 2008 |  |  | N | Electric Utility | Utility | Investor Owned Utility | 1 | X | NG | Non-Renewable | 0 | 60.5 | 0 | 1
Operable | 13407 | Nevada Power Co |  | 2322 | Clark (NVE) | NV | Vertical | Clark | 12 | Natural Gas Fired Combustion Turbine | GT |  | S | X | X |  |  | 60.5 | 0.85 | 52 | 57 | 50 | N |  |  | OP | X | 8 | 2008 | 2008 |  |  | N | Electric Utility | Utility | Investor Owned Utility | 1 | X | NG | Non-Renewable | 0 | 60.5 | 0 | 1
Operable | 13407 | Nevada Power Co |  | 2322 | Clark (NVE) | NV | Vertical | Clark | 13 | Natural Gas Fired Combustion Turbine | GT |  | S | X | X |  |  | 60.5 | 0.85 | 52 | 57 | 50 | N |  |  | OP | X | 11 | 2008 | 2008 |  |  | N | Electric Utility | Utility | Investor Owned Utility | 1 | X | NG | Non-Renewable | 0 | 60.5 | 0 | 1
Operable | 13407 | Nevada Power Co |  | 2322 | Clark (NVE) | NV | Vertical | Clark | 14 | Natural Gas Fired Combustion Turbine | GT |  | S | X | X |  |  | 60.5 | 0.85 | 52 | 57 | 50 | N |  |  | OP | X | 9 | 2008 | 2008 |  |  | N | Electric Utility | Utility | Investor Owned Utility | 1 | X | NG | Non-Renewable | 0 | 60.5 | 0 | 1
Operable | 13407 | Nevada Power Co |  | 2322 | Clark (NVE) | NV | Vertical | Clark | 15 | Natural Gas Fired Combustion Turbine | GT |  | S | X | X |  |  | 60.5 | 0.85 | 52 | 57 | 50 | N |  |  | OP | X | 8 | 2008 | 2008 |  |  | N | Electric Utility | Utility | Investor Owned Utility | 1 | X | NG | Non-Renewable | 0 | 60.5 | 0 | 1
Operable | 13407 | Nevada Power Co |  | 2322 | Clark (NVE) | NV | Vertical | Clark | 16 | Natural Gas Fired Combustion Turbine | GT |  | S | X | X |  |  | 60.5 | 0.85 | 52 | 57 | 50 | N |  |  | OP | X | 7 | 2008 | 2008 |  |  | N | Electric Utility | Utility | Investor Owned Utility | 1 | X | NG | Non-Renewable | 0 | 60.5 | 0 | 1
Operable | 13407 | Nevada Power Co |  | 2322 | Clark (NVE) | NV | Vertical | Clark | 17 | Natural Gas Fired Combustion Turbine | GT |  | S | X | X |  |  | 60.5 | 0.85 | 52 | 57 | 50 | N |  |  | OP | X | 11 | 2008 | 2008 |  |  | N | Electric Utility | Utility | Investor Owned Utility | 1 | X | NG | Non-Renewable | 0 | 60.5 | 0 | 1
Operable | 13407 | Nevada Power Co |  | 2322 | Clark (NVE) | NV | Vertical | Clark | 18 | Natural Gas Fired Combustion Turbine | GT |  | S | X | X |  |  | 60.5 | 0.85 | 52 | 57 | 50 | N |  |  | OP | X | 7 | 2008 | 2008 |  |  | N | Electric Utility | Utility | Investor Owned Utility | 1 | X | NG | Non-Renewable | 0 | 60.5 | 0 | 1
Operable | 13407 | Nevada Power Co |  | 2322 | Clark (NVE) | NV | Vertical | Clark | 19 | Natural Gas Fired Combustion Turbine | GT |  | S | X | X |  |  | 60.5 | 0.85 | 52 | 57 | 50 | N |  |  | OP | X | 7 | 2008 | 2008 |  |  | N | Electric Utility | Utility | Investor Owned Utility | 1 | X | NG | Non-Renewable | 0 | 60.5 | 0 | 1
Operable | 13407 | Nevada Power Co |  | 2322 | Clark (NVE) | NV | Vertical | Clark | 20 | Natural Gas Fired Combustion Turbine | GT |  | S | X | X |  |  | 60.5 | 0.85 | 52 | 57 | 50 | N |  |  | OP | X | 7 | 2008 | 2008 |  |  | N | Electric Utility | Utility | Investor Owned Utility | 1 | X | NG | Non-Renewable | 0 | 60.5 | 0 | 1
Operable | 13407 | Nevada Power Co |  | 2322 | Clark (NVE) | NV | Vertical | Clark | 21 | Natural Gas Fired Combustion Turbine | GT |  | S | X | X |  |  | 58.9 | 0.85 | 52 | 57 | 50 | N |  |  | OP | X | 7 | 2008 | 2008 |  |  | N | Electric Utility | Utility | Investor Owned Utility | 1 | X | NG | Non-Renewable | 0 | 58.9 | 0 | 1
Operable | 13407 | Nevada Power Co |  | 2322 | Clark (NVE) | NV | Vertical | Clark | 22 | Natural Gas Fired Combustion Turbine | GT |  | S | X | X |  |  | 60.5 | 0.85 | 52 | 57 | 50 | N |  |  | OP | X | 7 | 2008 | 2008 |  |  | N | Electric Utility | Utility | Investor Owned Utility | 1 | X | NG | Non-Renewable | 0 | 60.5 | 0 | 1
Operable | 13407 | Nevada Power Co |  | 2322 | Clark (NVE) | NV | Vertical | Clark | 9 | Natural Gas Fired Combined Cycle | CA | PB2 | S | N | X |  |  | 104.4 | 0.9 | 85 | 88 | 32 | N |  |  | OP | X | 5 | 1993 | Pre-2000 |  |  | N | Electric Utility | Utility | Investor Owned Utility | 1 | X | NG | Non-Renewable | 0 | 104.4 | 0 | 1
Operable | 13407 | Nevada Power Co |  | 2322 | Clark (NVE) | NV | Vertical | Clark | GT4 | Natural Gas Fired Combustion Turbine | GT |  | S | X | X |  |  | 72.4 | 0.9 | 55 | 59 | 5 | N |  |  | OP | X | 6 | 1973 | Pre-2000 |  |  | N | Electric Utility | Utility | Investor Owned Utility | 1 | X | NG | Non-Renewable | 0 | 72.4 | 0 | 1
Operable | 13407 | Nevada Power Co |  | 2322 | Clark (NVE) | NV | Vertical | Clark | GT5 | Natural Gas Fired Combined Cycle | CT | PB1 | S | X | Y |  |  | 92.5 | 0.9 | 73 | 81 | 45 | N |  |  | OP | X | 5 | 1979 | Pre-2000 |  |  | N | Electric Utility | Utility | Investor Owned Utility | 1 | X | NG | Non-Renewable | 0 | 92.5 | 0 | 1
Operable | 13407 | Nevada Power Co |  | 2322 | Clark (NVE) | NV | Vertical | Clark | GT6 | Natural Gas Fired Combined Cycle | CT | PB1 | S | X | Y |  |  | 92.5 | 0.9 | 73 | 81 | 45 | N |  |  | OP | X | 5 | 1979 | Pre-2000 |  |  | N | Electric Utility | Utility | Investor Owned Utility | 1 | X | NG | Non-Renewable | 0 | 92.5 | 0 | 1
Operable | 13407 | Nevada Power Co |  | 2322 | Clark (NVE) | NV | Vertical | Clark | GT7 | Natural Gas Fired Combined Cycle | CT | PB2 | S | X | Y |  |  | 92.5 | 0.9 | 73 | 81 | 45 | N |  |  | OP | X | 6 | 1980 | Pre-2000 |  |  | N | Electric Utility | Utility | Investor Owned Utility | 1 | X | NG | Non-Renewable | 0 | 92.5 | 0 | 1
Operable | 13407 | Nevada Power Co |  | 2322 | Clark (NVE) | NV | Vertical | Clark | GT8 | Natural Gas Fired Combined Cycle | CT | PB2 | S | X | Y |  |  | 92.5 | 0.9 | 73 | 81 | 45 | N |  |  | OP | X | 6 | 1982 | Pre-2000 |  |  | N | Electric Utility | Utility | Investor Owned Utility | 1 | X | NG | Non-Renewable | 0 | 92.5 | 0 | 1
Operable | 13407 | Nevada Power Co |  | 2324 | Reid Gardner | NV | Vertical | Clark | RGES1 | Batteries | BA |  | S | X | X |  |  | 220 |  | 220 | 220 |  | N |  |  | OP | X | 12 | 2023 | 2023 |  |  | N | Electric Utility | Utility | Investor Owned Utility | 1 | X | MWH | Other | 0 | 0 | 0 | 0
Operable | 13407 | Nevada Power Co |  | 7082 | Harry Allen | NV | Vertical | Clark | 5 | Natural Gas Fired Combined Cycle | CT | PB1 | S | X | N |  |  | 167.5 | 0.85 | 151.6 | 164 | 90 | N |  |  | OP | X | 5 | 2011 | 2011 |  |  | N | Electric Utility | Utility | Investor Owned Utility | 1 | X | NG | Non-Renewable | 0 | 167.5 | 0 | 1
Operable | 13407 | Nevada Power Co |  | 7082 | Harry Allen | NV | Vertical | Clark | 6 | Natural Gas Fired Combined Cycle | CT | PB1 | S | X | N |  |  | 167.5 | 0.85 | 151.6 | 164 | 90 | N |  |  | OP | X | 5 | 2011 | 2011 |  |  | N | Electric Utility | Utility | Investor Owned Utility | 1 | X | NG | Non-Renewable | 0 | 167.5 | 0 | 1
Operable | 13407 | Nevada Power Co |  | 7082 | Harry Allen | NV | Vertical | Clark | 7 | Natural Gas Fired Combined Cycle | CA | PB1 | S | Y | X |  |  | 223.5 | 0.85 | 206.8 | 196 | 45 | N |  |  | OP | X | 5 | 2011 | 2011 |  |  | N | Electric Utility | Utility | Investor Owned Utility | 1 | X | NG | Non-Renewable | 0 | 223.5 | 0 | 1
Operable | 13407 | Nevada Power Co |  | 7082 | Harry Allen | NV | Vertical | Clark | GT1 | Natural Gas Fired Combustion Turbine | GT |  | S | X | X |  |  | 101.5 | 0.9 | 72 | 76 | 30 | N |  |  | OP | X | 5 | 1995 | Pre-2000 |  |  | N | Electric Utility | Utility | Investor Owned Utility | 1 | X | NG | Non-Renewable | 0 | 101.5 | 0 | 1
Operable | 13407 | Nevada Power Co |  | 7082 | Harry Allen | NV | Vertical | Clark | GT4 | Natural Gas Fired Combustion Turbine | GT |  | S | X | X |  |  | 85 | 0.85 | 72 | 76 | 30 | N |  |  | OP | X | 4 | 2006 | 2006 |  |  | N | Electric Utility | Utility | Investor Owned Utility | 1 | X | NG | Non-Renewable | 0 | 85 | 0 | 1
Operable | 13407 | Nevada Power Co |  | 10761 | Las Vegas Generating Station | NV | Vertical | Clark | GEN1 | Natural Gas Fired Combined Cycle | CT | CCB1 | S | X | N |  |  | 49.8 | 0.9 | 41 | 43 | 21 | N |  |  | OP | X | 3 | 1994 | Pre-2000 |  |  | N | Electric Utility | Utility | Investor Owned Utility | 1 | X | NG | Non-Renewable | 0 | 49.8 | 0 | 1
Operable | 13407 | Nevada Power Co |  | 10761 | Las Vegas Generating Station | NV | Vertical | Clark | GEN2 | Natural Gas Fired Combined Cycle | CA | CCB1 | S | N | X |  |  | 11.5 | 0.9 | 9 | 10 | 5 | N |  |  | OP | X | 4 | 1994 | Pre-2000 |  |  | N | Electric Utility | Utility | Investor Owned Utility | 1 | X | NG | Non-Renewable | 0 | 11.5 | 0 | 1
Operable | 13407 | Nevada Power Co |  | 10761 | Las Vegas Generating Station | NV | Vertical | Clark | GEN3 | Natural Gas Fired Combined Cycle | CT | CCB2 | S | X | Y |  |  | 60.5 | 0.9 | 45 | 47 | 18 | N |  |  | OP | X | 1 | 2003 | 2003 |  |  | N | Electric Utility | Utility | Investor Owned Utility | 1 | X | NG | Non-Renewable | 0 | 60.5 | 0 | 1
Operable | 13407 | Nevada Power Co |  | 10761 | Las Vegas Generating Station | NV | Vertical | Clark | GEN4 | Natural Gas Fired Combined Cycle | CT | CCB2 | S | X | Y |  |  | 60.5 | 0.9 | 45 | 47 | 18 | N |  |  | OP | X | 1 | 2003 | 2003 |  |  | N | Electric Utility | Utility | Investor Owned Utility | 1 | X | NG | Non-Renewable | 0 | 60.5 | 0 | 1
Operable | 13407 | Nevada Power Co |  | 10761 | Las Vegas Generating Station | NV | Vertical | Clark | GEN5 | Natural Gas Fired Combined Cycle | CT | CCB3 | S | X | Y |  |  | 60.5 | 0.9 | 45 | 47 | 18 | N |  |  | OP | X | 1 | 2003 | 2003 |  |  | N | Electric Utility | Utility | Investor Owned Utility | 1 | X | NG | Non-Renewable | 0 | 60.5 | 0 | 1
Operable | 13407 | Nevada Power Co |  | 10761 | Las Vegas Generating Station | NV | Vertical | Clark | GEN6 | Natural Gas Fired Combined Cycle | CT | CCB3 | S | X | Y |  |  | 60.5 | 0.9 | 45 | 47 | 18 | N |  |  | OP | X | 1 | 2003 | 2003 |  |  | N | Electric Utility | Utility | Investor Owned Utility | 1 | X | NG | Non-Renewable | 0 | 60.5 | 0 | 1
Operable | 13407 | Nevada Power Co |  | 10761 | Las Vegas Generating Station | NV | Vertical | Clark | GEN7 | Natural Gas Fired Combined Cycle | CA | CCB2 | S | N | X |  |  | 27.8 | 0.9 | 26 | 26 | 13 | N |  |  | OP | X | 1 | 2003 | 2003 |  |  | N | Electric Utility | Utility | Investor Owned Utility | 1 | X | NG | Non-Renewable | 0 | 27.8 | 0 | 1
Operable | 13407 | Nevada Power Co |  | 10761 | Las Vegas Generating Station | NV | Vertical | Clark | GEN8 | Natural Gas Fired Combined Cycle | CA | CCB3 | S | N | X |  |  | 27.8 | 0.9 | 26 | 26 | 13 | N |  |  | OP | X | 1 | 2003 | 2003 |  |  | N | Electric Utility | Utility | Investor Owned Utility | 1 | X | NG | Non-Renewable | 0 | 27.8 | 0 | 1
Operable | 13407 | Nevada Power Co |  | 54854 | Sun Peak Generating Station | NV | Vertical | Clark | 5657 | Natural Gas Fired Combustion Turbine | GT |  | S | X | X |  |  | 74 | 0.9 | 74 | 74 | 70 | N |  |  | SB | Y | 6 | 1991 | Pre-2000 |  |  | N | Electric Utility | Utility | Investor Owned Utility | 1 | X | NG | Non-Renewable | 0 | 74 | 0 | 1 | DFO
Operable | 13407 | Nevada Power Co |  | 54854 | Sun Peak Generating Station | NV | Vertical | Clark | 5658 | Natural Gas Fired Combustion Turbine | GT |  | S | X | X |  |  | 74 | 0.9 | 74 | 74 | 70 | N |  |  | SB | Y | 6 | 1991 | Pre-2000 |  |  | N | Electric Utility | Utility | Investor Owned Utility | 1 | X | NG | Non-Renewable | 0 | 74 | 0 | 1 | DFO
Operable | 13407 | Nevada Power Co |  | 54854 | Sun Peak Generating Station | NV | Vertical | Clark | 5659 | Natural Gas Fired Combustion Turbine | GT |  | S | X | X |  |  | 74 | 0.9 | 74 | 74 | 70 | N |  |  | SB | Y | 6 | 1991 | Pre-2000 |  |  | N | Electric Utility | Utility | Investor Owned Utility | 1 | X | NG | Non-Renewable | 0 | 74 | 0 | 1 | DFO
Operable | 13407 | Nevada Power Co |  | 55322 | Chuck Lenzie Generating Station | NV | Vertical | Clark | CTG1 | Natural Gas Fired Combined Cycle | CT | PB1 | S | X | N |  |  | 201.5 | 0.85 | 184 | 179 | 90 | N |  |  | OP | X | 1 | 2006 | 2006 |  |  | N | Electric Utility | Utility | Investor Owned Utility | 1 | X | NG | Non-Renewable | 0 | 201.5 | 0 | 1
Operable | 13407 | Nevada Power Co |  | 55322 | Chuck Lenzie Generating Station | NV | Vertical | Clark | CTG2 | Natural Gas Fired Combined Cycle | CT | PB1 | S | X | N |  |  | 201.5 | 0.85 | 184 | 179 | 90 | N |  |  | OP | X | 1 | 2006 | 2006 |  |  | N | Electric Utility | Utility | Investor Owned Utility | 1 | X | NG | Non-Renewable | 0 | 201.5 | 0 | 1
Operable | 13407 | Nevada Power Co |  | 55322 | Chuck Lenzie Generating Station | NV | Vertical | Clark | CTG3 | Natural Gas Fired Combined Cycle | CT | PB2 | S | X | N |  |  | 201.5 | 0.85 | 184 | 179 | 90 | N |  |  | OP | X | 4 | 2006 | 2006 |  |  | N | Electric Utility | Utility | Investor Owned Utility | 1 | X | NG | Non-Renewable | 0 | 201.5 | 0 | 1
Operable | 13407 | Nevada Power Co |  | 55322 | Chuck Lenzie Generating Station | NV | Vertical | Clark | CTG4 | Natural Gas Fired Combined Cycle | CT | PB2 | S | X | N |  |  | 201.5 | 0.85 | 184 | 179 | 90 | N |  |  | OP | X | 4 | 2006 | 2006 |  |  | N | Electric Utility | Utility | Investor Owned Utility | 1 | X | NG | Non-Renewable | 0 | 201.5 | 0 | 1
Operable | 13407 | Nevada Power Co |  | 55322 | Chuck Lenzie Generating Station | NV | Vertical | Clark | ST1 | Natural Gas Fired Combined Cycle | CA | PB1 | S | Y | X |  |  | 329.8 | 0.85 | 253 | 265 | 45 | N |  |  | OP | X | 1 | 2006 | 2006 |  |  | N | Electric Utility | Utility | Investor Owned Utility | 1 | X | NG | Non-Renewable | 0 | 329.8 | 0 | 1
Operable | 13407 | Nevada Power Co |  | 55322 | Chuck Lenzie Generating Station | NV | Vertical | Clark | ST2 | Natural Gas Fired Combined Cycle | CA | PB2 | S | Y | X |  |  | 329.8 | 0.85 | 253 | 265 | 45 | N |  |  | OP | X | 4 | 2006 | 2006 |  |  | N | Electric Utility | Utility | Investor Owned Utility | 1 | X | NG | Non-Renewable | 0 | 329.8 | 0 | 1
Operable | 13407 | Nevada Power Co |  | 55687 | Higgins Generating Station | NV | Vertical | Clark | A01 | Natural Gas Fired Combined Cycle | CT | PB1 | S | X | N |  |  | 178 | 0.85 | 177 | 167 | 100 | N |  |  | OP | X | 2 | 2004 | 2004 |  |  | N | Electric Utility | Utility | Investor Owned Utility | 1 | X | NG | Non-Renewable | 0 | 178 | 0 | 1
Operable | 13407 | Nevada Power Co |  | 55687 | Higgins Generating Station | NV | Vertical | Clark | A02 | Natural Gas Fired Combined Cycle | CT | PB1 | S | X | N |  |  | 178 | 0.85 | 177 | 167 | 100 | N |  |  | OP | X | 2 | 2004 | 2004 |  |  | N | Electric Utility | Utility | Investor Owned Utility | 1 | X | NG | Non-Renewable | 0 | 178 | 0 | 1
Operable | 13407 | Nevada Power Co |  | 55687 | Higgins Generating Station | NV | Vertical | Clark | ST1 | Natural Gas Fired Combined Cycle | CA | PB1 | S | Y | X |  |  | 332.4 | 0.85 | 266 | 283 | 110 | N |  |  | OP | X | 2 | 2004 | 2004 |  |  | N | Electric Utility | Utility | Investor Owned Utility | 1 | X | NG | Non-Renewable | 0 | 332.4 | 0 | 1
Operable | 13407 | Nevada Power Co |  | 55841 | Silverhawk | NV | Vertical | Clark | CT1 | Natural Gas Fired Combined Cycle | CT | PB1 | S | X | N |  |  | 197.2 | 0.85 | 180 | 171 | 90 | N |  |  | OP | X | 5 | 2004 | 2004 |  |  | N | Electric Utility | Utility | Investor Owned Utility | 1 | X | NG | Non-Renewable | 0 | 197.2 | 0 | 1
Operable | 13407 | Nevada Power Co |  | 55841 | Silverhawk | NV | Vertical | Clark | CT2 | Natural Gas Fired Combined Cycle | CT | PB1 | S | X | N |  |  | 197.2 | 0.85 | 180 | 171 | 90 | N |  |  | OP | X | 5 | 2004 | 2004 |  |  | N | Electric Utility | Utility | Investor Owned Utility | 1 | X | NG | Non-Renewable | 0 | 197.2 | 0 | 1
Operable | 13407 | Nevada Power Co |  | 55841 | Silverhawk | NV | Vertical | Clark | ST1 | Natural Gas Fired Combined Cycle | CA | PB1 | S | Y | X |  |  | 270.3 | 0.85 | 260 | 268 | 45 | N |  |  | OP | X | 5 | 2004 | 2004 |  |  | N | Electric Utility | Utility | Investor Owned Utility | 1 | X | NG | Non-Renewable | 0 | 270.3 | 0 | 1
Operable | 13407 | Nevada Power Co |  | 57684 | Goodsprings Waste Heat Recovery | NV | Vertical | Clark | HR1 | All Other | ST |  | S | X | X |  |  | 7.5 | 0.8 | 6.5 | 6.5 | 1 | N |  |  | OP | X | 11 | 2010 | 2010 |  |  | N | Electric Utility | Utility | Investor Owned Utility | 1 | X | WH | Other | 0 | 0 | 0 | 0
Operable | 13407 | Nevada Power Co |  | 59919 | Nellis Solar PV II | NV | Vertical | Clark | NSPV2 | Solar Photovoltaic | PV |  | S | X | X |  |  | 15 |  | 15 | 15 |  | N |  |  | OP | X | 11 | 2015 | 2015 |  |  | N | Electric Utility | Utility | Investor Owned Utility | 1 | X | SUN | Renewable | 15 | 0 | 1 | 0
Operable | 13407 | Nevada Power Co |  | 65472 | Chukar Battery Energy Storage System | NV | Vertical | Storey | CHUK1 | Batteries | BA |  | S | X | X |  |  | 10 |  | 10 | 10 | 1 | N |  |  | OP | X | 7 | 2021 | 2021 |  |  | N | Electric Utility | Utility | Investor Owned Utility | 1 | X | MWH | Other | 0 | 0 | 0 | 0
Operable | 32173 | New Athens Generating Company LLC |  | 55405 | Athens Generating Plant | NY | Restructured | Greene | CT1 | Natural Gas Fired Combined Cycle | CT | 3668 | S | X | N | ATHENS-STG1 | ATHENS-STG1 | 270.3 | 0.85 | 218.7 | 272.8 | 153.1 | N |  |  | OP | X | 4 | 2004 | 2004 |  |  | N | IPP Non-CHP | IPP | IPP | 2 | X | NG | Non-Renewable | 0 | 270.3 | 0 | 1
Operable | 32173 | New Athens Generating Company LLC |  | 55405 | Athens Generating Plant | NY | Restructured | Greene | CT2 | Natural Gas Fired Combined Cycle | CT | 3670 | S | X | N | ATHENS-STG2 | ATHENS-STG2 | 270.3 | 0.85 | 221.5 | 273.6 | 155.1 | N |  |  | OP | X | 5 | 2004 | 2004 |  |  | N | IPP Non-CHP | IPP | IPP | 2 | X | NG | Non-Renewable | 0 | 270.3 | 0 | 1
Operable | 32173 | New Athens Generating Company LLC |  | 55405 | Athens Generating Plant | NY | Restructured | Greene | CT3 | Natural Gas Fired Combined Cycle | CT | 3677 | S | X | N | ATHENS-STG3 | ATHENS-STG3 | 270.3 | 0.85 | 222.1 | 286.5 | 155.5 | N |  |  | OP | X | 4 | 2003 | 2003 |  |  | N | IPP Non-CHP | IPP | IPP | 2 | X | NG | Non-Renewable | 0 | 270.3 | 0 | 1
Operable | 32173 | New Athens Generating Company LLC |  | 55405 | Athens Generating Plant | NY | Restructured | Greene | ST1 | Natural Gas Fired Combined Cycle | CA | 3668 | S | N | X |  |  | 136.9 | 0.85 | 110.7 | 139 | 77.5 | N |  |  | OP | X | 1 | 2004 | 2004 |  |  | N | IPP Non-CHP | IPP | IPP | 2 | X | NG | Non-Renewable | 0 | 136.9 | 0 | 1
Operable | 32173 | New Athens Generating Company LLC |  | 55405 | Athens Generating Plant | NY | Restructured | Greene | ST2 | Natural Gas Fired Combined Cycle | CA | 3670 | S | N | X |  |  | 136.9 | 0.85 | 111.8 | 136.4 | 78.2 | N |  |  | OP | X | 1 | 2004 | 2004 |  |  | N | IPP Non-CHP | IPP | IPP | 2 | X | NG | Non-Renewable | 0 | 136.9 | 0 | 1
Operable | 32173 | New Athens Generating Company LLC |  | 55405 | Athens Generating Plant | NY | Restructured | Greene | ST3 | Natural Gas Fired Combined Cycle | CA | 3677 | S | N | X |  |  | 136.9 | 0.85 | 109 | 121.4 | 76.3 | N |  |  | OP | X | 1 | 2004 | 2004 |  |  | N | IPP Non-CHP | IPP | IPP | 2 | X | NG | Non-Renewable | 0 | 136.9 | 0 | 1
Operable | 58213 | New Britain Renewable Energy, LLC |  | 58237 | CCSU Fuel Cell Project | CT | Restructured | Hartford | CCSU | Other Natural Gas | FC |  | S | X | X |  |  | 1.4 |  | 1.4 | 1.4 | 0.7 | N |  |  | OP | X | 4 | 2012 | 2012 |  |  | Y | Commercial CHP | Customer Sited | Other | 5 | T | NG | Non-Renewable | 0 | 1.4 | 0 | 1
Operable | 63031 | New Castle Power, LLC |  | 3138 | New Castle Plant | PA | Restructured | Lawrence | 3 | Natural Gas Steam Turbine | ST |  | S | X | X | 98370489 | NEWCASOE 14 KV G3 | 98 | 0.85 | 92.3 | 93 | 20 | N |  |  | OP | X | 9 | 1952 | Pre-2000 |  |  | N | IPP Non-CHP | IPP | IPP | 2 | X | NG | Non-Renewable | 0 | 98 | 0 | 1
Operable | 63031 | New Castle Power, LLC |  | 3138 | New Castle Plant | PA | Restructured | Lawrence | 4 | Natural Gas Steam Turbine | ST |  | S | X | X | 98370491 | NEWCASOE 14 KV G4 | 114 | 0.85 | 93 | 92 | 25 | N |  |  | OP | X | 8 | 1958 | Pre-2000 |  |  | N | IPP Non-CHP | IPP | IPP | 2 | X | NG | Non-Renewable | 0 | 114 | 0 | 1
Operable | 63031 | New Castle Power, LLC |  | 3138 | New Castle Plant | PA | Restructured | Lawrence | 5 | Natural Gas Steam Turbine | ST |  | S | X | X | 98370487 | NEWCASOE 14 KV G5 | 136 | 0.85 | 141 | 135 | 35 | N |  |  | OP | X | 6 | 1964 | Pre-2000 |  |  | N | IPP Non-CHP | IPP | IPP | 2 | X | NG | Non-Renewable | 0 | 136 | 0 | 1
Operable | 63031 | New Castle Power, LLC |  | 3138 | New Castle Plant | PA | Restructured | Lawrence | EMDA | Petroleum Liquids | IC |  | S | X | X | 98370491 | NEWCASOE 23KV EMDS-A | 3.2 | 0.8 | 2.5 | 2.5 | 1 | N |  |  | OP | X | 12 | 1968 | Pre-2000 |  |  | N | IPP Non-CHP | IPP | IPP | 2 | X | DFO | Non-Renewable | 0 | 3.2 | 0 | 1
Operable | 63031 | New Castle Power, LLC |  | 3138 | New Castle Plant | PA | Restructured | Lawrence | EMDB | Petroleum Liquids | IC |  | S | X | X | 98370487 | NEWCASOE 23KV EMDS-B | 3.2 | 0.8 | 2.5 | 2.5 | 1 | N |  |  | OS | X | 12 | 1968 | Pre-2000 |  |  | N | IPP Non-CHP | IPP | IPP | 2 | X | DFO | Non-Renewable | 0 | 3.2 | 0 | 1
Operable | 63630 | New Columbia Solar |  | 63970 | 7185 13th Pl. NW | DC | Restructured | District of Columbia | 10020 | Solar Photovoltaic | PV |  | W | X | X |  |  | 0.9 | 1 | 0.9 | 0.9 |  | N |  |  | OP | X | 12 | 2019 | 2019 |  |  | N | IPP Non-CHP | IPP | IPP | 2 | X | SUN | Renewable | 0.9 | 0 | 1 | 0
Operable | 62967 | New Creek Wind, LLC |  | 60132 | New Creek Wind | WV | Vertical | Grant | NCG01 | Onshore Wind Turbine | WT |  | S | X | X |  |  | 103 |  | 103 | 103 | 0 | N |  |  | OP | X | 12 | 2016 | 2016 |  |  | N | IPP Non-CHP | IPP | IPP | 2 | X | WND | Renewable | 103 | 0 | 1 | 0
Operable | 61169 | New Germany Solar I LLC |  | 61571 | New Germany Community Solar Garden | MN | Vertical | Carver | 39062 | Solar Photovoltaic | PV |  | S | X | X |  |  | 1 | 1 | 1 | 1 |  | N |  |  | OP | X | 4 | 2018 | 2018 |  |  | N | IPP Non-CHP | IPP | IPP | 2 | X | SUN | Renewable | 1 | 0 | 1 | 0
Operable | 13442 | New Hampshire Hydro Associates |  | 50103 | China Mill Hydro | NH | Restructured | Merrimack | GEN 1 | Conventional Hydroelectric | HY |  | W | X | X |  |  | 1.7 | 0.8 | 1.7 | 1.7 | 0 | N |  |  | OP | X | 7 | 1981 | Pre-2000 |  |  | N | IPP Non-CHP | IPP | IPP | 2 | X | WAT | Renewable | 1.7 | 0 | 1 | 0
Operable | 32790 | New Harquahala Generating Co, LLC |  | 55372 | Harquahala Generating Project | AZ | Vertical | Maricopa | CTG1 | Natural Gas Fired Combined Cycle | CT | BLK1 | S | X | N |  |  | 281.7 | 0.9 | 239.9 | 244 | 135.4 | N |  |  | OP | X | 6 | 2004 | 2004 |  |  | N | IPP Non-CHP | IPP | IPP | 2 | X | NG | Non-Renewable | 0 | 281.7 | 0 | 1
Operable | 32790 | New Harquahala Generating Co, LLC |  | 55372 | Harquahala Generating Project | AZ | Vertical | Maricopa | CTG2 | Natural Gas Fired Combined Cycle | CT | BLK2 | S | X | N |  |  | 281.7 | 0.9 | 226.6 | 247.8 | 137.4 | N |  |  | OP | X | 9 | 2004 | 2004 |  |  | N | IPP Non-CHP | IPP | IPP | 2 | X | NG | Non-Renewable | 0 | 281.7 | 0 | 1
Operable | 32790 | New Harquahala Generating Co, LLC |  | 55372 | Harquahala Generating Project | AZ | Vertical | Maricopa | CTG3 | Natural Gas Fired Combined Cycle | CT | BLK3 | S | X | N |  |  | 281.7 | 0.9 | 226.2 | 245.2 | 135.3 | N |  |  | OP | X | 8 | 2004 | 2004 |  |  | N | IPP Non-CHP | IPP | IPP | 2 | X | NG | Non-Renewable | 0 | 281.7 | 0 | 1
Operable | 32790 | New Harquahala Generating Co, LLC |  | 55372 | Harquahala Generating Project | AZ | Vertical | Maricopa | STG1 | Natural Gas Fired Combined Cycle | CA | BLK1 | S | N | X |  |  | 144 | 0.9 | 119.8 | 121.8 | 88.8 | N |  |  | OP | X | 6 | 2004 | 2004 |  |  | N | IPP Non-CHP | IPP | IPP | 2 | X | NG | Non-Renewable | 0 | 144 | 0 | 1
Operable | 32790 | New Harquahala Generating Co, LLC |  | 55372 | Harquahala Generating Project | AZ | Vertical | Maricopa | STG2 | Natural Gas Fired Combined Cycle | CA | BLK2 | S | N | X |  |  | 144 | 0.9 | 114.9 | 121.1 | 85.9 | N |  |  | OP | X | 9 | 2004 | 2004 |  |  | N | IPP Non-CHP | IPP | IPP | 2 | X | NG | Non-Renewable | 0 | 144 | 0 | 1
Operable | 32790 | New Harquahala Generating Co, LLC |  | 55372 | Harquahala Generating Project | AZ | Vertical | Maricopa | STG3 | Natural Gas Fired Combined Cycle | CA | BLK3 | S | N | X |  |  | 144 | 0.9 | 115.5 | 120.4 | 87.1 | N |  |  | OP | X | 8 | 2004 | 2004 |  |  | N | IPP Non-CHP | IPP | IPP | 2 | X | NG | Non-Renewable | 0 | 144 | 0 | 1
Operable | 13492 | New Hope Power Company |  | 54627 | Okeelanta Cogeneration | FL | Vertical | Palm Beach | GEN1 | Other Waste Biomass | ST |  | S | X | X |  |  | 74.9 | 0.8 | 74.9 | 74.9 | 5 | N |  |  | OP | X | 1 | 1996 | Pre-2000 |  |  | Y | IPP CHP | IPP | IPP | 3 | T | AB | Renewable | 74.9 | 0 | 1 | 0 | NG | WDS | DFO
Operable | 13492 | New Hope Power Company |  | 54627 | Okeelanta Cogeneration | FL | Vertical | Palm Beach | GEN2 | Other Waste Biomass | ST |  | S | X | X |  |  | 54 | 0.8 | 30 | 30 | 5 | N |  |  | OP | X | 8 | 2006 | 2006 |  |  | Y | IPP CHP | IPP | IPP | 3 | T | AB | Renewable | 54 | 0 | 1 | 0 | NG | WDS | DFO
Operable | 13468 | New London Municipal Utilities |  | 58414 | NLMU Wind | IA | Vertical | Henry | NLMU | Onshore Wind Turbine | WT |  | S | X | X |  |  | 1.5 |  | 1.5 | 1.5 | 0.1 | N |  |  | OP | X | 11 | 2011 | 2011 |  |  | N | Electric Utility | Utility | Municipal | 1 | X | WND | Renewable | 1.5 | 0 | 1 | 0
Operable | 13468 | New London Municipal Utilities |  | 67856 | NLMU Diesel | IA | Vertical | Henry | 1157 | Petroleum Liquids | IC |  | S | X | X |  |  | 2 | 1 | 2 | 2 | 0.2 | N |  |  | SB | Y | 5 | 2000 | 2000 |  |  | N | Electric Utility | Utility | Municipal | 1 | X | DFO | Non-Renewable | 0 | 2 | 0 | 1
Operable | 13468 | New London Municipal Utilities |  | 67856 | NLMU Diesel | IA | Vertical | Henry | 1158 | Petroleum Liquids | IC |  | S | X | X |  |  | 2 | 1 | 2 | 2 | 0.2 | N |  |  | SB | Y | 5 | 2000 | 2000 |  |  | N | Electric Utility | Utility | Municipal | 1 | X | DFO | Non-Renewable | 0 | 2 | 0 | 1
Operable | 13468 | New London Municipal Utilities |  | 67856 | NLMU Diesel | IA | Vertical | Henry | 1159 | Petroleum Liquids | IC |  | S | X | X |  |  | 2 | 1 | 2 | 2 | 0.2 | N |  |  | SB | Y | 5 | 2000 | 2000 |  |  | N | Electric Utility | Utility | Municipal | 1 | X | DFO | Non-Renewable | 0 | 2 | 0 | 1
Operable | 13468 | New London Municipal Utilities |  | 67856 | NLMU Diesel | IA | Vertical | Henry | 826 | Petroleum Liquids | IC |  | S | X | X |  |  | 2 | 1 | 2 | 2 | 0.2 | N |  |  | SB | Y | 7 | 2002 | 2002 |  |  | N | Electric Utility | Utility | Municipal | 1 | X | DFO | Non-Renewable | 0 | 2 | 0 | 1
Operable | 64358 | New Market Solar |  | 64853 | New Market Solar | OH | Restructured | Highland | NMS1 | Solar Photovoltaic | PV |  | S | X | X |  |  | 35 |  | 35 | 35 |  | N |  |  | OP | X | 7 | 2023 | 2023 |  |  | N | IPP Non-CHP | IPP | IPP | 2 | X | SUN | Renewable | 35 | 0 | 1 | 0
Operable | 4434 | New Martinsville Hannibal Hydro |  | 50036 | New Martinsville Hannibal Hydro | WV | Vertical | Wetzel | UNT1 | Conventional Hydroelectric | HY |  | S | X | X |  |  | 18.7 | 0.95 | 9.5 | 9.5 | 1 | N |  |  | OP | X | 8 | 1988 | Pre-2000 |  |  | N | IPP Non-CHP | IPP | IPP | 2 | X | WAT | Renewable | 18.7 | 0 | 1 | 0
Operable | 4434 | New Martinsville Hannibal Hydro |  | 50036 | New Martinsville Hannibal Hydro | WV | Vertical | Wetzel | UNT2 | Conventional Hydroelectric | HY |  | S | X | X |  |  | 18.7 | 0.95 | 9.5 | 9.5 | 1 | N |  |  | OP | X | 7 | 1988 | Pre-2000 |  |  | N | IPP Non-CHP | IPP | IPP | 2 | X | WAT | Renewable | 18.7 | 0 | 1 | 0
Operable | 61724 | New Mexico Renewable Development LLC |  | 61165 | Columbus Solar Project | NM | Vertical | Luna | 88029 | Solar Photovoltaic | PV |  | S | X | X |  |  | 1.9 |  | 1.9 | 1.9 |  | N |  |  | OP | X | 12 | 2017 | 2017 |  |  | N | IPP Non-CHP | IPP | IPP | 2 | X | SUN | Renewable | 1.9 | 0 | 1 | 0
Operable | 61724 | New Mexico Renewable Development LLC |  | 62191 | CNMEC Solar Energy Center | NM | Vertical | Torrance | CNMEC | Solar Photovoltaic | PV |  | S | X | X |  |  | 2 | 1 | 2 | 2 |  | N |  |  | OP | X | 10 | 2018 | 2018 |  |  | N | IPP Non-CHP | IPP | IPP | 2 | X | SUN | Renewable | 2 | 0 | 1 | 0
Operable | 61724 | New Mexico Renewable Development LLC |  | 63391 | City of Rio Rancho WWTP | NM | Vertical | Sandoval | CORR | Solar Photovoltaic | PV |  | S | X | X |  |  | 1.2 |  | 1.2 | 0.8 |  | N |  |  | OP | X | 9 | 2019 | 2019 |  |  | N | IPP Non-CHP | IPP | IPP | 2 | X | SUN | Renewable | 1.2 | 0 | 1 | 0
Operable | 21965 | New Mexico State University |  | 54975 | New Mexico State University | NM | Vertical | Dona Ana | 1 | Natural Gas Fired Combustion Turbine | GT |  | S | X | X |  |  | 4.7 | 0.8 | 4.5 | 4.5 | 3.6 | N |  |  | OP | X | 12 | 1996 | Pre-2000 |  |  | Y | Commercial CHP | Customer Sited | Other | 5 | T | NG | Non-Renewable | 0 | 4.7 | 0 | 1
Operable | 63161 | New Munich Solar LLC |  | 63402 | New Munich Solar | MN | Vertical | Stearns | MUN | Solar Photovoltaic | PV |  | S | X | X |  |  | 1 | 0.98 | 1 | 1 |  | N |  |  | OP | X | 9 | 2019 | 2019 |  |  | N | IPP Non-CHP | IPP | IPP | 2 | X | SUN | Renewable | 1 | 0 | 1 | 0
Operable | 13480 | New Prague Utilities Comm |  | 1999 | New Prague | MN | Vertical | Le Sueur | 2 | Natural Gas Internal Combustion Engine | IC |  | S | X | X | NSP.NEW_PNEW_ | NSP.NEW_PNEW_ | 4.4 | 0.8 | 4.4 | 4.4 | 4 | N |  |  | OP | X | 7 | 1974 | Pre-2000 |  |  | N | Electric Utility | Utility | Municipal | 1 | X | NG | Non-Renewable | 0 | 4.4 | 0 | 1 | DFO
Operable | 13480 | New Prague Utilities Comm |  | 1999 | New Prague | MN | Vertical | Le Sueur | 3 | Natural Gas Internal Combustion Engine | IC |  | S | X | X | NSP.NEW_PNEW_ | NSP.NEW_PNEW_ | 2.4 | 0.8 | 2.4 | 2.4 | 2 | N |  |  | OP | X | 8 | 1962 | Pre-2000 |  |  | N | Electric Utility | Utility | Municipal | 1 | X | NG | Non-Renewable | 0 | 2.4 | 0 | 1 | DFO
Operable | 13480 | New Prague Utilities Comm |  | 1999 | New Prague | MN | Vertical | Le Sueur | 4 | Natural Gas Internal Combustion Engine | IC |  | S | X | X | NSP.NEW_PNEW_ | NSP.NEW_PNEW_ | 3.5 | 0.8 | 3.5 | 3.5 | 3 | N |  |  | OP | X | 8 | 1968 | Pre-2000 |  |  | N | Electric Utility | Utility | Municipal | 1 | X | NG | Non-Renewable | 0 | 3.5 | 0 | 1 | DFO
Operable | 13480 | New Prague Utilities Comm |  | 1999 | New Prague | MN | Vertical | Le Sueur | 5 | Natural Gas Internal Combustion Engine | IC |  | S | X | X |  |  | 0.6 | 0.8 | 0.6 | 0.6 | 0.6 | N |  |  | OP | X | 8 | 1944 | Pre-2000 |  |  | N | Electric Utility | Utility | Municipal | 1 | X | NG | Non-Renewable | 0 | 0.6 | 0 | 1
Operable | 13480 | New Prague Utilities Comm |  | 1999 | New Prague | MN | Vertical | Le Sueur | 6 | Natural Gas Internal Combustion Engine | IC |  | S | X | X | NSP.NEW_PNEW_ | NSP.NEW_PNEW_ | 6 | 0.8 | 5.9 | 5.9 | 4.5 | N |  |  | OP | X | 6 | 1982 | Pre-2000 |  |  | N | Electric Utility | Utility | Municipal | 1 | X | NG | Non-Renewable | 0 | 6 | 0 | 1 | DFO
Operable | 56152 | New Smyrna Beach Utilities Commission |  | 7954 | Field Street | FL | Vertical | Volusia | 1 | Petroleum Liquids | GT |  | S | X | X |  |  | 24 | 0.9 | 22 | 24 | 12 | N |  |  | OS | X | 5 | 2001 | 2001 |  |  | N | Electric Utility | Utility | Municipal | 1 | X | DFO | Non-Renewable | 0 | 24 | 0 | 1
Operable | 56152 | New Smyrna Beach Utilities Commission |  | 7954 | Field Street | FL | Vertical | Volusia | 2 | Petroleum Liquids | GT |  | S | X | X |  |  | 24 | 0.9 | 22 | 24 | 12 | N |  |  | OP | X | 5 | 2001 | 2001 |  |  | N | Electric Utility | Utility | Municipal | 1 | X | DFO | Non-Renewable | 0 | 24 | 0 | 1
Operable | 13488 | New Ulm Public Utilities Comm |  | 2001 | New Ulm | MN | Vertical | Brown | 3 | Natural Gas Steam Turbine | ST |  | S | X | X |  |  | 6 | 0.85 | 4.7 | 4.7 | 1 | N |  |  | OS | X | 1 | 1957 | Pre-2000 |  |  | Y | Electric Utility | Utility | Municipal | 1 | T | NG | Non-Renewable | 0 | 6 | 0 | 1
Operable | 13488 | New Ulm Public Utilities Comm |  | 2001 | New Ulm | MN | Vertical | Brown | 4 | Natural Gas Steam Turbine | ST |  | S | X | X |  |  | 15 | 0.85 | 13.2 | 13.2 | 2 | N |  |  | OP | X | 1 | 1965 | Pre-2000 |  |  | Y | Electric Utility | Utility | Municipal | 1 | T | NG | Non-Renewable | 0 | 15 | 0 | 1
Operable | 13488 | New Ulm Public Utilities Comm |  | 2001 | New Ulm | MN | Vertical | Brown | 5 | Petroleum Liquids | GT |  | S | X | X |  |  | 24 | 0.85 | 23 | 25 | 2.5 | N |  |  | OP | X | 5 | 1975 | Pre-2000 |  |  | N | Electric Utility | Utility | Municipal | 1 | X | DFO | Non-Renewable | 0 | 24 | 0 | 1
Operable | 13488 | New Ulm Public Utilities Comm |  | 2001 | New Ulm | MN | Vertical | Brown | 6 | Natural Gas Steam Turbine | ST |  | S | X | X |  |  | 6 | 0.85 | 4.7 | 4.7 | 1 | N |  |  | OP | X | 5 | 1997 | Pre-2000 |  |  | Y | Electric Utility | Utility | Municipal | 1 | T | NG | Non-Renewable | 0 | 6 | 0 | 1
Operable | 13488 | New Ulm Public Utilities Comm |  | 2001 | New Ulm | MN | Vertical | Brown | 7 | Petroleum Liquids | GT |  | S | X | X |  |  | 27.5 | 0.85 | 25 | 25 | 8 | N |  |  | OP | X | 5 | 2001 | 2001 |  |  | N | Electric Utility | Utility | Municipal | 1 | X | DFO | Non-Renewable | 0 | 27.5 | 0 | 1
Operable | 15296 | New York Power Authority |  | 88 | Ashokan | NY | Restructured | Ulster | 1 | Conventional Hydroelectric | HY |  | S | X | X |  |  | 2.3 | 1 | 1.8 | 1.8 | 1 | N |  |  | OP | X | 11 | 1982 | Pre-2000 |  |  | N | Electric Utility | Utility | Municipal | 1 | X | WAT | Renewable | 2.3 | 0 | 1 | 0
Operable | 15296 | New York Power Authority |  | 88 | Ashokan | NY | Restructured | Ulster | 2 | Conventional Hydroelectric | HY |  | S | X | X |  |  | 2.3 | 1 | 1.8 | 1.8 | 1 | N |  |  | OP | X | 11 | 1982 | Pre-2000 |  |  | N | Electric Utility | Utility | Municipal | 1 | X | WAT | Renewable | 2.3 | 0 | 1 | 0
Operable | 15296 | New York Power Authority |  | 808 | Jarvis (Hinckley) | NY | Restructured | Oneida | 1 | Conventional Hydroelectric | HY |  | S | X | X |  |  | 4.5 | 1 | 4.5 | 4.5 | 1 | N |  |  | OP | X | 7 | 1991 | Pre-2000 |  |  | N | Electric Utility | Utility | Municipal | 1 | X | WAT | Renewable | 4.5 | 0 | 1 | 0
Operable | 15296 | New York Power Authority |  | 808 | Jarvis (Hinckley) | NY | Restructured | Oneida | 2 | Conventional Hydroelectric | HY |  | S | X | X |  |  | 4.5 | 1 | 4.5 | 4.5 | 1 | N |  |  | OP | X | 7 | 1991 | Pre-2000 |  |  | N | Electric Utility | Utility | Municipal | 1 | X | WAT | Renewable | 4.5 | 0 | 1 | 0
Operable | 15296 | New York Power Authority |  | 2483 | Neversink | NY | Restructured | Sullivan | H1 | Conventional Hydroelectric | HY |  | W | X | X |  |  | 25 | 1 | 22 | 22 | 1 | N |  |  | OP | X | 12 | 1953 | Pre-2000 |  |  | N | Electric Utility | Utility | Municipal | 1 | X | WAT | Renewable | 25 | 0 | 1 | 0
Operable | 15296 | New York Power Authority |  | 2627 | Grahamsville | NY | Restructured | Sullivan | GRHM | Conventional Hydroelectric | HY |  | W | X | X |  |  | 18 | 1 | 16.3 | 16.3 | 1 | N |  |  | OP | X | 1 | 1956 | Pre-2000 |  |  | N | Electric Utility | Utility | Municipal | 1 | X | WAT | Renewable | 18 | 0 | 1 | 0
Operable | 15296 | New York Power Authority |  | 2685 | Crescent | NY | Restructured | Albany | 1 | Conventional Hydroelectric | HY |  | S | X | X |  |  | 2.8 | 1 | 2.8 | 2.8 | 1 | N |  |  | OP | X | 7 | 1924 | Pre-2000 |  |  | N | Electric Utility | Utility | Municipal | 1 | X | WAT | Renewable | 2.8 | 0 | 1 | 0
Operable | 15296 | New York Power Authority |  | 2685 | Crescent | NY | Restructured | Albany | 2 | Conventional Hydroelectric | HY |  | S | X | X |  |  | 2.8 | 1 | 2.8 | 2.8 | 1 | N |  |  | OP | X | 7 | 1924 | Pre-2000 |  |  | N | Electric Utility | Utility | Municipal | 1 | X | WAT | Renewable | 2.8 | 0 | 1 | 0
Operable | 15296 | New York Power Authority |  | 2685 | Crescent | NY | Restructured | Albany | 3 | Conventional Hydroelectric | HY |  | S | X | X |  |  | 3 | 1 | 3 | 3 | 1 | N |  |  | OP | X | 7 | 1991 | Pre-2000 |  |  | N | Electric Utility | Utility | Municipal | 1 | X | WAT | Renewable | 3 | 0 | 1 | 0
Operable | 15296 | New York Power Authority |  | 2685 | Crescent | NY | Restructured | Albany | 4 | Conventional Hydroelectric | HY |  | S | X | X |  |  | 3 | 1 | 3 | 3 | 1 | N |  |  | OP | X | 7 | 1991 | Pre-2000 |  |  | N | Electric Utility | Utility | Municipal | 1 | X | WAT | Renewable | 3 | 0 | 1 | 0
Operable | 15296 | New York Power Authority |  | 2686 | Vischer Ferry | NY | Restructured | Saratoga | 1 | Conventional Hydroelectric | HY |  | S | X | X |  |  | 2.8 | 1 | 2.8 | 2.9 | 1 | N |  |  | OP | X | 7 | 1924 | Pre-2000 |  |  | N | Electric Utility | Utility | Municipal | 1 | X | WAT | Renewable | 2.8 | 0 | 1 | 0
Operable | 15296 | New York Power Authority |  | 2686 | Vischer Ferry | NY | Restructured | Saratoga | 2 | Conventional Hydroelectric | HY |  | S | X | X |  |  | 2.8 | 1 | 2.8 | 2.9 | 1 | N |  |  | OP | X | 7 | 1924 | Pre-2000 |  |  | N | Electric Utility | Utility | Municipal | 1 | X | WAT | Renewable | 2.8 | 0 | 1 | 0
Operable | 15296 | New York Power Authority |  | 2686 | Vischer Ferry | NY | Restructured | Saratoga | 3 | Conventional Hydroelectric | HY |  | S | X | X |  |  | 3 | 1 | 3 | 2.9 | 1 | N |  |  | OP | X | 7 | 1991 | Pre-2000 |  |  | N | Electric Utility | Utility | Municipal | 1 | X | WAT | Renewable | 3 | 0 | 1 | 0
Operable | 15296 | New York Power Authority |  | 2686 | Vischer Ferry | NY | Restructured | Saratoga | 4 | Conventional Hydroelectric | HY |  | S | X | X |  |  | 3 | 1 | 3 | 2.9 | 1 | N |  |  | OP | X | 7 | 1991 | Pre-2000 |  |  | N | Electric Utility | Utility | Municipal | 1 | X | WAT | Renewable | 3 | 0 | 1 | 0
Operable | 15296 | New York Power Authority |  | 2691 | Blenheim Gilboa | NY | Restructured | Schoharie | 1 | Hydroelectric Pumped Storage | PS |  | S | X | X |  |  | 250 | 1 | 290.7 | 290.7 | 1 | N |  |  | OP | X | 7 | 1973 | Pre-2000 |  |  | N | Electric Utility | Utility | Municipal | 1 | X | WAT | Renewable | 250 | 0 | 1 | 0
Operable | 15296 | New York Power Authority |  | 2691 | Blenheim Gilboa | NY | Restructured | Schoharie | 2 | Hydroelectric Pumped Storage | PS |  | S | X | X |  |  | 250 | 1 | 291.2 | 291.2 | 1 | N |  |  | OP | X | 7 | 1973 | Pre-2000 |  |  | N | Electric Utility | Utility | Municipal | 1 | X | WAT | Renewable | 250 | 0 | 1 | 0
Operable | 15296 | New York Power Authority |  | 2691 | Blenheim Gilboa | NY | Restructured | Schoharie | 3 | Hydroelectric Pumped Storage | PS |  | S | X | X |  |  | 250 | 1 | 291.7 | 291.7 | 1 | N |  |  | OP | X | 7 | 1973 | Pre-2000 |  |  | N | Electric Utility | Utility | Municipal | 1 | X | WAT | Renewable | 250 | 0 | 1 | 0
Operable | 15296 | New York Power Authority |  | 2691 | Blenheim Gilboa | NY | Restructured | Schoharie | 4 | Hydroelectric Pumped Storage | PS |  | S | X | X |  |  | 250 | 1 | 291.5 | 291.5 | 1 | N |  |  | OP | X | 7 | 1973 | Pre-2000 |  |  | N | Electric Utility | Utility | Municipal | 1 | X | WAT | Renewable | 250 | 0 | 1 | 0
Operable | 15296 | New York Power Authority |  | 2692 | Lewiston Niagara | NY | Restructured | Niagara | 1 | Hydroelectric Pumped Storage | PS |  | S | X | X |  |  | 20 | 1 | 20 | 20 | 1 | N |  |  | OP | X | 10 | 1961 | Pre-2000 |  |  | N | Electric Utility | Utility | Municipal | 1 | X | WAT | Renewable | 20 | 0 | 1 | 0
Operable | 15296 | New York Power Authority |  | 2692 | Lewiston Niagara | NY | Restructured | Niagara | 10 | Hydroelectric Pumped Storage | PS |  | S | X | X |  |  | 20 | 1 | 20 | 20 | 1 | N |  |  | OP | X | 7 | 1962 | Pre-2000 |  |  | N | Electric Utility | Utility | Municipal | 1 | X | WAT | Renewable | 20 | 0 | 1 | 0
Operable | 15296 | New York Power Authority |  | 2692 | Lewiston Niagara | NY | Restructured | Niagara | 11 | Hydroelectric Pumped Storage | PS |  | S | X | X |  |  | 20 | 1 | 20 | 20 | 1 | N |  |  | OP | X | 8 | 1962 | Pre-2000 |  |  | N | Electric Utility | Utility | Municipal | 1 | X | WAT | Renewable | 20 | 0 | 1 | 0
Operable | 15296 | New York Power Authority |  | 2692 | Lewiston Niagara | NY | Restructured | Niagara | 12 | Hydroelectric Pumped Storage | PS |  | S | X | X |  |  | 20 | 1 | 20 | 20 | 1 | N |  |  | OP | X | 10 | 1962 | Pre-2000 |  |  | N | Electric Utility | Utility | Municipal | 1 | X | WAT | Renewable | 20 | 0 | 1 | 0
Operable | 15296 | New York Power Authority |  | 2692 | Lewiston Niagara | NY | Restructured | Niagara | 2 | Hydroelectric Pumped Storage | PS |  | S | X | X |  |  | 20 | 1 | 20 | 20 | 1 | N |  |  | OP | X | 11 | 1961 | Pre-2000 |  |  | N | Electric Utility | Utility | Municipal | 1 | X | WAT | Renewable | 20 | 0 | 1 | 0
Operable | 15296 | New York Power Authority |  | 2692 | Lewiston Niagara | NY | Restructured | Niagara | 3 | Hydroelectric Pumped Storage | PS |  | S | X | X |  |  | 20 | 1 | 20 | 20 | 1 | N |  |  | OP | X | 11 | 1961 | Pre-2000 |  |  | N | Electric Utility | Utility | Municipal | 1 | X | WAT | Renewable | 20 | 0 | 1 | 0
Operable | 15296 | New York Power Authority |  | 2692 | Lewiston Niagara | NY | Restructured | Niagara | 4 | Hydroelectric Pumped Storage | PS |  | S | X | X |  |  | 20 | 1 | 20 | 20 | 1 | N |  |  | OP | X | 1 | 1962 | Pre-2000 |  |  | N | Electric Utility | Utility | Municipal | 1 | X | WAT | Renewable | 20 | 0 | 1 | 0
Operable | 15296 | New York Power Authority |  | 2692 | Lewiston Niagara | NY | Restructured | Niagara | 5 | Hydroelectric Pumped Storage | PS |  | S | X | X |  |  | 20 | 1 | 20 | 20 | 1 | N |  |  | OP | X | 2 | 1962 | Pre-2000 |  |  | N | Electric Utility | Utility | Municipal | 1 | X | WAT | Renewable | 20 | 0 | 1 | 0
Operable | 15296 | New York Power Authority |  | 2692 | Lewiston Niagara | NY | Restructured | Niagara | 6 | Hydroelectric Pumped Storage | PS |  | S | X | X |  |  | 20 | 1 | 20 | 20 | 1 | N |  |  | OA | X | 2 | 1962 | Pre-2000 |  |  | N | Electric Utility | Utility | Municipal | 1 | X | WAT | Renewable | 20 | 0 | 1 | 0
Operable | 15296 | New York Power Authority |  | 2692 | Lewiston Niagara | NY | Restructured | Niagara | 7 | Hydroelectric Pumped Storage | PS |  | S | X | X |  |  | 20 | 1 | 20 | 20 | 1 | N |  |  | OP | X | 4 | 1962 | Pre-2000 |  |  | N | Electric Utility | Utility | Municipal | 1 | X | WAT | Renewable | 20 | 0 | 1 | 0
Operable | 15296 | New York Power Authority |  | 2692 | Lewiston Niagara | NY | Restructured | Niagara | 8 | Hydroelectric Pumped Storage | PS |  | S | X | X |  |  | 20 | 1 | 20 | 20 | 1 | N |  |  | OP | X | 5 | 1962 | Pre-2000 |  |  | N | Electric Utility | Utility | Municipal | 1 | X | WAT | Renewable | 20 | 0 | 1 | 0
Operable | 15296 | New York Power Authority |  | 2692 | Lewiston Niagara | NY | Restructured | Niagara | 9 | Hydroelectric Pumped Storage | PS |  | S | X | X |  |  | 20 | 1 | 20 | 20 | 1 | N |  |  | OP | X | 6 | 1962 | Pre-2000 |  |  | N | Electric Utility | Utility | Municipal | 1 | X | WAT | Renewable | 20 | 0 | 1 | 0
Operable | 15296 | New York Power Authority |  | 2693 | Robert Moses Niagara | NY | Restructured | Niagara | 1 | Conventional Hydroelectric | HY |  | S | X | X |  |  | 193.5 | 1 | 187.3 | 187.3 | 1 | N |  |  | OP | X | 1 | 1961 | Pre-2000 |  |  | N | Electric Utility | Utility | Municipal | 1 | X | WAT | Renewable | 193.5 | 0 | 1 | 0
Operable | 15296 | New York Power Authority |  | 2693 | Robert Moses Niagara | NY | Restructured | Niagara | 10 | Conventional Hydroelectric | HY |  | S | X | X |  |  | 193.5 | 1 | 187.3 | 187.3 | 1 | N |  |  | OP | X | 12 | 1961 | Pre-2000 |  |  | N | Electric Utility | Utility | Municipal | 1 | X | WAT | Renewable | 193.5 | 0 | 1 | 0
Operable | 15296 | New York Power Authority |  | 2693 | Robert Moses Niagara | NY | Restructured | Niagara | 11 | Conventional Hydroelectric | HY |  | S | X | X |  |  | 193.5 | 1 | 187.3 | 187.3 | 1 | N |  |  | OP | X | 2 | 1962 | Pre-2000 |  |  | N | Electric Utility | Utility | Municipal | 1 | X | WAT | Renewable | 193.5 | 0 | 1 | 0
Operable | 15296 | New York Power Authority |  | 2693 | Robert Moses Niagara | NY | Restructured | Niagara | 12 | Conventional Hydroelectric | HY |  | S | X | X |  |  | 193.5 | 1 | 187.3 | 187.3 | 1 | N |  |  | OP | X | 3 | 1962 | Pre-2000 |  |  | N | Electric Utility | Utility | Municipal | 1 | X | WAT | Renewable | 193.5 | 0 | 1 | 0
Operable | 15296 | New York Power Authority |  | 2693 | Robert Moses Niagara | NY | Restructured | Niagara | 13 | Conventional Hydroelectric | HY |  | S | X | X |  |  | 193.5 | 1 | 187.3 | 187.3 | 1 | N |  |  | OP | X | 5 | 1962 | Pre-2000 |  |  | N | Electric Utility | Utility | Municipal | 1 | X | WAT | Renewable | 193.5 | 0 | 1 | 0
Operable | 15296 | New York Power Authority |  | 2693 | Robert Moses Niagara | NY | Restructured | Niagara | 2 | Conventional Hydroelectric | HY |  | S | X | X |  |  | 193.5 | 1 | 187.3 | 187.3 | 1 | N |  |  | OP | X | 2 | 1962 | Pre-2000 |  |  | N | Electric Utility | Utility | Municipal | 1 | X | WAT | Renewable | 193.5 | 0 | 1 | 0
Operable | 15296 | New York Power Authority |  | 2693 | Robert Moses Niagara | NY | Restructured | Niagara | 3 | Conventional Hydroelectric | HY |  | S | X | X |  |  | 193.5 | 1 | 187.3 | 187.3 | 1 | N |  |  | OP | X | 3 | 1961 | Pre-2000 |  |  | N | Electric Utility | Utility | Municipal | 1 | X | WAT | Renewable | 193.5 | 0 | 1 | 0
Operable | 15296 | New York Power Authority |  | 2693 | Robert Moses Niagara | NY | Restructured | Niagara | 4 | Conventional Hydroelectric | HY |  | S | X | X |  |  | 193.5 | 1 | 187.3 | 187.3 | 1 | N |  |  | OP | X | 4 | 1961 | Pre-2000 |  |  | N | Electric Utility | Utility | Municipal | 1 | X | WAT | Renewable | 193.5 | 0 | 1 | 0
Operable | 15296 | New York Power Authority |  | 2693 | Robert Moses Niagara | NY | Restructured | Niagara | 5 | Conventional Hydroelectric | HY |  | S | X | X |  |  | 193.5 | 1 | 187.3 | 187.3 | 1 | N |  |  | OP | X | 6 | 1961 | Pre-2000 |  |  | N | Electric Utility | Utility | Municipal | 1 | X | WAT | Renewable | 193.5 | 0 | 1 | 0
Operable | 15296 | New York Power Authority |  | 2693 | Robert Moses Niagara | NY | Restructured | Niagara | 6 | Conventional Hydroelectric | HY |  | S | X | X |  |  | 193.5 | 1 | 187.3 | 187.3 | 1 | N |  |  | OA | X | 7 | 1961 | Pre-2000 |  |  | N | Electric Utility | Utility | Municipal | 1 | X | WAT | Renewable | 193.5 | 0 | 1 | 0
Operable | 15296 | New York Power Authority |  | 2693 | Robert Moses Niagara | NY | Restructured | Niagara | 7 | Conventional Hydroelectric | HY |  | S | X | X |  |  | 193.5 | 1 | 187.3 | 187.3 | 1 | N |  |  | OP | X | 8 | 1961 | Pre-2000 |  |  | N | Electric Utility | Utility | Municipal | 1 | X | WAT | Renewable | 193.5 | 0 | 1 | 0
Operable | 15296 | New York Power Authority |  | 2693 | Robert Moses Niagara | NY | Restructured | Niagara | 8 | Conventional Hydroelectric | HY |  | S | X | X |  |  | 150.3 | 1 | 187.3 | 187.3 | 1 | N |  |  | OP | X | 9 | 1961 | Pre-2000 |  |  | N | Electric Utility | Utility | Municipal | 1 | X | WAT | Renewable | 150.3 | 0 | 1 | 0
Operable | 15296 | New York Power Authority |  | 2693 | Robert Moses Niagara | NY | Restructured | Niagara | 9 | Conventional Hydroelectric | HY |  | S | X | X |  |  | 150.3 | 1 | 187.3 | 187.3 | 1 | N |  |  | OP | X | 11 | 1961 | Pre-2000 |  |  | N | Electric Utility | Utility | Municipal | 1 | X | WAT | Renewable | 150.3 | 0 | 1 | 0
Operable | 15296 | New York Power Authority |  | 2694 | Robert Moses Power Dam | NY | Restructured | St Lawrence | 17 | Conventional Hydroelectric | HY |  | S | X | X |  |  | 57 | 1 | 53.5 | 53.5 | 1 | N |  |  | OP | X | 7 | 1959 | Pre-2000 |  |  | N | Electric Utility | Utility | Municipal | 1 | X | WAT | Renewable | 57 | 0 | 1 | 0
Operable | 15296 | New York Power Authority |  | 2694 | Robert Moses Power Dam | NY | Restructured | St Lawrence | 18 | Conventional Hydroelectric | HY |  | S | X | X |  |  | 57 | 1 | 53.5 | 53.5 | 1 | N |  |  | OP | X | 7 | 1959 | Pre-2000 |  |  | N | Electric Utility | Utility | Municipal | 1 | X | WAT | Renewable | 57 | 0 | 1 | 0
Operable | 15296 | New York Power Authority |  | 2694 | Robert Moses Power Dam | NY | Restructured | St Lawrence | 19 | Conventional Hydroelectric | HY |  | S | X | X |  |  | 57 | 1 | 53.5 | 53.5 | 1 | N |  |  | OP | X | 6 | 1959 | Pre-2000 |  |  | N | Electric Utility | Utility | Municipal | 1 | X | WAT | Renewable | 57 | 0 | 1 | 0
Operable | 15296 | New York Power Authority |  | 2694 | Robert Moses Power Dam | NY | Restructured | St Lawrence | 20 | Conventional Hydroelectric | HY |  | S | X | X |  |  | 57 | 1 | 53.5 | 53.5 | 1 | N |  |  | OP | X | 5 | 1959 | Pre-2000 |  |  | N | Electric Utility | Utility | Municipal | 1 | X | WAT | Renewable | 57 | 0 | 1 | 0
Operable | 15296 | New York Power Authority |  | 2694 | Robert Moses Power Dam | NY | Restructured | St Lawrence | 21 | Conventional Hydroelectric | HY |  | S | X | X |  |  | 57 | 1 | 53.5 | 53.5 | 1 | N |  |  | OP | X | 5 | 1959 | Pre-2000 |  |  | N | Electric Utility | Utility | Municipal | 1 | X | WAT | Renewable | 57 | 0 | 1 | 0
Operable | 15296 | New York Power Authority |  | 2694 | Robert Moses Power Dam | NY | Restructured | St Lawrence | 22 | Conventional Hydroelectric | HY |  | S | X | X |  |  | 57 | 1 | 53.5 | 53.5 | 1 | N |  |  | OP | X | 3 | 1959 | Pre-2000 |  |  | N | Electric Utility | Utility | Municipal | 1 | X | WAT | Renewable | 57 | 0 | 1 | 0
Operable | 15296 | New York Power Authority |  | 2694 | Robert Moses Power Dam | NY | Restructured | St Lawrence | 23 | Conventional Hydroelectric | HY |  | S | X | X |  |  | 57 | 1 | 53.5 | 53.5 | 1 | N |  |  | OP | X | 1 | 1959 | Pre-2000 |  |  | N | Electric Utility | Utility | Municipal | 1 | X | WAT | Renewable | 57 | 0 | 1 | 0
Operable | 15296 | New York Power Authority |  | 2694 | Robert Moses Power Dam | NY | Restructured | St Lawrence | 24 | Conventional Hydroelectric | HY |  | S | X | X |  |  | 57 | 1 | 53.5 | 53.5 | 1 | N |  |  | OP | X | 12 | 1958 | Pre-2000 |  |  | N | Electric Utility | Utility | Municipal | 1 | X | WAT | Renewable | 57 | 0 | 1 | 0
Operable | 15296 | New York Power Authority |  | 2694 | Robert Moses Power Dam | NY | Restructured | St Lawrence | 25 | Conventional Hydroelectric | HY |  | S | X | X |  |  | 57 | 1 | 53.5 | 53.5 | 1 | N |  |  | OP | X | 11 | 1958 | Pre-2000 |  |  | N | Electric Utility | Utility | Municipal | 1 | X | WAT | Renewable | 57 | 0 | 1 | 0
Operable | 15296 | New York Power Authority |  | 2694 | Robert Moses Power Dam | NY | Restructured | St Lawrence | 26 | Conventional Hydroelectric | HY |  | S | X | X |  |  | 57 | 1 | 53.5 | 53.5 | 1 | N |  |  | OA | X | 10 | 1958 | Pre-2000 |  |  | N | Electric Utility | Utility | Municipal | 1 | X | WAT | Renewable | 57 | 0 | 1 | 0
Operable | 15296 | New York Power Authority |  | 2694 | Robert Moses Power Dam | NY | Restructured | St Lawrence | 27 | Conventional Hydroelectric | HY |  | S | X | X |  |  | 57 | 1 | 53.5 | 53.5 | 1 | N |  |  | OP | X | 8 | 1958 | Pre-2000 |  |  | N | Electric Utility | Utility | Municipal | 1 | X | WAT | Renewable | 57 | 0 | 1 | 0
Operable | 15296 | New York Power Authority |  | 2694 | Robert Moses Power Dam | NY | Restructured | St Lawrence | 28 | Conventional Hydroelectric | HY |  | S | X | X |  |  | 57 | 1 | 53.5 | 53.5 | 1 | N |  |  | OP | X | 8 | 1958 | Pre-2000 |  |  | N | Electric Utility | Utility | Municipal | 1 | X | WAT | Renewable | 57 | 0 | 1 | 0
Operable | 15296 | New York Power Authority |  | 2694 | Robert Moses Power Dam | NY | Restructured | St Lawrence | 29 | Conventional Hydroelectric | HY |  | S | X | X |  |  | 57 | 1 | 53.5 | 53.5 | 1 | N |  |  | OP | X | 7 | 1958 | Pre-2000 |  |  | N | Electric Utility | Utility | Municipal | 1 | X | WAT | Renewable | 57 | 0 | 1 | 0
Operable | 15296 | New York Power Authority |  | 2694 | Robert Moses Power Dam | NY | Restructured | St Lawrence | 30 | Conventional Hydroelectric | HY |  | S | X | X |  |  | 57 | 1 | 53.5 | 53.5 | 1 | N |  |  | OP | X | 7 | 1958 | Pre-2000 |  |  | N | Electric Utility | Utility | Municipal | 1 | X | WAT | Renewable | 57 | 0 | 1 | 0
Operable | 15296 | New York Power Authority |  | 2694 | Robert Moses Power Dam | NY | Restructured | St Lawrence | 31 | Conventional Hydroelectric | HY |  | S | X | X |  |  | 57 | 1 | 53.5 | 53.5 | 1 | N |  |  | OP | X | 7 | 1958 | Pre-2000 |  |  | N | Electric Utility | Utility | Municipal | 1 | X | WAT | Renewable | 57 | 0 | 1 | 0
Operable | 15296 | New York Power Authority |  | 2694 | Robert Moses Power Dam | NY | Restructured | St Lawrence | 32 | Conventional Hydroelectric | HY |  | S | X | X |  |  | 57 | 1 | 53.5 | 53.5 | 1 | N |  |  | OP | X | 7 | 1958 | Pre-2000 |  |  | N | Electric Utility | Utility | Municipal | 1 | X | WAT | Renewable | 57 | 0 | 1 | 0
Operable | 15296 | New York Power Authority |  | 7314 | Richard M Flynn | NY | Restructured | Suffolk | NA1 | Natural Gas Fired Combined Cycle | CT | CC1 | S | X | N |  |  | 170 | 1 | 135.5 | 160 | 1 | N |  |  | OP | X | 5 | 1994 | Pre-2000 |  |  | N | Electric Utility | Utility | Municipal | 1 | X | NG | Non-Renewable | 0 | 170 | 0 | 1 | DFO
Operable | 15296 | New York Power Authority |  | 7314 | Richard M Flynn | NY | Restructured | Suffolk | NA2 | Natural Gas Fired Combined Cycle | CA | CC1 | S | N | X |  |  | 0 | 1 |  |  | 0 | N |  |  | OP | X | 5 | 1994 | Pre-2000 |  |  | N | Electric Utility | Utility | Municipal | 1 | X | NG | Non-Renewable | 0 | 0 | 0 | 1 | DFO
Operable | 15296 | New York Power Authority |  | 7909 | Vernon Boulevard | NY | Restructured | Queens | VG02 | Natural Gas Fired Combustion Turbine | GT |  | S | X | X |  |  | 47 | 1 | 40 | 40 | 39.9 | N |  |  | OP | X | 8 | 2001 | 2001 |  |  | N | Electric Utility | Utility | Municipal | 1 | X | NG | Non-Renewable | 0 | 47 | 0 | 1
Operable | 15296 | New York Power Authority |  | 7909 | Vernon Boulevard | NY | Restructured | Queens | VG03 | Natural Gas Fired Combustion Turbine | GT |  | S | X | X |  |  | 47 | 1 | 39.9 | 39.9 | 39.9 | N |  |  | OP | X | 8 | 2001 | 2001 |  |  | N | Electric Utility | Utility | Municipal | 1 | X | NG | Non-Renewable | 0 | 47 | 0 | 1
Operable | 15296 | New York Power Authority |  | 7910 | Joseph J Seymour Power Project | NY | Restructured | Kings | 1 | Natural Gas Fired Combustion Turbine | GT |  | S | X | X |  |  | 47 | 1 | 40 | 40 | 39.9 | N |  |  | OP | X | 7 | 2001 | 2001 |  |  | N | Electric Utility | Utility | Municipal | 1 | X | NG | Non-Renewable | 0 | 47 | 0 | 1
Operable | 15296 | New York Power Authority |  | 7910 | Joseph J Seymour Power Project | NY | Restructured | Kings | 2 | Natural Gas Fired Combustion Turbine | GT |  | S | X | X |  |  | 47 | 1 | 39.9 | 39.9 | 39.9 | N |  |  | OP | X | 7 | 2001 | 2001 |  |  | N | Electric Utility | Utility | Municipal | 1 | X | NG | Non-Renewable | 0 | 47 | 0 | 1
Operable | 15296 | New York Power Authority |  | 7912 | Brentwood | NY | Restructured | Suffolk | 1 | Natural Gas Fired Combustion Turbine | GT |  | S | X | X |  |  | 47 | 1 | 45.5 | 46 | 45 | N |  |  | OP | X | 7 | 2001 | 2001 |  |  | N | Electric Utility | Utility | Municipal | 1 | X | NG | Non-Renewable | 0 | 47 | 0 | 1
Operable | 15296 | New York Power Authority |  | 7913 | Hell Gate | NY | Restructured | Bronx | HG01 | Natural Gas Fired Combustion Turbine | GT |  | S | X | X |  |  | 47 | 1 | 39.9 | 39.9 | 39.9 | N |  |  | OP | X | 7 | 2001 | 2001 |  |  | N | Electric Utility | Utility | Municipal | 1 | X | NG | Non-Renewable | 0 | 47 | 0 | 1
Operable | 15296 | New York Power Authority |  | 7913 | Hell Gate | NY | Restructured | Bronx | HG02 | Natural Gas Fired Combustion Turbine | GT |  | S | X | X |  |  | 47 | 1 | 40 | 40 | 39.9 | N |  |  | OP | X | 7 | 2001 | 2001 |  |  | N | Electric Utility | Utility | Municipal | 1 | X | NG | Non-Renewable | 0 | 47 | 0 | 1
Operable | 15296 | New York Power Authority |  | 7914 | Harlem River Yard | NY | Restructured | Bronx | HR01 | Natural Gas Fired Combustion Turbine | GT |  | S | X | X |  |  | 47 | 1 | 39.9 | 39.9 | 39.9 | N |  |  | OP | X | 7 | 2001 | 2001 |  |  | N | Electric Utility | Utility | Municipal | 1 | X | NG | Non-Renewable | 0 | 47 | 0 | 1
Operable | 15296 | New York Power Authority |  | 7914 | Harlem River Yard | NY | Restructured | Bronx | HR02 | Natural Gas Fired Combustion Turbine | GT |  | S | X | X |  |  | 47 | 1 | 40 | 40 | 39.9 | N |  |  | OP | X | 7 | 2001 | 2001 |  |  | N | Electric Utility | Utility | Municipal | 1 | X | NG | Non-Renewable | 0 | 47 | 0 | 1
Operable | 15296 | New York Power Authority |  | 7915 | North 1st | NY | Restructured | Kings | N01 | Natural Gas Fired Combustion Turbine | GT |  | S | X | X |  |  | 47 | 1 | 45.8 | 46 | 40 | N |  |  | OP | X | 8 | 2001 | 2001 |  |  | N | Electric Utility | Utility | Municipal | 1 | X | NG | Non-Renewable | 0 | 47 | 0 | 1
Operable | 15296 | New York Power Authority |  | 8053 | Pouch | NY | Restructured | Richmond | N01 | Natural Gas Fired Combustion Turbine | GT |  | S | X | X |  |  | 47 | 1 | 45.1 | 46 | 40 | N |  |  | OP | X | 8 | 2001 | 2001 |  |  | N | Electric Utility | Utility | Municipal | 1 | X | NG | Non-Renewable | 0 | 47 | 0 | 1
Operable | 15296 | New York Power Authority |  | 56196 | Zeltmann | NY | Restructured | Queens | CA01 | Natural Gas Fired Combined Cycle | CA | CC1 | S | N | X |  |  | 188 | 1 |  |  |  | N |  |  | OP | X | 12 | 2005 | 2005 |  |  | N | Electric Utility | Utility | Municipal | 1 | X | NG | Non-Renewable | 0 | 188 | 0 | 1 | DFO
Operable | 15296 | New York Power Authority |  | 56196 | Zeltmann | NY | Restructured | Queens | CT01 | Natural Gas Fired Combined Cycle | CT | CC1 | S | X | N |  |  | 170 | 1 | 238 | 270.2 | 135 | N |  |  | OP | X | 12 | 2005 | 2005 |  |  | N | Electric Utility | Utility | Municipal | 1 | X | NG | Non-Renewable | 0 | 170 | 0 | 1 | DFO
Operable | 15296 | New York Power Authority |  | 56196 | Zeltmann | NY | Restructured | Queens | CT02 | Natural Gas Fired Combined Cycle | CT | CC1 | S | X | N |  |  | 170 | 1 | 238 | 270.2 | 135 | N |  |  | OP | X | 12 | 2005 | 2005 |  |  | N | Electric Utility | Utility | Municipal | 1 | X | NG | Non-Renewable | 0 | 170 | 0 | 1 | DFO
Operable | 15296 | New York Power Authority |  | 63238 | Willis Battery Storage | NY | Restructured | Franklin | WB1 | Batteries | BA |  | S | X | X |  |  | 20 | 0.95 | 20 | 20 |  | N |  |  | OP | X | 7 | 2023 | 2023 |  |  | N | Electric Utility | Utility | Municipal | 1 | X | MWH | Other | 0 | 0 | 0 | 0
Operable | 60676 | New York Presbyterian Hospital |  | 61026 | New York Presbyterian Hospital-168th St | NY | Restructured | New York | CHNY1 | Petroleum Liquids | IC |  | S | X | X |  |  | 2 | 0.8 | 2 | 2 | 0.2 | N |  |  | SB | N | 1 | 2003 | 2003 |  |  | N | Commercial Non-CHP | Customer Sited | Other | 4 | X | DFO | Non-Renewable | 0 | 2 | 0 | 1
Operable | 60676 | New York Presbyterian Hospital |  | 61026 | New York Presbyterian Hospital-168th St | NY | Restructured | New York | CHNY2 | Petroleum Liquids | IC |  | S | X | X |  |  | 2 | 0.8 | 2 | 2 | 0.2 | N |  |  | SB | N | 1 | 2003 | 2003 |  |  | N | Commercial Non-CHP | Customer Sited | Other | 4 | X | DFO | Non-Renewable | 0 | 2 | 0 | 1
Operable | 60676 | New York Presbyterian Hospital |  | 61026 | New York Presbyterian Hospital-168th St | NY | Restructured | New York | GARG | Petroleum Liquids | IC |  | S | X | X |  |  | 0.1 | 0.8 | 0.1 | 0.1 | 0 | N |  |  | SB | N | 1 | 2000 | 2000 |  |  | N | Commercial Non-CHP | Customer Sited | Other | 4 | X | DFO | Non-Renewable | 0 | 0.1 | 0 | 1
Operable | 60676 | New York Presbyterian Hospital |  | 61026 | New York Presbyterian Hospital-168th St | NY | Restructured | New York | MHB1 | Petroleum Liquids | IC |  | S | X | X |  |  | 2 | 0.8 | 2 | 2 | 0.2 | N |  |  | SB | N | 1 | 2000 | 2000 |  |  | N | Commercial Non-CHP | Customer Sited | Other | 4 | X | DFO | Non-Renewable | 0 | 2 | 0 | 1
Operable | 60676 | New York Presbyterian Hospital |  | 61026 | New York Presbyterian Hospital-168th St | NY | Restructured | New York | MHB2 | Petroleum Liquids | IC |  | S | X | X |  |  | 1.4 | 0.8 | 1.4 | 1.4 | 0.1 | N |  |  | SB | N | 1 | 2000 | 2000 |  |  | N | Commercial Non-CHP | Customer Sited | Other | 4 | X | DFO | Non-Renewable | 0 | 1.4 | 0 | 1
Operable | 60676 | New York Presbyterian Hospital |  | 61026 | New York Presbyterian Hospital-168th St | NY | Restructured | New York | MHB3 | Petroleum Liquids | IC |  | S | X | X |  |  | 1.4 | 0.8 | 1.4 | 1.4 | 0.1 | N |  |  | SB | N | 1 | 2000 | 2000 |  |  | N | Commercial Non-CHP | Customer Sited | Other | 4 | X | DFO | Non-Renewable | 0 | 1.4 | 0 | 1
Operable | 60676 | New York Presbyterian Hospital |  | 61026 | New York Presbyterian Hospital-168th St | NY | Restructured | New York | MHB4 | Petroleum Liquids | IC |  | S | X | X |  |  | 1.5 | 0.8 | 1.5 | 1.5 | 0.2 | N |  |  | SB | N | 1 | 2008 | 2008 |  |  | N | Commercial Non-CHP | Customer Sited | Other | 4 | X | DFO | Non-Renewable | 0 | 1.5 | 0 | 1
Operable | 60676 | New York Presbyterian Hospital |  | 61026 | New York Presbyterian Hospital-168th St | NY | Restructured | New York | MHB5 | Petroleum Liquids | IC |  | S | X | X |  |  | 1.5 | 0.8 | 1.5 | 1.5 | 0.2 | N |  |  | SB | N | 1 | 2008 | 2008 |  |  | N | Commercial Non-CHP | Customer Sited | Other | 4 | X | DFO | Non-Renewable | 0 | 1.5 | 0 | 1
Operable | 13511 | New York State Elec & Gas Corp |  | 625 | Upper Mechanicville | NY | Restructured | Saratoga | 1 | Conventional Hydroelectric | HY |  | S | X | X | 23645 | 23645 | 8.2 | 0.95 | 9.2 | 9.2 | 0 | N |  |  | OP | X | 9 | 1983 | Pre-2000 |  |  | N | Electric Utility | Utility | Investor Owned Utility | 1 | X | WAT | Renewable | 8.2 | 0 | 1 | 0
Operable | 13511 | New York State Elec & Gas Corp |  | 625 | Upper Mechanicville | NY | Restructured | Saratoga | 2 | Conventional Hydroelectric | HY |  | S | X | X | 23645 | 23645 | 8.2 | 0.95 | 9.2 | 9.2 | 0 | N |  |  | OP | X | 9 | 1983 | Pre-2000 |  |  | N | Electric Utility | Utility | Investor Owned Utility | 1 | X | WAT | Renewable | 8.2 | 0 | 1 | 0
Operable | 13511 | New York State Elec & Gas Corp |  | 2522 | Cadyville | NY | Restructured | Clinton | 1 | Conventional Hydroelectric | HY |  | S | X | X | 23628 | 23628 | 1.2 | 0.8 | 1.2 | 1.2 | 0 | N |  |  | OS | X | 8 | 1921 | Pre-2000 |  |  | N | Electric Utility | Utility | Investor Owned Utility | 1 | X | WAT | Renewable | 1.2 | 0 | 1 | 0
Operable | 13511 | New York State Elec & Gas Corp |  | 2522 | Cadyville | NY | Restructured | Clinton | 2 | Conventional Hydroelectric | HY |  | S | X | X | 23628 | 23628 | 1.2 | 0.8 | 1.2 | 1.2 | 0 | N |  |  | OP | X | 8 | 1921 | Pre-2000 |  |  | N | Electric Utility | Utility | Investor Owned Utility | 1 | X | WAT | Renewable | 1.2 | 0 | 1 | 0
Operable | 13511 | New York State Elec & Gas Corp |  | 2522 | Cadyville | NY | Restructured | Clinton | 3 | Conventional Hydroelectric | HY |  | S | X | X | 23628 | 23628 | 3.1 | 0.95 | 3.1 | 3.1 | 0 | N |  |  | OP | X | 9 | 1986 | Pre-2000 |  |  | N | Electric Utility | Utility | Investor Owned Utility | 1 | X | WAT | Renewable | 3.1 | 0 | 1 | 0
Operable | 13511 | New York State Elec & Gas Corp |  | 2528 | Harris Lake | NY | Restructured | Essex | 1 | Petroleum Liquids | IC |  | S | X | X | 5018 | 5018 | 1.7 | 0.8 | 1.7 | 1.7 | 1.7 | N |  |  | OP | X | 9 | 1967 | Pre-2000 |  |  | N | Electric Utility | Utility | Investor Owned Utility | 1 | X | DFO | Non-Renewable | 0 | 1.7 | 0 | 1
Operable | 13511 | New York State Elec & Gas Corp |  | 2528 | Harris Lake | NY | Restructured | Essex | 2 | Petroleum Liquids | IC |  | S | X | X | 5018 | 5018 | 2.5 | 0.8 | 2.3 | 2.3 | 2.3 | N |  |  | OP | X | 8 | 2017 | 2017 |  |  | N | Electric Utility | Utility | Investor Owned Utility | 1 | X | DFO | Non-Renewable | 0 | 2.5 | 0 | 1
Operable | 13511 | New York State Elec & Gas Corp |  | 2530 | High Falls - Saranac NY | NY | Restructured | Clinton | 1 | Conventional Hydroelectric | HY |  | S | X | X | 23628 | 23628 | 4 | 0.8 | 4 | 4 | 0 | N |  |  | OP | X | 8 | 1948 | Pre-2000 |  |  | N | Electric Utility | Utility | Investor Owned Utility | 1 | X | WAT | Renewable | 4 | 0 | 1 | 0
Operable | 13511 | New York State Elec & Gas Corp |  | 2530 | High Falls - Saranac NY | NY | Restructured | Clinton | 2 | Conventional Hydroelectric | HY |  | S | X | X | 23628 | 23628 | 4 | 0.8 | 4 | 4 | 0 | N |  |  | OS | X | 8 | 1949 | Pre-2000 |  |  | N | Electric Utility | Utility | Investor Owned Utility | 1 | X | WAT | Renewable | 4 | 0 | 1 | 0
Operable | 13511 | New York State Elec & Gas Corp |  | 2530 | High Falls - Saranac NY | NY | Restructured | Clinton | 3 | Conventional Hydroelectric | HY |  | S | X | X | 23628 | 23628 | 7 | 0.8 | 7 | 7 | 0 | N |  |  | OP | X | 8 | 1956 | Pre-2000 |  |  | N | Electric Utility | Utility | Investor Owned Utility | 1 | X | WAT | Renewable | 7 | 0 | 1 | 0
Operable | 13511 | New York State Elec & Gas Corp |  | 2532 | Kent Falls | NY | Restructured | Clinton | 1 | Conventional Hydroelectric | HY |  | S | X | X | 23628 | 23628 | 3.2 | 0.8 | 3.8 | 3.8 | 0 | N |  |  | OS | X | 8 | 1928 | Pre-2000 |  |  | N | Electric Utility | Utility | Investor Owned Utility | 1 | X | WAT | Renewable | 3.2 | 0 | 1 | 0
Operable | 13511 | New York State Elec & Gas Corp |  | 2532 | Kent Falls | NY | Restructured | Clinton | 2 | Conventional Hydroelectric | HY |  | S | X | X | 23628 | 23628 | 3.2 | 0.8 | 3.8 | 3.8 | 0 | N |  |  | OS | X | 8 | 1928 | Pre-2000 |  |  | N | Electric Utility | Utility | Investor Owned Utility | 1 | X | WAT | Renewable | 3.2 | 0 | 1 | 0
Operable | 13511 | New York State Elec & Gas Corp |  | 2532 | Kent Falls | NY | Restructured | Clinton | 3 | Conventional Hydroelectric | HY |  | S | X | X | 23628 | 23628 | 6 | 0.95 | 6 | 6 | 0 | N |  |  | OS | X | 7 | 1985 | Pre-2000 |  |  | N | Electric Utility | Utility | Investor Owned Utility | 1 | X | WAT | Renewable | 6 | 0 | 1 | 0
Operable | 13511 | New York State Elec & Gas Corp |  | 6486 | Mill C | NY | Restructured | Clinton | 1 | Conventional Hydroelectric | HY |  | S | X | X | 23628 | 23628 | 1 | 0.8 | 1 | 1 | 0 | N |  |  | OP | X | 8 | 1944 | Pre-2000 |  |  | N | Electric Utility | Utility | Investor Owned Utility | 1 | X | WAT | Renewable | 1 | 0 | 1 | 0
Operable | 13511 | New York State Elec & Gas Corp |  | 6486 | Mill C | NY | Restructured | Clinton | 2 | Conventional Hydroelectric | HY |  | S | X | X | 23628 | 23628 | 1.2 | 0.8 | 1.2 | 1.2 | 0 | N |  |  | OP | X | 8 | 1943 | Pre-2000 |  |  | N | Electric Utility | Utility | Investor Owned Utility | 1 | X | WAT | Renewable | 1.2 | 0 | 1 | 0
Operable | 13511 | New York State Elec & Gas Corp |  | 6486 | Mill C | NY | Restructured | Clinton | 3 | Conventional Hydroelectric | HY |  | S | X | X | 23628 | 23628 | 3.8 | 0.95 | 3.8 | 3.8 | 0 | N |  |  | OP | X | 11 | 1984 | Pre-2000 |  |  | N | Electric Utility | Utility | Investor Owned Utility | 1 | X | WAT | Renewable | 3.8 | 0 | 1 | 0
Operable | 13511 | New York State Elec & Gas Corp |  | 6526 | Rainbow Falls Auscble | NY | Restructured | Clinton | 1 | Conventional Hydroelectric | HY |  | S | X | X | 23628 | 23628 | 1.3 | 0.8 | 1.3 | 1.3 | 0 | N |  |  | OS | X | 8 | 1926 | Pre-2000 |  |  | N | Electric Utility | Utility | Investor Owned Utility | 1 | X | WAT | Renewable | 1.3 | 0 | 1 | 0
Operable | 13511 | New York State Elec & Gas Corp |  | 6526 | Rainbow Falls Auscble | NY | Restructured | Clinton | 2 | Conventional Hydroelectric | HY |  | S | X | X | 23628 | 23628 | 1.3 | 0.8 | 1.3 | 1.3 | 0 | N |  |  | OP | X | 8 | 1927 | Pre-2000 |  |  | N | Electric Utility | Utility | Investor Owned Utility | 1 | X | WAT | Renewable | 1.3 | 0 | 1 | 0
Operable | 13491 | New York University |  | 54808 | New York University Central Plant | NY | Restructured | New York | GT1 | Natural Gas Fired Combined Cycle | CT | CC1 | S | X | N |  |  | 5.5 | 1 | 5.5 | 5.5 | 3 | N |  |  | OP | X | 12 | 2010 | 2010 |  |  | N | Commercial CHP | Customer Sited | Other | 5 | X | NG | Non-Renewable | 0 | 5.5 | 0 | 1 | DFO
Operable | 13491 | New York University |  | 54808 | New York University Central Plant | NY | Restructured | New York | GT2 | Natural Gas Fired Combined Cycle | CT | CC1 | S | X | N |  |  | 5.5 | 1 | 5.5 | 5.5 | 3 | N |  |  | OP | X | 12 | 2010 | 2010 |  |  | N | Commercial CHP | Customer Sited | Other | 5 | X | NG | Non-Renewable | 0 | 5.5 | 0 | 1 | DFO
Operable | 13491 | New York University |  | 54808 | New York University Central Plant | NY | Restructured | New York | T1 | Natural Gas Fired Combined Cycle | CA | CC1 | S | Y | X |  |  | 2.4 | 1 | 1.8 | 1.8 | 0.3 | N |  |  | OA | X | 1 | 1984 | Pre-2000 |  |  | Y | Commercial CHP | Customer Sited | Other | 5 | T | NG | Non-Renewable | 0 | 2.4 | 0 | 1
Operable | 13487 | New York Zoological Society |  | 50427 | Bronx Zoo | NY | Restructured | Bronx | GEN1 | Natural Gas Internal Combustion Engine | IC |  | S | X | X |  |  | 0.5 | 0.8 | 0.5 | 0.5 | 0.4 | N |  |  | SB | Y | 1 | 1991 | Pre-2000 |  |  | Y | Commercial CHP | Customer Sited | Other | 5 | T | NG | Non-Renewable | 0 | 0.5 | 0 | 1
Operable | 13487 | New York Zoological Society |  | 50427 | Bronx Zoo | NY | Restructured | Bronx | GEN2 | Natural Gas Internal Combustion Engine | IC |  | S | X | X |  |  | 0.5 | 0.8 | 0.5 | 0.5 | 0.4 | N |  |  | SB | Y | 1 | 1991 | Pre-2000 |  |  | Y | Commercial CHP | Customer Sited | Other | 5 | T | NG | Non-Renewable | 0 | 0.5 | 0 | 1
Operable | 13487 | New York Zoological Society |  | 50427 | Bronx Zoo | NY | Restructured | Bronx | GEN3 | Natural Gas Internal Combustion Engine | IC |  | S | X | X |  |  | 1.1 | 0.8 | 1.1 | 1.1 | 0.8 | N |  |  | OP | X | 1 | 1991 | Pre-2000 |  |  | Y | Commercial CHP | Customer Sited | Other | 5 | T | NG | Non-Renewable | 0 | 1.1 | 0 | 1
Operable | 13487 | New York Zoological Society |  | 50427 | Bronx Zoo | NY | Restructured | Bronx | GEN4 | Natural Gas Internal Combustion Engine | IC |  | S | X | X |  |  | 1.5 | 0.8 | 1.5 | 1.5 | 1 | N |  |  | OP | X | 4 | 1995 | Pre-2000 |  |  | Y | Commercial CHP | Customer Sited | Other | 5 | T | NG | Non-Renewable | 0 | 1.5 | 0 | 1
Operable | 22091 | New-Indy Ontario LLC |  | 10427 | New-Indy Ontario Mill | CA | Vertical | San Bernardino | GEN2 | Natural Gas Fired Combustion Turbine | GT |  | S | X | X |  |  | 16.5 | 1 | 14.7 | 14.8 | 8 | N |  |  | OP | X | 11 | 2019 | 2019 |  |  | N | Industrial Non-CHP | Customer Sited | Other | 6 | X | NG | Non-Renewable | 0 | 16.5 | 0 | 1
Operable | 22091 | New-Indy Ontario LLC |  | 10427 | New-Indy Ontario Mill | CA | Vertical | San Bernardino | GEN3 | Natural Gas Fired Combustion Turbine | GT |  | S | X | X |  |  | 16.5 | 1 | 14.7 | 14.8 | 8 | N |  |  | OP | X | 11 | 2019 | 2019 |  |  | N | Industrial Non-CHP | Customer Sited | Other | 6 | X | NG | Non-Renewable | 0 | 16.5 | 0 | 1
Operable | 58264 | New-Indy, Oxnard LLC |  | 57585 | Oxnard Paper Mill | CA | Vertical | Ventura | 1 | Natural Gas Fired Combustion Turbine | GT |  | S | X | X | WILLAMET-7-B1 |  | 29 | 0.8 | 29 | 29 | 12 | N |  |  | OP | X | 3 | 1986 | Pre-2000 |  |  | Y | Industrial CHP | Customer Sited | Other | 7 | T | NG | Non-Renewable | 0 | 29 | 0 | 1
Operable | 56406 | Newark America |  | 57103 | Newark America Mill | MA | Restructured | Worcester | 1 | Natural Gas Steam Turbine | ST |  | S | X | X |  |  | 6.3 | 0.8 | 3 | 3 | 1 | N |  |  | OS | X | 2 | 2007 | 2007 |  |  | Y | Industrial CHP | Customer Sited | Other | 7 | T | NG | Non-Renewable | 0 | 6.3 | 0 | 1
Operable | 58197 | Newberry Solar 1 LLC |  | 58226 | Newberry Solar 1 LLC | CA | Vertical | San Bernardino | 1 | Solar Photovoltaic | PV |  | S | X | X |  |  | 1.5 |  | 1.5 | 1.5 |  | N |  |  | OP | X | 12 | 2013 | 2013 |  |  | N | IPP Non-CHP | IPP | IPP | 2 | X | SUN | Renewable | 1.5 | 0 | 1 | 0
Operable | 62072 | Newfield Solar LLC |  | 62582 | Newfield Community Solar LLC | NY | Restructured | Tompkins | 5216 | Solar Photovoltaic | PV |  | S | X | X |  |  | 6 |  | 6 | 5.3 |  | N |  |  | OP | X | 1 | 2019 | 2019 |  |  | N | IPP Non-CHP | IPP | IPP | 2 | X | SUN | Renewable | 6 | 0 | 1 | 0
Operable | 62072 | Newfield Solar LLC |  | 62582 | Newfield Community Solar LLC | NY | Restructured | Tompkins | 5465 | Solar Photovoltaic | PV |  | S | X | X |  |  | 2 |  | 2 | 1.8 |  | N |  |  | OP | X | 1 | 2019 | 2019 |  |  | N | IPP Non-CHP | IPP | IPP | 2 | X | SUN | Renewable | 2 | 0 | 1 | 0
Operable | 62072 | Newfield Solar LLC |  | 62582 | Newfield Community Solar LLC | NY | Restructured | Tompkins | 5466 | Solar Photovoltaic | PV |  | S | X | X |  |  | 2 |  | 2 | 1.8 |  | N |  |  | OP | X | 1 | 2019 | 2019 |  |  | N | IPP Non-CHP | IPP | IPP | 2 | X | SUN | Renewable | 2 | 0 | 1 | 0
Operable | 62072 | Newfield Solar LLC |  | 62582 | Newfield Community Solar LLC | NY | Restructured | Tompkins | 5467 | Solar Photovoltaic | PV |  | S | X | X |  |  | 2 |  | 2 | 1.8 |  | N |  |  | OP | X | 1 | 2019 | 2019 |  |  | N | IPP Non-CHP | IPP | IPP | 2 | X | SUN | Renewable | 2 | 0 | 1 | 0
Operable | 13542 | Newman & Co Inc |  | 54250 | Newman (PA) | PA | Restructured | Philadelphia | 1 | Natural Gas Steam Turbine | ST |  | S | X | X |  |  | 1.8 | 0.8 | 1.8 | 1.8 | 1.6 | N |  |  | OP | X | 5 | 1964 | Pre-2000 |  |  | Y | Industrial CHP | Customer Sited | Other | 7 | T | NG | Non-Renewable | 0 | 1.8 | 0 | 1 | DFO
Operable | 59180 | Newman Solar LLC |  | 59407 | Newman Solar | TX | Restructured | El Paso | NEW1 | Solar Photovoltaic | PV |  | S | X | X |  |  | 10.5 |  | 10.3 | 10.3 |  | N |  |  | OP | X | 12 | 2014 | 2014 |  |  | N | IPP Non-CHP | IPP | IPP | 2 | X | SUN | Renewable | 10.5 | 0 | 1 | 0
Operable | 65276 | Newport Solar, LLC |  | 66112 | Newport Solar Project | AR | Vertical | Jackson | U1 | Solar Photovoltaic | PV |  | S | X | X |  |  | 180 |  | 180 | 66 |  | N |  |  | OP | X | 10 | 2023 | 2023 |  |  | N | IPP Non-CHP | IPP | IPP | 2 | X | SUN | Renewable | 180 | 0 | 1 | 0
Operable | 63706 | Newton Municipal Solar LLC - Rumford |  | 64162 | Newton Rumford Landfill | MA | Restructured | Middlesex | 7759A | Solar Photovoltaic | PV |  | S | X | X |  |  | 1.7 |  | 1.7 | 1.7 |  | N |  |  | OP | X | 7 | 2017 | 2017 |  |  | N | IPP Non-CHP | IPP | IPP | 2 | X | SUN | Renewable | 1.7 | 0 | 1 | 0
Operable | 13484 | NewYork-Presbyterian Brooklyn Methodist Hospital |  | 52091 | NewYork-Presbyterian Brooklyn Methodist Hospital | NY | Restructured | Kings | 01-8N | Petroleum Liquids | IC |  | S | X | X |  |  | 0.8 | 0.8 | 0.8 | 0.8 | 0.1 | N |  |  | OP | X | 1 | 2006 | 2006 |  |  | N | Commercial Non-CHP | Customer Sited | Other | 4 | X | DFO | Non-Renewable | 0 | 0.8 | 0 | 1
Operable | 13484 | NewYork-Presbyterian Brooklyn Methodist Hospital |  | 52091 | NewYork-Presbyterian Brooklyn Methodist Hospital | NY | Restructured | Kings | 02-8P | Petroleum Liquids | IC |  | S | X | X |  |  | 1 | 1 | 1 | 1 | 0.1 | N |  |  | OP | X | 1 | 2006 | 2006 |  |  | N | Commercial Non-CHP | Customer Sited | Other | 4 | X | DFO | Non-Renewable | 0 | 1 | 0 | 1
Operable | 13484 | NewYork-Presbyterian Brooklyn Methodist Hospital |  | 52091 | NewYork-Presbyterian Brooklyn Methodist Hospital | NY | Restructured | Kings | 03-8L | Petroleum Liquids | IC |  | S | X | X |  |  | 1 | 1 | 1 | 1 | 0.1 | N |  |  | OP | X | 1 | 2008 | 2008 |  |  | N | Commercial Non-CHP | Customer Sited | Other | 4 | X | DFO | Non-Renewable | 0 | 1 | 0 | 1
Operable | 13484 | NewYork-Presbyterian Brooklyn Methodist Hospital |  | 52091 | NewYork-Presbyterian Brooklyn Methodist Hospital | NY | Restructured | Kings | 04-6Z | Petroleum Liquids | IC |  | S | X | X |  |  | 0.8 | 0.8 | 0.8 | 0.8 | 0.1 | N |  |  | SB | N | 1 | 2006 | 2006 |  |  | N | Commercial Non-CHP | Customer Sited | Other | 4 | X | DFO | Non-Renewable | 0 | 0.8 | 0 | 1
Operable | 13484 | NewYork-Presbyterian Brooklyn Methodist Hospital |  | 52091 | NewYork-Presbyterian Brooklyn Methodist Hospital | NY | Restructured | Kings | 05-6Z | Petroleum Liquids | IC |  | S | X | X |  |  | 0.8 | 0.8 | 0.8 | 0.8 | 0.1 | N |  |  | SB | N | 1 | 2006 | 2006 |  |  | N | Commercial Non-CHP | Customer Sited | Other | 4 | X | DFO | Non-Renewable | 0 | 0.8 | 0 | 1
Operable | 13484 | NewYork-Presbyterian Brooklyn Methodist Hospital |  | 52091 | NewYork-Presbyterian Brooklyn Methodist Hospital | NY | Restructured | Kings | CCHEG | Petroleum Liquids | IC |  | S | X | X |  |  | 1.5 | 0.8 | 1.5 | 1.5 | 0.4 | N |  |  | SB | N | 6 | 2020 | 2020 |  |  | N | Commercial Non-CHP | Customer Sited | Other | 4 | X | DFO | Non-Renewable | 0 | 1.5 | 0 | 1
Operable | 60530 | Nexamp Peak, LLC |  | 60879 | Nexamp Peak CSG | MA | Restructured | Berkshire | 2731 | Solar Photovoltaic | PV |  | S | X | X |  |  | 2 |  | 1.7 | 1.2 |  | N |  |  | OP | X | 12 | 2015 | 2015 |  |  | N | IPP Non-CHP | IPP | IPP | 2 | X | SUN | Renewable | 2 | 0 | 1 | 0
Operable | 59546 | Nexamp Treasure Valley Solar, LLC |  | 59781 | Upper Blackstone (MA) Treasure Valley | MA | Restructured | Worcester | 1 | Solar Photovoltaic | PV |  | S | X | X |  |  | 5 |  | 5 | 5 |  | N |  |  | OP | X | 7 | 2014 | 2014 |  |  | N | IPP Non-CHP | IPP | IPP | 2 | X | SUN | Renewable | 5 | 0 | 1 | 0
Operable | 58290 | NextEra Energy Desert Sunlight 250, LLC |  | 58542 | Desert Sunlight 250, LLC | CA | Vertical | Riverside | DSL12 | Solar Photovoltaic | PV |  | J | X | X |  |  | 39.1 |  | 39.1 | 39.1 |  | N |  |  | OP | X | 12 | 2013 | 2013 |  |  | N | IPP Non-CHP | IPP | IPP | 2 | X | SUN | Renewable | 39.1 | 0 | 1 | 0
Operable | 58290 | NextEra Energy Desert Sunlight 250, LLC |  | 58542 | Desert Sunlight 250, LLC | CA | Vertical | Riverside | DSL13 | Solar Photovoltaic | PV |  | J | X | X |  |  | 39.1 |  | 39.1 | 39.1 |  | N |  |  | OP | X | 1 | 2014 | 2014 |  |  | N | IPP Non-CHP | IPP | IPP | 2 | X | SUN | Renewable | 39.1 | 0 | 1 | 0
Operable | 58290 | NextEra Energy Desert Sunlight 250, LLC |  | 58542 | Desert Sunlight 250, LLC | CA | Vertical | Riverside | DSL14 | Solar Photovoltaic | PV |  | J | X | X |  |  | 26.5 |  | 26.5 | 26.5 |  | N |  |  | OP | X | 4 | 2014 | 2014 |  |  | N | IPP Non-CHP | IPP | IPP | 2 | X | SUN | Renewable | 26.5 | 0 | 1 | 0
Operable | 58290 | NextEra Energy Desert Sunlight 250, LLC |  | 58542 | Desert Sunlight 250, LLC | CA | Vertical | Riverside | DSL15 | Solar Photovoltaic | PV |  | J | X | X |  |  | 13.9 |  | 13.9 | 13.9 |  | N |  |  | OP | X | 6 | 2014 | 2014 |  |  | N | IPP Non-CHP | IPP | IPP | 2 | X | SUN | Renewable | 13.9 | 0 | 1 | 0
Operable | 58290 | NextEra Energy Desert Sunlight 250, LLC |  | 58542 | Desert Sunlight 250, LLC | CA | Vertical | Riverside | DSL16 | Solar Photovoltaic | PV |  | J | X | X |  |  | 22.7 |  | 22.7 | 22.7 |  | N |  |  | OP | X | 11 | 2013 | 2013 |  |  | N | IPP Non-CHP | IPP | IPP | 2 | X | SUN | Renewable | 22.7 | 0 | 1 | 0
Operable | 58290 | NextEra Energy Desert Sunlight 250, LLC |  | 58542 | Desert Sunlight 250, LLC | CA | Vertical | Riverside | DSL17 | Solar Photovoltaic | PV |  | J | X | X |  |  | 29 |  | 29 | 29 |  | N |  |  | OP | X | 11 | 2013 | 2013 |  |  | N | IPP Non-CHP | IPP | IPP | 2 | X | SUN | Renewable | 29 | 0 | 1 | 0
Operable | 58290 | NextEra Energy Desert Sunlight 250, LLC |  | 58542 | Desert Sunlight 250, LLC | CA | Vertical | Riverside | DSL18 | Solar Photovoltaic | PV |  | J | X | X |  |  | 29 |  | 29 | 29 |  | N |  |  | OP | X | 6 | 2014 | 2014 |  |  | N | IPP Non-CHP | IPP | IPP | 2 | X | SUN | Renewable | 29 | 0 | 1 | 0
Operable | 58290 | NextEra Energy Desert Sunlight 250, LLC |  | 58542 | Desert Sunlight 250, LLC | CA | Vertical | Riverside | DSL19 | Solar Photovoltaic | PV |  | J | X | X |  |  | 25.2 |  | 25.2 | 25.2 |  | N |  |  | OP | X | 10 | 2014 | 2014 |  |  | N | IPP Non-CHP | IPP | IPP | 2 | X | SUN | Renewable | 25.2 | 0 | 1 | 0
Operable | 58290 | NextEra Energy Desert Sunlight 250, LLC |  | 58542 | Desert Sunlight 250, LLC | CA | Vertical | Riverside | DSL20 | Solar Photovoltaic | PV |  | J | X | X |  |  | 25.2 |  | 25.2 | 25.2 |  | N |  |  | OP | X | 11 | 2013 | 2013 |  |  | N | IPP Non-CHP | IPP | IPP | 2 | X | SUN | Renewable | 25.2 | 0 | 1 | 0
Operable | 58289 | NextEra Energy Desert Sunlight 300, LLC |  | 57993 | Desert Sunlight 300, LLC | CA | Vertical | Riverside | DSL1 | Solar Photovoltaic | PV |  | J | X | X |  |  | 40.3 |  | 40.3 | 40.3 |  | N |  |  | OP | X | 11 | 2013 | 2013 |  |  | N | IPP Non-CHP | IPP | IPP | 2 | X | SUN | Renewable | 40.3 | 0 | 1 | 0
Operable | 58289 | NextEra Energy Desert Sunlight 300, LLC |  | 57993 | Desert Sunlight 300, LLC | CA | Vertical | Riverside | DSL10 | Solar Photovoltaic | PV |  | J | X | X |  |  | 30.2 |  | 30.2 | 30.2 |  | N |  |  | OP | X | 11 | 2013 | 2013 |  |  | N | IPP Non-CHP | IPP | IPP | 2 | X | SUN | Renewable | 30.2 | 0 | 1 | 0
Operable | 58289 | NextEra Energy Desert Sunlight 300, LLC |  | 57993 | Desert Sunlight 300, LLC | CA | Vertical | Riverside | DSL11 | Solar Photovoltaic | PV |  | J | X | X |  |  | 20.2 |  | 20.2 | 20.2 |  | N |  |  | OP | X | 11 | 2013 | 2013 |  |  | N | IPP Non-CHP | IPP | IPP | 2 | X | SUN | Renewable | 20.2 | 0 | 1 | 0
Operable | 58289 | NextEra Energy Desert Sunlight 300, LLC |  | 57993 | Desert Sunlight 300, LLC | CA | Vertical | Riverside | DSL2 | Solar Photovoltaic | PV |  | J | X | X |  |  | 40.3 |  | 40.3 | 40.3 |  | N |  |  | OP | X | 11 | 2013 | 2013 |  |  | N | IPP Non-CHP | IPP | IPP | 2 | X | SUN | Renewable | 40.3 | 0 | 1 | 0
Operable | 58289 | NextEra Energy Desert Sunlight 300, LLC |  | 57993 | Desert Sunlight 300, LLC | CA | Vertical | Riverside | DSL3 | Solar Photovoltaic | PV |  | J | X | X |  |  | 40.3 |  | 40.3 | 40.3 |  | N |  |  | OP | X | 11 | 2013 | 2013 |  |  | N | IPP Non-CHP | IPP | IPP | 2 | X | SUN | Renewable | 40.3 | 0 | 1 | 0
Operable | 58289 | NextEra Energy Desert Sunlight 300, LLC |  | 57993 | Desert Sunlight 300, LLC | CA | Vertical | Riverside | DSL4 | Solar Photovoltaic | PV |  | J | X | X |  |  | 30.2 |  | 30.2 | 30.2 |  | N |  |  | OP | X | 11 | 2013 | 2013 |  |  | N | IPP Non-CHP | IPP | IPP | 2 | X | SUN | Renewable | 30.2 | 0 | 1 | 0
Operable | 58289 | NextEra Energy Desert Sunlight 300, LLC |  | 57993 | Desert Sunlight 300, LLC | CA | Vertical | Riverside | DSL5 | Solar Photovoltaic | PV |  | J | X | X |  |  | 25.2 |  | 25.2 | 25.2 |  | N |  |  | OP | X | 6 | 2014 | 2014 |  |  | N | IPP Non-CHP | IPP | IPP | 2 | X | SUN | Renewable | 25.2 | 0 | 1 | 0
Operable | 58289 | NextEra Energy Desert Sunlight 300, LLC |  | 57993 | Desert Sunlight 300, LLC | CA | Vertical | Riverside | DSL6 | Solar Photovoltaic | PV |  | J | X | X |  |  | 25.2 |  | 25.2 | 25.2 |  | N |  |  | OP | X | 8 | 2014 | 2014 |  |  | N | IPP Non-CHP | IPP | IPP | 2 | X | SUN | Renewable | 25.2 | 0 | 1 | 0
Operable | 58289 | NextEra Energy Desert Sunlight 300, LLC |  | 57993 | Desert Sunlight 300, LLC | CA | Vertical | Riverside | DSL7 | Solar Photovoltaic | PV |  | J | X | X |  |  | 20.2 |  | 20.2 | 20.2 |  | N |  |  | OP | X | 8 | 2014 | 2014 |  |  | N | IPP Non-CHP | IPP | IPP | 2 | X | SUN | Renewable | 20.2 | 0 | 1 | 0
Operable | 58289 | NextEra Energy Desert Sunlight 300, LLC |  | 57993 | Desert Sunlight 300, LLC | CA | Vertical | Riverside | DSL8 | Solar Photovoltaic | PV |  | J | X | X |  |  | 18.9 |  | 18.9 | 18.9 |  | N |  |  | OP | X | 10 | 2014 | 2014 |  |  | N | IPP Non-CHP | IPP | IPP | 2 | X | SUN | Renewable | 18.9 | 0 | 1 | 0
Operable | 58289 | NextEra Energy Desert Sunlight 300, LLC |  | 57993 | Desert Sunlight 300, LLC | CA | Vertical | Riverside | DSL9 | Solar Photovoltaic | PV |  | J | X | X |  |  | 22.7 |  | 22.7 | 22.7 |  | N |  |  | OP | X | 10 | 2014 | 2014 |  |  | N | IPP Non-CHP | IPP | IPP | 2 | X | SUN | Renewable | 22.7 | 0 | 1 | 0
Operable | 58353 | NextEra Energy Majestic Wind |  | 56648 | Majestic 1 Wind Farm | TX | Restructured | Carson | 1 | Onshore Wind Turbine | WT |  | W | X | X |  |  | 79.5 |  | 79.5 | 79.5 | 4 | N |  |  | OP | X | 1 | 2009 | 2009 |  |  | N | IPP Non-CHP | IPP | IPP | 2 | X | WND | Renewable | 79.5 | 0 | 1 | 0
Operable | 58353 | NextEra Energy Majestic Wind |  | 58363 | Majestic II Wind | TX | Restructured | Carson | WND1 | Onshore Wind Turbine | WT |  | S | X | X |  |  | 79.6 |  | 79.6 | 79.6 | 4 | N |  |  | OP | X | 8 | 2012 | 2012 |  |  | N | IPP Non-CHP | IPP | IPP | 2 | X | WND | Renewable | 79.6 | 0 | 1 | 0
Operable | 57026 | NextEra Energy Montezuma Wind II, LLC |  | 57701 | Montezuma Wind II | CA | Vertical | Solano | 1 | Onshore Wind Turbine | WT |  | S | X | X |  |  | 78.2 |  | 78.2 | 78.2 | 3.9 | N |  |  | OP | X | 1 | 2012 | 2012 |  |  | N | IPP Non-CHP | IPP | IPP | 2 | X | WND | Renewable | 78.2 | 0 | 1 | 0
Operable | 58515 | NextEra Energy Mountain View Solar |  | 58544 | Mountain View Solar | NV | Vertical | Clark | 1 | Solar Photovoltaic | PV |  | W | X | X |  |  | 20 |  | 20 | 20 |  | N |  |  | OP | X | 1 | 2014 | 2014 |  |  | N | IPP Non-CHP | IPP | IPP | 2 | X | SUN | Renewable | 20 | 0 | 1 | 0
Operable | 58528 | NextEra Energy Operating Services LLC |  | 56093 | TransAlta Wyoming Wind | WY | Vertical | Uinta | GE15 | Onshore Wind Turbine | WT |  | W | X | X |  |  | 144 |  | 142.2 | 142.2 | 8 | N |  |  | OP | X | 12 | 2003 | 2003 |  |  | N | IPP Non-CHP | IPP | IPP | 2 | X | WND | Renewable | 144 | 0 | 1 | 0
Operable | 55906 | NextEra Energy Point Beach LLC |  | 4046 | Point Beach Nuclear Plant | WI | Vertical | Manitowoc | 1 | Nuclear | ST |  | S | X | X | WEC.PTBHGB1 | WEC.PTBHGB1 | 643 | 0.94 | 589.5 | 599.1 | 150 | N |  |  | OP | X | 12 | 1970 | Pre-2000 |  |  | N | IPP Non-CHP | IPP | IPP | 2 | X | NUC | Other | 0 | 0 | 0 | 0
Operable | 55906 | NextEra Energy Point Beach LLC |  | 4046 | Point Beach Nuclear Plant | WI | Vertical | Manitowoc | 2 | Nuclear | ST |  | S | X | X | WEC.PTBHGB2 | WEC.PTBHGB2 | 643 | 0.94 | 597.1 | 606.1 | 150 | N |  |  | OP | X | 10 | 1972 | Pre-2000 |  |  | N | IPP Non-CHP | IPP | IPP | 2 | X | NUC | Other | 0 | 0 | 0 | 0
Operable | 55906 | NextEra Energy Point Beach LLC |  | 4046 | Point Beach Nuclear Plant | WI | Vertical | Manitowoc | 5 | Petroleum Liquids | GT |  | S | X | X | WEC.PTBEACB5 | WEC.PTBEACB5 | 25 | 0.85 | 15 | 18 | 4 | N |  |  | OP | X | 6 | 1969 | Pre-2000 |  |  | N | IPP Non-CHP | IPP | IPP | 2 | X | DFO | Non-Renewable | 0 | 25 | 0 | 1
Operable | 64260 | Nextera Energy Resources |  | 54298 | Coram Energy LLC (ECT) | CA | Vertical | Kern | GEWE | Onshore Wind Turbine | WT |  | W | X | X |  |  | 7.5 |  | 7.5 | 7.5 | 1 | N |  |  | OP | X | 5 | 2005 | 2005 |  |  | N | IPP Non-CHP | IPP | IPP | 2 | X | WND | Renewable | 7.5 | 0 | 1 | 0
Operable | 64260 | Nextera Energy Resources |  | 54299 | Coram Energy LLC | CA | Vertical | Kern | GEWE | Onshore Wind Turbine | WT |  | W | X | X |  |  | 3 |  | 3 | 3 | 1 | N |  |  | OP | X | 1 | 2005 | 2005 |  |  | N | IPP Non-CHP | IPP | IPP | 2 | X | WND | Renewable | 3 | 0 | 1 | 0
Operable | 64260 | Nextera Energy Resources |  | 54300 | CTV Power Purchase Contract Trust | CA | Vertical | Kern | GEWE | Onshore Wind Turbine | WT |  | W | X | X |  |  | 4.5 |  | 4.5 | 4.5 | 1 | N |  |  | OP | X | 1 | 2004 | 2004 |  |  | N | IPP Non-CHP | IPP | IPP | 2 | X | WND | Renewable | 4.5 | 0 | 1 | 0
Operable | 64260 | Nextera Energy Resources |  | 54300 | CTV Power Purchase Contract Trust | CA | Vertical | Kern | SX1S | Onshore Wind Turbine | WT |  | J | X | X |  |  | 0.1 |  | 0.1 | 0.1 | 0.1 | N |  |  | OS | X | 12 | 1985 | Pre-2000 |  |  | N | IPP Non-CHP | IPP | IPP | 2 | X | WND | Renewable | 0.1 | 0 | 1 | 0
Operable | 64260 | Nextera Energy Resources |  | 54750 | Coram Tehachapi | CA | Vertical | Kern | VW1 | Onshore Wind Turbine | WT |  | S | X | X |  |  | 6.5 |  | 6.5 | 6.5 | 1 | N |  |  | OP | X | 9 | 1992 | Pre-2000 |  |  | N | IPP Non-CHP | IPP | IPP | 2 | X | WND | Renewable | 6.5 | 0 | 1 | 0
Operable | 64260 | Nextera Energy Resources |  | 57774 | Windstar 1 | CA | Vertical | Kern | WGNS | Onshore Wind Turbine | WT |  | W | X | X |  |  | 120 |  | 120 | 120 | 0 | N |  |  | OP | X | 2 | 2012 | 2012 |  |  | N | IPP Non-CHP | IPP | IPP | 2 | X | WND | Renewable | 120 | 0 | 1 | 0
Operable | 64260 | Nextera Energy Resources |  | 57835 | Alta Wind VIII | CA | Vertical | Kern | AW08 | Onshore Wind Turbine | WT |  | W | X | X |  |  | 150 |  | 150 | 150 | 1 | N |  |  | OP | X | 1 | 2012 | 2012 |  |  | N | IPP Non-CHP | IPP | IPP | 2 | X | WND | Renewable | 150 | 0 | 1 | 0
Operable | 59394 | NextEra Energy Resources Breckinridge |  | 58994 | Breckinridge Wind Project LLC | OK | Vertical | Garfield | BWP | Onshore Wind Turbine | WT |  | S | X | X |  |  | 98.8 |  | 98.8 | 98.8 | 1 | N |  |  | OP | X | 8 | 2015 | 2015 |  |  | N | IPP Non-CHP | IPP | IPP | 2 | X | WND | Renewable | 98.8 | 0 | 1 | 0
Operable | 58090 | NextEra Energy Resources Ensign Wind |  | 58137 | Ensign Wind LLC | KS | Vertical | Gray | 1 | Onshore Wind Turbine | WT |  | S | X | X |  |  | 98.9 |  | 98.9 | 98.9 | 4.9 | N |  |  | OP | X | 11 | 2012 | 2012 |  |  | N | IPP Non-CHP | IPP | IPP | 2 | X | WND | Renewable | 98.9 | 0 | 1 | 0
Operable | 6854 | NextEra Energy Seabrook LLC |  | 6115 | Seabrook | NH | Restructured | Rockingham | 1 | Nuclear | ST |  | J | X | X |  |  | 1242 | 0.95 | 1245.7 | 1247.4 | 360 | N |  |  | OP | X | 8 | 1990 | Pre-2000 |  |  | N | IPP Non-CHP | IPP | IPP | 2 | X | NUC | Other | 0 | 0 | 0 | 0
Operable | 59115 | NextEra Energy Seiling Wind |  | 59311 | Seiling Wind I | OK | Vertical | Dewey | SEIL1 | Onshore Wind Turbine | WT |  | S | X | X |  |  | 199 |  | 199 | 199 | 5 | N |  |  | OP | X | 12 | 2014 | 2014 |  |  | N | IPP Non-CHP | IPP | IPP | 2 | X | WND | Renewable | 199 | 0 | 1 | 0
Operable | 59115 | NextEra Energy Seiling Wind |  | 59312 | Seiling Wind II | OK | Vertical | Dewey | SEIL2 | Onshore Wind Turbine | WT |  | S | X | X |  |  | 98.6 |  | 98.6 | 98.6 | 5 | N |  |  | OP | X | 12 | 2014 | 2014 |  |  | N | IPP Non-CHP | IPP | IPP | 2 | X | WND | Renewable | 98.6 | 0 | 1 | 0
Operable | 57460 | NextEra Wolf Ridge LLC |  | 58080 | Wolf Ridge Wind | TX | Restructured | Cooke | 1 | Onshore Wind Turbine | WT |  | S | X | X |  |  | 112.5 |  | 112.5 | 112.5 | 5.6 | N |  |  | OP | X | 8 | 2008 | 2008 |  |  | N | IPP Non-CHP | IPP | IPP | 2 | X | WND | Renewable | 112.5 | 0 | 1 | 0
Operable | 64421 | NexteraEnergy |  | 58004 | Granite Reliable Power | NH | Restructured | Coos | 1 | Onshore Wind Turbine | WT |  | J | X | X |  |  | 99 |  | 99 | 99 | 0.5 | N |  |  | OP | X | 2 | 2012 | 2012 |  |  | N | IPP Non-CHP | IPP | IPP | 2 | X | WND | Renewable | 99 | 0 | 1 | 0
Operable | 65999 | NextGrid Bitterbush, LLC |  | 67110 | Broadway Solar (CSG) | ME | Restructured | Penobscot | BRDWY | Solar Photovoltaic | PV |  | S | X | X |  |  | 4.6 |  | 4.6 | 4.6 |  | N |  |  | OP | X | 9 | 2023 | 2023 |  |  | N | IPP Non-CHP | IPP | IPP | 2 | X | SUN | Renewable | 4.6 | 0 | 1 | 0
Operable | 65351 | NextGrid Cliffrose, LLC |  | 66246 | Lisbon Street Solar | ME | Restructured | Androscoggin | LSBST | Solar Photovoltaic | PV |  | S | X | X |  |  | 2 |  | 2 | 2 |  | N |  |  | OP | X | 4 | 2022 | 2022 |  |  | N | IPP Non-CHP | IPP | IPP | 2 | X | SUN | Renewable | 2 | 0 | 1 | 0
Operable | 66000 | NextGrid Corkwood, LLC |  | 67111 | Corkwood Solar (CSG) | ME | Restructured | Penobscot | CORK | Solar Photovoltaic | PV |  | S | X | X |  |  | 4.6 |  | 4.6 | 4.6 |  | N |  |  | OP | X | 11 | 2023 | 2023 |  |  | N | IPP Non-CHP | IPP | IPP | 2 | X | SUN | Renewable | 4.6 | 0 | 1 | 0
Operable | 65350 | NextGrid Mangrove, LLC |  | 66245 | Merrill Road Solar | ME | Restructured | Androscoggin | MRLRD | Solar Photovoltaic | PV |  | S | X | X |  |  | 4.6 |  | 4.6 | 4.6 |  | N |  |  | OP | X | 3 | 2022 | 2022 |  |  | N | IPP Non-CHP | IPP | IPP | 2 | X | SUN | Renewable | 4.6 | 0 | 1 | 0
Operable | 65349 | NextGrid Mastic, LLC |  | 66244 | Webb Road Solar | ME | Restructured | Kennebec | WEBRD | Solar Photovoltaic | PV |  | S | X | X |  |  | 4.6 |  | 4.6 | 4.6 |  | N |  |  | OP | X | 9 | 2022 | 2022 |  |  | N | IPP Non-CHP | IPP | IPP | 2 | X | SUN | Renewable | 4.6 | 0 | 1 | 0
Operable | 65340 | NextGrid Peppertree, LLC |  | 66243 | Lewiston Junction Road Solar | ME | Restructured | Androscoggin | LWSJN | Solar Photovoltaic | PV |  | S | X | X |  |  | 4.9 |  | 4.9 | 4.9 |  | N |  |  | OP | X | 1 | 2022 | 2022 |  |  | N | IPP Non-CHP | IPP | IPP | 2 | X | SUN | Renewable | 4.9 | 0 | 1 | 0
Operable | 57049 | NFI Solar LLC |  | 57734 | Cherry Hill | NJ | Restructured | Camden | CH | Solar Photovoltaic | PV |  | S | X | X |  |  | 1.1 |  | 1.1 | 1.1 |  | N |  |  | OP | X | 3 | 2010 | 2010 |  |  | N | IPP Non-CHP | IPP | IPP | 2 | X | SUN | Renewable | 1.1 | 0 | 1 | 0
Operable | 57049 | NFI Solar LLC |  | 57742 | Vineland Headquarters | NJ | Restructured | Cumberland | VHQ | Solar Photovoltaic | PV |  | S | X | X |  |  | 1.1 |  | 1.1 | 1.1 |  | N |  |  | OP | X | 6 | 2011 | 2011 |  |  | N | IPP Non-CHP | IPP | IPP | 2 | X | SUN | Renewable | 1.1 | 0 | 1 | 0
Operable | 57049 | NFI Solar LLC |  | 57750 | Maple Solar | NJ | Restructured | Cumberland | P1 | Solar Photovoltaic | PV |  | S | X | X |  |  | 1.6 |  | 1.6 | 1.6 |  | N |  |  | OP | X | 5 | 2011 | 2011 |  |  | N | IPP Non-CHP | IPP | IPP | 2 | X | SUN | Renewable | 1.6 | 0 | 1 | 0
Operable | 57049 | NFI Solar LLC |  | 57750 | Maple Solar | NJ | Restructured | Cumberland | P2 | Solar Photovoltaic | PV |  | S | X | X |  |  | 0.8 |  | 0.8 | 0.8 |  | N |  |  | OP | X | 9 | 2011 | 2011 |  |  | N | IPP Non-CHP | IPP | IPP | 2 | X | SUN | Renewable | 0.8 | 0 | 1 | 0
Operable | 60879 | NGI-Kayenta Solar Lessor I, LLC |  | 61268 | Kayenta Solar Project | AZ | Vertical | Navajo | PV1 | Solar Photovoltaic | PV |  | S | X | X |  |  | 27.3 |  | 27.3 | 27.3 |  | N |  |  | OP | X | 5 | 2017 | 2017 |  |  | N | IPP Non-CHP | IPP | IPP | 2 | X | SUN | Renewable | 27.3 | 0 | 1 | 0
Operable | 60879 | NGI-Kayenta Solar Lessor I, LLC |  | 61268 | Kayenta Solar Project | AZ | Vertical | Navajo | PV2 | Solar Photovoltaic | PV |  | S | X | X |  |  | 28 |  | 28 | 28 |  | N |  |  | OP | X | 8 | 2019 | 2019 |  |  | N | IPP Non-CHP | IPP | IPP | 2 | X | SUN | Renewable | 28 | 0 | 1 | 0
Operable | 56249 | NGP Blue Mountain I LLC |  | 56982 | NGP Blue Mountain I LLC | NV | Vertical | Humboldt | BM1 | Geothermal | BT |  | S | X | X | N/A | N/A | 21.3 | 0.95 | 13 | 14.3 | 1 | N |  |  | OP | X | 11 | 2009 | 2009 |  |  | N | IPP Non-CHP | IPP | IPP | 2 | X | GEO | Renewable | 21.3 | 0 | 1 | 0
Operable | 56249 | NGP Blue Mountain I LLC |  | 56982 | NGP Blue Mountain I LLC | NV | Vertical | Humboldt | BM2 | Geothermal | BT |  | S | X | X | N/A | N/A | 21.3 | 0.95 | 13 | 14.3 | 1 | N |  |  | OP | X | 11 | 2009 | 2009 |  |  | N | IPP Non-CHP | IPP | IPP | 2 | X | GEO | Renewable | 21.3 | 0 | 1 | 0
Operable | 56249 | NGP Blue Mountain I LLC |  | 56982 | NGP Blue Mountain I LLC | NV | Vertical | Humboldt | BM3 | Geothermal | BT |  | S | X | X | N/A | N/A | 21.3 | 0.95 | 13 | 14.3 | 1 | N |  |  | OP | X | 11 | 2009 | 2009 |  |  | N | IPP Non-CHP | IPP | IPP | 2 | X | GEO | Renewable | 21.3 | 0 | 1 | 0
Operable | 65204 | Niagara Depot Solar, LLC |  | 66040 | Niagara Depot Solar | NY | Restructured | Niagara | 23204 | Solar Photovoltaic | PV |  | S | X | X |  |  | 3.5 |  | 3.5 | 3.3 |  | N |  |  | OP | X | 7 | 2023 | 2023 |  |  | N | IPP Non-CHP | IPP | IPP | 2 | X | SUN | Renewable | 3.5 | 0 | 1 | 0
Operable | 63748 | Nickelson Solar 2, LLC |  | 64119 | Nickelson Solar 2 | NC | Vertical | Duplin | NS2 | Solar Photovoltaic | PV |  | S | X | X |  |  | 4.9 |  | 4.9 | 4.9 |  | N |  |  | OP | X | 9 | 2018 | 2018 |  |  | N | IPP Non-CHP | IPP | IPP | 2 | X | SUN | Renewable | 4.9 | 0 | 1 | 0
Operable | 63030 | Niles Power, LLC |  | 2861 | Niles Power Plant | OH | Restructured | Trumbull | GT1 | Petroleum Liquids | GT |  | S | X | X | 98370497 | NILES 14 KV CT | 27 | 0.85 | 26.1 | 30 | 5 | N |  |  | OP | X | 7 | 1972 | Pre-2000 |  |  | N | IPP Non-CHP | IPP | IPP | 2 | X | DFO | Non-Renewable | 0 | 27 | 0 | 1
Operable | 66445 | NineDot Holdings, LLC |  | 67886 | Gunther | NY | Restructured | Bronx | ND001 | Batteries | BA |  | S | X | X |  |  | 1.5 |  | 1.5 | 1.5 |  | N |  |  | OP | X | 9 | 2023 | 2023 |  |  | N | IPP Non-CHP | IPP | IPP | 2 | X | MWH | Other | 0 | 0 | 0 | 0
Operable | 66445 | NineDot Holdings, LLC |  | 67886 | Gunther | NY | Restructured | Bronx | ND002 | Batteries | BA |  | S | X | X |  |  | 1.5 |  | 1.5 | 1.5 |  | N |  |  | OP | X | 9 | 2023 | 2023 |  |  | N | IPP Non-CHP | IPP | IPP | 2 | X | MWH | Other | 0 | 0 | 0 | 0
Operable | 60364 | Ninnescah Wind Energy LLC |  | 60620 | Ninnescah Wind Energy, LLC | KS | Vertical | Pratt | NSW | Onshore Wind Turbine | WT |  | W | X | X |  |  | 208.3 |  | 208.3 | 208.3 | 1.7 | N |  |  | OP | X | 12 | 2016 | 2016 |  |  | N | IPP Non-CHP | IPP | IPP | 2 | X | WND | Renewable | 208.3 | 0 | 1 | 0
Operable | 60561 | Nippon Dynawave Packaging Co. |  | 50187 | Nippon Dynawave Packaging Longview WA | WA | Vertical | Cowlitz | TG1 | Wood/Wood Waste Biomass | ST |  | S | X | X |  |  | 8 | 0.98 | 7.4 | 7.5 | 2.3 | N |  |  | OP | X | 1 | 1948 | Pre-2000 |  |  | Y | Industrial CHP | Customer Sited | Other | 7 | T | BLQ | Renewable | 8 | 0 | 1 | 0 | NG | RFO
Operable | 60561 | Nippon Dynawave Packaging Co. |  | 50187 | Nippon Dynawave Packaging Longview WA | WA | Vertical | Cowlitz | TG2 | Wood/Wood Waste Biomass | ST |  | S | X | X |  |  | 5 | 0.8 | 4.7 | 4.7 | 2.3 | N |  |  | OP | X | 1 | 1948 | Pre-2000 |  |  | Y | Industrial CHP | Customer Sited | Other | 7 | T | BLQ | Renewable | 5 | 0 | 1 | 0 | NG | RFO
Operable | 60561 | Nippon Dynawave Packaging Co. |  | 50187 | Nippon Dynawave Packaging Longview WA | WA | Vertical | Cowlitz | TG4 | Wood/Wood Waste Biomass | ST |  | S | X | X |  |  | 18 | 0.96 | 16.7 | 16.9 | 2 | N |  |  | OP | X | 1 | 1954 | Pre-2000 |  |  | Y | Industrial CHP | Customer Sited | Other | 7 | T | BLQ | Renewable | 18 | 0 | 1 | 0 | NG | RFO
Operable | 60561 | Nippon Dynawave Packaging Co. |  | 50187 | Nippon Dynawave Packaging Longview WA | WA | Vertical | Cowlitz | TG5 | Wood/Wood Waste Biomass | ST |  | S | X | X |  |  | 31.4 | 0.8 | 29.2 | 29.5 | 6 | N |  |  | OP | X | 1 | 1976 | Pre-2000 |  |  | Y | Industrial CHP | Customer Sited | Other | 7 | T | WDS | Renewable | 31.4 | 0 | 1 | 0 | SUB | SLW | DFO
Operable | 13587 | Nissequoque Cogen Partners |  | 54149 | Stony Brook Cogen Plant | NY | Restructured | Suffolk | GEN1 | Natural Gas Fired Combustion Turbine | GT |  | S | X | X | NYISO_STONY_BROOK_DA | NYISO_STONY_BROOK_DA | 47 | 0.85 | 44.5 | 47.1 | 23 | N |  |  | OP | X | 4 | 1995 | Pre-2000 |  |  | Y | IPP CHP | IPP | IPP | 3 | T | NG | Non-Renewable | 0 | 47 | 0 | 1 | DFO
Operable | 64461 | Niyol Wind, LLC |  | 65059 | Niyol Wind, LLC | CO | Vertical | Logan | WNIYO | Onshore Wind Turbine | WT |  | S | X | X |  |  | 205.6 | 0.9 | 205 | 205 | 0 | N |  |  | OP | X | 11 | 2021 | 2021 |  |  | N | IPP Non-CHP | IPP | IPP | 2 | X | WND | Renewable | 205.6 | 0 | 1 | 0
Operable | 61740 | NJ Solar 1, LLC |  | 62225 | Hunterdon Health System Solar Project | NJ | Restructured | Hunterdon | PV1 | Solar Photovoltaic | PV |  | S | X | X |  |  | 1.5 |  | 1.5 | 1.5 |  | N |  |  | OP | X | 2 | 2019 | 2019 |  |  | N | IPP Non-CHP | IPP | IPP | 2 | X | SUN | Renewable | 1.5 | 0 | 1 | 0
Operable | 56990 | NJR Clean Energy Ventures Corporation |  | 57660 | Vineland Mays Landing Solar | NJ | Restructured | Cumberland | VNLND | Solar Photovoltaic | PV |  | S | X | X |  |  | 4 |  | 4 | 4 |  | N |  |  | OP | X | 10 | 2011 | 2011 |  |  | N | IPP Non-CHP | IPP | IPP | 2 | X | SUN | Renewable | 4 | 0 | 1 | 0
Operable | 56990 | NJR Clean Energy Ventures Corporation |  | 57661 | Manalapan Village Solar | NJ | Restructured | Monmouth | MANVL | Solar Photovoltaic | PV |  | S | X | X |  |  | 3.5 |  | 3.5 | 3.5 |  | N |  |  | OP | X | 12 | 2011 | 2011 |  |  | N | IPP Non-CHP | IPP | IPP | 2 | X | SUN | Renewable | 3.5 | 0 | 1 | 0
Operable | 56990 | NJR Clean Energy Ventures Corporation |  | 57662 | McGraw Hill Solar | NJ | Restructured | Mercer | MCGRH | Solar Photovoltaic | PV |  | S | X | X |  |  | 12 |  | 12 | 12 |  | N |  |  | OP | X | 12 | 2011 | 2011 |  |  | N | IPP Non-CHP | IPP | IPP | 2 | X | SUN | Renewable | 12 | 0 | 1 | 0
Operable | 56990 | NJR Clean Energy Ventures Corporation |  | 57948 | NJ Oak Solar Plant | NJ | Restructured | Cumberland | OAK | Solar Photovoltaic | PV |  | W | X | X |  |  | 10 |  | 10 | 10 |  | N |  |  | OP | X | 12 | 2011 | 2011 |  |  | N | IPP Non-CHP | IPP | IPP | 2 | X | SUN | Renewable | 10 | 0 | 1 | 0
Operable | 56990 | NJR Clean Energy Ventures Corporation |  | 58030 | Reeves Station Rd East | NJ | Restructured | Burlington | REEVE | Solar Photovoltaic | PV |  | S | X | X |  |  | 5.5 |  | 5.5 | 5.5 |  | N |  |  | OP | X | 10 | 2012 | 2012 |  |  | N | IPP Non-CHP | IPP | IPP | 2 | X | SUN | Renewable | 5.5 | 0 | 1 | 0
Operable | 56990 | NJR Clean Energy Ventures Corporation |  | 58123 | Wakefern Food Corp | NJ | Restructured | Middlesex | 1 | Solar Photovoltaic | PV |  | S | X | X |  |  | 2 |  | 2 | 2 |  | N |  |  | OP | X | 12 | 2012 | 2012 |  |  | N | IPP Non-CHP | IPP | IPP | 2 | X | SUN | Renewable | 2 | 0 | 1 | 0
Operable | 56990 | NJR Clean Energy Ventures Corporation |  | 59185 | Jacobstown | NJ | Restructured | Burlington | PV1 | Solar Photovoltaic | PV |  | W | X | X |  |  | 5 |  | 5 | 5 |  | N |  |  | OP | X | 9 | 2014 | 2014 |  |  | N | IPP Non-CHP | IPP | IPP | 2 | X | SUN | Renewable | 5 | 0 | 1 | 0
Operable | 56990 | NJR Clean Energy Ventures Corporation |  | 59186 | West Pemberton | NJ | Restructured | Burlington | PV1 | Solar Photovoltaic | PV |  | W | X | X |  |  | 7 |  | 7 | 7 |  | N |  |  | OP | X | 7 | 2014 | 2014 |  |  | N | IPP Non-CHP | IPP | IPP | 2 | X | SUN | Renewable | 7 | 0 | 1 | 0
Operable | 56990 | NJR Clean Energy Ventures Corporation |  | 59277 | Medford WWTP | NJ | Restructured | Burlington | MED1 | Solar Photovoltaic | PV |  | S | X | X |  |  | 1.3 |  | 1.3 | 1.3 |  | N |  |  | OP | X | 8 | 2013 | 2013 |  |  | N | IPP Non-CHP | IPP | IPP | 2 | X | SUN | Renewable | 1.3 | 0 | 1 | 0
Operable | 56990 | NJR Clean Energy Ventures Corporation |  | 59278 | Reeves South | NJ | Restructured | Burlington | REEV1 | Solar Photovoltaic | PV |  | S | X | X |  |  | 1 |  | 1 | 1 |  | N |  |  | OP | X | 12 | 2013 | 2013 |  |  | N | IPP Non-CHP | IPP | IPP | 2 | X | SUN | Renewable | 1 | 0 | 1 | 0
Operable | 56990 | NJR Clean Energy Ventures Corporation |  | 59318 | North Run | NJ | Restructured | Burlington | NRUN1 | Solar Photovoltaic | PV |  | W | X | X |  |  | 5 |  | 5 | 5 |  | N |  |  | OP | X | 1 | 2015 | 2015 |  |  | N | IPP Non-CHP | IPP | IPP | 2 | X | SUN | Renewable | 5 | 0 | 1 | 0
Operable | 56990 | NJR Clean Energy Ventures Corporation |  | 59319 | Rock Solid | NJ | Restructured | Monmouth | ROCK1 | Solar Photovoltaic | PV |  | W | X | X |  |  | 8 |  | 8 | 8 |  | N |  |  | OP | X | 11 | 2014 | 2014 |  |  | N | IPP Non-CHP | IPP | IPP | 2 | X | SUN | Renewable | 8 | 0 | 1 | 0
Operable | 56990 | NJR Clean Energy Ventures Corporation |  | 59627 | Harmony | NJ | Restructured | Warren | HRMNY | Solar Photovoltaic | PV |  | W | X | X |  |  | 3 |  | 3 | 3 |  | N |  |  | OP | X | 6 | 2015 | 2015 |  |  | N | IPP Non-CHP | IPP | IPP | 2 | X | SUN | Renewable | 3 | 0 | 1 | 0
Operable | 56990 | NJR Clean Energy Ventures Corporation |  | 59628 | Hanover | NJ | Restructured | Burlington | HNOVR | Solar Photovoltaic | PV |  | W | X | X |  |  | 5 |  | 5 | 5 |  | N |  |  | OP | X | 9 | 2015 | 2015 |  |  | N | IPP Non-CHP | IPP | IPP | 2 | X | SUN | Renewable | 5 | 0 | 1 | 0
Operable | 56990 | NJR Clean Energy Ventures Corporation |  | 60265 | Junction Road | NJ | Restructured | Hunterdon | JUNCT | Solar Photovoltaic | PV |  | W | X | X |  |  | 4.4 |  | 4.4 | 4.4 |  | N |  |  | OP | X | 5 | 2016 | 2016 |  |  | N | IPP Non-CHP | IPP | IPP | 2 | X | SUN | Renewable | 4.4 | 0 | 1 | 0
Operable | 56990 | NJR Clean Energy Ventures Corporation |  | 60266 | Cedar Branch | NJ | Restructured | Atlantic | CEDAR | Solar Photovoltaic | PV |  | W | X | X |  |  | 6.1 |  | 6.1 | 6.1 |  | N |  |  | OP | X | 10 | 2016 | 2016 |  |  | N | IPP Non-CHP | IPP | IPP | 2 | X | SUN | Renewable | 6.1 | 0 | 1 | 0
Operable | 56990 | NJR Clean Energy Ventures Corporation |  | 60267 | Sharon Station | NJ | Restructured | Monmouth | SHRN1 | Solar Photovoltaic | PV |  | W | X | X |  |  | 2.7 |  | 2.7 | 2.7 |  | N |  |  | OP | X | 5 | 2016 | 2016 |  |  | N | IPP Non-CHP | IPP | IPP | 2 | X | SUN | Renewable | 2.7 | 0 | 1 | 0
Operable | 56990 | NJR Clean Energy Ventures Corporation |  | 60327 | East Amwell | NJ | Restructured | Hunterdon | AMWEL | Solar Photovoltaic | PV |  | W | X | X |  |  | 1.8 |  | 1.8 | 1.8 |  | N |  |  | OP | X | 5 | 2016 | 2016 |  |  | N | IPP Non-CHP | IPP | IPP | 2 | X | SUN | Renewable | 1.8 | 0 | 1 | 0
Operable | 56990 | NJR Clean Energy Ventures Corporation |  | 60437 | Bernards Solar | NJ | Restructured | Somerset | BERNS | Solar Photovoltaic | PV |  | W | X | X |  |  | 2.9 |  | 2.9 | 2.9 |  | N |  |  | OP | X | 9 | 2016 | 2016 |  |  | N | IPP Non-CHP | IPP | IPP | 2 | X | SUN | Renewable | 2.9 | 0 | 1 | 0
Operable | 56990 | NJR Clean Energy Ventures Corporation |  | 60864 | Kokomo Solar 1, LLC | IN | Vertical | Howard | PV1 | Solar Photovoltaic | PV |  | S | X | X |  |  | 5.4 |  | 5.4 | 5.4 |  | N |  |  | OP | X | 12 | 2016 | 2016 |  |  | N | IPP Non-CHP | IPP | IPP | 2 | X | SUN | Renewable | 5.4 | 0 | 1 | 0
Operable | 56990 | NJR Clean Energy Ventures Corporation |  | 60945 | Spartan PV 1, LLC | MI | Vertical | Ingham | PV1 | Solar Photovoltaic | PV |  | S | X | X |  |  | 10.5 |  | 10.5 | 10.5 |  | N |  |  | OP | X | 12 | 2017 | 2017 |  |  | N | IPP Non-CHP | IPP | IPP | 2 | X | SUN | Renewable | 10.5 | 0 | 1 | 0
Operable | 56990 | NJR Clean Energy Ventures Corporation |  | 61073 | Pemberton Road I | NJ | Restructured | Burlington | PEMB1 | Solar Photovoltaic | PV |  | W | X | X |  |  | 8.8 |  | 8.8 | 8.8 |  | N |  |  | OP | X | 6 | 2017 | 2017 |  |  | N | IPP Non-CHP | IPP | IPP | 2 | X | SUN | Renewable | 8.8 | 0 | 1 | 0
Operable | 56990 | NJR Clean Energy Ventures Corporation |  | 61074 | Pemberton Road II | NJ | Restructured | Burlington | PEMB2 | Solar Photovoltaic | PV |  | W | X | X |  |  | 8.8 |  | 8.8 | 8.8 |  | N |  |  | OP | X | 6 | 2017 | 2017 |  |  | N | IPP Non-CHP | IPP | IPP | 2 | X | SUN | Renewable | 8.8 | 0 | 1 | 0
Operable | 56990 | NJR Clean Energy Ventures Corporation |  | 61354 | Princeton Solar Project | NJ | Restructured | Mercer | STONY | Solar Photovoltaic | PV |  | W | X | X |  |  | 2.2 |  | 2.2 | 2.2 |  | N |  |  | OP | X | 9 | 2017 | 2017 |  |  | N | IPP Non-CHP | IPP | IPP | 2 | X | SUN | Renewable | 2.2 | 0 | 1 | 0
Operable | 56990 | NJR Clean Energy Ventures Corporation |  | 61599 | New Road Solar, LLC | NJ | Restructured | Monmouth | NEWRD | Solar Photovoltaic | PV |  | W | X | X |  |  | 10 |  | 10 | 10 |  | N |  |  | OP | X | 6 | 2018 | 2018 |  |  | N | IPP Non-CHP | IPP | IPP | 2 | X | SUN | Renewable | 10 | 0 | 1 | 0
Operable | 56990 | NJR Clean Energy Ventures Corporation |  | 61600 | Old Bridge Solar Farm | NJ | Restructured | Monmouth | OLDBR | Solar Photovoltaic | PV |  | W | X | X |  |  | 8.8 |  | 8.8 | 8.8 |  | N |  |  | OP | X | 8 | 2018 | 2018 |  |  | N | IPP Non-CHP | IPP | IPP | 2 | X | SUN | Renewable | 8.8 | 0 | 1 | 0
Operable | 56990 | NJR Clean Energy Ventures Corporation |  | 61601 | Raritan Solar - 53 Highway | NJ | Restructured | Hunterdon | RARIT | Solar Photovoltaic | PV |  | W | X | X |  |  | 8.4 |  | 8.4 | 8.4 |  | N |  |  | OP | X | 5 | 2018 | 2018 |  |  | N | IPP Non-CHP | IPP | IPP | 2 | X | SUN | Renewable | 8.4 | 0 | 1 | 0
Operable | 56990 | NJR Clean Energy Ventures Corporation |  | 61907 | Springfield Solar Project | NJ | Restructured | Burlington | NJLND | Solar Photovoltaic | PV |  | W | X | X |  |  | 7.5 |  | 7.5 | 7.5 |  | N |  |  | OP | X | 10 | 2018 | 2018 |  |  | N | IPP Non-CHP | IPP | IPP | 2 | X | SUN | Renewable | 7.5 | 0 | 1 | 0
Operable | 56990 | NJR Clean Energy Ventures Corporation |  | 61965 | Quakertown Solar Farm, LLC | NJ | Restructured | Hunterdon | QKRTN | Solar Photovoltaic | PV |  | W | X | X |  |  | 8.8 |  | 8.8 | 8.8 |  | N |  |  | OP | X | 10 | 2018 | 2018 |  |  | N | IPP Non-CHP | IPP | IPP | 2 | X | SUN | Renewable | 8.8 | 0 | 1 | 0
Operable | 56990 | NJR Clean Energy Ventures Corporation |  | 62306 | IFF Union Beach Project | NJ | Restructured | Monmouth | IFFUB | Solar Photovoltaic | PV |  | W | X | X |  |  | 5.5 |  | 5.5 | 5.5 |  | N |  |  | OP | X | 6 | 2019 | 2019 |  |  | N | IPP Non-CHP | IPP | IPP | 2 | X | SUN | Renewable | 5.5 | 0 | 1 | 0
Operable | 56990 | NJR Clean Energy Ventures Corporation |  | 62637 | Milford Solar Farm (NJ) LLC | NJ | Restructured | Hunterdon | MILFD | Solar Photovoltaic | PV |  | W | X | X |  |  | 7.5 |  | 7.5 | 7.5 |  | N |  |  | OP | X | 9 | 2019 | 2019 |  |  | N | IPP Non-CHP | IPP | IPP | 2 | X | SUN | Renewable | 7.5 | 0 | 1 | 0
Operable | 56990 | NJR Clean Energy Ventures Corporation |  | 62638 | McCullough Road Solar Farm | NJ | Restructured | Warren | WASHG | Solar Photovoltaic | PV |  | W | X | X |  |  | 8.8 |  | 8.8 | 8.8 |  | N |  |  | OP | X | 6 | 2019 | 2019 |  |  | N | IPP Non-CHP | IPP | IPP | 2 | X | SUN | Renewable | 8.8 | 0 | 1 | 0
Operable | 56990 | NJR Clean Energy Ventures Corporation |  | 62680 | Garfield Solar | NJ | Restructured | Bergen | GARFE | Solar Photovoltaic | PV |  | W | X | X |  |  | 0.4 |  | 0.4 | 0.4 |  | N |  |  | OP | X | 9 | 2019 | 2019 |  |  | N | IPP Non-CHP | IPP | IPP | 2 | X | SUN | Renewable | 0.4 | 0 | 1 | 0
Operable | 56990 | NJR Clean Energy Ventures Corporation |  | 62680 | Garfield Solar | NJ | Restructured | Bergen | GARFN | Solar Photovoltaic | PV |  | W | X | X |  |  | 0.8 |  | 0.8 | 0.8 |  | N |  |  | OP | X | 10 | 2019 | 2019 |  |  | N | IPP Non-CHP | IPP | IPP | 2 | X | SUN | Renewable | 0.8 | 0 | 1 | 0
Operable | 56990 | NJR Clean Energy Ventures Corporation |  | 62680 | Garfield Solar | NJ | Restructured | Bergen | GARFS | Solar Photovoltaic | PV |  | W | X | X |  |  | 1.4 |  | 1.4 | 1.4 |  | N |  |  | OP | X | 10 | 2019 | 2019 |  |  | N | IPP Non-CHP | IPP | IPP | 2 | X | SUN | Renewable | 1.4 | 0 | 1 | 0
Operable | 56990 | NJR Clean Energy Ventures Corporation |  | 62680 | Garfield Solar | NJ | Restructured | Bergen | GARMS | Solar Photovoltaic | PV |  | W | X | X |  |  | 1.6 |  | 1.6 | 1.6 |  | N |  |  | OP | X | 9 | 2019 | 2019 |  |  | N | IPP Non-CHP | IPP | IPP | 2 | X | SUN | Renewable | 1.6 | 0 | 1 | 0
Operable | 56990 | NJR Clean Energy Ventures Corporation |  | 63149 | Franklin Solar | NJ | Restructured | Warren | FRANK | Solar Photovoltaic | PV |  | W | X | X |  |  | 8.8 | 1 | 8.8 | 8.8 |  | N |  |  | OP | X | 1 | 2020 | 2020 |  |  | N | IPP Non-CHP | IPP | IPP | 2 | X | SUN | Renewable | 8.8 | 0 | 1 | 0
Operable | 56990 | NJR Clean Energy Ventures Corporation |  | 63150 | Pohatcong Solar Farm | NJ | Restructured | Warren | POHAT | Solar Photovoltaic | PV |  | W | X | X |  |  | 8 | 1 | 8 | 8 |  | N |  |  | OP | X | 1 | 2020 | 2020 |  |  | N | IPP Non-CHP | IPP | IPP | 2 | X | SUN | Renewable | 8 | 0 | 1 | 0
Operable | 56990 | NJR Clean Energy Ventures Corporation |  | 63185 | Sayreville Solar Project | NJ | Restructured | Middlesex | SAYRE | Solar Photovoltaic | PV |  | W | X | X |  |  | 3.1 | 1 | 3.1 | 3.1 |  | N |  |  | OP | X | 9 | 2019 | 2019 |  |  | N | IPP Non-CHP | IPP | IPP | 2 | X | SUN | Renewable | 3.1 | 0 | 1 | 0
Operable | 56990 | NJR Clean Energy Ventures Corporation |  | 63195 | Aero Haven Solar | NJ | Restructured | Burlington | ACP3 | Solar Photovoltaic | PV |  | W | X | X |  |  | 2.6 |  | 2.6 | 2.6 |  | N |  |  | OP | X | 4 | 2023 | 2023 |  |  | N | IPP Non-CHP | IPP | IPP | 2 | X | SUN | Renewable | 2.6 | 0 | 1 | 0
Operable | 56990 | NJR Clean Energy Ventures Corporation |  | 63198 | ACCP NJ 1 | NJ | Restructured | Sussex | ACCP1 | Solar Photovoltaic | PV |  | W | X | X |  |  | 1.2 |  | 1.2 | 1.2 |  | N |  |  | OP | X | 9 | 2020 | 2020 |  |  | N | IPP Non-CHP | IPP | IPP | 2 | X | SUN | Renewable | 1.2 | 0 | 1 | 0
Operable | 56990 | NJR Clean Energy Ventures Corporation |  | 63334 | Campus Drive Solar | NJ | Restructured | Burlington | CAMPS | Solar Photovoltaic | PV |  | W | X | X |  |  | 3.7 |  | 3.7 | 3.7 |  | N |  |  | OP | X | 5 | 2020 | 2020 |  |  | N | IPP Non-CHP | IPP | IPP | 2 | X | SUN | Renewable | 3.7 | 0 | 1 | 0
Operable | 56990 | NJR Clean Energy Ventures Corporation |  | 63451 | Monroe Solar Farm, LLC | NJ | Restructured | Middlesex | MONR1 | Solar Photovoltaic | PV |  | W | X | X |  |  | 13.1 |  | 13.1 | 13.1 |  | N |  |  | OP | X | 7 | 2020 | 2020 |  |  | N | IPP Non-CHP | IPP | IPP | 2 | X | SUN | Renewable | 13.1 | 0 | 1 | 0
Operable | 56990 | NJR Clean Energy Ventures Corporation |  | 63698 | Galloway Landfill | NJ | Restructured | Monmouth | GALLO | Solar Photovoltaic | PV |  | W | X | X |  |  | 2.3 |  | 2.3 | 2.3 |  | N |  |  | OP | X | 9 | 2020 | 2020 |  |  | N | IPP Non-CHP | IPP | IPP | 2 | X | SUN | Renewable | 2.3 | 0 | 1 | 0
Operable | 56990 | NJR Clean Energy Ventures Corporation |  | 65329 | Mount Laurel Solar | NJ | Restructured | Burlington | LAURL | Solar Photovoltaic | PV |  | W | X | X |  |  | 2.5 |  | 2.5 | 2.5 |  | N |  |  | OP | X | 12 | 2020 | 2020 |  |  | N | IPP Non-CHP | IPP | IPP | 2 | X | SUN | Renewable | 2.5 | 0 | 1 | 0
Operable | 56990 | NJR Clean Energy Ventures Corporation |  | 65337 | Maybrook Solar, LLC (CSG) | NY | Restructured | Orange | MAYBK | Solar Photovoltaic | PV |  | W | X | X |  |  | 5 |  | 5 | 5 |  | N |  |  | OP | X | 2 | 2023 | 2023 |  |  | N | IPP Non-CHP | IPP | IPP | 2 | X | SUN | Renewable | 5 | 0 | 1 | 0
Operable | 56990 | NJR Clean Energy Ventures Corporation |  | 65348 | Mount Olive Solar Farm | NJ | Restructured | Morris | OLIVE | Solar Photovoltaic | PV |  | W | X | X |  |  | 19.8 |  | 19.8 | 19.8 |  | N |  |  | OP | X | 1 | 2023 | 2023 |  |  | N | IPP Non-CHP | IPP | IPP | 2 | X | SUN | Renewable | 19.8 | 0 | 1 | 0
Operable | 56990 | NJR Clean Energy Ventures Corporation |  | 65385 | Airport Road Solar (CSG) | NY | Restructured | Orange | AIRPT | Solar Photovoltaic | PV |  | W | X | X |  |  | 3.4 |  | 3.4 | 3.4 |  | N |  |  | OP | X | 9 | 2022 | 2022 |  |  | N | IPP Non-CHP | IPP | IPP | 2 | X | SUN | Renewable | 3.4 | 0 | 1 | 0
Operable | 56990 | NJR Clean Energy Ventures Corporation |  | 65386 | Howard Lane Solar | RI | Restructured | Providence | HOWRD | Solar Photovoltaic | PV |  | W | X | X |  |  | 3 |  | 3 | 3 |  | N |  |  | OP | X | 9 | 2023 | 2023 |  |  | N | IPP Non-CHP | IPP | IPP | 2 | X | SUN | Renewable | 3 | 0 | 1 | 0
Operable | 56990 | NJR Clean Energy Ventures Corporation |  | 65387 | Holland Solar Farm | NJ | Restructured | Hunterdon | HOLND | Solar Photovoltaic | PV |  | W | X | X |  |  | 6.7 |  | 6.7 | 6.7 |  | N |  |  | OP | X | 7 | 2022 | 2022 |  |  | N | IPP Non-CHP | IPP | IPP | 2 | X | SUN | Renewable | 6.7 | 0 | 1 | 0
Operable | 56990 | NJR Clean Energy Ventures Corporation |  | 65705 | Canoe Brook Solar | NJ | Restructured | Essex | CANOE | Solar Photovoltaic | PV |  | W | X | X |  |  | 6.3 |  | 6.3 | 6.3 |  | N |  |  | OP | X | 1 | 2023 | 2023 |  |  | N | IPP Non-CHP | IPP | IPP | 2 | X | SUN | Renewable | 6.3 | 0 | 1 | 0
Operable | 56990 | NJR Clean Energy Ventures Corporation |  | 66089 | Canal Road Solar | NJ | Restructured | Somerset | CANAL | Solar Photovoltaic | PV |  | S | X | X |  |  | 4 |  | 4 | 4 |  | N |  |  | OP | X | 6 | 2023 | 2023 |  |  | N | IPP Non-CHP | IPP | IPP | 2 | X | SUN | Renewable | 4 | 0 | 1 | 0
Operable | 56990 | NJR Clean Energy Ventures Corporation |  | 66845 | Old Bridge Global Landfill CSG | NJ | Restructured | Middlesex | OBGLD | Solar Photovoltaic | PV |  | S | X | X |  |  | 2 |  | 2 | 2 |  | N |  |  | OP | X | 10 | 2023 | 2023 |  |  | N | IPP Non-CHP | IPP | IPP | 2 | X | SUN | Renewable | 2 | 0 | 1 | 0
Operable | 65399 | NMRD Data Center III, LLC |  | 66287 | NMRD Data Center III, LLC | NM | Vertical | Sandoval | NMRD3 | Solar Photovoltaic | PV |  | S | X | X |  |  | 50 | 1 | 50 | 50 |  | N |  |  | OP | X | 8 | 2023 | 2023 |  |  | N | IPP Non-CHP | IPP | IPP | 2 | X | SUN | Renewable | 50 | 0 | 1 | 0
Operable | 61156 | NMRD Data Center, LLC |  | 61556 | Facebook 1 Solar Energy Center | NM | Vertical | Valencia | FB1 | Solar Photovoltaic | PV |  | S | X | X |  |  | 10 |  | 10 | 8.2 |  | N |  |  | OP | X | 12 | 2017 | 2017 |  |  | N | IPP Non-CHP | IPP | IPP | 2 | X | SUN | Renewable | 10 | 0 | 1 | 0
Operable | 61156 | NMRD Data Center, LLC |  | 61557 | Facebook 2 Solar Energy Center | NM | Vertical | Bernalillo | FB2 | Solar Photovoltaic | PV |  | S | X | X |  |  | 10 |  | 10 | 8.2 |  | N |  |  | OP | X | 2 | 2018 | 2018 |  |  | N | IPP Non-CHP | IPP | IPP | 2 | X | SUN | Renewable | 10 | 0 | 1 | 0
Operable | 61156 | NMRD Data Center, LLC |  | 61558 | Facebook 3 Solar Energy Center | NM | Vertical | Bernalillo | FB3 | Solar Photovoltaic | PV |  | S | X | X |  |  | 10 |  | 10 | 8.2 |  | N |  |  | OP | X | 4 | 2018 | 2018 |  |  | N | IPP Non-CHP | IPP | IPP | 2 | X | SUN | Renewable | 10 | 0 | 1 | 0
Operable | 61156 | NMRD Data Center, LLC |  | 63579 | Britton Solar Energy Center | NM | Vertical | Torrance | BSEC | Solar Photovoltaic | PV |  | S | X | X |  |  | 50 | 1 | 50 | 50 |  | N |  |  | OP | X | 12 | 2019 | 2019 |  |  | N | IPP Non-CHP | IPP | IPP | 2 | X | SUN | Renewable | 50 | 0 | 1 | 0
Operable | 61156 | NMRD Data Center, LLC |  | 63860 | Encino Solar Energy Center | NM | Vertical | Sandoval | ESEC | Solar Photovoltaic | PV |  | S | X | X |  |  | 55 | 1 | 55 | 55 |  | N |  |  | OP | X | 7 | 2020 | 2020 |  |  | N | IPP Non-CHP | IPP | IPP | 2 | X | SUN | Renewable | 55 | 0 | 1 | 0
Operable | 61890 | Nobles 2 Power Partners, LLC |  | 62364 | Nobles 2 Wind Project | MN | Vertical | Nobles | WT1 | Onshore Wind Turbine | WT |  | J | X | X |  |  | 250 |  | 250 | 250 | 2 | N |  |  | OP | X | 12 | 2020 | 2020 |  |  | N | IPP Non-CHP | IPP | IPP | 2 | X | WND | Renewable | 250 | 0 | 1 | 0
Operable | 13642 | Nome Joint Utility Systems |  | 90 | Snake River | AK | Vertical | Nome | 12 | Petroleum Liquids | IC |  | S | X | X |  |  | 3.8 | 0.8 | 3.7 | 3.7 | 2.8 | N |  |  | OP | X | 4 | 1991 | Pre-2000 |  |  | N | Electric Utility | Utility | Municipal | 1 | X | DFO | Non-Renewable | 0 | 3.8 | 0 | 1
Operable | 13642 | Nome Joint Utility Systems |  | 90 | Snake River | AK | Vertical | Nome | 14 | Petroleum Liquids | IC |  | S | X | X |  |  | 2 | 0.8 | 1.9 | 1.9 | 1.4 | N |  |  | OP | X | 12 | 1999 | Pre-2000 |  |  | N | Electric Utility | Utility | Municipal | 1 | X | DFO | Non-Renewable | 0 | 2 | 0 | 1
Operable | 13642 | Nome Joint Utility Systems |  | 90 | Snake River | AK | Vertical | Nome | 15 | Petroleum Liquids | IC |  | S | X | X |  |  | 5.2 | 0.8 | 5.2 | 5.2 | 3.4 | N |  |  | OP | X | 11 | 2007 | 2007 |  |  | N | Electric Utility | Utility | Municipal | 1 | X | DFO | Non-Renewable | 0 | 5.2 | 0 | 1
Operable | 13642 | Nome Joint Utility Systems |  | 90 | Snake River | AK | Vertical | Nome | 16 | Petroleum Liquids | IC |  | S | X | X |  |  | 5.2 | 0.8 | 5.2 | 5.2 | 3.4 | N |  |  | OP | X | 11 | 2007 | 2007 |  |  | N | Electric Utility | Utility | Municipal | 1 | X | DFO | Non-Renewable | 0 | 5.2 | 0 | 1
Operable | 13642 | Nome Joint Utility Systems |  | 90 | Snake River | AK | Vertical | Nome | 18 | Petroleum Liquids | IC |  | S | X | X |  |  | 0.4 | 0.8 | 0.4 | 0.4 | 0.1 | N |  |  | OP | X | 1 | 2013 | 2013 |  |  | N | Electric Utility | Utility | Municipal | 1 | X | DFO | Non-Renewable | 0 | 0.4 | 0 | 1
Operable | 13642 | Nome Joint Utility Systems |  | 90 | Snake River | AK | Vertical | Nome | EWT 1 | Onshore Wind Turbine | WT |  | S | X | X |  |  | 0.9 |  | 0.9 | 0.9 | 0.1 | N |  |  | OP | X | 7 | 2013 | 2013 |  |  | N | Electric Utility | Utility | Municipal | 1 | X | WND | Renewable | 0.9 | 0 | 1 | 0
Operable | 13642 | Nome Joint Utility Systems |  | 90 | Snake River | AK | Vertical | Nome | EWT 2 | Onshore Wind Turbine | WT |  | S | X | X |  |  | 0.9 |  | 0.9 | 0.9 | 0.1 | N |  |  | OP | X | 7 | 2013 | 2013 |  |  | N | Electric Utility | Utility | Municipal | 1 | X | WND | Renewable | 0.9 | 0 | 1 | 0
Operable | 13657 | Norfork Southern Corp |  | 10302 | Juniata Locomotive Shop | PA | Restructured | Blair | GEN3 | Natural Gas Fired Combustion Turbine | GT |  | S | X | X |  |  | 1.5 | 0.8 | 1.5 | 1.5 | 0.7 | N |  |  | OP | X | 4 | 2015 | 2015 |  |  | N | Commercial Non-CHP | Customer Sited | Other | 4 | X | NG | Non-Renewable | 0 | 1.5 | 0 | 1
Operable | 64500 | Norridgewock River Road Solar, LLC |  | 65112 | River Road | ME | Restructured | Somerset | RIV | Solar Photovoltaic | PV |  | S | X | X |  |  | 5 |  | 5 | 5 |  | N |  |  | OP | X | 3 | 2022 | 2022 |  |  | N | IPP Non-CHP | IPP | IPP | 2 | X | SUN | Renewable | 5 | 0 | 1 | 0
Operable | 61401 | North 301 Solar, LLC |  | 61778 | North 301 Solar | NC | Vertical | Halifax | N301 | Solar Photovoltaic | PV |  | S | X | X |  |  | 20 |  | 20 | 20 |  | N |  |  | OP | X | 12 | 2019 | 2019 |  |  | N | IPP Non-CHP | IPP | IPP | 2 | X | SUN | Renewable | 20 | 0 | 1 | 0
Operable | 59170 | North American Biofuels, LLC |  | 59392 | Blue Ridge Generating | KY | Vertical | Estill | GEN1 | Landfill Gas | IC |  | S | X | X |  |  | 1.6 | 0.9 | 1.2 | 1.2 | 1 | N |  |  | OP | X | 11 | 2013 | 2013 |  |  | N | IPP Non-CHP | IPP | IPP | 2 | X | LFG | Renewable | 1.6 | 0 | 1 | 0
Operable | 59170 | North American Biofuels, LLC |  | 62641 | Morehead Generating Facility | KY | Vertical | Rowan | M3516 | Landfill Gas | IC |  | S | X | X |  |  | 1.4 | 0.9 | 1.4 | 1.4 | 0.4 | N |  |  | OP | X | 11 | 2019 | 2019 |  |  | N | IPP Non-CHP | IPP | IPP | 2 | X | LFG | Renewable | 1.4 | 0 | 1 | 0
Operable | 63632 | North American Central - LLC |  | 63977 | Central Generating | MI | Vertical | Montcalm | 1 | Landfill Gas | IC |  | S | X | X |  |  | 1.6 | 0.9 | 1.6 | 1.6 | 1.2 | N |  |  | OP | X | 9 | 2018 | 2018 |  |  | N | IPP Non-CHP | IPP | IPP | 2 | X | LFG | Renewable | 1.6 | 0 | 1 | 0
Operable | 63632 | North American Central - LLC |  | 63977 | Central Generating | MI | Vertical | Montcalm | 2 | Landfill Gas | IC |  | S | X | X |  |  | 0.8 | 0.9 | 0.8 | 0.8 | 0.5 | N |  |  | OP | X | 9 | 2018 | 2018 |  |  | N | IPP Non-CHP | IPP | IPP | 2 | X | LFG | Renewable | 0.8 | 0 | 1 | 0
Operable | 63632 | North American Central - LLC |  | 63977 | Central Generating | MI | Vertical | Montcalm | 3 | Landfill Gas | IC |  | S | X | X |  |  | 1.6 | 0.9 | 1.6 | 1.6 | 1.2 | N |  |  | OP | X | 8 | 2020 | 2020 |  |  | N | IPP Non-CHP | IPP | IPP | 2 | X | LFG | Renewable | 1.6 | 0 | 1 | 0
Operable | 50136 | North American Energy Services |  | 54131 | Fortistar North Tonawanda | NY | Restructured | Niagara | GEN1 | Natural Gas Fired Combined Cycle | CT | CC1 | W | X | N | 24026 | 24026 | 48.7 | 0.9 | 37.4 | 44.7 | 30.6 | N |  |  | OP | X | 7 | 1993 | Pre-2000 |  |  | Y | IPP CHP | IPP | IPP | 3 | T | NG | Non-Renewable | 0 | 48.7 | 0 | 1 | DFO
Operable | 50136 | North American Energy Services |  | 54131 | Fortistar North Tonawanda | NY | Restructured | Niagara | GEN2 | Natural Gas Fired Combined Cycle | CA | CC1 | W | Y | X | 24026 | 24026 | 17 | 0.9 | 20 | 20 | 10 | N |  |  | OP | X | 7 | 1993 | Pre-2000 |  |  | Y | IPP CHP | IPP | IPP | 3 | T | NG | Non-Renewable | 0 | 17 | 0 | 1
Operable | 13559 | North American Natural Res |  | 54890 | Peoples Generating Station | MI | Vertical | Saginaw | GEN1 | Landfill Gas | IC |  | S | X | X |  |  | 3.2 | 0.9 | 2.2 | 2.2 | 2.2 | N |  |  | OP | X | 9 | 1995 | Pre-2000 |  |  | N | IPP Non-CHP | IPP | IPP | 2 | X | LFG | Renewable | 3.2 | 0 | 1 | 0
Operable | 13559 | North American Natural Res |  | 59436 | Lennon Generating | MI | Vertical | Shiawassee | 10 | Landfill Gas | IC |  | S | X | X |  |  | 1.6 | 0.96 | 1.5 | 1.5 | 1.4 | N |  |  | OP | X | 9 | 2012 | 2012 |  |  | N | IPP Non-CHP | IPP | IPP | 2 | X | LFG | Renewable | 1.6 | 0 | 1 | 0
Operable | 13559 | North American Natural Res |  | 59436 | Lennon Generating | MI | Vertical | Shiawassee | 3 | Landfill Gas | IC |  | S | X | X |  |  | 0.8 | 0.96 | 0.8 | 0.8 | 0.5 | N |  |  | OP | X | 2 | 2001 | 2001 |  |  | N | IPP Non-CHP | IPP | IPP | 2 | X | LFG | Renewable | 0.8 | 0 | 1 | 0
Operable | 13559 | North American Natural Res |  | 59436 | Lennon Generating | MI | Vertical | Shiawassee | 4 | Landfill Gas | IC |  | S | X | X |  |  | 0.8 | 0.96 | 0.8 | 0.8 | 0.5 | N |  |  | OP | X | 2 | 2006 | 2006 |  |  | N | IPP Non-CHP | IPP | IPP | 2 | X | LFG | Renewable | 0.8 | 0 | 1 | 0
Operable | 13559 | North American Natural Res |  | 59436 | Lennon Generating | MI | Vertical | Shiawassee | 5 | Landfill Gas | IC |  | S | X | X |  |  | 0.8 | 0.96 | 0.8 | 0.8 | 0.5 | N |  |  | OP | X | 1 | 2007 | 2007 |  |  | N | IPP Non-CHP | IPP | IPP | 2 | X | LFG | Renewable | 0.8 | 0 | 1 | 0
Operable | 13559 | North American Natural Res |  | 59436 | Lennon Generating | MI | Vertical | Shiawassee | 6 | Landfill Gas | IC |  | S | X | X |  |  | 0.8 | 0.96 | 0.8 | 0.8 | 0.5 | N |  |  | OP | X | 9 | 2007 | 2007 |  |  | N | IPP Non-CHP | IPP | IPP | 2 | X | LFG | Renewable | 0.8 | 0 | 1 | 0
Operable | 13559 | North American Natural Res |  | 59436 | Lennon Generating | MI | Vertical | Shiawassee | 7 | Landfill Gas | IC |  | S | X | X |  |  | 1.6 | 0.96 | 1.5 | 1.5 | 1.4 | N |  |  | OP | X | 5 | 2014 | 2014 |  |  | N | IPP Non-CHP | IPP | IPP | 2 | X | LFG | Renewable | 1.6 | 0 | 1 | 0
Operable | 13559 | North American Natural Res |  | 59436 | Lennon Generating | MI | Vertical | Shiawassee | 8 | Landfill Gas | IC |  | S | X | X |  |  | 1.6 | 0.96 | 1.5 | 1.5 | 1.4 | N |  |  | OP | X | 5 | 2014 | 2014 |  |  | N | IPP Non-CHP | IPP | IPP | 2 | X | LFG | Renewable | 1.6 | 0 | 1 | 0
Operable | 13559 | North American Natural Res |  | 59436 | Lennon Generating | MI | Vertical | Shiawassee | 9 | Landfill Gas | IC |  | S | X | X |  |  | 1.6 | 0.96 | 1.5 | 1.5 | 1.4 | N |  |  | OP | X | 9 | 2012 | 2012 |  |  | N | IPP Non-CHP | IPP | IPP | 2 | X | LFG | Renewable | 1.6 | 0 | 1 | 0
Operable | 13559 | North American Natural Res |  | 59574 | Southeast Berrien Generating Facility | MI | Vertical | Berrien | SBL | Landfill Gas | IC |  | S | X | X |  |  | 4.8 | 0.8 | 4.6 | 4.6 | 1.2 | N |  |  | OP | X | 5 | 2009 | 2009 |  |  | N | IPP Non-CHP | IPP | IPP | 2 | X | LFG | Renewable | 4.8 | 0 | 1 | 0
Operable | 13559 | North American Natural Res |  | 63709 | Autumn Hills Generating Facility | MI | Vertical | Ottawa | 1 | Landfill Gas | IC |  | S | X | X |  |  | 0.8 | 0.8 | 0.8 | 0.8 | 0.5 | N |  |  | OP | X | 7 | 2009 | 2009 |  |  | N | IPP Non-CHP | IPP | IPP | 2 | X | LFG | Renewable | 0.8 | 0 | 1 | 0
Operable | 13559 | North American Natural Res |  | 63709 | Autumn Hills Generating Facility | MI | Vertical | Ottawa | 2 | Landfill Gas | IC |  | S | X | X |  |  | 1.6 | 0.8 | 1.6 | 1.6 | 1.2 | N |  |  | OP | X | 7 | 2009 | 2009 |  |  | N | IPP Non-CHP | IPP | IPP | 2 | X | LFG | Renewable | 1.6 | 0 | 1 | 0
Operable | 13559 | North American Natural Res |  | 63709 | Autumn Hills Generating Facility | MI | Vertical | Ottawa | 3 | Landfill Gas | IC |  | S | X | X |  |  | 1.6 | 0.8 | 1.6 | 1.6 | 1.2 | N |  |  | OP | X | 7 | 2009 | 2009 |  |  | N | IPP Non-CHP | IPP | IPP | 2 | X | LFG | Renewable | 1.6 | 0 | 1 | 0
Operable | 13559 | North American Natural Res |  | 66311 | Venice Park | MI | Vertical | Genesee | 10 | Landfill Gas | IC |  | S | X | X |  |  | 1.6 | 0.9 | 1.6 | 1.6 | 1 | N |  |  | OP | X | 5 | 2014 | 2014 |  |  | N | IPP Non-CHP | IPP | IPP | 2 | X | LFG | Renewable | 1.6 | 0 | 1 | 0
Operable | 13559 | North American Natural Res |  | 66311 | Venice Park | MI | Vertical | Genesee | 7 | Landfill Gas | IC |  | S | X | X |  |  | 1.6 | 0.9 | 1.6 | 1.6 | 1 | N |  |  | OP | X | 5 | 2014 | 2014 |  |  | N | IPP Non-CHP | IPP | IPP | 2 | X | LFG | Renewable | 1.6 | 0 | 1 | 0
Operable | 13559 | North American Natural Res |  | 66311 | Venice Park | MI | Vertical | Genesee | 8 | Landfill Gas | IC |  | S | X | X |  |  | 1.6 | 0.9 | 1.6 | 1.6 | 1 | N |  |  | OP | X | 9 | 2012 | 2012 |  |  | N | IPP Non-CHP | IPP | IPP | 2 | X | LFG | Renewable | 1.6 | 0 | 1 | 0
Operable | 13559 | North American Natural Res |  | 66311 | Venice Park | MI | Vertical | Genesee | 9 | Landfill Gas | IC |  | S | X | X |  |  | 1.6 | 0.9 | 1.6 | 1.6 | 1 | N |  |  | OP | X | 10 | 2021 | 2021 |  |  | N | IPP Non-CHP | IPP | IPP | 2 | X | LFG | Renewable | 1.6 | 0 | 1 | 0
Operable | 65929 | North Bend Wind Project, LLC |  | 67002 | North Bend Wind Project, LLC | SD | Vertical | Hyde | NBEND | Onshore Wind Turbine | WT |  | S | X | X |  |  | 200 |  | 200 | 200 | 0 | N |  |  | OP | X | 12 | 2023 | 2023 |  |  | N | IPP Non-CHP | IPP | IPP | 2 | X | WND | Renewable | 200 | 0 | 1 | 0
Operable | 13681 | North Branch Water & Light Comm |  | 2002 | North Branch (MN) | MN | Vertical | Chisago | 3 | Petroleum Liquids | IC |  | S | X | X | GRE.NBRNCG_QS | GRE.NBRNCG_QS | 2.2 | 0.8 | 2 | 2 | 2 | N |  |  | OP | X | 10 | 2003 | 2003 |  |  | N | Electric Utility | Utility | Municipal | 1 | X | DFO | Non-Renewable | 0 | 2.2 | 0 | 1
Operable | 13681 | North Branch Water & Light Comm |  | 2002 | North Branch (MN) | MN | Vertical | Chisago | 4 | Petroleum Liquids | IC |  | S | X | X | GRE.NBRNCG_QS | GRE.NBRNCG_QS | 2.2 | 0.8 | 2 | 2 | 2 | N |  |  | OP | X | 10 | 2003 | 2003 |  |  | N | Electric Utility | Utility | Municipal | 1 | X | DFO | Non-Renewable | 0 | 2.2 | 0 | 1
Operable | 13681 | North Branch Water & Light Comm |  | 2002 | North Branch (MN) | MN | Vertical | Chisago | 5 | Petroleum Liquids | IC |  | S | X | X | GRE.NBRNCG_QS | GRE.NBRNCG_QS | 2.2 | 0.8 | 2 | 2 | 2 | N |  |  | OP | X | 12 | 2011 | 2011 |  |  | N | Electric Utility | Utility | Municipal | 1 | X | DFO | Non-Renewable | 0 | 2.2 | 0 | 1
Operable | 13681 | North Branch Water & Light Comm |  | 2002 | North Branch (MN) | MN | Vertical | Chisago | 6 | Petroleum Liquids | IC |  | S | X | X | GRE.NBRNCG_QS | GRE.NBRNCG_QS | 2.2 | 0.8 | 2 | 2 | 2 | N |  |  | OP | X | 12 | 2011 | 2011 |  |  | N | Electric Utility | Utility | Municipal | 1 | X | DFO | Non-Renewable | 0 | 2.2 | 0 | 1
Operable | 13681 | North Branch Water & Light Comm |  | 2002 | North Branch (MN) | MN | Vertical | Chisago | 7 | Petroleum Liquids | IC |  | S | X | X | GRE.NBRNCG_QS | GRE.NBRNCG_QS | 2.2 | 0.8 | 2 | 2 | 2 | N |  |  | OP | X | 12 | 2011 | 2011 |  |  | N | Electric Utility | Utility | Municipal | 1 | X | DFO | Non-Renewable | 0 | 2.2 | 0 | 1
Operable | 13683 | North Carolina El Member Corp |  | 2783 | Buxton | NC | Vertical | Dare | 1A | Petroleum Liquids | IC |  | S | X | X | Buxton 34.5 KV GEN12 | Buxton 34.5 KV GEN12 | 3 | 0.8 | 3 | 3 | 3 | N |  |  | OP | X | 4 | 1991 | Pre-2000 |  |  | N | Electric Utility | Utility | Municipal | 1 | X | DFO | Non-Renewable | 0 | 3 | 0 | 1
Operable | 13683 | North Carolina El Member Corp |  | 2783 | Buxton | NC | Vertical | Dare | 2A | Petroleum Liquids | IC |  | S | X | X | Buxton 34.5 KV GEN12 | Buxton 34.5 KV GEN12 | 3 | 0.8 | 3 | 3 | 3 | N |  |  | OP | X | 4 | 1991 | Pre-2000 |  |  | N | Electric Utility | Utility | Municipal | 1 | X | DFO | Non-Renewable | 0 | 3 | 0 | 1
Operable | 13683 | North Carolina El Member Corp |  | 2783 | Buxton | NC | Vertical | Dare | 3A | Petroleum Liquids | IC |  | S | X | X | Buxton 34.5 KV GEN34 | Buxton 34.5 KV GEN34 | 3 | 0.8 | 3 | 3 | 3 | N |  |  | OP | X | 4 | 1991 | Pre-2000 |  |  | N | Electric Utility | Utility | Municipal | 1 | X | DFO | Non-Renewable | 0 | 3 | 0 | 1
Operable | 13683 | North Carolina El Member Corp |  | 2783 | Buxton | NC | Vertical | Dare | 4A | Petroleum Liquids | IC |  | S | X | X | Buxton 34.5 KV GEN34 | Buxton 34.5 KV GEN34 | 3 | 0.8 | 3 | 3 | 3 | N |  |  | OP | X | 4 | 1991 | Pre-2000 |  |  | N | Electric Utility | Utility | Municipal | 1 | X | DFO | Non-Renewable | 0 | 3 | 0 | 1
Operable | 13683 | North Carolina El Member Corp |  | 2783 | Buxton | NC | Vertical | Dare | 5A | Petroleum Liquids | IC |  | S | X | X | Buxton 34.5 KV GEN5 | Buxton 34.5 KV GEN5 | 3 | 0.8 | 3 | 3 | 3 | N |  |  | OP | X | 4 | 1991 | Pre-2000 |  |  | N | Electric Utility | Utility | Municipal | 1 | X | DFO | Non-Renewable | 0 | 3 | 0 | 1
Operable | 13683 | North Carolina El Member Corp |  | 6377 | Ocracoke Hybrid | NC | Vertical | Hyde | 1 | Petroleum Liquids | IC |  | S | X | X | Buxton 34.5 KV OCRACOK1 | Buxton 34.5 KV OCRACOK1 | 3 | 1 | 3 | 3 | 3 | N |  |  | OP | X | 4 | 1991 | Pre-2000 |  |  | N | Electric Utility | Utility | Municipal | 1 | X | DFO | Non-Renewable | 0 | 3 | 0 | 1
Operable | 13683 | North Carolina El Member Corp |  | 6377 | Ocracoke Hybrid | NC | Vertical | Hyde | BAT | Batteries | BA |  | S | X | X |  |  | 1 | 1 | 1 | 1 | 0 | N |  |  | OP | X | 1 | 2017 | 2017 |  |  | N | Electric Utility | Utility | Municipal | 1 | X | MWH | Other | 0 | 0 | 0 | 0
Operable | 13683 | North Carolina El Member Corp |  | 56249 | Anson County Generation Facility | NC | Vertical | Anson | 1 | Natural Gas Fired Combustion Turbine | GT |  | S | X | X |  |  | 57.3 | 0.85 | 56.5 | 61.1 | 28 | N |  |  | OP | X | 6 | 2007 | 2007 |  |  | N | Electric Utility | Utility | Municipal | 1 | X | NG | Non-Renewable | 0 | 57.3 | 0 | 1 | DFO
Operable | 13683 | North Carolina El Member Corp |  | 56249 | Anson County Generation Facility | NC | Vertical | Anson | 2 | Natural Gas Fired Combustion Turbine | GT |  | S | X | X |  |  | 57.3 | 0.85 | 56.5 | 61.1 | 28 | N |  |  | OP | X | 6 | 2007 | 2007 |  |  | N | Electric Utility | Utility | Municipal | 1 | X | NG | Non-Renewable | 0 | 57.3 | 0 | 1 | DFO
Operable | 13683 | North Carolina El Member Corp |  | 56249 | Anson County Generation Facility | NC | Vertical | Anson | 3 | Natural Gas Fired Combustion Turbine | GT |  | S | X | X |  |  | 57.3 | 0.85 | 56.5 | 61.1 | 28 | N |  |  | OP | X | 6 | 2007 | 2007 |  |  | N | Electric Utility | Utility | Municipal | 1 | X | NG | Non-Renewable | 0 | 57.3 | 0 | 1 | DFO
Operable | 13683 | North Carolina El Member Corp |  | 56249 | Anson County Generation Facility | NC | Vertical | Anson | 4 | Natural Gas Fired Combustion Turbine | GT |  | S | X | X |  |  | 57.3 | 0.85 | 56.5 | 61.1 | 28 | N |  |  | OP | X | 6 | 2007 | 2007 |  |  | N | Electric Utility | Utility | Municipal | 1 | X | NG | Non-Renewable | 0 | 57.3 | 0 | 1 | DFO
Operable | 13683 | North Carolina El Member Corp |  | 56249 | Anson County Generation Facility | NC | Vertical | Anson | 5 | Natural Gas Fired Combustion Turbine | GT |  | S | X | X |  |  | 57.3 | 0.85 | 56.5 | 61.1 | 28 | N |  |  | OP | X | 6 | 2007 | 2007 |  |  | N | Electric Utility | Utility | Municipal | 1 | X | NG | Non-Renewable | 0 | 57.3 | 0 | 1 | DFO
Operable | 13683 | North Carolina El Member Corp |  | 56249 | Anson County Generation Facility | NC | Vertical | Anson | 6 | Natural Gas Fired Combustion Turbine | GT |  | S | X | X |  |  | 57.3 | 0.85 | 56.5 | 61.1 | 28 | N |  |  | OP | X | 6 | 2007 | 2007 |  |  | N | Electric Utility | Utility | Municipal | 1 | X | NG | Non-Renewable | 0 | 57.3 | 0 | 1 | DFO
Operable | 13683 | North Carolina El Member Corp |  | 56292 | Hamlet Generating Facility | NC | Vertical | Richmond | ES1 | Natural Gas Fired Combustion Turbine | GT |  | S | X | X |  |  | 57.3 | 0.85 | 56.5 | 61.1 | 28 | N |  |  | OP | X | 12 | 2007 | 2007 |  |  | N | Electric Utility | Utility | Municipal | 1 | X | NG | Non-Renewable | 0 | 57.3 | 0 | 1 | DFO
Operable | 13683 | North Carolina El Member Corp |  | 56292 | Hamlet Generating Facility | NC | Vertical | Richmond | ES2 | Natural Gas Fired Combustion Turbine | GT |  | S | X | X | Hamlet 13.8 KV G2 | Hamlet 13.8 KV G2 | 57.3 | 0.85 | 56.5 | 61.1 | 28 | N |  |  | OP | X | 12 | 2007 | 2007 |  |  | N | Electric Utility | Utility | Municipal | 1 | X | NG | Non-Renewable | 0 | 57.3 | 0 | 1 | DFO
Operable | 13683 | North Carolina El Member Corp |  | 56292 | Hamlet Generating Facility | NC | Vertical | Richmond | ES3 | Natural Gas Fired Combustion Turbine | GT |  | S | X | X | Hamlet 13.8 KV G3 | Hamlet 13.8 KV G3 | 57.3 | 0.85 | 56.5 | 61.1 | 28 | N |  |  | OP | X | 12 | 2007 | 2007 |  |  | N | Electric Utility | Utility | Municipal | 1 | X | NG | Non-Renewable | 0 | 57.3 | 0 | 1 | DFO
Operable | 13683 | North Carolina El Member Corp |  | 56292 | Hamlet Generating Facility | NC | Vertical | Richmond | ES4 | Natural Gas Fired Combustion Turbine | GT |  | S | X | X |  |  | 57.3 | 0.85 | 56.5 | 61.1 | 28 | N |  |  | OP | X | 12 | 2007 | 2007 |  |  | N | Electric Utility | Utility | Municipal | 1 | X | NG | Non-Renewable | 0 | 57.3 | 0 | 1 | DFO
Operable | 13683 | North Carolina El Member Corp |  | 56292 | Hamlet Generating Facility | NC | Vertical | Richmond | ES5 | Natural Gas Fired Combustion Turbine | GT |  | S | X | X |  |  | 57.3 | 0.85 | 56.5 | 61.1 | 28 | N |  |  | OP | X | 12 | 2007 | 2007 |  |  | N | Electric Utility | Utility | Municipal | 1 | X | NG | Non-Renewable | 0 | 57.3 | 0 | 1 | DFO
Operable | 13683 | North Carolina El Member Corp |  | 56292 | Hamlet Generating Facility | NC | Vertical | Richmond | ES6 | Natural Gas Fired Combustion Turbine | GT |  | S | X | X | Hamlet 13.8 KV G6 | Hamlet 13.8 KV G6 | 57.3 | 0.85 | 56.5 | 61.1 | 28 | N |  |  | OP | X | 7 | 2013 | 2013 |  |  | N | Electric Utility | Utility | Municipal | 1 | X | NG | Non-Renewable | 0 | 57.3 | 0 | 1 | DFO
Operable | 13683 | North Carolina El Member Corp |  | 63692 | PG Solar, LLC | NC | Vertical | Duplin | 13504 | Solar Photovoltaic | PV |  | S | X | X |  |  | 2 |  | 2 | 2 |  | N |  |  | OP | X | 11 | 2020 | 2020 |  |  | N | Electric Utility | Utility | Municipal | 1 | X | SUN | Renewable | 2 | 0 | 1 | 0
Operable | 13683 | North Carolina El Member Corp |  | 63693 | Freight Line Solar, LLC | NC | Vertical | Duplin | 13503 | Solar Photovoltaic | PV |  | S | X | X |  |  | 2 |  | 2 | 2 |  | N |  |  | OP | X | 11 | 2020 | 2020 |  |  | N | Electric Utility | Utility | Municipal | 1 | X | SUN | Renewable | 2 | 0 | 1 | 0
Operable | 13683 | North Carolina El Member Corp |  | 63695 | Holly Swamp Solar, LLC | NC | Vertical | Robeson | 13502 | Solar Photovoltaic | PV |  | S | X | X |  |  | 2 |  | 2 | 2 |  | N |  |  | OP | X | 11 | 2020 | 2020 |  |  | N | Electric Utility | Utility | Municipal | 1 | X | SUN | Renewable | 2 | 0 | 1 | 0
Operable | 13683 | North Carolina El Member Corp |  | 64508 | Hall Solar Energy Storage | NC | Vertical | Duplin | BAT1 | Batteries | BA |  | S | X | X |  |  | 2.5 |  | 2.5 | 2.5 | 0 | N |  |  | OP | X | 1 | 2022 | 2022 |  |  | N | Electric Utility | Utility | Municipal | 1 | X | MWH | Other | 0 | 0 | 0 | 0
Operable | 13683 | North Carolina El Member Corp |  | 64508 | Hall Solar Energy Storage | NC | Vertical | Duplin | SOL1 | Solar Photovoltaic | PV |  | S | X | X |  |  | 2 |  | 2 | 2 |  | N |  |  | OP | X | 1 | 2022 | 2022 |  |  | N | Electric Utility | Utility | Municipal | 1 | X | SUN | Renewable | 2 | 0 | 1 | 0
Operable | 13683 | North Carolina El Member Corp |  | 64509 | South River H4 Solar Energy Storage | NC | Vertical | Sampson | BAT1 | Batteries | BA |  | S | X | X |  |  | 0.6 |  | 0.6 | 0.6 |  | N |  |  | OP | X | 3 | 2023 | 2023 |  |  | N | Electric Utility | Utility | Municipal | 1 | X | MWH | Other | 0 | 0 | 0 | 0
Operable | 13683 | North Carolina El Member Corp |  | 64509 | South River H4 Solar Energy Storage | NC | Vertical | Sampson | SOL1 | Solar Photovoltaic | PV |  | S | X | X |  |  | 0.5 |  | 0.5 | 0.5 |  | N |  |  | OP | X | 3 | 2023 | 2023 |  |  | N | Electric Utility | Utility | Municipal | 1 | X | SUN | Renewable | 0.5 | 0 | 1 | 0
Operable | 13683 | North Carolina El Member Corp |  | 64510 | Arba Solar Energy Storage | NC | Vertical | Greene | BAT1 | Batteries | BA |  | S | X | X |  |  | 5.1 |  | 5.1 | 5.1 |  | N |  |  | OP | X | 3 | 2023 | 2023 |  |  | N | Electric Utility | Utility | Municipal | 1 | X | MWH | Other | 0 | 0 | 0 | 0
Operable | 13683 | North Carolina El Member Corp |  | 64510 | Arba Solar Energy Storage | NC | Vertical | Greene | SOL1 | Solar Photovoltaic | PV |  | S | X | X |  |  | 5 | 1 | 5 | 5 |  | N |  |  | OP | X | 3 | 2023 | 2023 |  |  | N | Electric Utility | Utility | Municipal | 1 | X | SUN | Renewable | 5 | 0 | 1 | 0
Operable | 13683 | North Carolina El Member Corp |  | 64511 | Rose Acre Solar Energy Storage | NC | Vertical | Hyde | BAT1 | Batteries | BA |  | S | X | X |  |  | 2.5 |  | 2.5 | 2.5 |  | N |  |  | OP | X | 3 | 2023 | 2023 |  |  | N | Electric Utility | Utility | Municipal | 1 | X | MWH | Other | 0 | 0 | 0 | 0
Operable | 13683 | North Carolina El Member Corp |  | 64511 | Rose Acre Solar Energy Storage | NC | Vertical | Hyde | SOL1 | Solar Photovoltaic | PV |  | S | X | X |  |  | 2 |  | 2 | 2 |  | N |  |  | OP | X | 3 | 2023 | 2023 |  |  | N | Electric Utility | Utility | Municipal | 1 | X | SUN | Renewable | 2 | 0 | 1 | 0
Operable | 13683 | North Carolina El Member Corp |  | 64512 | Hamlet Solar Energy Storage | NC | Vertical | Richmond | BAT1 | Batteries | BA |  | S | X | X |  |  | 0.5 |  | 0.5 | 0.5 |  | N |  |  | OP | X | 3 | 2023 | 2023 |  |  | N | Electric Utility | Utility | Municipal | 1 | X | MWH | Other | 0 | 0 | 0 | 0
Operable | 13683 | North Carolina El Member Corp |  | 64512 | Hamlet Solar Energy Storage | NC | Vertical | Richmond | SOL1 | Solar Photovoltaic | PV |  | S | X | X |  |  | 0.5 |  | 0.5 | 0.5 |  | N |  |  | OP | X | 3 | 2023 | 2023 |  |  | N | Electric Utility | Utility | Municipal | 1 | X | SUN | Renewable | 0.5 | 0 | 1 | 0
Operable | 13683 | North Carolina El Member Corp |  | 64513 | Wake RJ3 Solar Energy Storage | NC | Vertical | Wake | BAT1 | Batteries | BA |  | S | X | X |  |  | 0.6 |  | 0.6 | 0.6 |  | N |  |  | OP | X | 3 | 2023 | 2023 |  |  | N | Electric Utility | Utility | Municipal | 1 | X | MWH | Other | 0 | 0 | 0 | 0
Operable | 13683 | North Carolina El Member Corp |  | 64513 | Wake RJ3 Solar Energy Storage | NC | Vertical | Wake | SOL1 | Solar Photovoltaic | PV |  | S | X | X |  |  | 0.5 |  | 0.5 | 0.5 |  | N |  |  | OP | X | 3 | 2023 | 2023 |  |  | N | Electric Utility | Utility | Municipal | 1 | X | SUN | Renewable | 0.5 | 0 | 1 | 0
Operable | 13683 | North Carolina El Member Corp |  | 64514 | Ludie Brown Solar Energy Storage | NC | Vertical | Duplin | BAT1 | Batteries | BA |  | S | X | X |  |  | 2.5 |  | 2.5 | 2.5 | 0 | N |  |  | OP | X | 1 | 2022 | 2022 |  |  | N | Electric Utility | Utility | Municipal | 1 | X | MWH | Other | 0 | 0 | 0 | 0
Operable | 13683 | North Carolina El Member Corp |  | 64514 | Ludie Brown Solar Energy Storage | NC | Vertical | Duplin | SOL1 | Solar Photovoltaic | PV |  | S | X | X |  |  | 2 |  | 2 | 2 |  | N |  |  | OP | X | 1 | 2022 | 2022 |  |  | N | Electric Utility | Utility | Municipal | 1 | X | SUN | Renewable | 2 | 0 | 1 | 0
Operable | 13683 | North Carolina El Member Corp |  | 64516 | Lowe Solar Energy Storage | NC | Vertical | Randolph | BAT1 | Batteries | BA |  | S | X | X |  |  | 2.5 |  | 2.5 | 2.5 | 0 | N |  |  | OP | X | 1 | 2022 | 2022 |  |  | N | Electric Utility | Utility | Municipal | 1 | X | MWH | Other | 0 | 0 | 0 | 0
Operable | 13683 | North Carolina El Member Corp |  | 64516 | Lowe Solar Energy Storage | NC | Vertical | Randolph | SOL1 | Solar Photovoltaic | PV |  | S | X | X |  |  | 2 |  | 2 | 2 |  | N |  |  | OP | X | 1 | 2022 | 2022 |  |  | N | Electric Utility | Utility | Municipal | 1 | X | SUN | Renewable | 2 | 0 | 1 | 0
Operable | 13683 | North Carolina El Member Corp |  | 64520 | Spencer Meadow Solar Energy Storage | NC | Vertical | Randolph | BAT1 | Batteries | BA |  | S | X | X |  |  | 2.5 |  | 2.5 | 2.5 | 0 | N |  |  | OP | X | 1 | 2022 | 2022 |  |  | N | Electric Utility | Utility | Municipal | 1 | X | MWH | Other | 0 | 0 | 0 | 0
Operable | 13683 | North Carolina El Member Corp |  | 64520 | Spencer Meadow Solar Energy Storage | NC | Vertical | Randolph | SOL1 | Solar Photovoltaic | PV |  | S | X | X |  |  | 2 |  | 2 | 2 |  | N |  |  | OP | X | 1 | 2022 | 2022 |  |  | N | Electric Utility | Utility | Municipal | 1 | X | SUN | Renewable | 2 | 0 | 1 | 0
Operable | 13683 | North Carolina El Member Corp |  | 64522 | Old Cedar Solar Energy Storage | NC | Vertical | Randolph | BAT1 | Batteries | BA |  | S | X | X |  |  | 1.3 |  | 1.3 | 1.3 | 0 | N |  |  | OP | X | 8 | 2021 | 2021 |  |  | N | Electric Utility | Utility | Municipal | 1 | X | MWH | Other | 0 | 0 | 0 | 0
Operable | 13683 | North Carolina El Member Corp |  | 64522 | Old Cedar Solar Energy Storage | NC | Vertical | Randolph | SOL1 | Solar Photovoltaic | PV |  | S | X | X |  |  | 1 |  | 1 | 1 |  | N |  |  | OP | X | 8 | 2021 | 2021 |  |  | N | Electric Utility | Utility | Municipal | 1 | X | SUN | Renewable | 1 | 0 | 1 | 0
Operable | 13630 | North Carolina Mun Power Agny #1 |  | 56059 | High Point, Fairfield | NC | Vertical | Guilford | 1 | Petroleum Liquids | IC |  | S | X | X |  |  | 1.8 | 0.8 | 1.8 | 1.8 | 0.1 | N |  |  | OP | X | 6 | 2002 | 2002 |  |  | N | Electric Utility | Utility | Municipal | 1 | X | DFO | Non-Renewable | 0 | 1.8 | 0 | 1
Operable | 13630 | North Carolina Mun Power Agny #1 |  | 56062 | Statesville, Highway 64 | NC | Vertical | Iredell | 1 | Petroleum Liquids | IC |  | S | X | X |  |  | 1.8 | 0.8 | 1.8 | 1.8 | 0.1 | N |  |  | OP | X | 6 | 2002 | 2002 |  |  | N | Electric Utility | Utility | Municipal | 1 | X | DFO | Non-Renewable | 0 | 1.8 | 0 | 1
Operable | 13630 | North Carolina Mun Power Agny #1 |  | 56063 | Shelby, Toms Street | NC | Vertical | Cleveland | 1 | Petroleum Liquids | IC |  | S | X | X |  |  | 1.8 | 0.8 | 1.8 | 1.8 | 0.1 | N |  |  | OP | X | 6 | 2002 | 2002 |  |  | N | Electric Utility | Utility | Municipal | 1 | X | DFO | Non-Renewable | 0 | 1.8 | 0 | 1
Operable | 13630 | North Carolina Mun Power Agny #1 |  | 56064 | Morganton, Parker Road | NC | Vertical | Burke | 1 | Petroleum Liquids | IC |  | S | X | X |  |  | 1.8 | 0.8 | 1.8 | 1.8 | 0.1 | N |  |  | OP | X | 6 | 2002 | 2002 |  |  | N | Electric Utility | Utility | Municipal | 1 | X | DFO | Non-Renewable | 0 | 1.8 | 0 | 1
Operable | 13630 | North Carolina Mun Power Agny #1 |  | 56067 | Lexington Health Center | NC | Vertical | Davidson | 1 | Petroleum Liquids | IC |  | S | X | X |  |  | 1.8 | 0.8 | 1.8 | 1.8 | 0.1 | N |  |  | OP | X | 6 | 2002 | 2002 |  |  | N | Electric Utility | Utility | Municipal | 1 | X | DFO | Non-Renewable | 0 | 1.8 | 0 | 1
Operable | 13630 | North Carolina Mun Power Agny #1 |  | 56260 | High Point, Pump Station Rd | NC | Vertical | Guilford | Unit1 | Petroleum Liquids | IC |  | S | X | X |  |  | 1.8 | 0.8 | 1.8 | 1.8 | 0.1 | N |  |  | OP | X | 7 | 2005 | 2005 |  |  | N | Electric Utility | Utility | Municipal | 1 | X | DFO | Non-Renewable | 0 | 1.8 | 0 | 1
Operable | 13630 | North Carolina Mun Power Agny #1 |  | 56260 | High Point, Pump Station Rd | NC | Vertical | Guilford | Unit2 | Petroleum Liquids | IC |  | S | X | X |  |  | 1.8 | 0.8 | 1.8 | 1.8 | 0.1 | N |  |  | OP | X | 7 | 2005 | 2005 |  |  | N | Electric Utility | Utility | Municipal | 1 | X | DFO | Non-Renewable | 0 | 1.8 | 0 | 1
Operable | 13630 | North Carolina Mun Power Agny #1 |  | 56261 | Lexington | NC | Vertical | Davidson | Unit1 | Petroleum Liquids | IC |  | S | X | X |  |  | 1.8 | 0.8 | 1.8 | 1.8 | 0.1 | N |  |  | OP | X | 8 | 2005 | 2005 |  |  | N | Electric Utility | Utility | Municipal | 1 | X | DFO | Non-Renewable | 0 | 1.8 | 0 | 1
Operable | 13630 | North Carolina Mun Power Agny #1 |  | 56261 | Lexington | NC | Vertical | Davidson | Unit2 | Petroleum Liquids | IC |  | S | X | X |  |  | 1.8 | 0.8 | 1.8 | 1.8 | 0.1 | N |  |  | OP | X | 8 | 2005 | 2005 |  |  | N | Electric Utility | Utility | Municipal | 1 | X | DFO | Non-Renewable | 0 | 1.8 | 0 | 1
Operable | 13630 | North Carolina Mun Power Agny #1 |  | 56262 | Gastonia, Tulip Drive | NC | Vertical | Gaston | DG3 | Petroleum Liquids | IC |  | W | X | X |  |  | 1.8 | 0.8 | 1.8 | 1.8 | 0.1 | N |  |  | OP | X | 8 | 2005 | 2005 |  |  | N | Electric Utility | Utility | Municipal | 1 | X | DFO | Non-Renewable | 0 | 1.8 | 0 | 1
Operable | 13630 | North Carolina Mun Power Agny #1 |  | 56262 | Gastonia, Tulip Drive | NC | Vertical | Gaston | Unit1 | Petroleum Liquids | IC |  | S | X | X |  |  | 1.8 | 0.8 | 1.8 | 1.8 | 0.1 | N |  |  | OP | X | 8 | 2005 | 2005 |  |  | N | Electric Utility | Utility | Municipal | 1 | X | DFO | Non-Renewable | 0 | 1.8 | 0 | 1
Operable | 13630 | North Carolina Mun Power Agny #1 |  | 56262 | Gastonia, Tulip Drive | NC | Vertical | Gaston | Unit2 | Petroleum Liquids | IC |  | S | X | X |  |  | 1.8 | 0.8 | 1.8 | 1.8 | 0.1 | N |  |  | OP | X | 8 | 2005 | 2005 |  |  | N | Electric Utility | Utility | Municipal | 1 | X | DFO | Non-Renewable | 0 | 1.8 | 0 | 1
Operable | 13630 | North Carolina Mun Power Agny #1 |  | 56263 | Albemarle Prime Power Park | NC | Vertical | Stanly | Unit1 | Petroleum Liquids | IC |  | S | X | X |  |  | 1.8 | 0.8 | 1.8 | 1.8 | 0.1 | N |  |  | OP | X | 5 | 2006 | 2006 |  |  | N | Electric Utility | Utility | Municipal | 1 | X | DFO | Non-Renewable | 0 | 1.8 | 0 | 1
Operable | 13630 | North Carolina Mun Power Agny #1 |  | 56263 | Albemarle Prime Power Park | NC | Vertical | Stanly | Unit2 | Petroleum Liquids | IC |  | S | X | X |  |  | 1.8 | 0.8 | 1.8 | 1.8 | 0.1 | N |  |  | OP | X | 5 | 2006 | 2006 |  |  | N | Electric Utility | Utility | Municipal | 1 | X | DFO | Non-Renewable | 0 | 1.8 | 0 | 1
Operable | 13630 | North Carolina Mun Power Agny #1 |  | 56339 | Albemarle Hospital Unit | NC | Vertical | Stanly | 1 | Petroleum Liquids | IC |  | S | X | X |  |  | 1.8 | 0.8 | 1.8 | 1.8 | 0.1 | N |  |  | OP | X | 8 | 2006 | 2006 |  |  | N | Electric Utility | Utility | Municipal | 1 | X | DFO | Non-Renewable | 0 | 1.8 | 0 | 1
Operable | 13630 | North Carolina Mun Power Agny #1 |  | 56340 | Cherryville City Hall | NC | Vertical | Gaston | 1 | Petroleum Liquids | IC |  | S | X | X |  |  | 1.8 | 0.8 | 1.8 | 1.8 | 0.1 | N |  |  | OP | X | 8 | 2006 | 2006 |  |  | N | Electric Utility | Utility | Municipal | 1 | X | DFO | Non-Renewable | 0 | 1.8 | 0 | 1
Operable | 13630 | North Carolina Mun Power Agny #1 |  | 56341 | Lincolnton High School | NC | Vertical | Lincoln | 1 | Petroleum Liquids | IC |  | S | X | X |  |  | 1.8 | 0.8 | 1.8 | 1.8 | 0.1 | N |  |  | OP | X | 8 | 2006 | 2006 |  |  | N | Electric Utility | Utility | Municipal | 1 | X | DFO | Non-Renewable | 0 | 1.8 | 0 | 1
Operable | 13630 | North Carolina Mun Power Agny #1 |  | 56342 | Maiden Community Center | NC | Vertical | Catawba | 1 | Petroleum Liquids | IC |  | S | X | X |  |  | 1.8 | 0.8 | 1.8 | 1.8 | 0.1 | N |  |  | OP | X | 9 | 2006 | 2006 |  |  | N | Electric Utility | Utility | Municipal | 1 | X | DFO | Non-Renewable | 0 | 1.8 | 0 | 1
Operable | 13630 | North Carolina Mun Power Agny #1 |  | 56343 | Monroe Middle School | NC | Vertical | Union | 1 | Petroleum Liquids | IC |  | S | X | X |  |  | 1.8 | 0.8 | 1.8 | 1.8 | 0.1 | N |  |  | OP | X | 8 | 2006 | 2006 |  |  | N | Electric Utility | Utility | Municipal | 1 | X | DFO | Non-Renewable | 0 | 1.8 | 0 | 1
Operable | 13630 | North Carolina Mun Power Agny #1 |  | 56344 | Morganton Station 5 | NC | Vertical | Burke | 1 | Petroleum Liquids | IC |  | S | X | X |  |  | 1.8 | 0.8 | 1.8 | 1.8 | 0.1 | N |  |  | OP | X | 8 | 2006 | 2006 |  |  | N | Electric Utility | Utility | Municipal | 1 | X | DFO | Non-Renewable | 0 | 1.8 | 0 | 1
Operable | 13630 | North Carolina Mun Power Agny #1 |  | 56345 | Pineville Delivery 2 | NC | Vertical | Mecklenburg | 1 | Petroleum Liquids | IC |  | S | X | X |  |  | 1.8 | 0.8 | 1.8 | 1.8 | 0.1 | N |  |  | OP | X | 9 | 2006 | 2006 |  |  | N | Electric Utility | Utility | Municipal | 1 | X | DFO | Non-Renewable | 0 | 1.8 | 0 | 1
Operable | 13630 | North Carolina Mun Power Agny #1 |  | 56546 | Cornelius Delivery No 1 | NC | Vertical | Mecklenburg | 1 | Petroleum Liquids | IC |  | S | X | X |  |  | 2.2 | 0.8 | 2 | 2 | 0.1 | N |  |  | OP | X | 8 | 2007 | 2007 |  |  | N | Electric Utility | Utility | Municipal | 1 | X | DFO | Non-Renewable | 0 | 2.2 | 0 | 1
Operable | 13630 | North Carolina Mun Power Agny #1 |  | 56547 | Bostic Delivery No 2 | NC | Vertical | Rutherford | 1 | Petroleum Liquids | IC |  | S | X | X |  |  | 1 | 0.8 | 1 | 1 | 0.1 | N |  |  | OP | X | 8 | 2007 | 2007 |  |  | N | Electric Utility | Utility | Municipal | 1 | X | DFO | Non-Renewable | 0 | 1 | 0 | 1
Operable | 13630 | North Carolina Mun Power Agny #1 |  | 56548 | Drexel Operations Center | NC | Vertical | Burke | 1 | Petroleum Liquids | IC |  | S | X | X |  |  | 2.2 | 0.8 | 2 | 2 | 0.1 | N |  |  | OP | X | 8 | 2007 | 2007 |  |  | N | Electric Utility | Utility | Municipal | 1 | X | DFO | Non-Renewable | 0 | 2.2 | 0 | 1
Operable | 13630 | North Carolina Mun Power Agny #1 |  | 56549 | Granite Falls Walmart | NC | Vertical | Caldwell | 1 | Petroleum Liquids | IC |  | S | X | X |  |  | 2.2 | 0.8 | 2 | 2 | 0.1 | N |  |  | OP | X | 8 | 2007 | 2007 |  |  | N | Electric Utility | Utility | Municipal | 1 | X | DFO | Non-Renewable | 0 | 2.2 | 0 | 1
Operable | 13630 | North Carolina Mun Power Agny #1 |  | 56550 | Huntersville Delivery No 2 | NC | Vertical | Mecklenburg | 1 | Petroleum Liquids | IC |  | S | X | X |  |  | 2.2 | 0.8 | 2 | 2 | 0.1 | N |  |  | OP | X | 8 | 2007 | 2007 |  |  | N | Electric Utility | Utility | Municipal | 1 | X | DFO | Non-Renewable | 0 | 2.2 | 0 | 1
Operable | 13630 | North Carolina Mun Power Agny #1 |  | 56551 | Landis Delivery No 2 | NC | Vertical | Rowan | 1 | Petroleum Liquids | IC |  | S | X | X |  |  | 2.2 | 0.8 | 2 | 2 | 0.1 | N |  |  | OP | X | 8 | 2007 | 2007 |  |  | N | Electric Utility | Utility | Municipal | 1 | X | DFO | Non-Renewable | 0 | 2.2 | 0 | 1
Operable | 13630 | North Carolina Mun Power Agny #1 |  | 56552 | Statesville Delivery No 3 | NC | Vertical | Iredell | 1 | Petroleum Liquids | IC |  | S | X | X |  |  | 2.2 | 0.8 | 2 | 2 | 0.1 | N |  |  | OP | X | 8 | 2007 | 2007 |  |  | N | Electric Utility | Utility | Municipal | 1 | X | DFO | Non-Renewable | 0 | 2.2 | 0 | 1
Operable | 13630 | North Carolina Mun Power Agny #1 |  | 56954 | Gastonia Prime Power Park | NC | Vertical | Gaston | 1 | Petroleum Liquids | IC |  | S | X | X |  |  | 2.3 | 0.8 | 2 | 2 | 0.1 | N |  |  | OP | X | 6 | 2008 | 2008 |  |  | N | Electric Utility | Utility | Municipal | 1 | X | DFO | Non-Renewable | 0 | 2.3 | 0 | 1
Operable | 13630 | North Carolina Mun Power Agny #1 |  | 56954 | Gastonia Prime Power Park | NC | Vertical | Gaston | 2 | Petroleum Liquids | IC |  | S | X | X |  |  | 2.3 | 0.8 | 2 | 2 | 0.1 | N |  |  | OP | X | 6 | 2008 | 2008 |  |  | N | Electric Utility | Utility | Municipal | 1 | X | DFO | Non-Renewable | 0 | 2.3 | 0 | 1
Operable | 13630 | North Carolina Mun Power Agny #1 |  | 56954 | Gastonia Prime Power Park | NC | Vertical | Gaston | 3 | Petroleum Liquids | IC |  | S | X | X |  |  | 1.8 | 0.8 | 1.8 | 1.8 | 0.1 | N |  |  | OP | X | 12 | 2012 | 2012 |  |  | N | Electric Utility | Utility | Municipal | 1 | X | DFO | Non-Renewable | 0 | 1.8 | 0 | 1
Operable | 13630 | North Carolina Mun Power Agny #1 |  | 56954 | Gastonia Prime Power Park | NC | Vertical | Gaston | 4 | Petroleum Liquids | IC |  | S | X | X |  |  | 1.8 | 0.8 | 1.8 | 1.8 | 0.1 | N |  |  | OP | X | 12 | 2012 | 2012 |  |  | N | Electric Utility | Utility | Municipal | 1 | X | DFO | Non-Renewable | 0 | 1.8 | 0 | 1
Operable | 13630 | North Carolina Mun Power Agny #1 |  | 56954 | Gastonia Prime Power Park | NC | Vertical | Gaston | 5 | Petroleum Liquids | IC |  | S | X | X |  |  | 1.8 | 0.8 | 1.8 | 1.8 | 0.1 | N |  |  | OP | X | 1 | 2013 | 2013 |  |  | N | Electric Utility | Utility | Municipal | 1 | X | DFO | Non-Renewable | 0 | 1.8 | 0 | 1
Operable | 13630 | North Carolina Mun Power Agny #1 |  | 56954 | Gastonia Prime Power Park | NC | Vertical | Gaston | 6 | Petroleum Liquids | IC |  | S | X | X |  |  | 1.8 | 0.8 | 1.8 | 1.8 | 0.1 | N |  |  | OP | X | 1 | 2013 | 2013 |  |  | N | Electric Utility | Utility | Municipal | 1 | X | DFO | Non-Renewable | 0 | 1.8 | 0 | 1
Operable | 13630 | North Carolina Mun Power Agny #1 |  | 57196 | High Point, POLO | NC | Vertical | Guilford | 1 | Petroleum Liquids | IC |  | S | X | X |  |  | 1.8 | 0.8 | 1.8 | 1.8 | 0.1 | N |  |  | OP | X | 11 | 2007 | 2007 |  |  | N | Electric Utility | Utility | Municipal | 1 | X | DFO | Non-Renewable | 0 | 1.8 | 0 | 1
Operable | 13630 | North Carolina Mun Power Agny #1 |  | 57505 | Monroe Generating Station | NC | Vertical | Union | 1 | Natural Gas Fired Combustion Turbine | GT |  | S | X | X |  |  | 15 | 0.95 | 12 | 15 | 1 | N |  |  | OP | X | 4 | 2010 | 2010 |  |  | N | Electric Utility | Utility | Municipal | 1 | X | NG | Non-Renewable | 0 | 15 | 0 | 1 | DFO
Operable | 13630 | North Carolina Mun Power Agny #1 |  | 57505 | Monroe Generating Station | NC | Vertical | Union | 2 | Natural Gas Fired Combustion Turbine | GT |  | S | X | X |  |  | 15 | 0.95 | 12 | 15 | 1 | N |  |  | OP | X | 4 | 2010 | 2010 |  |  | N | Electric Utility | Utility | Municipal | 1 | X | NG | Non-Renewable | 0 | 15 | 0 | 1 | DFO
Operable | 63347 | North Central Bronx Hospital |  | 63643 | North Central Bronx Hospital | NY | Restructured | Bronx | EG1 | Petroleum Liquids | IC |  | S | X | X |  |  | 0.8 | 0.8 | 0.8 | 0.8 | 0.1 | N |  |  | SB | N | 1 | 2000 | 2000 |  |  | N | Commercial Non-CHP | Customer Sited | Other | 4 | X | DFO | Non-Renewable | 0 | 0.8 | 0 | 1
Operable | 63347 | North Central Bronx Hospital |  | 63643 | North Central Bronx Hospital | NY | Restructured | Bronx | EG2 | Petroleum Liquids | IC |  | S | X | X |  |  | 0.8 | 0.8 | 0.8 | 0.8 | 0.1 | N |  |  | SB | N | 1 | 2000 | 2000 |  |  | N | Commercial Non-CHP | Customer Sited | Other | 4 | X | DFO | Non-Renewable | 0 | 0.8 | 0 | 1
Operable | 13697 | North Central Power Co Inc |  | 8013 | Winter | WI | Vertical | Sawyer | IC 1 | Petroleum Liquids | IC |  | S | X | X | nsp.ncpload | nsp.ncpload | 2.8 | 0.8 | 2.8 | 2.8 | 0.1 | N |  |  | OP | X | 8 | 2002 | 2002 |  |  | N | Electric Utility | Utility | Investor Owned Utility | 1 | X | DFO | Non-Renewable | 0 | 2.8 | 0 | 1
Operable | 13697 | North Central Power Co Inc |  | 8013 | Winter | WI | Vertical | Sawyer | IC 2 | Petroleum Liquids | IC |  | S | X | X | nsp.ncpload | nsp.ncpload | 2.8 | 0.8 | 2.8 | 2.8 | 0.1 | N |  |  | OP | X | 8 | 2002 | 2002 |  |  | N | Electric Utility | Utility | Investor Owned Utility | 1 | X | DFO | Non-Renewable | 0 | 2.8 | 0 | 1
Operable | 65339 | North Central Valley Energy Storage, LLC |  | 66208 | North Central Valley | CA | Vertical | San Joaquin | NCV | Batteries | BA |  | S | X | X |  |  | 132 | 0.95 | 132 | 132 |  | N |  |  | OP | X | 8 | 2023 | 2023 |  |  | N | IPP Non-CHP | IPP | IPP | 2 | X | MWH | Other | 0 | 0 | 0 | 0
Operable | 61305 | North Gooding Main Hydro LLC |  | 61688 | North Gooding Main Hydro | ID | Vertical | Gooding | NGM1 | Conventional Hydroelectric | HY |  | S | X | X |  |  | 1.3 | 0.9 | 1.3 | 0.1 | 0.4 | N |  |  | OP | X | 10 | 2016 | 2016 |  |  | N | IPP Non-CHP | IPP | IPP | 2 | X | WAT | Renewable | 1.3 | 0 | 1 | 0
Operable | 65628 | North Kingstown Solar LLC |  | 66582 | North Kingstown Solar LLC | RI | Restructured | Washington | 7948 | Solar Photovoltaic | PV |  | S | X | X |  |  | 1.9 |  | 1.9 | 1.9 |  | N |  |  | OP | X | 9 | 2022 | 2022 |  |  | N | IPP Non-CHP | IPP | IPP | 2 | X | SUN | Renewable | 1.9 | 0 | 1 | 0
Operable | 61943 | North Rosamond Solar, LLC |  | 59879 | North Rosamond Solar LLC | CA | Vertical | Kern | GEN01 | Solar Photovoltaic | PV |  | S | X | X |  |  | 151.1 |  | 151.1 | 151.1 |  | N |  |  | OP | X | 6 | 2019 | 2019 |  |  | N | IPP Non-CHP | IPP | IPP | 2 | X | SUN | Renewable | 151.1 | 0 | 1 | 0
Operable | 60851 | North Side Energy Company |  | 50895 | Bypass | ID | Vertical | Jerome | GEN1 | Conventional Hydroelectric | HY |  | S | X | X |  |  | 3.3 | 1 | 3.3 | 3.3 | 0.1 | N |  |  | SB | Y | 3 | 1987 | Pre-2000 |  |  | N | IPP Non-CHP | IPP | IPP | 2 | X | WAT | Renewable | 3.3 | 0 | 1 | 0
Operable | 60851 | North Side Energy Company |  | 50895 | Bypass | ID | Vertical | Jerome | GEN2 | Conventional Hydroelectric | HY |  | S | X | X |  |  | 3.3 | 1 | 3.3 | 3.3 | 0.1 | N |  |  | SB | Y | 3 | 1987 | Pre-2000 |  |  | N | IPP Non-CHP | IPP | IPP | 2 | X | WAT | Renewable | 3.3 | 0 | 1 | 0
Operable | 60851 | North Side Energy Company |  | 50895 | Bypass | ID | Vertical | Jerome | GEN3 | Conventional Hydroelectric | HY |  | S | X | X |  |  | 3.3 | 1 | 3.3 | 3.3 | 0.1 | N |  |  | SB | Y | 3 | 1987 | Pre-2000 |  |  | N | IPP Non-CHP | IPP | IPP | 2 | X | WAT | Renewable | 3.3 | 0 | 1 | 0
Operable | 60851 | North Side Energy Company |  | 50896 | S E Hazelton A | ID | Vertical | Jerome | GEN1 | Conventional Hydroelectric | HY |  | S | X | X |  |  | 2.9 | 0.9 | 2.9 | 2.9 | 0.1 | N |  |  | SB | Y | 6 | 1990 | Pre-2000 |  |  | N | IPP Non-CHP | IPP | IPP | 2 | X | WAT | Renewable | 2.9 | 0 | 1 | 0
Operable | 60851 | North Side Energy Company |  | 50896 | S E Hazelton A | ID | Vertical | Jerome | GEN2 | Conventional Hydroelectric | HY |  | S | X | X |  |  | 2.9 | 0.9 | 2.9 | 2.9 | 0.1 | N |  |  | SB | Y | 6 | 1990 | Pre-2000 |  |  | N | IPP Non-CHP | IPP | IPP | 2 | X | WAT | Renewable | 2.9 | 0 | 1 | 0
Operable | 60851 | North Side Energy Company |  | 50896 | S E Hazelton A | ID | Vertical | Jerome | GEN3 | Conventional Hydroelectric | HY |  | S | X | X |  |  | 2.9 | 0.9 | 2.9 | 2.9 | 0.1 | N |  |  | SB | Y | 6 | 1990 | Pre-2000 |  |  | N | IPP Non-CHP | IPP | IPP | 2 | X | WAT | Renewable | 2.9 | 0 | 1 | 0
Operable | 60851 | North Side Energy Company |  | 61217 | Head of U Canal Hydro Project | ID | Vertical | Jerome | HY1 | Conventional Hydroelectric | HY |  | S | X | X |  |  | 1.2 | 0.8 | 1.2 | 1.2 | 0.1 | N |  |  | OP | X | 6 | 2015 | 2015 |  |  | N | IPP Non-CHP | IPP | IPP | 2 | X | WAT | Renewable | 1.2 | 0 | 1 | 0
Operable | 58121 | North Sky River Energy LLC |  | 58154 | North Sky River Energy LLC | CA | Vertical | Kern | GEN1 | Onshore Wind Turbine | WT |  | S | X | X |  |  | 162 |  | 162 | 162 | 8 | N |  |  | OP | X | 12 | 2012 | 2012 |  |  | N | IPP Non-CHP | IPP | IPP | 2 | X | WND | Renewable | 162 | 0 | 1 | 0
Operable | 26616 | North Slope Borough Power & Light |  | 7482 | NSB Atqasuk Utility | AK | Vertical | North Slope | NA1 | Petroleum Liquids | IC |  | S | X | X |  |  | 0.9 | 0.8 | 0.9 | 0.9 | 0.2 | N |  |  | OP | X | 2 | 2003 | 2003 |  |  | N | Electric Utility | Utility | Municipal | 1 | X | DFO | Non-Renewable | 0 | 0.9 | 0 | 1
Operable | 26616 | North Slope Borough Power & Light |  | 7482 | NSB Atqasuk Utility | AK | Vertical | North Slope | NA2 | Petroleum Liquids | IC |  | S | X | X |  |  | 0.9 | 0.8 | 0.9 | 0.9 | 0.2 | N |  |  | OP | X | 2 | 2003 | 2003 |  |  | N | Electric Utility | Utility | Municipal | 1 | X | DFO | Non-Renewable | 0 | 0.9 | 0 | 1
Operable | 26616 | North Slope Borough Power & Light |  | 7482 | NSB Atqasuk Utility | AK | Vertical | North Slope | NA3 | Petroleum Liquids | IC |  | S | X | X |  |  | 0.4 | 0.8 | 0.4 | 0.4 | 0.3 | N |  |  | OP | X | 2 | 2003 | 2003 |  |  | N | Electric Utility | Utility | Municipal | 1 | X | DFO | Non-Renewable | 0 | 0.4 | 0 | 1
Operable | 26616 | North Slope Borough Power & Light |  | 7482 | NSB Atqasuk Utility | AK | Vertical | North Slope | PG2 | Petroleum Liquids | IC |  | S | X | X |  |  | 0.4 | 0.8 | 0.4 | 0.4 | 0.2 | N |  |  | OP | X | 8 | 1986 | Pre-2000 |  |  | N | Electric Utility | Utility | Municipal | 1 | X | DFO | Non-Renewable | 0 | 0.4 | 0 | 1
Operable | 26616 | North Slope Borough Power & Light |  | 7482 | NSB Atqasuk Utility | AK | Vertical | North Slope | PG3 | Petroleum Liquids | IC |  | S | X | X |  |  | 0.6 | 0.8 | 0.6 | 0.6 | 0.4 | N |  |  | OP | X | 8 | 1986 | Pre-2000 |  |  | N | Electric Utility | Utility | Municipal | 1 | X | DFO | Non-Renewable | 0 | 0.6 | 0 | 1
Operable | 26616 | North Slope Borough Power & Light |  | 7483 | NSB Kaktovik Utility | AK | Vertical | North Slope | PG1A | Petroleum Liquids | IC |  | S | X | X |  |  | 0.9 | 0.8 | 0.9 | 0.9 | 0.4 | N |  |  | OP | X | 9 | 2000 | 2000 |  |  | N | Electric Utility | Utility | Municipal | 1 | X | DFO | Non-Renewable | 0 | 0.9 | 0 | 1
Operable | 26616 | North Slope Borough Power & Light |  | 7483 | NSB Kaktovik Utility | AK | Vertical | North Slope | PG2A | Petroleum Liquids | IC |  | S | X | X |  |  | 0.9 | 0.8 | 0.9 | 0.9 | 0.4 | N |  |  | OP | X | 9 | 2000 | 2000 |  |  | N | Electric Utility | Utility | Municipal | 1 | X | DFO | Non-Renewable | 0 | 0.9 | 0 | 1
Operable | 26616 | North Slope Borough Power & Light |  | 7483 | NSB Kaktovik Utility | AK | Vertical | North Slope | PG3A | Petroleum Liquids | IC |  | S | X | X |  |  | 0.4 | 0.8 | 0.4 | 0.4 | 0.2 | N |  |  | OP | X | 9 | 2000 | 2000 |  |  | N | Electric Utility | Utility | Municipal | 1 | X | DFO | Non-Renewable | 0 | 0.4 | 0 | 1
Operable | 26616 | North Slope Borough Power & Light |  | 7483 | NSB Kaktovik Utility | AK | Vertical | North Slope | PG4A | Petroleum Liquids | IC |  | S | X | X |  |  | 0.4 | 0.8 | 0.4 | 0.4 | 0.2 | N |  |  | OP | X | 9 | 2000 | 2000 |  |  | N | Electric Utility | Utility | Municipal | 1 | X | DFO | Non-Renewable | 0 | 0.4 | 0 | 1
Operable | 26616 | North Slope Borough Power & Light |  | 7484 | NSB Nuiqsut Utility | AK | Vertical | North Slope | PG1A | Petroleum Liquids | IC |  | S | X | X |  |  | 0.9 | 0.8 | 0.9 | 0.9 | 0.4 | N |  |  | OP | X | 9 | 1999 | Pre-2000 |  |  | N | Electric Utility | Utility | Municipal | 1 | X | DFO | Non-Renewable | 0 | 0.9 | 0 | 1
Operable | 26616 | North Slope Borough Power & Light |  | 7484 | NSB Nuiqsut Utility | AK | Vertical | North Slope | PG2A | Petroleum Liquids | IC |  | S | X | X |  |  | 0.9 | 0.8 | 0.9 | 0.9 | 0.4 | N |  |  | OP | X | 9 | 1999 | Pre-2000 |  |  | N | Electric Utility | Utility | Municipal | 1 | X | DFO | Non-Renewable | 0 | 0.9 | 0 | 1
Operable | 26616 | North Slope Borough Power & Light |  | 7484 | NSB Nuiqsut Utility | AK | Vertical | North Slope | PG3A | Petroleum Liquids | IC |  | S | X | X |  |  | 0.4 | 0.8 | 0.4 | 0.4 | 0.2 | N |  |  | OP | X | 9 | 1999 | Pre-2000 |  |  | N | Electric Utility | Utility | Municipal | 1 | X | DFO | Non-Renewable | 0 | 0.4 | 0 | 1
Operable | 26616 | North Slope Borough Power & Light |  | 7484 | NSB Nuiqsut Utility | AK | Vertical | North Slope | PG3B | Natural Gas Internal Combustion Engine | IC |  | S | X | X |  |  | 0.6 | 0.8 | 0.6 | 0.6 | 0.3 | N |  |  | OP | X | 4 | 2013 | 2013 |  |  | N | Electric Utility | Utility | Municipal | 1 | X | NG | Non-Renewable | 0 | 0.6 | 0 | 1
Operable | 26616 | North Slope Borough Power & Light |  | 7484 | NSB Nuiqsut Utility | AK | Vertical | North Slope | PG5A | Natural Gas Internal Combustion Engine | IC |  | S | X | X |  |  | 0.8 | 0.8 | 0.8 | 0.8 | 0.3 | N |  |  | OP | X | 10 | 2008 | 2008 |  |  | N | Electric Utility | Utility | Municipal | 1 | X | NG | Non-Renewable | 0 | 0.8 | 0 | 1
Operable | 26616 | North Slope Borough Power & Light |  | 7484 | NSB Nuiqsut Utility | AK | Vertical | North Slope | PG6A | Natural Gas Internal Combustion Engine | IC |  | S | X | X |  |  | 0.8 | 0.8 | 0.8 | 0.8 | 0.3 | N |  |  | OP | X | 10 | 2008 | 2008 |  |  | N | Electric Utility | Utility | Municipal | 1 | X | NG | Non-Renewable | 0 | 0.8 | 0 | 1
Operable | 26616 | North Slope Borough Power & Light |  | 7485 | NSB Point Hope Utility | AK | Vertical | North Slope | PG1A | Petroleum Liquids | IC |  | S | X | X |  |  | 1 | 0.8 | 1 | 1 | 0.1 | N |  |  | OP | X | 9 | 2014 | 2014 |  |  | N | Electric Utility | Utility | Municipal | 1 | X | DFO | Non-Renewable | 0 | 1 | 0 | 1
Operable | 26616 | North Slope Borough Power & Light |  | 7485 | NSB Point Hope Utility | AK | Vertical | North Slope | PG6 | Petroleum Liquids | IC |  | S | X | X |  |  | 0.6 | 0.8 | 0.6 | 0.6 | 0.2 | N |  |  | OP | X | 9 | 1995 | Pre-2000 |  |  | N | Electric Utility | Utility | Municipal | 1 | X | DFO | Non-Renewable | 0 | 0.6 | 0 | 1
Operable | 26616 | North Slope Borough Power & Light |  | 7485 | NSB Point Hope Utility | AK | Vertical | North Slope | PG7 | Petroleum Liquids | IC |  | S | X | X |  |  | 0.6 | 0.8 | 0.6 | 0.6 | 0.2 | N |  |  | OP | X | 9 | 1995 | Pre-2000 |  |  | N | Electric Utility | Utility | Municipal | 1 | X | DFO | Non-Renewable | 0 | 0.6 | 0 | 1
Operable | 26616 | North Slope Borough Power & Light |  | 7485 | NSB Point Hope Utility | AK | Vertical | North Slope | PG8 | Petroleum Liquids | IC |  | S | X | X |  |  | 0.9 | 0.8 | 0.9 | 0.9 | 0.4 | N |  |  | OP | X | 8 | 2008 | 2008 |  |  | N | Electric Utility | Utility | Municipal | 1 | X | DFO | Non-Renewable | 0 | 0.9 | 0 | 1
Operable | 26616 | North Slope Borough Power & Light |  | 7486 | NSB Point Lay Utility | AK | Vertical | North Slope | PG10 | Petroleum Liquids | IC |  | S | X | X |  |  | 0.6 | 0.8 | 0.6 | 0.6 | 0.2 | N |  |  | OP | X | 7 | 2013 | 2013 |  |  | N | Electric Utility | Utility | Municipal | 1 | X | DFO | Non-Renewable | 0 | 0.6 | 0 | 1
Operable | 26616 | North Slope Borough Power & Light |  | 7486 | NSB Point Lay Utility | AK | Vertical | North Slope | PG7 | Petroleum Liquids | IC |  | S | X | X |  |  | 0.6 | 0.8 | 0.6 | 0.6 | 0.1 | N |  |  | OP | X | 7 | 2013 | 2013 |  |  | N | Electric Utility | Utility | Municipal | 1 | X | DFO | Non-Renewable | 0 | 0.6 | 0 | 1
Operable | 26616 | North Slope Borough Power & Light |  | 7486 | NSB Point Lay Utility | AK | Vertical | North Slope | PG8 | Petroleum Liquids | IC |  | S | X | X |  |  | 0.6 | 0.8 | 0.6 | 0.6 | 0.3 | N |  |  | OP | X | 7 | 2013 | 2013 |  |  | N | Electric Utility | Utility | Municipal | 1 | X | DFO | Non-Renewable | 0 | 0.6 | 0 | 1
Operable | 26616 | North Slope Borough Power & Light |  | 7486 | NSB Point Lay Utility | AK | Vertical | North Slope | PG9 | Petroleum Liquids | IC |  | S | X | X |  |  | 0.6 | 0.8 | 0.6 | 0.6 | 0.3 | N |  |  | OP | X | 7 | 2013 | 2013 |  |  | N | Electric Utility | Utility | Municipal | 1 | X | DFO | Non-Renewable | 0 | 0.6 | 0 | 1
Operable | 26616 | North Slope Borough Power & Light |  | 7487 | NSB Anaktuvuk Pass | AK | Vertical | North Slope | 1 | Petroleum Liquids | IC |  | S | X | X |  |  | 0.3 | 0.8 | 0.3 | 0.3 | 0.1 | N |  |  | OP | X | 9 | 1994 | Pre-2000 |  |  | N | Electric Utility | Utility | Municipal | 1 | X | DFO | Non-Renewable | 0 | 0.3 | 0 | 1
Operable | 26616 | North Slope Borough Power & Light |  | 7487 | NSB Anaktuvuk Pass | AK | Vertical | North Slope | 2 | Petroleum Liquids | IC |  | S | X | X |  |  | 0.3 | 0.8 | 0.3 | 0.3 | 0.1 | N |  |  | OP | X | 9 | 1994 | Pre-2000 |  |  | N | Electric Utility | Utility | Municipal | 1 | X | DFO | Non-Renewable | 0 | 0.3 | 0 | 1
Operable | 26616 | North Slope Borough Power & Light |  | 7487 | NSB Anaktuvuk Pass | AK | Vertical | North Slope | 3 | Petroleum Liquids | IC |  | S | X | X |  |  | 0.3 | 0.8 | 0.3 | 0.3 | 0.1 | N |  |  | OP | X | 9 | 1994 | Pre-2000 |  |  | N | Electric Utility | Utility | Municipal | 1 | X | DFO | Non-Renewable | 0 | 0.3 | 0 | 1
Operable | 26616 | North Slope Borough Power & Light |  | 7487 | NSB Anaktuvuk Pass | AK | Vertical | North Slope | 6 | Petroleum Liquids | IC |  | S | X | X |  |  | 0.9 | 0.8 | 0.9 | 0.9 | 0.4 | N |  |  | OP | X | 12 | 2003 | 2003 |  |  | N | Electric Utility | Utility | Municipal | 1 | X | DFO | Non-Renewable | 0 | 0.9 | 0 | 1
Operable | 26616 | North Slope Borough Power & Light |  | 7487 | NSB Anaktuvuk Pass | AK | Vertical | North Slope | 7 | Petroleum Liquids | IC |  | S | X | X |  |  | 0.9 | 0.8 | 0.9 | 0.9 | 0.4 | N |  |  | OP | X | 12 | 2003 | 2003 |  |  | N | Electric Utility | Utility | Municipal | 1 | X | DFO | Non-Renewable | 0 | 0.9 | 0 | 1
Operable | 26616 | North Slope Borough Power & Light |  | 7488 | NSB Wainwright Utility | AK | Vertical | North Slope | PG1 | Petroleum Liquids | IC |  | S | X | X |  |  | 0.4 | 0.8 | 0.4 | 0.4 | 0.2 | N |  |  | OP | X | 8 | 1988 | Pre-2000 |  |  | N | Electric Utility | Utility | Municipal | 1 | X | DFO | Non-Renewable | 0 | 0.4 | 0 | 1
Operable | 26616 | North Slope Borough Power & Light |  | 7488 | NSB Wainwright Utility | AK | Vertical | North Slope | PG2 | Petroleum Liquids | IC |  | S | X | X |  |  | 0.4 | 0.8 | 0.4 | 0.4 | 0.2 | N |  |  | OP | X | 8 | 1988 | Pre-2000 |  |  | N | Electric Utility | Utility | Municipal | 1 | X | DFO | Non-Renewable | 0 | 0.4 | 0 | 1
Operable | 26616 | North Slope Borough Power & Light |  | 7488 | NSB Wainwright Utility | AK | Vertical | North Slope | PG3 | Petroleum Liquids | IC |  | S | X | X |  |  | 0.4 | 0.8 | 0.4 | 0.4 | 0.2 | N |  |  | OP | X | 8 | 1989 | Pre-2000 |  |  | N | Electric Utility | Utility | Municipal | 1 | X | DFO | Non-Renewable | 0 | 0.4 | 0 | 1
Operable | 26616 | North Slope Borough Power & Light |  | 7488 | NSB Wainwright Utility | AK | Vertical | North Slope | PG4A | Petroleum Liquids | IC |  | S | X | X |  |  | 0.9 | 0.8 | 0.9 | 0.9 | 0.4 | N |  |  | OP | X | 10 | 2001 | 2001 |  |  | N | Electric Utility | Utility | Municipal | 1 | X | DFO | Non-Renewable | 0 | 0.9 | 0 | 1
Operable | 26616 | North Slope Borough Power & Light |  | 7488 | NSB Wainwright Utility | AK | Vertical | North Slope | PG5 | Petroleum Liquids | IC |  | S | X | X |  |  | 0.9 | 0.8 | 0.9 | 0.9 | 0.4 | N |  |  | OP | X | 10 | 2001 | 2001 |  |  | N | Electric Utility | Utility | Municipal | 1 | X | DFO | Non-Renewable | 0 | 0.9 | 0 | 1
Operable | 59634 | North Star Solar PV LLC |  | 59852 | North Star Solar Project | MN | Vertical | Chisago | NSSP1 | Solar Photovoltaic | PV |  | S | X | X |  |  | 100 |  | 100 | 100 |  | N |  |  | OP | X | 12 | 2016 | 2016 |  |  | N | IPP Non-CHP | IPP | IPP | 2 | X | SUN | Renewable | 100 | 0 | 1 | 0
Operable | 63216 | North Valley |  | 63491 | North Valley | NV | Vertical | Washoe | OEC1 | Geothermal | BT |  | S | X | X |  |  | 37 | 0.85 | 25 | 37 | 5 | N |  |  | OP | X | 4 | 2023 | 2023 |  |  | N | IPP Non-CHP | IPP | IPP | 2 | X | GEO | Renewable | 37 | 0 | 1 | 0
Operable | 64429 | North Wales Diesel |  | 64983 | North Wales Diesel | PA | Restructured | Montgomery | GEN1 | Petroleum Liquids | IC |  | S | X | X | PECO | PECO | 1.8 | 0.8 | 1.5 | 1.5 | 0.8 | N |  |  | SB | Y | 5 | 2010 | 2010 |  |  | N | Commercial Non-CHP | Customer Sited | Other | 4 | X | DFO | Non-Renewable | 0 | 1.8 | 0 | 1
Operable | 64429 | North Wales Diesel |  | 64983 | North Wales Diesel | PA | Restructured | Montgomery | GEN2 | Petroleum Liquids | IC |  | S | X | X | PECO | PECO | 1.8 | 0.8 | 1.5 | 1.5 | 0.8 | N |  |  | SB | Y | 5 | 2010 | 2010 |  |  | N | Commercial Non-CHP | Customer Sited | Other | 4 | X | DFO | Non-Renewable | 0 | 1.8 | 0 | 1
Operable | 64429 | North Wales Diesel |  | 64983 | North Wales Diesel | PA | Restructured | Montgomery | GEN3 | Petroleum Liquids | IC |  | S | X | X | PECO | PECO | 1.8 | 0.8 | 1.5 | 1.5 | 0.8 | N |  |  | SB | Y | 5 | 2010 | 2010 |  |  | N | Commercial Non-CHP | Customer Sited | Other | 4 | X | DFO | Non-Renewable | 0 | 1.8 | 0 | 1
Operable | 64429 | North Wales Diesel |  | 64983 | North Wales Diesel | PA | Restructured | Montgomery | GEN4 | Petroleum Liquids | IC |  | S | X | X | PECO | PECO | 1.8 | 0.8 | 1.5 | 1.5 | 0.8 | N |  |  | SB | Y | 5 | 2010 | 2010 |  |  | N | Commercial Non-CHP | Customer Sited | Other | 4 | X | DFO | Non-Renewable | 0 | 1.8 | 0 | 1
Operable | 63010 | Northbrook Carolina Hydro II, LLC |  | 2745 | Franklin (NC) | NC | Vertical | Macon | 1 | Conventional Hydroelectric | HY |  | S | X | X |  |  | 0.5 | 0.8 | 0.5 | 0.5 | 0.5 | N |  |  | OP | X | 1 | 1925 | Pre-2000 |  |  | N | IPP Non-CHP | IPP | IPP | 2 | X | WAT | Renewable | 0.5 | 0 | 1 | 0
Operable | 63010 | Northbrook Carolina Hydro II, LLC |  | 2745 | Franklin (NC) | NC | Vertical | Macon | 2 | Conventional Hydroelectric | HY |  | S | X | X |  |  | 0.5 | 0.8 | 0.5 | 0.5 | 0.5 | N |  |  | OP | X | 1 | 1925 | Pre-2000 |  |  | N | IPP Non-CHP | IPP | IPP | 2 | X | WAT | Renewable | 0.5 | 0 | 1 | 0
Operable | 63010 | Northbrook Carolina Hydro II, LLC |  | 2746 | Mission | NC | Vertical | Clay | 1 | Conventional Hydroelectric | HY |  | S | X | X |  |  | 0.6 | 0.8 | 0.6 | 0.6 | 0.6 | N |  |  | OP | X | 12 | 1924 | Pre-2000 |  |  | N | IPP Non-CHP | IPP | IPP | 2 | X | WAT | Renewable | 0.6 | 0 | 1 | 0
Operable | 63010 | Northbrook Carolina Hydro II, LLC |  | 2746 | Mission | NC | Vertical | Clay | 2 | Conventional Hydroelectric | HY |  | S | X | X |  |  | 0.6 | 0.8 | 0.6 | 0.6 | 0.6 | N |  |  | OP | X | 12 | 1924 | Pre-2000 |  |  | N | IPP Non-CHP | IPP | IPP | 2 | X | WAT | Renewable | 0.6 | 0 | 1 | 0
Operable | 63010 | Northbrook Carolina Hydro II, LLC |  | 2746 | Mission | NC | Vertical | Clay | 3 | Conventional Hydroelectric | HY |  | S | X | X |  |  | 0.6 | 0.8 | 0.6 | 0.6 | 0.6 | N |  |  | OP | X | 1 | 1943 | Pre-2000 |  |  | N | IPP Non-CHP | IPP | IPP | 2 | X | WAT | Renewable | 0.6 | 0 | 1 | 0
Operable | 63010 | Northbrook Carolina Hydro II, LLC |  | 3258 | Gaston Shoals | SC | Vertical | Cherokee | 3 | Conventional Hydroelectric | HY |  | S | X | X |  |  | 1.4 | 0.8 | 1 | 1 | 1 | N |  |  | OP | X | 8 | 1908 | Pre-2000 |  |  | N | IPP Non-CHP | IPP | IPP | 2 | X | WAT | Renewable | 1.4 | 0 | 1 | 0
Operable | 63010 | Northbrook Carolina Hydro II, LLC |  | 3258 | Gaston Shoals | SC | Vertical | Cherokee | 4 | Conventional Hydroelectric | HY |  | S | X | X |  |  | 1.4 | 0.8 | 2 | 2 | 1 | N |  |  | OP | X | 8 | 1908 | Pre-2000 |  |  | N | IPP Non-CHP | IPP | IPP | 2 | X | WAT | Renewable | 1.4 | 0 | 1 | 0
Operable | 63010 | Northbrook Carolina Hydro II, LLC |  | 3258 | Gaston Shoals | SC | Vertical | Cherokee | 5 | Conventional Hydroelectric | HY |  | S | X | X |  |  | 1.4 | 0.8 | 2 | 2 | 1 | N |  |  | OP | X | 5 | 1908 | Pre-2000 |  |  | N | IPP Non-CHP | IPP | IPP | 2 | X | WAT | Renewable | 1.4 | 0 | 1 | 0
Operable | 63010 | Northbrook Carolina Hydro II, LLC |  | 3258 | Gaston Shoals | SC | Vertical | Cherokee | 6 | Conventional Hydroelectric | HY |  | S | X | X |  |  | 2.5 | 0.8 | 2.5 | 2.5 | 2 | N |  |  | OP | X | 8 | 1927 | Pre-2000 |  |  | N | IPP Non-CHP | IPP | IPP | 2 | X | WAT | Renewable | 2.5 | 0 | 1 | 0
Operable | 13763 | Northbrook Carolina Hydro LLC |  | 2735 | Turner Shoals | NC | Vertical | Polk | 1 | Conventional Hydroelectric | HY |  | S | X | X |  |  | 2.7 | 0.9 | 2.7 | 2.7 | 0.4 | N |  |  | OP | X | 12 | 1996 | Pre-2000 |  |  | N | IPP Non-CHP | IPP | IPP | 2 | X | WAT | Renewable | 2.7 | 0 | 1 | 0
Operable | 13763 | Northbrook Carolina Hydro LLC |  | 2735 | Turner Shoals | NC | Vertical | Polk | 2 | Conventional Hydroelectric | HY |  | S | X | X |  |  | 2.7 | 0.9 | 2.7 | 2.7 | 0.4 | N |  |  | OP | X | 12 | 1996 | Pre-2000 |  |  | N | IPP Non-CHP | IPP | IPP | 2 | X | WAT | Renewable | 2.7 | 0 | 1 | 0
Operable | 13763 | Northbrook Carolina Hydro LLC |  | 3253 | Boyds Mill Hydro | SC | Vertical | Greenville | 1 | Conventional Hydroelectric | HY |  | S | X | X |  |  | 0.7 | 0.9 | 0.7 | 0.7 | 0.1 | N |  |  | OP | X | 12 | 1996 | Pre-2000 |  |  | N | IPP Non-CHP | IPP | IPP | 2 | X | WAT | Renewable | 0.7 | 0 | 1 | 0
Operable | 13763 | Northbrook Carolina Hydro LLC |  | 3253 | Boyds Mill Hydro | SC | Vertical | Greenville | 2 | Conventional Hydroelectric | HY |  | S | X | X |  |  | 0.7 | 0.9 | 0.7 | 0.7 | 0.1 | N |  |  | OP | X | 12 | 1996 | Pre-2000 |  |  | N | IPP Non-CHP | IPP | IPP | 2 | X | WAT | Renewable | 0.7 | 0 | 1 | 0
Operable | 13763 | Northbrook Carolina Hydro LLC |  | 3261 | Hollidays Bridge Hydro | SC | Vertical | Anderson | 1 | Conventional Hydroelectric | HY |  | S | X | X |  |  | 1 | 0.9 | 1.2 | 1.2 | 0.1 | N |  |  | OP | X | 12 | 1996 | Pre-2000 |  |  | N | IPP Non-CHP | IPP | IPP | 2 | X | WAT | Renewable | 1 | 0 | 1 | 0
Operable | 13763 | Northbrook Carolina Hydro LLC |  | 3261 | Hollidays Bridge Hydro | SC | Vertical | Anderson | 2 | Conventional Hydroelectric | HY |  | S | X | X |  |  | 1 | 0.9 | 1.2 | 1.2 | 0.1 | N |  |  | OP | X | 12 | 1996 | Pre-2000 |  |  | N | IPP Non-CHP | IPP | IPP | 2 | X | WAT | Renewable | 1 | 0 | 1 | 0
Operable | 13763 | Northbrook Carolina Hydro LLC |  | 3261 | Hollidays Bridge Hydro | SC | Vertical | Anderson | 3 | Conventional Hydroelectric | HY |  | S | X | X |  |  | 1 | 0.9 | 1.2 | 1.2 | 0.1 | N |  |  | OP | X | 12 | 1996 | Pre-2000 |  |  | N | IPP Non-CHP | IPP | IPP | 2 | X | WAT | Renewable | 1 | 0 | 1 | 0
Operable | 13763 | Northbrook Carolina Hydro LLC |  | 3261 | Hollidays Bridge Hydro | SC | Vertical | Anderson | 4 | Conventional Hydroelectric | HY |  | S | X | X |  |  | 1 | 0.9 | 1.2 | 1.2 | 0.1 | N |  |  | OP | X | 12 | 1996 | Pre-2000 |  |  | N | IPP Non-CHP | IPP | IPP | 2 | X | WAT | Renewable | 1 | 0 | 1 | 0
Operable | 13763 | Northbrook Carolina Hydro LLC |  | 3267 | Saluda Dam | SC | Vertical | Greenville | 1 | Conventional Hydroelectric | HY |  | S | X | X |  |  | 0.6 | 0.9 | 0.6 | 0.6 | 0.1 | N |  |  | OP | X | 12 | 1996 | Pre-2000 |  |  | N | IPP Non-CHP | IPP | IPP | 2 | X | WAT | Renewable | 0.6 | 0 | 1 | 0
Operable | 13763 | Northbrook Carolina Hydro LLC |  | 3267 | Saluda Dam | SC | Vertical | Greenville | 2 | Conventional Hydroelectric | HY |  | S | X | X |  |  | 0.6 | 0.9 | 0.6 | 0.6 | 0.1 | N |  |  | OP | X | 12 | 1996 | Pre-2000 |  |  | N | IPP Non-CHP | IPP | IPP | 2 | X | WAT | Renewable | 0.6 | 0 | 1 | 0
Operable | 13763 | Northbrook Carolina Hydro LLC |  | 3267 | Saluda Dam | SC | Vertical | Greenville | 3 | Conventional Hydroelectric | HY |  | S | X | X |  |  | 0.6 | 0.9 | 0.6 | 0.6 | 0.1 | N |  |  | OP | X | 12 | 1996 | Pre-2000 |  |  | N | IPP Non-CHP | IPP | IPP | 2 | X | WAT | Renewable | 0.6 | 0 | 1 | 0
Operable | 13763 | Northbrook Carolina Hydro LLC |  | 3267 | Saluda Dam | SC | Vertical | Greenville | 4 | Conventional Hydroelectric | HY |  | S | X | X |  |  | 0.6 | 0.9 | 0.6 | 0.6 | 0.1 | N |  |  | OP | X | 12 | 1996 | Pre-2000 |  |  | N | IPP Non-CHP | IPP | IPP | 2 | X | WAT | Renewable | 0.6 | 0 | 1 | 0
Operable | 55941 | Northbrook Lyons Falls LLC |  | 56703 | Lyons Falls Hydroelectric | NY | Restructured | Lewis | 1 | Conventional Hydroelectric | HY |  | S | X | X |  |  | 1 | 0.99 | 1 | 1 | 0.1 | N |  |  | OP | X | 12 | 1923 | Pre-2000 |  |  | N | IPP Non-CHP | IPP | IPP | 2 | X | WAT | Renewable | 1 | 0 | 1 | 0
Operable | 55941 | Northbrook Lyons Falls LLC |  | 56703 | Lyons Falls Hydroelectric | NY | Restructured | Lewis | 6 | Conventional Hydroelectric | HY |  | S | X | X |  |  | 1.2 | 0.99 | 1.2 | 1.2 | 0.1 | N |  |  | OP | X | 4 | 1963 | Pre-2000 |  |  | N | IPP Non-CHP | IPP | IPP | 2 | X | WAT | Renewable | 1.2 | 0 | 1 | 0
Operable | 55941 | Northbrook Lyons Falls LLC |  | 56703 | Lyons Falls Hydroelectric | NY | Restructured | Lewis | 7 | Conventional Hydroelectric | HY |  | S | X | X |  |  | 1.2 | 0.99 | 1.2 | 1.2 | 0.1 | N |  |  | OP | X | 5 | 1966 | Pre-2000 |  |  | N | IPP Non-CHP | IPP | IPP | 2 | X | WAT | Renewable | 1.2 | 0 | 1 | 0
Operable | 55941 | Northbrook Lyons Falls LLC |  | 56703 | Lyons Falls Hydroelectric | NY | Restructured | Lewis | 8 | Conventional Hydroelectric | HY |  | S | X | X |  |  | 1.3 | 0.99 | 1.2 | 1.2 | 0.1 | N |  |  | OP | X | 3 | 1974 | Pre-2000 |  |  | N | IPP Non-CHP | IPP | IPP | 2 | X | WAT | Renewable | 1.3 | 0 | 1 | 0
Operable | 55941 | Northbrook Lyons Falls LLC |  | 56703 | Lyons Falls Hydroelectric | NY | Restructured | Lewis | 9 | Conventional Hydroelectric | HY |  | S | X | X |  |  | 0.9 | 0.99 | 0.9 | 0.9 | 0.1 | N |  |  | OP | X | 4 | 1971 | Pre-2000 |  |  | N | IPP Non-CHP | IPP | IPP | 2 | X | WAT | Renewable | 0.9 | 0 | 1 | 0
Operable | 55941 | Northbrook Lyons Falls LLC |  | 56704 | Gouldtown | NY | Restructured | Lewis | 3 | Conventional Hydroelectric | HY |  | S | X | X |  |  | 2 | 0.99 | 2 | 2 | 0.1 | N |  |  | OP | X | 8 | 1953 | Pre-2000 |  |  | N | IPP Non-CHP | IPP | IPP | 2 | X | WAT | Renewable | 2 | 0 | 1 | 0
Operable | 55941 | Northbrook Lyons Falls LLC |  | 56705 | Kosterville | NY | Restructured | Lewis | 4 | Conventional Hydroelectric | HY |  | S | X | X |  |  | 0.5 | 0.99 | 0.5 | 0.5 | 0.1 | N |  |  | OP | X | 5 | 1955 | Pre-2000 |  |  | N | IPP Non-CHP | IPP | IPP | 2 | X | WAT | Renewable | 0.5 | 0 | 1 | 0
Operable | 55941 | Northbrook Lyons Falls LLC |  | 56705 | Kosterville | NY | Restructured | Lewis | 5 | Conventional Hydroelectric | HY |  | S | X | X |  |  | 0.5 | 0.99 | 0.5 | 0.5 | 0.1 | N |  |  | OP | X | 10 | 1958 | Pre-2000 |  |  | N | IPP Non-CHP | IPP | IPP | 2 | X | WAT | Renewable | 0.5 | 0 | 1 | 0
Operable | 63011 | Northbrook Tuxedo, LLC |  | 2736 | Tuxedo | NC | Vertical | Henderson | 1 | Conventional Hydroelectric | HY |  | S | X | X |  |  | 2.5 | 0.8 | 3.2 | 3.2 | 2.5 | N |  |  | OP | X | 6 | 1920 | Pre-2000 |  |  | N | IPP Non-CHP | IPP | IPP | 2 | X | WAT | Renewable | 2.5 | 0 | 1 | 0
Operable | 63011 | Northbrook Tuxedo, LLC |  | 2736 | Tuxedo | NC | Vertical | Henderson | 2 | Conventional Hydroelectric | HY |  | S | X | X |  |  | 2.5 | 0.8 | 3.2 | 3.2 | 2.5 | N |  |  | OP | X | 6 | 1920 | Pre-2000 |  |  | N | IPP Non-CHP | IPP | IPP | 2 | X | WAT | Renewable | 2.5 | 0 | 1 | 0
Operable | 64642 | Northbrook Virginia Hydro, LLC |  | 3825 | Pinnacles | VA | Vertical | Patrick | 1 | Conventional Hydroelectric | HY |  | W | X | X |  |  | 3.7 | 0.93 | 3.5 | 3.5 | 0.1 | N |  |  | OP | X | 6 | 1938 | Pre-2000 |  |  | N | IPP Non-CHP | IPP | IPP | 2 | X | WAT | Renewable | 3.7 | 0 | 1 | 0
Operable | 64642 | Northbrook Virginia Hydro, LLC |  | 3825 | Pinnacles | VA | Vertical | Patrick | 2 | Conventional Hydroelectric | HY |  | W | X | X |  |  | 3.7 | 0.93 | 3.5 | 3.5 | 0.1 | N |  |  | OP | X | 6 | 1938 | Pre-2000 |  |  | N | IPP Non-CHP | IPP | IPP | 2 | X | WAT | Renewable | 3.7 | 0 | 1 | 0
Operable | 64642 | Northbrook Virginia Hydro, LLC |  | 3825 | Pinnacles | VA | Vertical | Patrick | 3 | Conventional Hydroelectric | HY |  | W | X | X |  |  | 3.7 | 0.93 | 3.5 | 3.5 | 0.1 | N |  |  | OP | X | 6 | 1938 | Pre-2000 |  |  | N | IPP Non-CHP | IPP | IPP | 2 | X | WAT | Renewable | 3.7 | 0 | 1 | 0
Operable | 64642 | Northbrook Virginia Hydro, LLC |  | 3825 | Pinnacles | VA | Vertical | Patrick | 4 | Conventional Hydroelectric | HY |  | W | X | X |  |  | 0.7 | 0.9 | 0.6 | 0.6 | 0.2 | N |  |  | OP | X | 2 | 2021 | 2021 |  |  | N | IPP Non-CHP | IPP | IPP | 2 | X | WAT | Renewable | 0.7 | 0 | 1 | 0
Operable | 21970 | Northeast Energy Associates LP |  | 10307 | Bellingham Cogeneration Facility | MA | Restructured | Norfolk | CT1 | Natural Gas Fired Combined Cycle | CT | CC1 | S | X | N |  |  | 128.7 | 0.97 | 102 | 126 | 85 | N |  |  | OP | X | 9 | 1991 | Pre-2000 |  |  | N | IPP Non-CHP | IPP | IPP | 2 | X | NG | Non-Renewable | 0 | 128.7 | 0 | 1 | DFO
Operable | 21970 | Northeast Energy Associates LP |  | 10307 | Bellingham Cogeneration Facility | MA | Restructured | Norfolk | CT2 | Natural Gas Fired Combined Cycle | CT | CC1 | S | X | N |  |  | 128.7 | 0.97 | 102 | 126 | 85 | N |  |  | OP | X | 9 | 1991 | Pre-2000 |  |  | N | IPP Non-CHP | IPP | IPP | 2 | X | NG | Non-Renewable | 0 | 128.7 | 0 | 1 | DFO
Operable | 21970 | Northeast Energy Associates LP |  | 10307 | Bellingham Cogeneration Facility | MA | Restructured | Norfolk | ST1 | Natural Gas Fired Combined Cycle | CA | CC1 | S | N | X |  |  | 128.7 | 0.97 | 60 | 84 | 30 | N |  |  | OP | X | 9 | 1991 | Pre-2000 |  |  | N | IPP Non-CHP | IPP | IPP | 2 | X | NG | Non-Renewable | 0 | 128.7 | 0 | 1
Operable | 13670 | Northeast Texas Elec Coop, Inc |  | 55664 | Harrison County Power Project | TX | Restructured | Harrison | GT-1 | Natural Gas Fired Combined Cycle | CT | CC1 | J | X | N | HARRISON | HARRISON | 170 | 0.85 | 144.5 | 166.6 | 100 | N |  |  | OP | X | 6 | 2003 | 2003 |  |  | N | Electric Utility | Utility | Cooperative | 1 | X | NG | Non-Renewable | 0 | 170 | 0 | 1
Operable | 13670 | Northeast Texas Elec Coop, Inc |  | 55664 | Harrison County Power Project | TX | Restructured | Harrison | GT-2 | Natural Gas Fired Combined Cycle | CT | CC1 | J | X | N |  |  | 170 | 0.85 | 144.5 | 166.6 | 100 | N |  |  | OP | X | 6 | 2003 | 2003 |  |  | N | Electric Utility | Utility | Cooperative | 1 | X | NG | Non-Renewable | 0 | 170 | 0 | 1
Operable | 13670 | Northeast Texas Elec Coop, Inc |  | 55664 | Harrison County Power Project | TX | Restructured | Harrison | ST-1 | Natural Gas Fired Combined Cycle | CA | CC1 | J | Y | X |  |  | 230 | 0.85 | 225.4 | 225.4 | 50 | N |  |  | OP | X | 6 | 2003 | 2003 |  |  | N | Electric Utility | Utility | Cooperative | 1 | X | NG | Non-Renewable | 0 | 230 | 0 | 1
Operable | 58220 | Northeastern Illinois University |  | 58245 | Northeastern Illinois University Cogen | IL | Restructured | Cook | GEN1 | Natural Gas Internal Combustion Engine | IC |  | S | X | X |  |  | 0.8 | 0.9 | 0.8 | 0.8 | 0 | N |  |  | SB | Y | 8 | 1995 | Pre-2000 |  |  | Y | Commercial CHP | Customer Sited | Other | 5 | T | NG | Non-Renewable | 0 | 0.8 | 0 | 1
Operable | 58220 | Northeastern Illinois University |  | 58245 | Northeastern Illinois University Cogen | IL | Restructured | Cook | GEN2 | Natural Gas Internal Combustion Engine | IC |  | S | X | X |  |  | 0.8 | 0.9 | 0.8 | 0.8 | 0.1 | N |  |  | SB | Y | 8 | 1995 | Pre-2000 |  |  | Y | Commercial CHP | Customer Sited | Other | 5 | T | NG | Non-Renewable | 0 | 0.8 | 0 | 1
Operable | 58220 | Northeastern Illinois University |  | 58245 | Northeastern Illinois University Cogen | IL | Restructured | Cook | GEN3 | Natural Gas Internal Combustion Engine | IC |  | S | X | X |  |  | 0.8 | 0.9 | 0.8 | 0.8 | 0.2 | N |  |  | SB | Y | 8 | 1995 | Pre-2000 |  |  | Y | Commercial CHP | Customer Sited | Other | 5 | T | NG | Non-Renewable | 0 | 0.8 | 0 | 1
Operable | 58220 | Northeastern Illinois University |  | 58245 | Northeastern Illinois University Cogen | IL | Restructured | Cook | GEN4 | Natural Gas Internal Combustion Engine | IC |  | S | X | X |  |  | 0.8 | 0.9 | 0.8 | 0.8 | 0.3 | N |  |  | SB | Y | 8 | 1995 | Pre-2000 |  |  | Y | Commercial CHP | Customer Sited | Other | 5 | T | NG | Non-Renewable | 0 | 0.8 | 0 | 1
Operable | 40613 | Northern California Power Agny |  | 7368 | Geothermal 1 | CA | Vertical | Sonoma | 1 | Geothermal | ST |  | S | X | X |  |  | 55 | 0.86 | 30 | 32 | 10 | N |  |  | OP | X | 1 | 1983 | Pre-2000 |  |  | N | Electric Utility | Utility | Municipal | 1 | X | GEO | Renewable | 55 | 0 | 1 | 0
Operable | 40613 | Northern California Power Agny |  | 7368 | Geothermal 1 | CA | Vertical | Sonoma | 2 | Geothermal | ST |  | S | X | X |  |  | 55 | 0.86 | 30 | 32 | 10 | N |  |  | OP | X | 1 | 1983 | Pre-2000 |  |  | N | Electric Utility | Utility | Municipal | 1 | X | GEO | Renewable | 55 | 0 | 1 | 0
Operable | 40613 | Northern California Power Agny |  | 7369 | Geothermal 2 | CA | Vertical | Sonoma | 3 | Geothermal | ST |  | S | X | X |  |  | 55 | 0.9 | 25 | 25 | 0 | N |  |  | SB | N | 12 | 1985 | Pre-2000 |  |  | N | Electric Utility | Utility | Municipal | 1 | X | GEO | Renewable | 55 | 0 | 1 | 0
Operable | 40613 | Northern California Power Agny |  | 7369 | Geothermal 2 | CA | Vertical | Sonoma | 4 | Geothermal | ST |  | S | X | X |  |  | 55 | 0.9 | 40 | 41 | 10 | N |  |  | OP | X | 5 | 1986 | Pre-2000 |  |  | N | Electric Utility | Utility | Municipal | 1 | X | GEO | Renewable | 55 | 0 | 1 | 0
Operable | 40613 | Northern California Power Agny |  | 7449 | Combustion Turbine Project No 2 | CA | Vertical | San Joaquin | NA1 | Natural Gas Fired Combustion Turbine | GT |  | S | X | X |  |  | 50 | 0.95 | 49.3 | 49.9 | 40 | N |  |  | OP | X | 4 | 1996 | Pre-2000 |  |  | N | Electric Utility | Utility | Municipal | 1 | X | NG | Non-Renewable | 0 | 50 | 0 | 1
Operable | 40613 | Northern California Power Agny |  | 7450 | Alameda | CA | Vertical | Alameda | 1 | Natural Gas Fired Combustion Turbine | GT |  | S | X | X |  |  | 27.4 | 0.95 | 24.9 | 24.9 | 21.8 | N |  |  | OP | X | 5 | 1986 | Pre-2000 |  |  | N | Electric Utility | Utility | Municipal | 1 | X | NG | Non-Renewable | 0 | 27.4 | 0 | 1 | DFO
Operable | 40613 | Northern California Power Agny |  | 7450 | Alameda | CA | Vertical | Alameda | 2 | Natural Gas Fired Combustion Turbine | GT |  | S | X | X |  |  | 27.4 | 0.95 | 24.9 | 24.9 | 21.8 | N |  |  | OP | X | 5 | 1986 | Pre-2000 |  |  | N | Electric Utility | Utility | Municipal | 1 | X | NG | Non-Renewable | 0 | 27.4 | 0 | 1 | DFO
Operable | 40613 | Northern California Power Agny |  | 7451 | Lodi | CA | Vertical | San Joaquin | 1 | Natural Gas Fired Combustion Turbine | GT |  | S | X | X |  |  | 27.4 | 0.95 | 25.2 | 25.2 | 23.3 | N |  |  | SB | Y | 2 | 1986 | Pre-2000 |  |  | N | Electric Utility | Utility | Municipal | 1 | X | NG | Non-Renewable | 0 | 27.4 | 0 | 1 | DFO
Operable | 40613 | Northern California Power Agny |  | 54554 | Spicer Meadow Project | CA | Vertical | Tuolumne | GEN1 | Conventional Hydroelectric | HY |  | W | X | X | SPICER_1_UNITS-APND | SPICER_1_UNITS-APND | 2.7 | 0.95 | 2.5 | 2.5 | 0.8 | N |  |  | OP | X | 11 | 1989 | Pre-2000 |  |  | N | Electric Utility | Utility | Municipal | 1 | X | WAT | Renewable | 2.7 | 0 | 1 | 0
Operable | 40613 | Northern California Power Agny |  | 54554 | Spicer Meadow Project | CA | Vertical | Tuolumne | GEN2 | Conventional Hydroelectric | HY |  | W | X | X | SPICER_1_UNITS-APND | SPICER_1_UNITS-APND | 2.7 | 0.95 | 2.5 | 2.5 | 0.8 | N |  |  | OP | X | 11 | 1989 | Pre-2000 |  |  | N | Electric Utility | Utility | Municipal | 1 | X | WAT | Renewable | 2.7 | 0 | 1 | 0
Operable | 40613 | Northern California Power Agny |  | 54554 | Spicer Meadow Project | CA | Vertical | Tuolumne | GEN3 | Conventional Hydroelectric | HY |  | W | X | X | SPICER_1_UNITS-APND | SPICER_1_UNITS-APND | 0.5 | 0.95 | 0.5 | 0.5 | 0.1 | N |  |  | OP | X | 11 | 1989 | Pre-2000 |  |  | N | Electric Utility | Utility | Municipal | 1 | X | WAT | Renewable | 0.5 | 0 | 1 | 0
Operable | 40613 | Northern California Power Agny |  | 54555 | Collierville Powerhouse | CA | Vertical | Calaveras | GEN1 | Conventional Hydroelectric | HY |  | W | X | X | COLVIL_7_PL1x2-APND | COLVIL_7_PL1x2-APND | 126.5 | 0.95 | 126.5 | 126.5 | 3 | N |  |  | OP | X | 11 | 1989 | Pre-2000 |  |  | N | Electric Utility | Utility | Municipal | 1 | X | WAT | Renewable | 126.5 | 0 | 1 | 0
Operable | 40613 | Northern California Power Agny |  | 54555 | Collierville Powerhouse | CA | Vertical | Calaveras | GEN2 | Conventional Hydroelectric | HY |  | W | X | X | COLVIL_7_PL1x2-APND | COLVIL_7_PL1x2-APND | 126.5 | 0.95 | 126.5 | 126.5 | 3 | N |  |  | OP | X | 11 | 1989 | Pre-2000 |  |  | N | Electric Utility | Utility | Municipal | 1 | X | WAT | Renewable | 126.5 | 0 | 1 | 0
Operable | 40613 | Northern California Power Agny |  | 57978 | Lodi Energy Center | CA | Vertical | San Joaquin | CT1 | Natural Gas Fired Combined Cycle | CT | CC1 | S | X | N |  |  | 185 | 0.95 | 162 | 181 | 100 | N |  |  | OP | X | 11 | 2012 | 2012 |  |  | N | Electric Utility | Utility | Municipal | 1 | X | NG | Non-Renewable | 0 | 185 | 0 | 1
Operable | 40613 | Northern California Power Agny |  | 57978 | Lodi Energy Center | CA | Vertical | San Joaquin | ST1 | Natural Gas Fired Combined Cycle | CA | CC1 | S | N | X |  |  | 103.9 | 0.95 | 95 | 96 | 65 | N |  |  | OP | X | 11 | 2012 | 2012 |  |  | N | Electric Utility | Utility | Municipal | 1 | X | NG | Non-Renewable | 0 | 103.9 | 0 | 1
Operable | 58577 | Northern Colorado Water Conservancy District |  | 58622 | Carter Hydro | CO | Vertical | Larimer | 1 | Conventional Hydroelectric | HY |  | S | X | X |  |  | 1.3 | 1 | 1.3 | 0.4 | 0.3 | N |  |  | OP | X | 6 | 2012 | 2012 |  |  | N | Commercial Non-CHP | Customer Sited | Other | 4 | X | WAT | Renewable | 1.3 | 0 | 1 | 0
Operable | 58577 | Northern Colorado Water Conservancy District |  | 58622 | Carter Hydro | CO | Vertical | Larimer | 2 | Conventional Hydroelectric | HY |  | S | X | X |  |  | 1.3 | 1 | 1.3 | 0.4 | 0.3 | N |  |  | OP | X | 6 | 2012 | 2012 |  |  | N | Commercial Non-CHP | Customer Sited | Other | 4 | X | WAT | Renewable | 1.3 | 0 | 1 | 0
Operable | 56653 | Northern Colorado Wind LLC |  | 57290 | Northern Colorado Wind LLC | CO | Vertical | Logan | GE | Onshore Wind Turbine | WT |  | S | X | X |  |  | 22.5 |  | 22.5 | 22.5 | 7 | N |  |  | OP | X | 8 | 2009 | 2009 |  |  | N | IPP Non-CHP | IPP | IPP | 2 | X | WND | Renewable | 22.5 | 0 | 1 | 0
Operable | 56653 | Northern Colorado Wind LLC |  | 57290 | Northern Colorado Wind LLC | CO | Vertical | Logan | SIEM | Onshore Wind Turbine | WT |  | S | X | X |  |  | 151.8 |  | 151.8 | 151.8 | 0 | N |  |  | OP | X | 8 | 2009 | 2009 |  |  | N | IPP Non-CHP | IPP | IPP | 2 | X | WND | Renewable | 151.8 | 0 | 1 | 0
Operable | 13756 | Northern Indiana Pub Serv Co | Northern Indiana Pub Serv Co | 997 | Michigan City | IN | Vertical | LaPorte | 12 | Conventional Steam Coal | ST |  | S | X | X | NIPS.MICHCP12 | NIPS.MICHCP12 | 540 | 0.9 | 455 | 455 | 310 | N |  |  | OP | X | 5 | 1974 | Pre-2000 | 5 | 2028 | N | Electric Utility | Utility | Investor Owned Utility | 1 | X | SUB | Non-Renewable | 0 | 540 | 0 | 1 | BIT | NG
Operable | 13756 | Northern Indiana Pub Serv Co | Northern Indiana Pub Serv Co | 998 | Norway (IN) | IN | Vertical | White | 1 | Conventional Hydroelectric | HY |  | S | X | X | NIPS.NORWAPNOR | NIPS.NORWAPNOR | 2 | 0.85 | 1.1 | 1.1 | 0.5 | N |  |  | OP | X | 6 | 1923 | Pre-2000 |  |  | N | Electric Utility | Utility | Investor Owned Utility | 1 | X | WAT | Renewable | 2 | 0 | 1 | 0
Operable | 13756 | Northern Indiana Pub Serv Co | Northern Indiana Pub Serv Co | 998 | Norway (IN) | IN | Vertical | White | 2 | Conventional Hydroelectric | HY |  | S | X | X | NIPS.NORWAPNOR | NIPS.NORWAPNOR | 2 | 0.85 | 1.1 | 1.1 | 0.5 | N |  |  | OP | X | 6 | 1923 | Pre-2000 |  |  | N | Electric Utility | Utility | Investor Owned Utility | 1 | X | WAT | Renewable | 2 | 0 | 1 | 0
Operable | 13756 | Northern Indiana Pub Serv Co | Northern Indiana Pub Serv Co | 998 | Norway (IN) | IN | Vertical | White | 3 | Conventional Hydroelectric | HY |  | S | X | X | NIPS.NORWAPNOR | NIPS.NORWAPNOR | 2 | 0.85 | 1.1 | 1.1 | 0.5 | N |  |  | OP | X | 6 | 1923 | Pre-2000 |  |  | N | Electric Utility | Utility | Investor Owned Utility | 1 | X | WAT | Renewable | 2 | 0 | 1 | 0
Operable | 13756 | Northern Indiana Pub Serv Co | Northern Indiana Pub Serv Co | 998 | Norway (IN) | IN | Vertical | White | 4 | Conventional Hydroelectric | HY |  | S | X | X | NIPS.NORWAPNOR | NIPS.NORWAPNOR | 1.3 | 0.85 | 0.7 | 0.7 | 0.4 | N |  |  | OP | X | 6 | 1923 | Pre-2000 |  |  | N | Electric Utility | Utility | Investor Owned Utility | 1 | X | WAT | Renewable | 1.3 | 0 | 1 | 0
Operable | 13756 | Northern Indiana Pub Serv Co | Northern Indiana Pub Serv Co | 999 | Oakdale | IN | Vertical | Carroll | 1 | Conventional Hydroelectric | HY |  | S | X | X | NIPS.OAKDAPOAK | NIPS.OAKDAPOAK | 4.3 | 0.85 | 2.9 | 2.9 | 1.6 | N |  |  | OP | X | 11 | 1925 | Pre-2000 |  |  | N | Electric Utility | Utility | Investor Owned Utility | 1 | X | WAT | Renewable | 4.3 | 0 | 1 | 0
Operable | 13756 | Northern Indiana Pub Serv Co | Northern Indiana Pub Serv Co | 999 | Oakdale | IN | Vertical | Carroll | 2 | Conventional Hydroelectric | HY |  | S | X | X | NIPS.OAKDAPOAK | NIPS.OAKDAPOAK | 3.2 | 0.85 | 2.2 | 2.2 | 2.2 | N |  |  | OP | X | 11 | 1925 | Pre-2000 |  |  | N | Electric Utility | Utility | Investor Owned Utility | 1 | X | WAT | Renewable | 3.2 | 0 | 1 | 0
Operable | 13756 | Northern Indiana Pub Serv Co | Northern Indiana Pub Serv Co | 999 | Oakdale | IN | Vertical | Carroll | 3 | Conventional Hydroelectric | HY |  | S | X | X | NIPS.OAKDAPOAK | NIPS.OAKDAPOAK | 4.3 | 0.85 | 0.9 | 0.9 | 0.6 | N |  |  | OP | X | 11 | 1925 | Pre-2000 |  |  | N | Electric Utility | Utility | Investor Owned Utility | 1 | X | WAT | Renewable | 4.3 | 0 | 1 | 0
Operable | 13756 | Northern Indiana Pub Serv Co | Northern Indiana Pub Serv Co | 6085 | R M Schahfer | IN | Vertical | Jasper | 16A | Natural Gas Fired Combustion Turbine | GT |  | S | X | X | NIPS.SCHAHP16A | NIPS.SCHAHP16A | 129 | 0.9 | 78 | 78 | 70 | N |  |  | OP | X | 12 | 1979 | Pre-2000 |  |  | N | Electric Utility | Utility | Investor Owned Utility | 1 | X | NG | Non-Renewable | 0 | 129 | 0 | 1
Operable | 13756 | Northern Indiana Pub Serv Co | Northern Indiana Pub Serv Co | 6085 | R M Schahfer | IN | Vertical | Jasper | 16B | Natural Gas Fired Combustion Turbine | GT |  | S | X | X | NIPS.SCHAHP16B | NIPS.SCHAHP16B | 129 | 0.9 | 77 | 77 | 70 | N |  |  | OP | X | 12 | 1979 | Pre-2000 |  |  | N | Electric Utility | Utility | Investor Owned Utility | 1 | X | NG | Non-Renewable | 0 | 129 | 0 | 1
Operable | 13756 | Northern Indiana Pub Serv Co | Northern Indiana Pub Serv Co | 6085 | R M Schahfer | IN | Vertical | Jasper | 17 | Conventional Steam Coal | ST |  | S | X | X | NIPS.SCHAHP17 | NIPS.SCHAHP17 | 423.5 | 0.9 | 361 | 361 | 110 | N |  |  | OP | X | 4 | 1983 | Pre-2000 | 12 | 2025 | N | Electric Utility | Utility | Investor Owned Utility | 1 | X | BIT | Non-Renewable | 0 | 423.5 | 0 | 1 | NG
Operable | 13756 | Northern Indiana Pub Serv Co | Northern Indiana Pub Serv Co | 6085 | R M Schahfer | IN | Vertical | Jasper | 18 | Conventional Steam Coal | ST |  | S | X | X | NIPS.SCHAHP18 | NIPS.SCHAHP18 | 423.5 | 0.9 | 361 | 361 | 110 | N |  |  | OP | X | 2 | 1986 | Pre-2000 | 12 | 2025 | N | Electric Utility | Utility | Investor Owned Utility | 1 | X | BIT | Non-Renewable | 0 | 423.5 | 0 | 1 | NG
Operable | 13756 | Northern Indiana Pub Serv Co | Northern Indiana Pub Serv Co | 55364 | Sugar Creek Power | IN | Vertical | Vigo | CT01 | Natural Gas Fired Combined Cycle | CT | CC1 | S | X | N | CIN.CC.SUGRCK | CIN.CC.SUGRCK | 203.2 | 0.85 | 164.4 | 171.3 | 85 | N |  |  | OP | X | 6 | 2002 | 2002 |  |  | N | Electric Utility | Utility | Investor Owned Utility | 1 | X | NG | Non-Renewable | 0 | 203.2 | 0 | 1
Operable | 13756 | Northern Indiana Pub Serv Co | Northern Indiana Pub Serv Co | 55364 | Sugar Creek Power | IN | Vertical | Vigo | CT02 | Natural Gas Fired Combined Cycle | CT | CC1 | S | X | N | CIN.CC.SUGRCK | CIN.CC.SUGRCK | 203.2 | 0.85 | 162.2 | 210.3 | 85 | Y | 12 | 2023 | OP | X | 6 | 2002 | 2002 |  |  | N | Electric Utility | Utility | Investor Owned Utility | 1 | X | NG | Non-Renewable | 0 | 203.2 | 0 | 1
Operable | 13756 | Northern Indiana Pub Serv Co | Northern Indiana Pub Serv Co | 55364 | Sugar Creek Power | IN | Vertical | Vigo | ST1 | Natural Gas Fired Combined Cycle | CA | CC1 | S | Y | X | CIN.CC.SUGRCK | CIN.CC.SUGRCK | 213 | 0.85 | 218 | 218.6 | 130 | N |  |  | OP | X | 6 | 2003 | 2003 |  |  | N | Electric Utility | Utility | Investor Owned Utility | 1 | X | NG | Non-Renewable | 0 | 213 | 0 | 1
Operable | 65899 | Northern Lights Wind LLC (Longroad) |  | 56411 | Northern Lights Wind LLC | MN | Vertical | Pipestone | 1 | Onshore Wind Turbine | WT |  | J | X | X |  |  | 1.7 |  | 1.7 | 1.7 | 0 | N |  |  | OP | X | 12 | 2004 | 2004 |  |  | N | IPP Non-CHP | IPP | IPP | 2 | X | WND | Renewable | 1.7 | 0 | 1 | 0
Operable | 49901 | Northern Star Generation Services Co LLC |  | 54365 | Orange Cogeneration Facility | FL | Vertical | Polk | APC1 | Natural Gas Fired Combined Cycle | CT | CC1 | W | X | N |  |  | 60 | 0.9 | 43 | 43 | 10 | N |  |  | OP | X | 3 | 1995 | Pre-2000 |  |  | Y | IPP CHP | IPP | IPP | 3 | T | NG | Non-Renewable | 0 | 60 | 0 | 1
Operable | 49901 | Northern Star Generation Services Co LLC |  | 54365 | Orange Cogeneration Facility | FL | Vertical | Polk | APC2 | Natural Gas Fired Combined Cycle | CT | CC1 | W | X | N |  |  | 60 | 0.9 | 43 | 43 | 10 | N |  |  | OP | X | 2 | 1995 | Pre-2000 |  |  | Y | IPP CHP | IPP | IPP | 3 | T | NG | Non-Renewable | 0 | 60 | 0 | 1
Operable | 49901 | Northern Star Generation Services Co LLC |  | 54365 | Orange Cogeneration Facility | FL | Vertical | Polk | APC3 | Natural Gas Fired Combined Cycle | CA | CC1 | W | N | X |  |  | 37.2 | 0.85 | 24.6 | 24.6 | 5 | N |  |  | OP | X | 3 | 1995 | Pre-2000 |  |  | Y | IPP CHP | IPP | IPP | 3 | B | NG | Non-Renewable | 0 | 37.2 | 0 | 1
Operable | 49901 | Northern Star Generation Services Co LLC |  | 54426 | Mulberry Cogeneration Facility | FL | Vertical | Polk | GT1 | Natural Gas Fired Combined Cycle | CT | CC1 | W | X | N |  |  | 82 | 0.9 | 78 | 80 | 40 | N |  |  | OP | X | 5 | 1994 | Pre-2000 |  |  | Y | IPP CHP | IPP | IPP | 3 | T | NG | Non-Renewable | 0 | 82 | 0 | 1 | DFO
Operable | 49901 | Northern Star Generation Services Co LLC |  | 54426 | Mulberry Cogeneration Facility | FL | Vertical | Polk | ST1 | Natural Gas Fired Combined Cycle | CA | CC1 | W | N | X |  |  | 45.7 | 0.9 | 37 | 40 | 20 | N |  |  | OP | X | 7 | 1994 | Pre-2000 |  |  | Y | IPP CHP | IPP | IPP | 3 | B | NG | Non-Renewable | 0 | 45.7 | 0 | 1
Operable | 13781 | Northern States Power Co - Minnesota |  | 1756 | Saxon Falls | WI | Vertical | Iron | 1 | Conventional Hydroelectric | HY |  | S | X | X | Saxon Falls |  | 0.8 | 1 | 0.5 | 0.5 | 0.2 | N |  |  | OP | X | 1 | 1913 | Pre-2000 | 12 | 2064 | N | Electric Utility | Utility | Investor Owned Utility | 1 | X | WAT | Renewable | 0.8 | 0 | 1 | 0
Operable | 13781 | Northern States Power Co - Minnesota |  | 1756 | Saxon Falls | WI | Vertical | Iron | 2 | Conventional Hydroelectric | HY |  | S | X | X | Saxon Falls |  | 0.8 | 1 | 0.5 | 0.6 | 0.2 | N |  |  | OP | X | 1 | 1913 | Pre-2000 | 12 | 2064 | N | Electric Utility | Utility | Investor Owned Utility | 1 | X | WAT | Renewable | 0.8 | 0 | 1 | 0
Operable | 13781 | Northern States Power Co - Minnesota |  | 1757 | Superior Falls | MI | Vertical | Gogebic | 1 | Conventional Hydroelectric | HY |  | S | X | X | Superior Falls |  | 0.7 | 0.8 | 0.5 | 0.6 | 0.2 | N |  |  | OP | X | 1 | 1917 | Pre-2000 | 12 | 2064 | N | Electric Utility | Utility | Investor Owned Utility | 1 | X | WAT | Renewable | 0.7 | 0 | 1 | 0
Operable | 13781 | Northern States Power Co - Minnesota |  | 1757 | Superior Falls | MI | Vertical | Gogebic | 2 | Conventional Hydroelectric | HY |  | S | X | X | Superior Falls |  | 0.7 | 0.8 | 0.5 | 0.6 | 0.2 | N |  |  | OP | X | 1 | 1917 | Pre-2000 | 12 | 2064 | N | Electric Utility | Utility | Investor Owned Utility | 1 | X | WAT | Renewable | 0.7 | 0 | 1 | 0
Operable | 13781 | Northern States Power Co - Minnesota |  | 1904 | Black Dog | MN | Vertical | Dakota | 2 | Natural Gas Fired Combined Cycle | CA | BDS0 | S | Y | X | NSP BLK_DOG BLK_DO_2_UNIT | CC_BLACKDOG52 | 136.9 | 0.88 | 117 | 117 | 66 | N |  |  | OP | X | 10 | 1954 | Pre-2000 | 12 | 2031 | N | Electric Utility | Utility | Investor Owned Utility | 1 | X | NG | Non-Renewable | 0 | 136.9 | 0 | 1
Operable | 13781 | Northern States Power Co - Minnesota |  | 1904 | Black Dog | MN | Vertical | Dakota | 5 | Natural Gas Fired Combined Cycle | CT | BDS0 | S | X | Y | NSP BLK_DOG BLK_DO_5_UNIT | NSP BLK_DOG BLK_DO_5_UNIT | 187.9 | 0.85 | 165 | 181 | 94 | N |  |  | OP | X | 6 | 2002 | 2002 | 12 | 2031 | N | Electric Utility | Utility | Investor Owned Utility | 1 | X | NG | Non-Renewable | 0 | 187.9 | 0 | 1
Operable | 13781 | Northern States Power Co - Minnesota |  | 1904 | Black Dog | MN | Vertical | Dakota | 2025-06-01 | Natural Gas Fired Combustion Turbine | GT |  | S | X | X | NSP.BLKDO6 | NSP BLK_DOG BLK_DO_6_UNIT | 238 | 0.85 | 212 | 228 | 60 | N |  |  | OP | X | 4 | 2018 | 2018 | 12 | 2058 | N | Electric Utility | Utility | Investor Owned Utility | 1 | X | NG | Non-Renewable | 0 | 238 | 0 | 1
Operable | 13781 | Northern States Power Co - Minnesota |  | 1911 | Hennepin Island | MN | Vertical | Hennepin | 1 | Conventional Hydroelectric | HY |  | S | X | X | NSP MAIN_ST MAIN_S_1 | NSP MAIN_ST MAIN_S_1 | 2.8 | 0.9 | 1.2 | 1.4 | 0.6 | N |  |  | OP | X | 10 | 1954 | Pre-2000 |  |  | N | Electric Utility | Utility | Investor Owned Utility | 1 | X | WAT | Renewable | 2.8 | 0 | 1 | 0
Operable | 13781 | Northern States Power Co - Minnesota |  | 1911 | Hennepin Island | MN | Vertical | Hennepin | 2 | Conventional Hydroelectric | HY |  | S | X | X | NSP MAIN_ST MAIN_S_1 | NSP MAIN_ST MAIN_S_1 | 2.8 | 0.9 | 1.2 | 1.4 | 0.6 | N |  |  | OP | X | 3 | 1955 | Pre-2000 |  |  | N | Electric Utility | Utility | Investor Owned Utility | 1 | X | WAT | Renewable | 2.8 | 0 | 1 | 0
Operable | 13781 | Northern States Power Co - Minnesota |  | 1911 | Hennepin Island | MN | Vertical | Hennepin | 3 | Conventional Hydroelectric | HY |  | S | X | X | NSP MAIN_ST MAIN_S_1 | NSP MAIN_ST MAIN_S_1 | 2.8 | 0.9 | 1.2 | 1.4 | 0.6 | N |  |  | OP | X | 10 | 1955 | Pre-2000 |  |  | N | Electric Utility | Utility | Investor Owned Utility | 1 | X | WAT | Renewable | 2.8 | 0 | 1 | 0
Operable | 13781 | Northern States Power Co - Minnesota |  | 1911 | Hennepin Island | MN | Vertical | Hennepin | 4 | Conventional Hydroelectric | HY |  | S | X | X | NSP MAIN_ST MAIN_S_1 | NSP MAIN_ST MAIN_S_1 | 2.8 | 0.9 | 1.2 | 1.4 | 0.6 | N |  |  | OP | X | 10 | 1954 | Pre-2000 |  |  | N | Electric Utility | Utility | Investor Owned Utility | 1 | X | WAT | Renewable | 2.8 | 0 | 1 | 0
Operable | 13781 | Northern States Power Co - Minnesota |  | 1911 | Hennepin Island | MN | Vertical | Hennepin | 5 | Conventional Hydroelectric | HY |  | S | X | X | NSP MAIN_ST MAIN_S_1 | NSP MAIN_ST MAIN_S_1 | 2.5 | 0.8 | 1.3 | 1.5 | 0.6 | N |  |  | OP | X | 11 | 1955 | Pre-2000 |  |  | N | Electric Utility | Utility | Investor Owned Utility | 1 | X | WAT | Renewable | 2.5 | 0 | 1 | 0
Operable | 13781 | Northern States Power Co - Minnesota |  | 1912 | High Bridge | MN | Vertical | Ramsey | 7 | Natural Gas Fired Combined Cycle | CT | HBR0 | S | X | Y | NSP HIBRDGE HIBRDG_7_UNIT | NSP HIBRDGE HIBRDG_7_UNIT | 197 | 0.85 | 152 | 185 | 88 | N |  |  | OP | X | 5 | 2008 | 2008 |  |  | N | Electric Utility | Utility | Investor Owned Utility | 1 | X | NG | Non-Renewable | 0 | 197 | 0 | 1
Operable | 13781 | Northern States Power Co - Minnesota |  | 1912 | High Bridge | MN | Vertical | Ramsey | 8 | Natural Gas Fired Combined Cycle | CT | HBR0 | S | X | Y | NSP HIBRDGE HIBRDG_8_UNIT | NSP HIBRDGE HIBRDG_8_UNIT | 197 | 0.85 | 152 | 185 | 88 | N |  |  | OP | X | 5 | 2008 | 2008 |  |  | N | Electric Utility | Utility | Investor Owned Utility | 1 | X | NG | Non-Renewable | 0 | 197 | 0 | 1
Operable | 13781 | Northern States Power Co - Minnesota |  | 1912 | High Bridge | MN | Vertical | Ramsey | 9 | Natural Gas Fired Combined Cycle | CA | HBR0 | S | Y | X | NSP HIBRDGE HIBRD9_1_UNIT | NSP HIBRDGE HIBRD9_1_UNIT | 250 | 0.85 | 226 | 236 | 162 | N |  |  | OP | X | 5 | 2008 | 2008 |  |  | N | Electric Utility | Utility | Investor Owned Utility | 1 | X | NG | Non-Renewable | 0 | 250 | 0 | 1
Operable | 13781 | Northern States Power Co - Minnesota |  | 1913 | Inver Hills | MN | Vertical | Dakota | 1 | Natural Gas Fired Combustion Turbine | GT |  | S | X | X | NSP INVRHLS INVRHL_1_UNIT | NSP INVRHLS INVRHL_1_UNIT | 46.8 | 0.85 | 47 | 62 | 10 | N |  |  | OP | X | 4 | 1972 | Pre-2000 | 12 | 2026 | N | Electric Utility | Utility | Investor Owned Utility | 1 | X | NG | Non-Renewable | 0 | 46.8 | 0 | 1 | DFO
Operable | 13781 | Northern States Power Co - Minnesota |  | 1913 | Inver Hills | MN | Vertical | Dakota | 2 | Natural Gas Fired Combustion Turbine | GT |  | S | X | X | NSP INVRHLS INVRHL_2_UNIT | NSP INVRHLS INVRHL_2_UNIT | 46.8 | 0.85 | 47 | 62 | 10 | N |  |  | OP | X | 4 | 1972 | Pre-2000 | 12 | 2026 | N | Electric Utility | Utility | Investor Owned Utility | 1 | X | NG | Non-Renewable | 0 | 46.8 | 0 | 1 | DFO
Operable | 13781 | Northern States Power Co - Minnesota |  | 1913 | Inver Hills | MN | Vertical | Dakota | 3 | Natural Gas Fired Combustion Turbine | GT |  | S | X | X | NSP INVRHLS INVRHL_3_UNIT | NSP INVRHLS INVRHL_3_UNIT | 46.8 | 0.85 | 47 | 62 | 10 | N |  |  | OP | X | 4 | 1972 | Pre-2000 | 12 | 2026 | N | Electric Utility | Utility | Investor Owned Utility | 1 | X | NG | Non-Renewable | 0 | 46.8 | 0 | 1 | DFO
Operable | 13781 | Northern States Power Co - Minnesota |  | 1913 | Inver Hills | MN | Vertical | Dakota | 4 | Natural Gas Fired Combustion Turbine | GT |  | S | X | X | NSP INVRHLS INVRHL_4_UNIT | NSP INVRHLS INVRHL_4_UNIT | 46.8 | 0.85 | 47 | 62 | 10 | N |  |  | OP | X | 4 | 1972 | Pre-2000 | 12 | 2026 | N | Electric Utility | Utility | Investor Owned Utility | 1 | X | NG | Non-Renewable | 0 | 46.8 | 0 | 1 | DFO
Operable | 13781 | Northern States Power Co - Minnesota |  | 1913 | Inver Hills | MN | Vertical | Dakota | 5 | Natural Gas Fired Combustion Turbine | GT |  | S | X | X | NSP INVRHLS INVRHL_5_UNIT | NSP INVRHLS INVRHL_5_UNIT | 46.8 | 0.85 | 47 | 61 | 10 | N |  |  | OP | X | 4 | 1972 | Pre-2000 | 12 | 2026 | N | Electric Utility | Utility | Investor Owned Utility | 1 | X | NG | Non-Renewable | 0 | 46.8 | 0 | 1 | DFO
Operable | 13781 | Northern States Power Co - Minnesota |  | 1913 | Inver Hills | MN | Vertical | Dakota | 6 | Natural Gas Fired Combustion Turbine | GT |  | S | X | X | NSP INVRHLS INVRHL_6_UNIT | NSP INVRHLS INVRHL_6_UNIT | 46.8 | 0.85 | 47 | 62 | 10 | N |  |  | OP | X | 4 | 1972 | Pre-2000 | 12 | 2026 | N | Electric Utility | Utility | Investor Owned Utility | 1 | X | NG | Non-Renewable | 0 | 46.8 | 0 | 1 | DFO
Operable | 13781 | Northern States Power Co - Minnesota |  | 1913 | Inver Hills | MN | Vertical | Dakota | 7 | Petroleum Liquids | GT |  | S | X | X |  |  | 1.8 | 0.8 | 1.8 | 1.8 | 0.8 | N |  |  | SB | Y | 6 | 1997 | Pre-2000 | 12 | 2026 | N | Electric Utility | Utility | Investor Owned Utility | 1 | X | DFO | Non-Renewable | 0 | 1.8 | 0 | 1
Operable | 13781 | Northern States Power Co - Minnesota |  | 1913 | Inver Hills | MN | Vertical | Dakota | 8 | Petroleum Liquids | GT |  | S | X | X |  |  | 1.8 | 0.8 | 1.8 | 1.8 | 0.8 | N |  |  | SB | Y | 6 | 1997 | Pre-2000 | 12 | 2026 | N | Electric Utility | Utility | Investor Owned Utility | 1 | X | DFO | Non-Renewable | 0 | 1.8 | 0 | 1
Operable | 13781 | Northern States Power Co - Minnesota |  | 1915 | Allen S King | MN | Vertical | Washington | 1 | Conventional Steam Coal | ST |  | S | X | X | NSP KING KING_1_UNIT | NSP KING KING_1_UNIT | 598.4 | 0.85 | 511 | 511 | 345 | N |  |  | OP | X | 3 | 1958 | Pre-2000 | 1 | 2028 | N | Electric Utility | Utility | Investor Owned Utility | 1 | X | SUB | Non-Renewable | 0 | 598.4 | 0 | 1 | NG | DFO
Operable | 13781 | Northern States Power Co - Minnesota |  | 1922 | Monticello Nuclear Facility | MN | Vertical | Wright | 1 | Nuclear | ST |  | S | X | X | NSP MNTCELO MNTCEL_1_UNIT | NSP MNTCELO MNTCEL_1_UNIT | 685 | 0.95 | 617 | 646 | 500 | N |  |  | OP | X | 6 | 1971 | Pre-2000 |  |  | N | Electric Utility | Utility | Investor Owned Utility | 1 | X | NUC | Other | 0 | 0 | 0 | 0
Operable | 13781 | Northern States Power Co - Minnesota |  | 1925 | Prairie Island | MN | Vertical | Goodhue | 1 | Nuclear | ST |  | S | X | X | NSP PR_ISLD PR_ISL_1_UNIT | NSP PR_ISLD PR_ISL_1_UNIT | 593.1 | 0.9 | 521 | 546 | 500 | N |  |  | OP | X | 2 | 1974 | Pre-2000 |  |  | N | Electric Utility | Utility | Investor Owned Utility | 1 | X | NUC | Other | 0 | 0 | 0 | 0
Operable | 13781 | Northern States Power Co - Minnesota |  | 1925 | Prairie Island | MN | Vertical | Goodhue | 2 | Nuclear | ST |  | S | X | X | NSP PR_ISLD PR_ISL_2_UNIT | NSP PR_ISLD PR_ISL_2_UNIT | 593.1 | 0.9 | 519 | 546 | 500 | N |  |  | OP | X | 10 | 1974 | Pre-2000 |  |  | N | Electric Utility | Utility | Investor Owned Utility | 1 | X | NUC | Other | 0 | 0 | 0 | 0
Operable | 13781 | Northern States Power Co - Minnesota |  | 1926 | Red Wing | MN | Vertical | Goodhue | 1 | Municipal Solid Waste | ST |  | S | X | X | NSP REDWING REDWIN_1_UNIT | NSP REDWING REDWIN_1_UNIT | 11.5 | 0.85 | 9 | 9 | 6 | N |  |  | OP | X | 10 | 1949 | Pre-2000 | 12 | 2027 | N | Electric Utility | Utility | Investor Owned Utility | 1 | X | MSW | Renewable | 11.5 | 0 | 1 | 0 | WDS | NG
Operable | 13781 | Northern States Power Co - Minnesota |  | 1926 | Red Wing | MN | Vertical | Goodhue | 2 | Municipal Solid Waste | ST |  | S | X | X | NSP REDWING REDWIN_2_UNIT | NSP REDWING REDWIN_2_UNIT | 11.5 | 0.85 | 9 | 9 | 6 | N |  |  | OP | X | 11 | 1949 | Pre-2000 | 12 | 2027 | N | Electric Utility | Utility | Investor Owned Utility | 1 | X | MSW | Renewable | 11.5 | 0 | 1 | 0 | WDS | NG
Operable | 13781 | Northern States Power Co - Minnesota |  | 1927 | Riverside (MN) | MN | Vertical | Hennepin | 10 | Natural Gas Fired Combined Cycle | CT | RIV0 | S | X | Y | NSP RIVRSID RIVRS_10_UN | NSP RIVRSID RIVRS_10_UN | 210.6 | 0.9 | 147 | 171 | 79 | N |  |  | OP | X | 5 | 2009 | 2009 |  |  | N | Electric Utility | Utility | Investor Owned Utility | 1 | X | NG | Non-Renewable | 0 | 210.6 | 0 | 1 | DFO
Operable | 13781 | Northern States Power Co - Minnesota |  | 1927 | Riverside (MN) | MN | Vertical | Hennepin | 9 | Natural Gas Fired Combined Cycle | CT | RIV0 | S | X | Y | NSP RIVRSID RIVRSI_9_UN | NSP RIVRSID RIVRSI_9_UN | 210.6 | 0.9 | 147 | 171 | 79 | N |  |  | OP | X | 5 | 2009 | 2009 |  |  | N | Electric Utility | Utility | Investor Owned Utility | 1 | X | NG | Non-Renewable | 0 | 210.6 | 0 | 1 | DFO
Operable | 13781 | Northern States Power Co - Minnesota |  | 1927 | Riverside (MN) | MN | Vertical | Hennepin | ST7 | Natural Gas Fired Combined Cycle | CA | RIV0 | S | N | X | NSP RIVRSID RIVRSI_7_UN1 | NSP RIVRSID RIVRSI_7_UN1 | 164.7 | 0.9 | 160 | 158 | 76 | N |  |  | OP | X | 4 | 1987 | Pre-2000 |  |  | N | Electric Utility | Utility | Investor Owned Utility | 1 | X | NG | Non-Renewable | 0 | 164.7 | 0 | 1
Operable | 13781 | Northern States Power Co - Minnesota |  | 1934 | Wilmarth | MN | Vertical | Blue Earth | 1 | Municipal Solid Waste | ST |  | S | X | X | NSP WILMART WILMAR_1_UNIT | NSP WILMART WILMAR_1_UNIT | 12.5 | 0.8 | 9 | 9 | 1 | N |  |  | OP | X | 9 | 1948 | Pre-2000 | 12 | 2027 | N | Electric Utility | Utility | Investor Owned Utility | 1 | X | MSW | Renewable | 12.5 | 0 | 1 | 0 | NG
Operable | 13781 | Northern States Power Co - Minnesota |  | 1934 | Wilmarth | MN | Vertical | Blue Earth | 2 | Municipal Solid Waste | ST |  | S | X | X | NSP WILMART WILMAR_2_UNIT | NSP WILMART WILMAR_2_UNIT | 12.5 | 0.8 | 9 | 9 | 1 | N |  |  | OP | X | 3 | 1951 | Pre-2000 | 12 | 2027 | N | Electric Utility | Utility | Investor Owned Utility | 1 | X | MSW | Renewable | 12.5 | 0 | 1 | 0 | NG
Operable | 13781 | Northern States Power Co - Minnesota |  | 3982 | Bay Front | WI | Vertical | Ashland | 5 | Wood/Wood Waste Biomass | ST |  | S | X | X | NSP BAYFRNT BAYFRN_5_UNIT | NSP BAYFRNT BAYFRN_5_UNIT | 20 | 0.87 | 18 | 18 | 11 | N |  |  | OP | X | 1 | 1952 | Pre-2000 |  |  | N | Electric Utility | Utility | Investor Owned Utility | 1 | X | WDS | Renewable | 20 | 0 | 1 | 0 | TDF | NG
Operable | 13781 | Northern States Power Co - Minnesota |  | 3982 | Bay Front | WI | Vertical | Ashland | 6 | Natural Gas Steam Turbine | ST |  | S | X | X | NSP BAYFRNT BAYFRN_6_UNIT | NSP BAYFRNT BAYFRN_6_UNIT | 27.2 | 0.85 | 23 | 23 | 15 | N |  |  | OP | X | 1 | 1957 | Pre-2000 |  |  | N | Electric Utility | Utility | Investor Owned Utility | 1 | X | NG | Non-Renewable | 0 | 27.2 | 0 | 1
Operable | 13781 | Northern States Power Co - Minnesota |  | 3983 | Big Falls | WI | Vertical | Rusk | 1 | Conventional Hydroelectric | HY |  | S | X | X | NSP BIGFALL BIGFAL_A_UNIT | NSP BIGFALL BIGFAL_A_UNIT | 2.6 | 0.8 | 1.1 | 1 | 0.7 | N |  |  | OP | X | 1 | 1922 | Pre-2000 |  |  | N | Electric Utility | Utility | Investor Owned Utility | 1 | X | WAT | Renewable | 2.6 | 0 | 1 | 0
Operable | 13781 | Northern States Power Co - Minnesota |  | 3983 | Big Falls | WI | Vertical | Rusk | 2 | Conventional Hydroelectric | HY |  | S | X | X | NSP BIGFALL BIGFAL_A_UNIT | NSP BIGFALL BIGFAL_A_UNIT | 2.6 | 0.8 | 1.1 | 1 | 0.7 | N |  |  | OP | X | 1 | 1922 | Pre-2000 |  |  | N | Electric Utility | Utility | Investor Owned Utility | 1 | X | WAT | Renewable | 2.6 | 0 | 1 | 0
Operable | 13781 | Northern States Power Co - Minnesota |  | 3983 | Big Falls | WI | Vertical | Rusk | 3 | Conventional Hydroelectric | HY |  | S | X | X | NSP BIGFALL BIGFAL_A_UNIT | NSP BIGFALL BIGFAL_A_UNIT | 2.5 | 0.8 | 1.1 | 1 | 0.6 | N |  |  | OP | X | 9 | 1993 | Pre-2000 |  |  | N | Electric Utility | Utility | Investor Owned Utility | 1 | X | WAT | Renewable | 2.5 | 0 | 1 | 0
Operable | 13781 | Northern States Power Co - Minnesota |  | 3986 | Ladysmith Dam | WI | Vertical | Rusk | 1 | Conventional Hydroelectric | HY |  | S | X | X |  |  | 0.9 | 0.9 | 0.3 | 0.3 | 0.2 | N |  |  | OP | X | 1 | 1940 | Pre-2000 |  |  | N | Electric Utility | Utility | Investor Owned Utility | 1 | X | WAT | Renewable | 0.9 | 0 | 1 | 0
Operable | 13781 | Northern States Power Co - Minnesota |  | 3986 | Ladysmith Dam | WI | Vertical | Rusk | 2 | Conventional Hydroelectric | HY |  | S | X | X |  |  | 0.9 | 0.9 | 0.3 | 0.2 | 0.2 | N |  |  | OP | X | 1 | 1940 | Pre-2000 |  |  | N | Electric Utility | Utility | Investor Owned Utility | 1 | X | WAT | Renewable | 0.9 | 0 | 1 | 0
Operable | 13781 | Northern States Power Co - Minnesota |  | 3986 | Ladysmith Dam | WI | Vertical | Rusk | 3 | Conventional Hydroelectric | HY |  | S | X | X |  |  | 1.6 | 0.8 | 0.4 | 0.3 | 0.4 | N |  |  | OP | X | 11 | 1983 | Pre-2000 |  |  | N | Electric Utility | Utility | Investor Owned Utility | 1 | X | WAT | Renewable | 1.6 | 0 | 1 | 0
Operable | 13781 | Northern States Power Co - Minnesota |  | 3988 | Thornapple | WI | Vertical | Rusk | 1 | Conventional Hydroelectric | HY |  | S | X | X |  |  | 0.7 | 0.8 | 0.4 | 0.4 | 0.2 | N |  |  | OP | X | 1 | 1927 | Pre-2000 |  |  | N | Electric Utility | Utility | Investor Owned Utility | 1 | X | WAT | Renewable | 0.7 | 0 | 1 | 0
Operable | 13781 | Northern States Power Co - Minnesota |  | 3988 | Thornapple | WI | Vertical | Rusk | 2 | Conventional Hydroelectric | HY |  | S | X | X |  |  | 0.7 | 0.8 | 0.4 | 0.4 | 0.2 | N |  |  | OP | X | 1 | 1929 | Pre-2000 |  |  | N | Electric Utility | Utility | Investor Owned Utility | 1 | X | WAT | Renewable | 0.7 | 0 | 1 | 0
Operable | 13781 | Northern States Power Co - Minnesota |  | 3989 | White River (WI) | WI | Vertical | Ashland | 1 | Conventional Hydroelectric | HY |  | S | X | X |  |  | 0.5 | 1 | 0.2 | 0.2 | 0.1 | N |  |  | OP | X | 1 | 1907 | Pre-2000 | 7 | 2025 | N | Electric Utility | Utility | Investor Owned Utility | 1 | X | WAT | Renewable | 0.5 | 0 | 1 | 0
Operable | 13781 | Northern States Power Co - Minnesota |  | 3989 | White River (WI) | WI | Vertical | Ashland | 2 | Conventional Hydroelectric | HY |  | S | X | X |  |  | 0.5 | 1 | 0.2 | 0.2 | 0.1 | N |  |  | OP | X | 1 | 1907 | Pre-2000 | 7 | 2025 | N | Electric Utility | Utility | Investor Owned Utility | 1 | X | WAT | Renewable | 0.5 | 0 | 1 | 0
Operable | 13781 | Northern States Power Co - Minnesota |  | 3998 | Cedar Falls (WI) | WI | Vertical | Dunn | 1 | Conventional Hydroelectric | HY |  | S | X | X | NSP CEDARFAL CEDARF_A_UNIT | NSP CEDARFAL CEDARF_A_UNIT | 2 | 0.8 | 1.3 | 1.2 | 1.2 | N |  |  | OP | X | 1 | 1915 | Pre-2000 |  |  | N | Electric Utility | Utility | Investor Owned Utility | 1 | X | WAT | Renewable | 2 | 0 | 1 | 0
Operable | 13781 | Northern States Power Co - Minnesota |  | 3998 | Cedar Falls (WI) | WI | Vertical | Dunn | 2 | Conventional Hydroelectric | HY |  | S | X | X | NSP CEDARFAL CEDARF_A_UNIT | NSP CEDARFAL CEDARF_A_UNIT | 2 | 0.8 | 1.1 | 1.1 | 1.1 | N |  |  | OP | X | 1 | 1911 | Pre-2000 |  |  | N | Electric Utility | Utility | Investor Owned Utility | 1 | X | WAT | Renewable | 2 | 0 | 1 | 0
Operable | 13781 | Northern States Power Co - Minnesota |  | 3998 | Cedar Falls (WI) | WI | Vertical | Dunn | 3 | Conventional Hydroelectric | HY |  | S | X | X | NSP CEDARFAL CEDARF_A_UNIT | NSP CEDARFAL CEDARF_A_UNIT | 2 | 0.8 | 1.2 | 1.1 | 1.1 | N |  |  | OP | X | 1 | 1910 | Pre-2000 |  |  | N | Electric Utility | Utility | Investor Owned Utility | 1 | X | WAT | Renewable | 2 | 0 | 1 | 0
Operable | 13781 | Northern States Power Co - Minnesota |  | 4000 | Chippewa Falls | WI | Vertical | Chippewa | 1 | Conventional Hydroelectric | HY |  | S | X | X | NSP CHPFALLS CHP_TR1_UNIT | NSP CHPFALLS CHP_TR1_UNIT | 3.6 | 0.8 | 1.9 | 1.9 | 0.9 | N |  |  | OP | X | 1 | 1928 | Pre-2000 |  |  | N | Electric Utility | Utility | Investor Owned Utility | 1 | X | WAT | Renewable | 3.6 | 0 | 1 | 0
Operable | 13781 | Northern States Power Co - Minnesota |  | 4000 | Chippewa Falls | WI | Vertical | Chippewa | 2 | Conventional Hydroelectric | HY |  | S | X | X | NSP CHPFALLS CHP_TR1_UNIT | NSP CHPFALLS CHP_TR1_UNIT | 3.6 | 0.8 | 2.1 | 2.1 | 0.9 | N |  |  | OP | X | 1 | 1928 | Pre-2000 |  |  | N | Electric Utility | Utility | Investor Owned Utility | 1 | X | WAT | Renewable | 3.6 | 0 | 1 | 0
Operable | 13781 | Northern States Power Co - Minnesota |  | 4000 | Chippewa Falls | WI | Vertical | Chippewa | 3 | Conventional Hydroelectric | HY |  | S | X | X | NSP CHPFALLS CHP_TR1_UNIT | NSP CHPFALLS CHP_TR1_UNIT | 3.6 | 0.8 | 2 | 2 | 0.9 | N |  |  | OP | X | 1 | 1928 | Pre-2000 |  |  | N | Electric Utility | Utility | Investor Owned Utility | 1 | X | WAT | Renewable | 3.6 | 0 | 1 | 0
Operable | 13781 | Northern States Power Co - Minnesota |  | 4000 | Chippewa Falls | WI | Vertical | Chippewa | 4 | Conventional Hydroelectric | HY |  | S | X | X | NSP CHPFALLS CHP_TR1_UNIT | NSP CHPFALLS CHP_TR1_UNIT | 3.6 | 0.8 | 2 | 2 | 0.9 | N |  |  | OP | X | 1 | 1928 | Pre-2000 |  |  | N | Electric Utility | Utility | Investor Owned Utility | 1 | X | WAT | Renewable | 3.6 | 0 | 1 | 0
Operable | 13781 | Northern States Power Co - Minnesota |  | 4000 | Chippewa Falls | WI | Vertical | Chippewa | 5 | Conventional Hydroelectric | HY |  | S | X | X | NSP CHPFALLS CHP_TR1_UNIT | NSP CHPFALLS CHP_TR1_UNIT | 3.6 | 0.8 | 2 | 2 | 0.9 | N |  |  | OP | X | 1 | 1928 | Pre-2000 |  |  | N | Electric Utility | Utility | Investor Owned Utility | 1 | X | WAT | Renewable | 3.6 | 0 | 1 | 0
Operable | 13781 | Northern States Power Co - Minnesota |  | 4000 | Chippewa Falls | WI | Vertical | Chippewa | 6 | Conventional Hydroelectric | HY |  | S | X | X | NSP CHPFALLS CHP_TR1_UNIT | NSP CHPFALLS CHP_TR1_UNIT | 3.6 | 0.8 | 2.1 | 2.1 | 0.9 | N |  |  | OP | X | 1 | 1928 | Pre-2000 |  |  | N | Electric Utility | Utility | Investor Owned Utility | 1 | X | WAT | Renewable | 3.6 | 0 | 1 | 0
Operable | 13781 | Northern States Power Co - Minnesota |  | 4002 | Dells | WI | Vertical | Eau Claire | 1 | Conventional Hydroelectric | HY |  | S | X | X |  |  | 2.9 | 0.9 | 1.9 | 1.9 | 0.7 | N |  |  | OP | X | 1 | 1923 | Pre-2000 |  |  | N | Electric Utility | Utility | Investor Owned Utility | 1 | X | WAT | Renewable | 2.9 | 0 | 1 | 0
Operable | 13781 | Northern States Power Co - Minnesota |  | 4002 | Dells | WI | Vertical | Eau Claire | 2 | Conventional Hydroelectric | HY |  | S | X | X |  |  | 2.6 | 0.85 | 1.5 | 1.5 | 0.7 | N |  |  | OP | X | 1 | 1924 | Pre-2000 |  |  | N | Electric Utility | Utility | Investor Owned Utility | 1 | X | WAT | Renewable | 2.6 | 0 | 1 | 0
Operable | 13781 | Northern States Power Co - Minnesota |  | 4002 | Dells | WI | Vertical | Eau Claire | 3 | Conventional Hydroelectric | HY |  | S | X | X |  |  | 2.6 | 0.85 | 1.5 | 1.5 | 0.7 | N |  |  | OP | X | 1 | 1924 | Pre-2000 |  |  | N | Electric Utility | Utility | Investor Owned Utility | 1 | X | WAT | Renewable | 2.6 | 0 | 1 | 0
Operable | 13781 | Northern States Power Co - Minnesota |  | 4002 | Dells | WI | Vertical | Eau Claire | 4 | Conventional Hydroelectric | HY |  | S | X | X |  |  | 2.6 | 0.85 | 1.5 | 1.5 | 0.7 | N |  |  | OP | X | 1 | 1924 | Pre-2000 |  |  | N | Electric Utility | Utility | Investor Owned Utility | 1 | X | WAT | Renewable | 2.6 | 0 | 1 | 0
Operable | 13781 | Northern States Power Co - Minnesota |  | 4002 | Dells | WI | Vertical | Eau Claire | 5 | Conventional Hydroelectric | HY |  | S | X | X |  |  | 1.6 | 0.8 | 0.9 | 0.9 | 0.4 | N |  |  | OP | X | 1 | 1924 | Pre-2000 |  |  | N | Electric Utility | Utility | Investor Owned Utility | 1 | X | WAT | Renewable | 1.6 | 0 | 1 | 0
Operable | 13781 | Northern States Power Co - Minnesota |  | 4005 | French Island | WI | Vertical | La Crosse | 1 | Wood/Wood Waste Biomass | ST |  | S | X | X | NSP FRENCH_G FRENCH_1_UNIT | NSP FRENCH_G FRENCH_1_UNIT | 15.2 | 0.87 | 9 | 9 | 6 | N |  |  | OP | X | 1 | 1940 | Pre-2000 | 6 | 2030 | N | Electric Utility | Utility | Investor Owned Utility | 1 | X | WDS | Renewable | 15.2 | 0 | 1 | 0 | MSW | NG
Operable | 13781 | Northern States Power Co - Minnesota |  | 4005 | French Island | WI | Vertical | La Crosse | 2 | Wood/Wood Waste Biomass | ST |  | S | X | X | NSP FRENCH_G FRENCH_2_UNIT | NSP FRENCH_G FRENCH_2_UNIT | 15.2 | 0.87 | 7 | 7 | 6 | N |  |  | OP | X | 1 | 1948 | Pre-2000 | 6 | 2030 | N | Electric Utility | Utility | Investor Owned Utility | 1 | X | WDS | Renewable | 15.2 | 0 | 1 | 0 | MSW | NG
Operable | 13781 | Northern States Power Co - Minnesota |  | 4005 | French Island | WI | Vertical | La Crosse | 3 | Petroleum Liquids | GT |  | S | X | X | NSP FRENCH_G FRENCH_3_UNIT | NSP FRENCH_G FRENCH_3_UNIT | 78.8 | 0.9 | 61 | 81 | 22 | N |  |  | OP | X | 9 | 1974 | Pre-2000 | 6 | 2030 | N | Electric Utility | Utility | Investor Owned Utility | 1 | X | DFO | Non-Renewable | 0 | 78.8 | 0 | 1
Operable | 13781 | Northern States Power Co - Minnesota |  | 4005 | French Island | WI | Vertical | La Crosse | 4 | Petroleum Liquids | GT |  | S | X | X | NSP FRENCH_G FRENCH_4_UNIT | NSP FRENCH_G FRENCH_4_UNIT | 78.8 | 0.9 | 58 | 78 | 22 | N |  |  | OP | X | 11 | 1974 | Pre-2000 | 6 | 2030 | N | Electric Utility | Utility | Investor Owned Utility | 1 | X | DFO | Non-Renewable | 0 | 78.8 | 0 | 1
Operable | 13781 | Northern States Power Co - Minnesota |  | 4007 | Holcombe | WI | Vertical | Chippewa | 1 | Conventional Hydroelectric | HY |  | S | X | X | NSP HOLCOMB HOLC_HYD_UNIT | NSP HOLCOMB HOLC_HYD_UNIT | 11.3 | 0.9 | 7.3 | 7.3 | 2.8 | N |  |  | OP | X | 1 | 1950 | Pre-2000 |  |  | N | Electric Utility | Utility | Investor Owned Utility | 1 | X | WAT | Renewable | 11.3 | 0 | 1 | 0
Operable | 13781 | Northern States Power Co - Minnesota |  | 4007 | Holcombe | WI | Vertical | Chippewa | 2 | Conventional Hydroelectric | HY |  | S | X | X | NSP HOLCOMB HOLC_HYD_UNIT | NSP HOLCOMB HOLC_HYD_UNIT | 11.3 | 0.9 | 7.3 | 7.3 | 2.8 | N |  |  | OP | X | 1 | 1950 | Pre-2000 |  |  | N | Electric Utility | Utility | Investor Owned Utility | 1 | X | WAT | Renewable | 11.3 | 0 | 1 | 0
Operable | 13781 | Northern States Power Co - Minnesota |  | 4007 | Holcombe | WI | Vertical | Chippewa | 3 | Conventional Hydroelectric | HY |  | S | X | X | NSP HOLCOMB HOLC_HYD_UNIT | NSP HOLCOMB HOLC_HYD_UNIT | 11.3 | 0.9 | 7.3 | 7.3 | 2.8 | N |  |  | OP | X | 1 | 1950 | Pre-2000 |  |  | N | Electric Utility | Utility | Investor Owned Utility | 1 | X | WAT | Renewable | 11.3 | 0 | 1 | 0
Operable | 13781 | Northern States Power Co - Minnesota |  | 4008 | Jim Falls | WI | Vertical | Chippewa | 1 | Conventional Hydroelectric | HY |  | S | X | X | NSP JIM_FLS JIMF_HYD_UNIT | NSP JIM_FLS JIMF_HYD_UNIT | 29.6 | 0.93 | 12.3 | 12.3 | 7.4 | N |  |  | OP | X | 8 | 1988 | Pre-2000 |  |  | N | Electric Utility | Utility | Investor Owned Utility | 1 | X | WAT | Renewable | 29.6 | 0 | 1 | 0
Operable | 13781 | Northern States Power Co - Minnesota |  | 4008 | Jim Falls | WI | Vertical | Chippewa | 2 | Conventional Hydroelectric | HY |  | S | X | X | NSP JIM_FLS JIMF_HYD_UNIT | NSP JIM_FLS JIMF_HYD_UNIT | 29.6 | 0.93 | 12.5 | 12.5 | 7.4 | N |  |  | OP | X | 8 | 1988 | Pre-2000 |  |  | N | Electric Utility | Utility | Investor Owned Utility | 1 | X | WAT | Renewable | 29.6 | 0 | 1 | 0
Operable | 13781 | Northern States Power Co - Minnesota |  | 4008 | Jim Falls | WI | Vertical | Chippewa | 4 | Conventional Hydroelectric | HY |  | S | X | X | NSP JIM_FLS JIMF_HYD_UNIT | NSP JIM_FLS JIMF_HYD_UNIT | 0.6 | 1 | 0.2 | 0.2 | 0.2 | N |  |  | OP | X | 7 | 1988 | Pre-2000 |  |  | N | Electric Utility | Utility | Investor Owned Utility | 1 | X | WAT | Renewable | 0.6 | 0 | 1 | 0
Operable | 13781 | Northern States Power Co - Minnesota |  | 4009 | Menomonie | WI | Vertical | Dunn | 1 | Conventional Hydroelectric | HY |  | S | X | X | NSP MENOMONE MENOMO_A_UNIT | NSP MENOMONE MENOMO_A_UNIT | 2.7 | 0.9 | 1.1 | 1.2 | 0.7 | N |  |  | OP | X | 1 | 1958 | Pre-2000 |  |  | N | Electric Utility | Utility | Investor Owned Utility | 1 | X | WAT | Renewable | 2.7 | 0 | 1 | 0
Operable | 13781 | Northern States Power Co - Minnesota |  | 4009 | Menomonie | WI | Vertical | Dunn | 2 | Conventional Hydroelectric | HY |  | S | X | X | NSP MENOMONE MENOMO_A_UNIT | NSP MENOMONE MENOMO_A_UNIT | 2.7 | 0.9 | 1.1 | 1.2 | 0.6 | N |  |  | OP | X | 1 | 1958 | Pre-2000 |  |  | N | Electric Utility | Utility | Investor Owned Utility | 1 | X | WAT | Renewable | 2.7 | 0 | 1 | 0
Operable | 13781 | Northern States Power Co - Minnesota |  | 4011 | St Croix Falls | WI | Vertical | Polk | 1 | Conventional Hydroelectric | HY |  | S | X | X | NSP ST_CROIX STCR_HYD_UNIT | NSP ST_CROIX STCR_HYD_UNIT | 2.5 | 1 | 1.8 | 1.4 | 0.6 | N |  |  | OP | X | 1 | 1917 | Pre-2000 | 12 | 2027 | N | Electric Utility | Utility | Investor Owned Utility | 1 | X | WAT | Renewable | 2.5 | 0 | 1 | 0
Operable | 13781 | Northern States Power Co - Minnesota |  | 4011 | St Croix Falls | WI | Vertical | Polk | 2 | Conventional Hydroelectric | HY |  | S | X | X | NSP ST_CROIX STCR_HYD_UNIT | NSP ST_CROIX STCR_HYD_UNIT | 2.5 | 1 | 1.8 | 1.4 | 0.6 | N |  |  | OP | X | 1 | 1917 | Pre-2000 | 12 | 2027 | N | Electric Utility | Utility | Investor Owned Utility | 1 | X | WAT | Renewable | 2.5 | 0 | 1 | 0
Operable | 13781 | Northern States Power Co - Minnesota |  | 4011 | St Croix Falls | WI | Vertical | Polk | 3 | Conventional Hydroelectric | HY |  | S | X | X | NSP ST_CROIX STCR_HYD_UNIT | NSP ST_CROIX STCR_HYD_UNIT | 2.5 | 1 | 1.9 | 1.5 | 0.6 | N |  |  | OP | X | 1 | 1917 | Pre-2000 | 12 | 2027 | N | Electric Utility | Utility | Investor Owned Utility | 1 | X | WAT | Renewable | 2.5 | 0 | 1 | 0
Operable | 13781 | Northern States Power Co - Minnesota |  | 4011 | St Croix Falls | WI | Vertical | Polk | 4 | Conventional Hydroelectric | HY |  | S | X | X | NSP ST_CROIX STCR_HYD_UNIT | NSP ST_CROIX STCR_HYD_UNIT | 2.5 | 1 | 1.9 | 1.5 | 0.6 | N |  |  | OP | X | 1 | 1917 | Pre-2000 | 12 | 2027 | N | Electric Utility | Utility | Investor Owned Utility | 1 | X | WAT | Renewable | 2.5 | 0 | 1 | 0
Operable | 13781 | Northern States Power Co - Minnesota |  | 4011 | St Croix Falls | WI | Vertical | Polk | 5 | Conventional Hydroelectric | HY |  | S | X | X | NSP ST_CROIX STCR_HYD_UNIT | NSP ST_CROIX STCR_HYD_UNIT | 3.4 | 1 | 2 | 1.6 | 0.9 | N |  |  | OP | X | 1 | 1910 | Pre-2000 | 12 | 2027 | N | Electric Utility | Utility | Investor Owned Utility | 1 | X | WAT | Renewable | 3.4 | 0 | 1 | 0
Operable | 13781 | Northern States Power Co - Minnesota |  | 4011 | St Croix Falls | WI | Vertical | Polk | 6 | Conventional Hydroelectric | HY |  | S | X | X | NSP ST_CROIX STCR_HYD_UNIT | NSP ST_CROIX STCR_HYD_UNIT | 3.4 | 1 | 1.9 | 1.5 | 0.9 | N |  |  | OP | X | 1 | 1910 | Pre-2000 | 12 | 2027 | N | Electric Utility | Utility | Investor Owned Utility | 1 | X | WAT | Renewable | 3.4 | 0 | 1 | 0
Operable | 13781 | Northern States Power Co - Minnesota |  | 4011 | St Croix Falls | WI | Vertical | Polk | 7 | Conventional Hydroelectric | HY |  | S | X | X | NSP ST_CROIX STCR_HYD_UNIT | NSP ST_CROIX STCR_HYD_UNIT | 3.2 | 0.8 | 2 | 1.6 | 0.8 | N |  |  | OP | X | 1 | 1923 | Pre-2000 | 12 | 2027 | N | Electric Utility | Utility | Investor Owned Utility | 1 | X | WAT | Renewable | 3.2 | 0 | 1 | 0
Operable | 13781 | Northern States Power Co - Minnesota |  | 4011 | St Croix Falls | WI | Vertical | Polk | 8 | Conventional Hydroelectric | HY |  | S | X | X | NSP ST_CROIX STCR_HYD_UNIT | NSP ST_CROIX STCR_HYD_UNIT | 3.2 | 0.8 | 1.9 | 1.5 | 0.8 | N |  |  | OP | X | 1 | 1923 | Pre-2000 | 12 | 2027 | N | Electric Utility | Utility | Investor Owned Utility | 1 | X | WAT | Renewable | 3.2 | 0 | 1 | 0
Operable | 13781 | Northern States Power Co - Minnesota |  | 4012 | Trego | WI | Vertical | Washburn | 1 | Conventional Hydroelectric | HY |  | S | X | X |  |  | 0.7 | 0.8 | 0.4 | 0.4 | 0.2 | N |  |  | OP | X | 1 | 1927 | Pre-2000 | 11 | 2025 | N | Electric Utility | Utility | Investor Owned Utility | 1 | X | WAT | Renewable | 0.7 | 0 | 1 | 0
Operable | 13781 | Northern States Power Co - Minnesota |  | 4012 | Trego | WI | Vertical | Washburn | 2 | Conventional Hydroelectric | HY |  | S | X | X |  |  | 0.5 | 0.8 | 0.3 | 0.3 | 0.1 | N |  |  | OP | X | 1 | 1927 | Pre-2000 | 11 | 2025 | N | Electric Utility | Utility | Investor Owned Utility | 1 | X | WAT | Renewable | 0.5 | 0 | 1 | 0
Operable | 13781 | Northern States Power Co - Minnesota |  | 4014 | Wheaton | WI | Vertical | Chippewa | 1 | Natural Gas Fired Combustion Turbine | GT |  | S | X | X | NSP WHEATON2 WHEATO_1_UNIT | NSP WHEATON2 WHEATO_1_UNIT | 48.5 | 0.85 | 44 | 56 | 10 | N |  |  | OP | X | 1 | 1973 | Pre-2000 | 12 | 2025 | N | Electric Utility | Utility | Investor Owned Utility | 1 | X | NG | Non-Renewable | 0 | 48.5 | 0 | 1 | DFO
Operable | 13781 | Northern States Power Co - Minnesota |  | 4014 | Wheaton | WI | Vertical | Chippewa | 2 | Natural Gas Fired Combustion Turbine | GT |  | S | X | X | NSP WHEATON2 WHEATO_2_UNIT | NSP WHEATON2 WHEATO_2_UNIT | 48.5 | 0.85 | 51 | 66 | 10 | N |  |  | OP | X | 4 | 1973 | Pre-2000 | 12 | 2025 | N | Electric Utility | Utility | Investor Owned Utility | 1 | X | NG | Non-Renewable | 0 | 48.5 | 0 | 1 | DFO
Operable | 13781 | Northern States Power Co - Minnesota |  | 4014 | Wheaton | WI | Vertical | Chippewa | 3 | Natural Gas Fired Combustion Turbine | GT |  | S | X | X | NSP WHEATON2 WHEATO_3_UNIT | NSP WHEATON2 WHEATO_3_UNIT | 48.5 | 0.85 | 44 | 56 | 10 | N |  |  | OP | X | 4 | 1973 | Pre-2000 | 12 | 2025 | N | Electric Utility | Utility | Investor Owned Utility | 1 | X | NG | Non-Renewable | 0 | 48.5 | 0 | 1 | DFO
Operable | 13781 | Northern States Power Co - Minnesota |  | 4014 | Wheaton | WI | Vertical | Chippewa | 4 | Natural Gas Fired Combustion Turbine | GT |  | S | X | X | NSP WHEATON2 WHEATO_4_UNIT | NSP WHEATON2 WHEATO_4_UNIT | 48.5 | 0.85 | 47 | 61 | 10 | N |  |  | OP | X | 4 | 1973 | Pre-2000 | 12 | 2025 | N | Electric Utility | Utility | Investor Owned Utility | 1 | X | NG | Non-Renewable | 0 | 48.5 | 0 | 1 | DFO
Operable | 13781 | Northern States Power Co - Minnesota |  | 4014 | Wheaton | WI | Vertical | Chippewa | 6 | Petroleum Liquids | GT |  | S | X | X | NSP WHEATON2 WHEATO_6_UNIT | NSP WHEATON2 WHEATO_6_UNIT | 53.1 | 0.85 | 48 | 70 | 25 | N |  |  | OP | X | 6 | 1973 | Pre-2000 | 12 | 2025 | N | Electric Utility | Utility | Investor Owned Utility | 1 | X | DFO | Non-Renewable | 0 | 53.1 | 0 | 1
Operable | 13781 | Northern States Power Co - Minnesota |  | 4015 | Wissota | WI | Vertical | Chippewa | 1 | Conventional Hydroelectric | HY |  | S | X | X | NSP WISSOTA WIS_TR3_UNIT | NSP WISSOTA WIS_TR3_UNIT | 6 | 0.8 | 3 | 3 | 1.5 | N |  |  | OP | X | 1 | 1917 | Pre-2000 |  |  | N | Electric Utility | Utility | Investor Owned Utility | 1 | X | WAT | Renewable | 6 | 0 | 1 | 0
Operable | 13781 | Northern States Power Co - Minnesota |  | 4015 | Wissota | WI | Vertical | Chippewa | 2 | Conventional Hydroelectric | HY |  | S | X | X | NSP WISSOTA WIS_TR3_UNIT | NSP WISSOTA WIS_TR3_UNIT | 7.7 | 0.85 | 3.1 | 3.1 | 1.5 | N |  |  | OP | X | 1 | 1917 | Pre-2000 |  |  | N | Electric Utility | Utility | Investor Owned Utility | 1 | X | WAT | Renewable | 7.7 | 0 | 1 | 0
Operable | 13781 | Northern States Power Co - Minnesota |  | 4015 | Wissota | WI | Vertical | Chippewa | 3 | Conventional Hydroelectric | HY |  | S | X | X | NSP WISSOTA WIS_TR3_UNIT | NSP WISSOTA WIS_TR3_UNIT | 6 | 0.8 | 3 | 3 | 1.5 | N |  |  | OP | X | 1 | 1917 | Pre-2000 |  |  | N | Electric Utility | Utility | Investor Owned Utility | 1 | X | WAT | Renewable | 6 | 0 | 1 | 0
Operable | 13781 | Northern States Power Co - Minnesota |  | 4015 | Wissota | WI | Vertical | Chippewa | 4 | Conventional Hydroelectric | HY |  | S | X | X | NSP WISSOTA WIS_TR4_UNIT | NSP WISSOTA WIS_TR4_UNIT | 7.7 | 0.85 | 3 | 3 | 1.5 | N |  |  | OP | X | 1 | 1917 | Pre-2000 |  |  | N | Electric Utility | Utility | Investor Owned Utility | 1 | X | WAT | Renewable | 7.7 | 0 | 1 | 0
Operable | 13781 | Northern States Power Co - Minnesota |  | 4015 | Wissota | WI | Vertical | Chippewa | 5 | Conventional Hydroelectric | HY |  | S | X | X | NSP WISSOTA WIS_TR4_UNIT | NSP WISSOTA WIS_TR4_UNIT | 6 | 0.8 | 2.9 | 2.9 | 1.5 | N |  |  | OP | X | 1 | 1917 | Pre-2000 |  |  | N | Electric Utility | Utility | Investor Owned Utility | 1 | X | WAT | Renewable | 6 | 0 | 1 | 0
Operable | 13781 | Northern States Power Co - Minnesota |  | 4015 | Wissota | WI | Vertical | Chippewa | 6 | Conventional Hydroelectric | HY |  | S | X | X | NSP WISSOTA WIS_TR4_UNIT | NSP WISSOTA WIS_TR4_UNIT | 6 | 0.8 | 3 | 3 | 1.5 | N |  |  | OP | X | 1 | 1917 | Pre-2000 |  |  | N | Electric Utility | Utility | Investor Owned Utility | 1 | X | WAT | Renewable | 6 | 0 | 1 | 0
Operable | 13781 | Northern States Power Co - Minnesota |  | 6086 | Cornell | WI | Vertical | Chippewa | 1 | Conventional Hydroelectric | HY |  | S | X | X | NSP CORNELL2 CORN_HYD_UNIT | NSP CORNELL2 CORN_HYD_UNIT | 11.5 | 0.9 | 6.2 | 6.2 | 2.9 | N |  |  | OP | X | 7 | 1976 | Pre-2000 |  |  | N | Electric Utility | Utility | Investor Owned Utility | 1 | X | WAT | Renewable | 11.5 | 0 | 1 | 0
Operable | 13781 | Northern States Power Co - Minnesota |  | 6086 | Cornell | WI | Vertical | Chippewa | 2 | Conventional Hydroelectric | HY |  | S | X | X | NSP CORNELL2 CORN_HYD_UNIT | NSP CORNELL2 CORN_HYD_UNIT | 11.5 | 0.9 | 6.4 | 6.4 | 2.9 | N |  |  | OP | X | 8 | 1976 | Pre-2000 |  |  | N | Electric Utility | Utility | Investor Owned Utility | 1 | X | WAT | Renewable | 11.5 | 0 | 1 | 0
Operable | 13781 | Northern States Power Co - Minnesota |  | 6086 | Cornell | WI | Vertical | Chippewa | 3 | Conventional Hydroelectric | HY |  | S | X | X | NSP CORNELL2 CORN_HYD_UNIT | NSP CORNELL2 CORN_HYD_UNIT | 11.5 | 0.9 | 6.9 | 6.9 | 2.9 | N |  |  | OP | X | 7 | 1976 | Pre-2000 |  |  | N | Electric Utility | Utility | Investor Owned Utility | 1 | X | WAT | Renewable | 11.5 | 0 | 1 | 0
Operable | 13781 | Northern States Power Co - Minnesota |  | 6086 | Cornell | WI | Vertical | Chippewa | 4 | Conventional Hydroelectric | HY |  | S | X | X | NSP CORNELL2 CORN_HYD_UNIT | NSP CORNELL2 CORN_HYD_UNIT | 0.8 | 0.8 | 0.4 | 0.4 | 0.2 | N |  |  | OP | X | 4 | 1977 | Pre-2000 |  |  | N | Electric Utility | Utility | Investor Owned Utility | 1 | X | WAT | Renewable | 0.8 | 0 | 1 | 0
Operable | 13781 | Northern States Power Co - Minnesota |  | 6090 | Sherburne County | MN | Vertical | Sherburne | 1 | Conventional Steam Coal | ST |  | S | X | X | NSP SHERCO SHERCO_1_UNIT | NSP SHERCO SHERCO_1_UNIT | 765.3 | 0.91 | 680 | 680 | 260 | N |  |  | OP | X | 4 | 1976 | Pre-2000 | 12 | 2025 | Y | Electric Utility | Utility | Investor Owned Utility | 1 | T | SUB | Non-Renewable | 0 | 765.3 | 0 | 1 | DFO
Operable | 13781 | Northern States Power Co - Minnesota |  | 6090 | Sherburne County | MN | Vertical | Sherburne | 3 | Conventional Steam Coal | ST |  | J | X | X | NSP SHERCO SHERCN_3_UNIT | NSP SHERCO SHERCN_3_UNIT | 938.7 | 0.9 | 876 | 876 | 400 | N |  |  | OP | X | 10 | 1987 | Pre-2000 | 12 | 2034 | N | Electric Utility | Utility | Investor Owned Utility | 1 | X | SUB | Non-Renewable | 0 | 938.7 | 0 | 1 | DFO
Operable | 13781 | Northern States Power Co - Minnesota |  | 6231 | Apple River | WI | Vertical | St Croix | 1 | Conventional Hydroelectric | HY |  | S | X | X |  |  | 0.8 | 1 | 0.4 | 0.5 | 0.2 | N |  |  | OP | X | 1 | 1901 | Pre-2000 | 12 | 2044 | N | Electric Utility | Utility | Investor Owned Utility | 1 | X | WAT | Renewable | 0.8 | 0 | 1 | 0
Operable | 13781 | Northern States Power Co - Minnesota |  | 6231 | Apple River | WI | Vertical | St Croix | 3 | Conventional Hydroelectric | HY |  | S | X | X |  |  | 0.8 | 1 | 0.5 | 0.6 | 0.2 | N |  |  | OP | X | 1 | 1901 | Pre-2000 | 12 | 2044 | N | Electric Utility | Utility | Investor Owned Utility | 1 | X | WAT | Renewable | 0.8 | 0 | 1 | 0
Operable | 13781 | Northern States Power Co - Minnesota |  | 6231 | Apple River | WI | Vertical | St Croix | 4 | Conventional Hydroelectric | HY |  | S | X | X |  |  | 0.8 | 1 | 0.5 | 0.6 | 0.2 | N |  |  | OP | X | 1 | 1901 | Pre-2000 | 12 | 2044 | N | Electric Utility | Utility | Investor Owned Utility | 1 | X | WAT | Renewable | 0.8 | 0 | 1 | 0
Operable | 13781 | Northern States Power Co - Minnesota |  | 7237 | Angus Anson | SD | Vertical | Minnehaha | 1 | Natural Gas Fired Combustion Turbine | GT |  | S | X | X | NSP ANSON ANSON_2_UNIT | NSP ANSON ANSON_2_UNIT | 119.7 | 0.9 | 90 | 109 | 45 | N |  |  | OP | X | 8 | 1994 | Pre-2000 | 12 | 2025 | N | Electric Utility | Utility | Investor Owned Utility | 1 | X | NG | Non-Renewable | 0 | 119.7 | 0 | 1 | DFO
Operable | 13781 | Northern States Power Co - Minnesota |  | 7237 | Angus Anson | SD | Vertical | Minnehaha | 2 | Natural Gas Fired Combustion Turbine | GT |  | S | X | X | NSP ANSON ANSON_3_UNIT | NSP ANSON ANSON_3_UNIT | 119.7 | 0.9 | 90 | 109 | 45 | N |  |  | OP | X | 8 | 1994 | Pre-2000 | 12 | 2025 | N | Electric Utility | Utility | Investor Owned Utility | 1 | X | NG | Non-Renewable | 0 | 119.7 | 0 | 1 | DFO
Operable | 13781 | Northern States Power Co - Minnesota |  | 7237 | Angus Anson | SD | Vertical | Minnehaha | 4 | Natural Gas Fired Combustion Turbine | GT |  | S | X | X | NSP ANSON ANSON_4_UNIT | NSP ANSON ANSON_4_UNIT | 166.3 | 0.85 | 147 | 168 | 90 | N |  |  | OP | X | 6 | 2005 | 2005 |  |  | N | Electric Utility | Utility | Investor Owned Utility | 1 | X | NG | Non-Renewable | 0 | 166.3 | 0 | 1
Operable | 13781 | Northern States Power Co - Minnesota |  | 8027 | Blue Lake | MN | Vertical | Scott | 1 | Petroleum Liquids | GT |  | S | X | X | NSP BLUE_LK BLUE_L_1_UNIT | NSP BLUE_LK BLUE_L_1_UNIT | 56.7 | 0.9 | 36 | 46 | 19 | N |  |  | OP | X | 3 | 1974 | Pre-2000 | 12 | 2025 | N | Electric Utility | Utility | Investor Owned Utility | 1 | X | DFO | Non-Renewable | 0 | 56.7 | 0 | 1
Operable | 13781 | Northern States Power Co - Minnesota |  | 8027 | Blue Lake | MN | Vertical | Scott | 2 | Petroleum Liquids | GT |  | S | X | X | NSP BLUE_LK BLUE_L_2_UNIT | NSP BLUE_LK BLUE_L_2_UNIT | 56.7 | 0.9 | 36 | 46 | 19 | N |  |  | OP | X | 3 | 1974 | Pre-2000 | 12 | 2025 | N | Electric Utility | Utility | Investor Owned Utility | 1 | X | DFO | Non-Renewable | 0 | 56.7 | 0 | 1
Operable | 13781 | Northern States Power Co - Minnesota |  | 8027 | Blue Lake | MN | Vertical | Scott | 3 | Petroleum Liquids | GT |  | S | X | X | NSP BLUE_LK BLUE_L_3_UNIT | NSP BLUE_LK BLUE_L_3_UNIT | 56.7 | 0.9 | 36 | 46 | 19 | N |  |  | OP | X | 3 | 1974 | Pre-2000 | 12 | 2025 | N | Electric Utility | Utility | Investor Owned Utility | 1 | X | DFO | Non-Renewable | 0 | 56.7 | 0 | 1
Operable | 13781 | Northern States Power Co - Minnesota |  | 8027 | Blue Lake | MN | Vertical | Scott | 4 | Petroleum Liquids | GT |  | S | X | X | NSP BLUE_LK BLUE_L_4_UNIT | NSP BLUE_LK BLUE_L_4_UNIT | 56.7 | 0.9 | 39 | 54 | 32 | N |  |  | OP | X | 4 | 1974 | Pre-2000 | 12 | 2025 | N | Electric Utility | Utility | Investor Owned Utility | 1 | X | DFO | Non-Renewable | 0 | 56.7 | 0 | 1
Operable | 13781 | Northern States Power Co - Minnesota |  | 8027 | Blue Lake | MN | Vertical | Scott | 7 | Natural Gas Fired Combustion Turbine | GT |  | S | X | X | NSP BLUE_LK BLUE_L_7_UNIT | NSP BLUE_LK BLUE_L_7_UNIT | 166.3 | 0.85 | 150 | 174 | 100 | N |  |  | OP | X | 6 | 2005 | 2005 |  |  | N | Electric Utility | Utility | Investor Owned Utility | 1 | X | NG | Non-Renewable | 0 | 166.3 | 0 | 1
Operable | 13781 | Northern States Power Co - Minnesota |  | 8027 | Blue Lake | MN | Vertical | Scott | 8 | Natural Gas Fired Combustion Turbine | GT |  | S | X | X | NSP BLUE_LK BLUE_L_8_UNIT | NSP BLUE_LK BLUE_L_8_UNIT | 166.3 | 0.85 | 150 | 177 | 100 | N |  |  | OP | X | 6 | 2005 | 2005 |  |  | N | Electric Utility | Utility | Investor Owned Utility | 1 | X | NG | Non-Renewable | 0 | 166.3 | 0 | 1
Operable | 13781 | Northern States Power Co - Minnesota |  | 55265 | Lake Benton II | MN | Vertical | Pipestone | EXIS | Onshore Wind Turbine | WT |  | S | X | X |  |  | 100.2 |  | 103.5 | 103.5 | 5.2 | N |  |  | OP | X | 6 | 1999 | Pre-2000 |  |  | N | Electric Utility | Utility | Investor Owned Utility | 1 | X | WND | Renewable | 100.2 | 0 | 1 | 0
Operable | 13781 | Northern States Power Co - Minnesota |  | 56424 | Mower County Wind Energy Center | MN | Vertical | Mower | 1 | Onshore Wind Turbine | WT |  | S | X | X |  |  | 98.9 |  | 98.9 | 98.9 | 4.9 | N |  |  | OP | X | 12 | 2006 | 2006 |  |  | N | Electric Utility | Utility | Investor Owned Utility | 1 | X | WND | Renewable | 98.9 | 0 | 1 | 0
Operable | 13781 | Northern States Power Co - Minnesota |  | 56750 | Jeffers Wind 20 LLC | MN | Vertical | Cottonwood | 1 | Onshore Wind Turbine | WT |  | J | X | X | MISO | MISO | 50 |  | 50 | 50 | 1 | N |  |  | OP | X | 10 | 2008 | 2008 |  |  | N | Electric Utility | Utility | Investor Owned Utility | 1 | X | WND | Renewable | 50 | 0 | 1 | 0
Operable | 13781 | Northern States Power Co - Minnesota |  | 56994 | Grand Meadow | MN | Vertical | Mower | WND67 | Onshore Wind Turbine | WT |  | S | X | X | NSP GDMNSP GDMEADOW_UNIT | NSP GDMNSP GDMEADOW_UNIT | 100.5 |  | 100.5 | 100.5 | 1 | N |  |  | OP | X | 12 | 2008 | 2008 |  |  | N | Electric Utility | Utility | Investor Owned Utility | 1 | X | WND | Renewable | 100.5 | 0 | 1 | 0
Operable | 13781 | Northern States Power Co - Minnesota |  | 57047 | Nobles Wind Project | MN | Vertical | Nobles | 1 | Onshore Wind Turbine | WT |  | S | X | X | NSP NOBLES NOBLES_CWS1 | NSP NOBLES NOBLES_CWS1 | 201 |  | 200 | 200 | 1 | N |  |  | OP | X | 12 | 2010 | 2010 |  |  | N | Electric Utility | Utility | Investor Owned Utility | 1 | X | WND | Renewable | 201 | 0 | 1 | 0
Operable | 13781 | Northern States Power Co - Minnesota |  | 57385 | Community Wind North LLC | MN | Vertical | Lincoln | 34505 | Onshore Wind Turbine | WT |  | J | X | X | MISO | MISO | 30 |  | 30 | 30 | 1 | N |  |  | OP | X | 5 | 2011 | 2011 |  |  | N | Electric Utility | Utility | Investor Owned Utility | 1 | X | WND | Renewable | 30 | 0 | 1 | 0
Operable | 13781 | Northern States Power Co - Minnesota |  | 58658 | Courtenay Wind Farm | ND | Vertical | Stutsman | 1 | Onshore Wind Turbine | WT |  | S | X | X | COURTENAY WIND |  | 200 |  | 195 | 195 | 29.6 | N |  |  | OP | X | 12 | 2016 | 2016 |  |  | N | Electric Utility | Utility | Investor Owned Utility | 1 | X | WND | Renewable | 200 | 0 | 1 | 0
Operable | 13781 | Northern States Power Co - Minnesota |  | 59200 | Border Winds Wind Farm | ND | Vertical | Rolette | 1 | Onshore Wind Turbine | WT |  | S | X | X | OTP BORDER WIND FARM | OTP BORDER WIND FARM | 150 |  | 148 | 148 | 1 | N |  |  | OP | X | 8 | 2015 | 2015 |  |  | N | Electric Utility | Utility | Investor Owned Utility | 1 | X | WND | Renewable | 150 | 0 | 1 | 0
Operable | 13781 | Northern States Power Co - Minnesota |  | 59201 | Pleasant Valley Wind Farm | MN | Vertical | Mower | 1 | Onshore Wind Turbine | WT |  | S | X | X | NSP PVWFCNSP PROGRESS_WIND | NSP PVWFCNSP PROGRESS_WIND | 200 |  | 196 | 196 | 1 | N |  |  | OP | X | 8 | 2015 | 2015 |  |  | N | Electric Utility | Utility | Investor Owned Utility | 1 | X | WND | Renewable | 200 | 0 | 1 | 0
Operable | 13781 | Northern States Power Co - Minnesota |  | 60504 | Blazing Star Wind Farm 1 | MN | Vertical | Lincoln | BLZG1 | Onshore Wind Turbine | WT |  | S | X | X | NSP. BSTAR1.WND | NSP. BSTAR1.WND | 200 |  | 200 | 200 | 1 | N |  |  | OP | X | 4 | 2020 | 2020 |  |  | N | Electric Utility | Utility | Investor Owned Utility | 1 | X | WND | Renewable | 200 | 0 | 1 | 0
Operable | 13781 | Northern States Power Co - Minnesota |  | 61650 | Blazing Star 2 Wind Farm | MN | Vertical | Lincoln | BLZS2 | Onshore Wind Turbine | WT |  | S | X | X | NSP.BSTAR2.WND | NSP.BSTAR2.WND | 200 |  | 200 | 200 | 1 | N |  |  | OP | X | 1 | 2021 | 2021 |  |  | N | Electric Utility | Utility | Investor Owned Utility | 1 | X | WND | Renewable | 200 | 0 | 1 | 0
Operable | 13781 | Northern States Power Co - Minnesota |  | 63269 | Crowned Ridge Wind II Energy Center | SD | Vertical | Codington | CRW2 | Onshore Wind Turbine | WT |  | S | X | X |  |  | 200.6 |  | 200.6 | 200.6 | 1 | N |  |  | OP | X | 12 | 2020 | 2020 |  |  | N | Electric Utility | Utility | Investor Owned Utility | 1 | X | WND | Renewable | 200.6 | 0 | 1 | 0
Operable | 13781 | Northern States Power Co - Minnesota |  | 64623 | Freeborn Wind Farm | MN | Vertical | Freeborn | FBW01 | Onshore Wind Turbine | WT |  | S | X | X | ALTW.FRBRN.WND | ALTW.FRBRN.WND | 218 |  | 200 | 200 | 1 | N |  |  | OP | X | 5 | 2021 | 2021 |  |  | N | Electric Utility | Utility | Investor Owned Utility | 1 | X | WND | Renewable | 218 | 0 | 1 | 0
Operable | 13781 | Northern States Power Co - Minnesota |  | 65713 | Rock Aetna Power Partners | MN | Vertical | Murray | 32005 | Onshore Wind Turbine | WT |  | S | X | X |  |  | 20 |  | 20 | 20 | 2.3 | N |  |  | OP | X | 12 | 2022 | 2022 |  |  | N | Electric Utility | Utility | Investor Owned Utility | 1 | X | WND | Renewable | 20 | 0 | 1 | 0
Operable | 13781 | Northern States Power Co - Minnesota |  | 65714 | Northern Wind | MN | Vertical | Murray | 32004 | Onshore Wind Turbine | WT |  | S | X | X |  |  | 100 |  | 100 | 100 | 2.2 | N |  |  | OP | X | 1 | 2023 | 2023 |  |  | N | Electric Utility | Utility | Investor Owned Utility | 1 | X | WND | Renewable | 100 | 0 | 1 | 0
Operable | 13788 | Northern Wasco County PUD |  | 7431 | Dalles Dam North Fishway Project | OR | Vertical | Wasco | 1 | Conventional Hydroelectric | HY |  | S | X | X |  |  | 6.5 | 0.9 | 5 | 5 | 5 | N |  |  | OP | X | 5 | 1991 | Pre-2000 |  |  | N | Electric Utility | Utility | Other | 1 | X | WAT | Renewable | 6.5 | 0 | 1 | 0
Operable | 13788 | Northern Wasco County PUD |  | 7511 | McNary Dam Fish Attraction Project | WA | Vertical | Benton | 1 | Conventional Hydroelectric | HY |  | J | X | X |  |  | 10 | 0.9 | 9 | 9 | 8.5 | N |  |  | OP | X | 11 | 1997 | Pre-2000 |  |  | N | Electric Utility | Utility | Other | 1 | X | WAT | Renewable | 10 | 0 | 1 | 0
Operable | 59893 | Northern Water Hydropower Enterprise |  | 60119 | Granby Hydro | CO | Vertical | Grand | GEN1 | Conventional Hydroelectric | HY |  | S | X | X |  |  | 1.2 | 1 | 1.2 | 0.2 | 0.2 | N |  |  | OP | X | 5 | 2016 | 2016 |  |  | N | Commercial Non-CHP | Customer Sited | Other | 4 | X | WAT | Renewable | 1.2 | 0 | 1 | 0
Operable | 61013 | Northern Westchester Hospital |  | 61378 | Northern Westchester Hospital | NY | Restructured | Westchester | 1 | Petroleum Liquids | IC |  | S | X | X |  |  | 1 | 0.8 | 1 | 1 | 0.3 | N |  |  | SB | N | 12 | 2017 | 2017 |  |  | N | Commercial Non-CHP | Customer Sited | Other | 4 | X | DFO | Non-Renewable | 0 | 1 | 0 | 1
Operable | 61013 | Northern Westchester Hospital |  | 61378 | Northern Westchester Hospital | NY | Restructured | Westchester | 2 | Petroleum Liquids | IC |  | S | X | X |  |  | 1 | 0.8 | 1 | 1 | 0.3 | N |  |  | SB | N | 12 | 2017 | 2017 |  |  | N | Commercial Non-CHP | Customer Sited | Other | 4 | X | DFO | Non-Renewable | 0 | 1 | 0 | 1
Operable | 61013 | Northern Westchester Hospital |  | 61378 | Northern Westchester Hospital | NY | Restructured | Westchester | 3 | Petroleum Liquids | IC |  | S | X | X |  |  | 1 | 0.8 | 1 | 1 | 0.3 | N |  |  | SB | N | 12 | 2017 | 2017 |  |  | N | Commercial Non-CHP | Customer Sited | Other | 4 | X | DFO | Non-Renewable | 0 | 1 | 0 | 1
Operable | 61013 | Northern Westchester Hospital |  | 61378 | Northern Westchester Hospital | NY | Restructured | Westchester | P | Natural Gas Internal Combustion Engine | IC |  | S | X | X |  |  | 1 | 0.8 | 1 | 1 | 0.3 | N |  |  | SB | N | 6 | 1971 | Pre-2000 |  |  | N | Commercial Non-CHP | Customer Sited | Other | 4 | X | NG | Non-Renewable | 0 | 1 | 0 | 1
Operable | 60440 | Northfield Community Solar |  | 60717 | Northfield Community Solar | MN | Vertical | Dakota | NCS1 | Solar Photovoltaic | PV |  | S | X | X |  |  | 1 |  | 0.9 | 0.9 |  | N |  |  | OP | X | 12 | 2016 | 2016 |  |  | N | IPP Non-CHP | IPP | IPP | 2 | X | SUN | Renewable | 1 | 0 | 1 | 0
Operable | 60440 | Northfield Community Solar |  | 60717 | Northfield Community Solar | MN | Vertical | Dakota | NCS2 | Solar Photovoltaic | PV |  | S | X | X |  |  | 1 |  | 0.9 | 0.9 |  | N |  |  | OP | X | 12 | 2016 | 2016 |  |  | N | IPP Non-CHP | IPP | IPP | 2 | X | SUN | Renewable | 1 | 0 | 1 | 0
Operable | 60440 | Northfield Community Solar |  | 60717 | Northfield Community Solar | MN | Vertical | Dakota | NCS3 | Solar Photovoltaic | PV |  | S | X | X |  |  | 1 |  | 0.9 | 0.9 |  | N |  |  | OP | X | 12 | 2016 | 2016 |  |  | N | IPP Non-CHP | IPP | IPP | 2 | X | SUN | Renewable | 1 | 0 | 1 | 0
Operable | 60440 | Northfield Community Solar |  | 60717 | Northfield Community Solar | MN | Vertical | Dakota | NCS4 | Solar Photovoltaic | PV |  | S | X | X |  |  | 1 |  | 0.9 | 0.9 |  | N |  |  | OP | X | 12 | 2016 | 2016 |  |  | N | IPP Non-CHP | IPP | IPP | 2 | X | SUN | Renewable | 1 | 0 | 1 | 0
Operable | 60440 | Northfield Community Solar |  | 60717 | Northfield Community Solar | MN | Vertical | Dakota | NCS5 | Solar Photovoltaic | PV |  | S | X | X |  |  | 1 |  | 0.9 | 0.9 |  | N |  |  | OP | X | 12 | 2016 | 2016 |  |  | N | IPP Non-CHP | IPP | IPP | 2 | X | SUN | Renewable | 1 | 0 | 1 | 0
Operable | 61071 | Northfield Holdco LLC |  | 61451 | Northfield Holdco CSG | MN | Vertical | Rice | NORTH | Solar Photovoltaic | PV |  | S | X | X |  |  | 5 |  | 5 | 5 |  | N |  |  | OP | X | 12 | 2017 | 2017 |  |  | N | IPP Non-CHP | IPP | IPP | 2 | X | SUN | Renewable | 5 | 0 | 1 | 0
Operable | 13765 | Northlake Energy |  | 54995 | Indiana Harbor E 5 AC Station | IN | Vertical | Lake | 17TG | Other Gases | ST |  | W | X | X |  |  | 90 | 1 | 90 | 90 | 9 | N |  |  | OP | X | 5 | 1996 | Pre-2000 |  |  | Y | Industrial CHP | Customer Sited | Other | 7 | B | BFG | Non-Renewable | 0 | 90 | 0 | 1 | NG
Operable | 3836 | NorthStar Clean Energy |  | 10822 | Grayling Generating Station | MI | Vertical | Crawford | GEN1 | Wood/Wood Waste Biomass | ST |  | J | X | X | cons.grayling & cons.graylgy2 | MISO | 38.6 | 0.85 | 38.6 | 38.6 | 10 | N |  |  | OP | X | 5 | 1992 | Pre-2000 |  |  | N | IPP Non-CHP | IPP | IPP | 2 | X | WDS | Renewable | 38.6 | 0 | 1 | 0 | TDF | NG
Operable | 3836 | NorthStar Clean Energy |  | 54751 | Genesee Power Station LP | MI | Vertical | Genesee | GEN1 | Wood/Wood Waste Biomass | ST |  | J | X | X | cons.genesee & cons.geneseps | MISO | 39.5 | 0.85 | 35 | 35 | 10 | N |  |  | OP | X | 12 | 1995 | Pre-2000 |  |  | N | IPP Non-CHP | IPP | IPP | 2 | X | WDS | Renewable | 39.5 | 0 | 1 | 0 | TDF | NG
Operable | 61821 | Northstar Macy's Maryland 2015, LLC |  | 62323 | Macy's MD Joppa Solar Project | MD | Restructured | Harford | MMDJ | Solar Photovoltaic | PV |  | W | X | X |  |  | 1.8 |  | 1.8 | 1.8 |  | N |  |  | OP | X | 3 | 2016 | 2016 |  |  | N | Commercial Non-CHP | Customer Sited | Other | 4 | X | SUN | Renewable | 1.8 | 0 | 1 | 0
Operable | 59626 | Northwest Community Hospital |  | 59847 | Northwest Community Hospital | IL | Restructured | Cook | 1 | Natural Gas Internal Combustion Engine | IC |  | S | X | X |  |  | 1.1 | 0.8 | 0.9 | 1.1 | 0.9 | N |  |  | OP | X | 6 | 1996 | Pre-2000 |  |  | Y | Commercial CHP | Customer Sited | Other | 5 | T | NG | Non-Renewable | 0 | 1.1 | 0 | 1
Operable | 59626 | Northwest Community Hospital |  | 59847 | Northwest Community Hospital | IL | Restructured | Cook | 2 | Natural Gas Internal Combustion Engine | IC |  | S | X | X |  |  | 1.1 | 0.8 | 0.9 | 1.1 | 0.9 | N |  |  | OP | X | 6 | 1996 | Pre-2000 |  |  | Y | Commercial CHP | Customer Sited | Other | 5 | T | NG | Non-Renewable | 0 | 1.1 | 0 | 1
Operable | 59626 | Northwest Community Hospital |  | 59847 | Northwest Community Hospital | IL | Restructured | Cook | 3 | Natural Gas Internal Combustion Engine | IC |  | S | X | X |  |  | 1.1 | 0.8 | 0.9 | 1.1 | 0.9 | N |  |  | OP | X | 6 | 1996 | Pre-2000 |  |  | Y | Commercial CHP | Customer Sited | Other | 5 | T | NG | Non-Renewable | 0 | 1.1 | 0 | 1
Operable | 59626 | Northwest Community Hospital |  | 59847 | Northwest Community Hospital | IL | Restructured | Cook | 4 | Natural Gas Internal Combustion Engine | IC |  | S | X | X |  |  | 1.1 | 0.8 | 0.9 | 1.1 | 0.9 | N |  |  | OP | X | 6 | 1996 | Pre-2000 |  |  | Y | Commercial CHP | Customer Sited | Other | 5 | T | NG | Non-Renewable | 0 | 1.1 | 0 | 1
Operable | 59098 | Northwest Ohio Wind, LLC |  | 59296 | Northwest Ohio Wind | OH | Restructured | Paulding | NWO-B | Batteries | BA |  | S | X | X |  |  | 0.8 | 1 | 0.8 | 0.8 | 0 | N |  |  | OP | X | 3 | 2021 | 2021 |  |  | N | IPP Non-CHP | IPP | IPP | 2 | X | MWH | Other | 0 | 0 | 0 | 0
Operable | 59098 | Northwest Ohio Wind, LLC |  | 59296 | Northwest Ohio Wind | OH | Restructured | Paulding | NWO-S | Solar Photovoltaic | PV |  | S | X | X |  |  | 4 | 1 | 4 | 4 | 0 | N |  |  | OP | X | 3 | 2021 | 2021 |  |  | N | IPP Non-CHP | IPP | IPP | 2 | X | SUN | Renewable | 4 | 0 | 1 | 0
Operable | 59098 | Northwest Ohio Wind, LLC |  | 59296 | Northwest Ohio Wind | OH | Restructured | Paulding | NWOH1 | Onshore Wind Turbine | WT |  | S | X | X |  |  | 105 |  | 100 | 100 | 0 | N |  |  | OP | X | 9 | 2018 | 2018 |  |  | N | IPP Non-CHP | IPP | IPP | 2 | X | WND | Renewable | 105 | 0 | 1 | 0
Operable | 13809 | NorthWestern Energy - (SD) |  | 3338 | Aberdeen CT | SD | Vertical | Brown | 2 | Natural Gas Fired Combustion Turbine | GT |  | S | X | X |  | WAUE.NWPS.AB2 | 82.2 | 0.85 | 52 | 60 | 15 | N |  |  | OP | X | 4 | 2013 | 2013 |  |  | N | Electric Utility | Utility | Investor Owned Utility | 1 | X | NG | Non-Renewable | 0 | 82.2 | 0 | 1 | DFO
Operable | 13809 | NorthWestern Energy - (SD) |  | 3338 | Aberdeen CT | SD | Vertical | Brown | GT1 | Petroleum Liquids | GT |  | S | X | X |  | WAUE.NWPS.AB1 | 28.8 | 0.9 | 20.5 | 28 | 1.7 | N |  |  | OP | X | 5 | 1978 | Pre-2000 |  |  | N | Electric Utility | Utility | Investor Owned Utility | 1 | X | DFO | Non-Renewable | 0 | 28.8 | 0 | 1
Operable | 13809 | NorthWestern Energy - (SD) |  | 3341 | Clark (SD) | SD | Vertical | Clark | 1 | Petroleum Liquids | IC |  | S | X | X |  | WAUE_NWPS_NTWK | 2.7 | 0.8 | 2.6 | 2.7 | 1.2 | N |  |  | SB | Y | 1 | 1970 | Pre-2000 |  |  | N | Electric Utility | Utility | Investor Owned Utility | 1 | X | DFO | Non-Renewable | 0 | 2.7 | 0 | 1
Operable | 13809 | NorthWestern Energy - (SD) |  | 3342 | Faulkton | SD | Vertical | Faulk | 1 | Petroleum Liquids | IC |  | S | X | X |  | WAUE_NWPS_NTWK | 2.7 | 0.8 | 2.5 | 2.5 | 1.2 | N |  |  | SB | Y | 3 | 1969 | Pre-2000 |  |  | N | Electric Utility | Utility | Investor Owned Utility | 1 | X | DFO | Non-Renewable | 0 | 2.7 | 0 | 1
Operable | 13809 | NorthWestern Energy - (SD) |  | 8034 | Yankton | SD | Vertical | Yankton | 1 | Natural Gas Internal Combustion Engine | IC |  | S | X | X |  | WAUE_NWPS_NTWK | 2.2 | 0.8 | 2.2 | 2.2 | 1 | N |  |  | SB | Y | 8 | 1974 | Pre-2000 |  |  | N | Electric Utility | Utility | Investor Owned Utility | 1 | X | NG | Non-Renewable | 0 | 2.2 | 0 | 1 | DFO
Operable | 13809 | NorthWestern Energy - (SD) |  | 8034 | Yankton | SD | Vertical | Yankton | 2 | Petroleum Liquids | IC |  | S | X | X |  | WAUE_NWPS_NTWK | 2.7 | 0.8 | 2.8 | 2.8 | 1.2 | N |  |  | SB | Y | 8 | 1974 | Pre-2000 |  |  | N | Electric Utility | Utility | Investor Owned Utility | 1 | X | DFO | Non-Renewable | 0 | 2.7 | 0 | 1
Operable | 13809 | NorthWestern Energy - (SD) |  | 8034 | Yankton | SD | Vertical | Yankton | 3 | Natural Gas Internal Combustion Engine | IC |  | S | X | X |  | WAUE_NWPS_NTWK | 6.5 | 0.8 | 6.5 | 6.5 | 3 | N |  |  | SB | Y | 3 | 1975 | Pre-2000 |  |  | N | Electric Utility | Utility | Investor Owned Utility | 1 | X | NG | Non-Renewable | 0 | 6.5 | 0 | 1 | DFO
Operable | 13809 | NorthWestern Energy - (SD) |  | 8034 | Yankton | SD | Vertical | Yankton | 4 | Petroleum Liquids | IC |  | S | X | X |  | WAUE_NWPS_NTWK | 2 | 0.8 | 2 | 2 | 0.9 | N |  |  | SB | Y | 2 | 1963 | Pre-2000 |  |  | N | Electric Utility | Utility | Investor Owned Utility | 1 | X | DFO | Non-Renewable | 0 | 2 | 0 | 1
Operable | 13809 | NorthWestern Energy - (SD) |  | 59187 | Beethoven Wind | SD | Vertical | Bon Homme | B&H80 | Onshore Wind Turbine | WT |  | S | X | X |  | WAUE.NWPS.BEETHOVEN | 80 |  | 80 | 80 | 0.1 | N |  |  | OP | X | 5 | 2015 | 2015 |  |  | N | Electric Utility | Utility | Investor Owned Utility | 1 | X | WND | Renewable | 80 | 0 | 1 | 0
Operable | 13809 | NorthWestern Energy - (SD) |  | 65295 | Bob Glanzer Generating Station | SD | Vertical | Beadle | HG1 | Natural Gas Internal Combustion Engine | IC |  | S | X | X |  |  | 11.5 | 0.85 | 9.2 | 9.2 | 4.8 | N |  |  | OP | X | 4 | 2022 | 2022 |  |  | N | Electric Utility | Utility | Investor Owned Utility | 1 | X | NG | Non-Renewable | 0 | 11.5 | 0 | 1
Operable | 13809 | NorthWestern Energy - (SD) |  | 65295 | Bob Glanzer Generating Station | SD | Vertical | Beadle | HG2 | Natural Gas Internal Combustion Engine | IC |  | S | X | X |  |  | 11.5 | 0.85 | 9.2 | 9.2 | 4.8 | N |  |  | OP | X | 4 | 2022 | 2022 |  |  | N | Electric Utility | Utility | Investor Owned Utility | 1 | X | NG | Non-Renewable | 0 | 11.5 | 0 | 1
Operable | 13809 | NorthWestern Energy - (SD) |  | 65295 | Bob Glanzer Generating Station | SD | Vertical | Beadle | HG3 | Natural Gas Internal Combustion Engine | IC |  | S | X | X |  |  | 11.5 | 0.85 | 9.2 | 9.2 | 4.8 | N |  |  | OP | X | 4 | 2022 | 2022 |  |  | N | Electric Utility | Utility | Investor Owned Utility | 1 | X | NG | Non-Renewable | 0 | 11.5 | 0 | 1
Operable | 13809 | NorthWestern Energy - (SD) |  | 65295 | Bob Glanzer Generating Station | SD | Vertical | Beadle | HG4 | Natural Gas Internal Combustion Engine | IC |  | S | X | X |  |  | 11.5 | 0.85 | 9.2 | 9.2 | 4.8 | N |  |  | OP | X | 4 | 2022 | 2022 |  |  | N | Electric Utility | Utility | Investor Owned Utility | 1 | X | NG | Non-Renewable | 0 | 11.5 | 0 | 1
Operable | 13809 | NorthWestern Energy - (SD) |  | 65295 | Bob Glanzer Generating Station | SD | Vertical | Beadle | HG5 | Natural Gas Internal Combustion Engine | IC |  | S | X | X |  |  | 11.5 | 0.85 | 9.2 | 9.2 | 4.8 | N |  |  | OP | X | 4 | 2022 | 2022 |  |  | N | Electric Utility | Utility | Investor Owned Utility | 1 | X | NG | Non-Renewable | 0 | 11.5 | 0 | 1
Operable | 13809 | NorthWestern Energy - (SD) |  | 65295 | Bob Glanzer Generating Station | SD | Vertical | Beadle | HG6 | Natural Gas Internal Combustion Engine | IC |  | S | X | X |  |  | 11.5 | 0.85 | 9.2 | 9.2 | 4.8 | N |  |  | OP | X | 4 | 2022 | 2022 |  |  | N | Electric Utility | Utility | Investor Owned Utility | 1 | X | NG | Non-Renewable | 0 | 11.5 | 0 | 1
Operable | 13902 | NorthWestern Energy (MT Hydro) |  | 2181 | Black Eagle | MT | Vertical | Cascade | BLA1 | Conventional Hydroelectric | HY |  | S | X | X | NA | NA | 7.8 | 0.8 | 8.5 | 8.5 | 1 | N |  |  | OP | X | 9 | 1927 | Pre-2000 |  |  | N | Electric Utility | Utility | Investor Owned Utility | 1 | X | WAT | Renewable | 7.8 | 0 | 1 | 0
Operable | 13902 | NorthWestern Energy (MT Hydro) |  | 2181 | Black Eagle | MT | Vertical | Cascade | BLA2 | Conventional Hydroelectric | HY |  | S | X | X | NA | NA | 7.8 | 0.8 | 7 | 7 | 1 | N |  |  | OP | X | 9 | 1927 | Pre-2000 |  |  | N | Electric Utility | Utility | Investor Owned Utility | 1 | X | WAT | Renewable | 7.8 | 0 | 1 | 0
Operable | 13902 | NorthWestern Energy (MT Hydro) |  | 2181 | Black Eagle | MT | Vertical | Cascade | BLA3 | Conventional Hydroelectric | HY |  | S | X | X | NA | NA | 8.4 | 0.8 | 8.5 | 8.5 | 1 | Y | 12 | 2023 | OP | X | 9 | 1927 | Pre-2000 |  |  | N | Electric Utility | Utility | Investor Owned Utility | 1 | X | WAT | Renewable | 8.4 | 0 | 1 | 0
Operable | 13902 | NorthWestern Energy (MT Hydro) |  | 2182 | Cochrane | MT | Vertical | Cascade | COC1 | Conventional Hydroelectric | HY |  | S | X | X | NA | NA | 28.4 | 0.8 | 31 | 31 | 1 | N |  |  | OP | X | 7 | 1958 | Pre-2000 |  |  | N | Electric Utility | Utility | Investor Owned Utility | 1 | X | WAT | Renewable | 28.4 | 0 | 1 | 0
Operable | 13902 | NorthWestern Energy (MT Hydro) |  | 2182 | Cochrane | MT | Vertical | Cascade | COC2 | Conventional Hydroelectric | HY |  | S | X | X | NA | NA | 32 | 0.9 | 32 | 32 | 1 | N |  |  | OA | X | 7 | 1958 | Pre-2000 |  |  | N | Electric Utility | Utility | Investor Owned Utility | 1 | X | WAT | Renewable | 32 | 0 | 1 | 0
Operable | 13902 | NorthWestern Energy (MT Hydro) |  | 2185 | Hauser | MT | Vertical | Lewis and Clark | HAU11 | Conventional Hydroelectric | HY |  | S | X | X |  |  | 3.5 | 0.9 | 3.5 | 3.5 | 1 | N |  |  | OP | X | 5 | 2021 | 2021 |  |  | N | Electric Utility | Utility | Investor Owned Utility | 1 | X | WAT | Renewable | 3.5 | 0 | 1 | 0
Operable | 13902 | NorthWestern Energy (MT Hydro) |  | 2185 | Hauser | MT | Vertical | Lewis and Clark | HAU3 | Conventional Hydroelectric | HY |  | S | X | X | NA | NA | 2.8 | 1 | 2.8 | 2.8 | 1 | N |  |  | OP | X | 11 | 1911 | Pre-2000 | 6 | 2026 | N | Electric Utility | Utility | Investor Owned Utility | 1 | X | WAT | Renewable | 2.8 | 0 | 1 | 0
Operable | 13902 | NorthWestern Energy (MT Hydro) |  | 2185 | Hauser | MT | Vertical | Lewis and Clark | HAU6 | Conventional Hydroelectric | HY |  | S | X | X | NA | NA | 3 | 0.8 | 3 | 3 | 1 | N |  |  | OP | X | 9 | 1915 | Pre-2000 |  |  | N | Electric Utility | Utility | Investor Owned Utility | 1 | X | WAT | Renewable | 3 | 0 | 1 | 0
Operable | 13902 | NorthWestern Energy (MT Hydro) |  | 2185 | Hauser | MT | Vertical | Lewis and Clark | HAU7 | Conventional Hydroelectric | HY |  | S | X | X |  |  | 3.5 | 0.9 | 3.5 | 3.5 | 1 | N |  |  | OP | X | 5 | 2019 | 2019 |  |  | N | Electric Utility | Utility | Investor Owned Utility | 1 | X | WAT | Renewable | 3.5 | 0 | 1 | 0
Operable | 13902 | NorthWestern Energy (MT Hydro) |  | 2185 | Hauser | MT | Vertical | Lewis and Clark | HAU8 | Conventional Hydroelectric | HY |  | S | X | X |  |  | 3.5 | 0.9 | 3.5 | 3.5 | 1 | N |  |  | OP | X | 11 | 2022 | 2022 |  |  | N | Electric Utility | Utility | Investor Owned Utility | 1 | X | WAT | Renewable | 3.5 | 0 | 1 | 0
Operable | 13902 | NorthWestern Energy (MT Hydro) |  | 2186 | Holter | MT | Vertical | Cascade | HOL1 | Conventional Hydroelectric | HY |  | S | X | X | NA | NA | 17.6 | 0.85 | 13.3 | 13.3 | 1 | Y | 12 | 2023 | OP | X | 7 | 1918 | Pre-2000 |  |  | N | Electric Utility | Utility | Investor Owned Utility | 1 | X | WAT | Renewable | 17.6 | 0 | 1 | 0
Operable | 13902 | NorthWestern Energy (MT Hydro) |  | 2186 | Holter | MT | Vertical | Cascade | HOL2 | Conventional Hydroelectric | HY |  | S | X | X | NA | NA | 17.6 | 0.85 | 13.3 | 13.3 | 1 | N |  |  | OA | X | 7 | 1918 | Pre-2000 |  |  | N | Electric Utility | Utility | Investor Owned Utility | 1 | X | WAT | Renewable | 17.6 | 0 | 1 | 0
Operable | 13902 | NorthWestern Energy (MT Hydro) |  | 2186 | Holter | MT | Vertical | Cascade | HOL3 | Conventional Hydroelectric | HY |  | S | X | X | NA | NA | 12 | 0.8 | 12 | 12 | 1 | N |  |  | OP | X | 7 | 1918 | Pre-2000 |  |  | N | Electric Utility | Utility | Investor Owned Utility | 1 | X | WAT | Renewable | 12 | 0 | 1 | 0
Operable | 13902 | NorthWestern Energy (MT Hydro) |  | 2186 | Holter | MT | Vertical | Cascade | HOL4 | Conventional Hydroelectric | HY |  | S | X | X | NA | NA | 9.6 | 0.8 | 13.3 | 13.3 | 1 | N |  |  | OP | X | 7 | 1918 | Pre-2000 |  |  | N | Electric Utility | Utility | Investor Owned Utility | 1 | X | WAT | Renewable | 9.6 | 0 | 1 | 0
Operable | 13902 | NorthWestern Energy (MT Hydro) |  | 2191 | Morony | MT | Vertical | Cascade | MOR1 | Conventional Hydroelectric | HY |  | S | X | X | NA | NA | 31.5 | 0.9 | 24.5 | 24.5 | 1 | N |  |  | OP | X | 1 | 1930 | Pre-2000 |  |  | N | Electric Utility | Utility | Investor Owned Utility | 1 | X | WAT | Renewable | 31.5 | 0 | 1 | 0
Operable | 13902 | NorthWestern Energy (MT Hydro) |  | 2191 | Morony | MT | Vertical | Cascade | MOR2 | Conventional Hydroelectric | HY |  | S | X | X | NA | NA | 31.5 | 0.9 | 24.5 | 24.5 | 1 | N |  |  | OP | X | 1 | 1930 | Pre-2000 |  |  | N | Electric Utility | Utility | Investor Owned Utility | 1 | X | WAT | Renewable | 31.5 | 0 | 1 | 0
Operable | 13902 | NorthWestern Energy (MT Hydro) |  | 2192 | Mystic | MT | Vertical | Stillwater | MYS1 | Conventional Hydroelectric | HY |  | S | X | X | NA | NA | 6 | 0.8 | 6 | 6 | 1 | N |  |  | OP | X | 5 | 1925 | Pre-2000 |  |  | N | Electric Utility | Utility | Investor Owned Utility | 1 | X | WAT | Renewable | 6 | 0 | 1 | 0
Operable | 13902 | NorthWestern Energy (MT Hydro) |  | 2192 | Mystic | MT | Vertical | Stillwater | MYS2 | Conventional Hydroelectric | HY |  | S | X | X | NA | NA | 6 | 0.8 | 6 | 6 | 1 | N |  |  | OP | X | 5 | 1925 | Pre-2000 |  |  | N | Electric Utility | Utility | Investor Owned Utility | 1 | X | WAT | Renewable | 6 | 0 | 1 | 0
Operable | 13902 | NorthWestern Energy (MT Hydro) |  | 2193 | Rainbow (MT) | MT | Vertical | Cascade | RAI9 | Conventional Hydroelectric | HY |  | S | X | X | NA | NA | 59 | 0.9 | 64 | 64 | 1 | N |  |  | OP | X | 3 | 2013 | 2013 |  |  | N | Electric Utility | Utility | Investor Owned Utility | 1 | X | WAT | Renewable | 59 | 0 | 1 | 0
Operable | 13902 | NorthWestern Energy (MT Hydro) |  | 2194 | Ryan | MT | Vertical | Cascade | RYA1 | Conventional Hydroelectric | HY |  | S | X | X | NA | NA | 9.2 | 0.8 | 12 | 12 | 1 | N |  |  | OP | X | 8 | 1915 | Pre-2000 |  |  | N | Electric Utility | Utility | Investor Owned Utility | 1 | X | WAT | Renewable | 9.2 | 0 | 1 | 0
Operable | 13902 | NorthWestern Energy (MT Hydro) |  | 2194 | Ryan | MT | Vertical | Cascade | RYA2 | Conventional Hydroelectric | HY |  | S | X | X | NA | NA | 9.2 | 0.8 | 12 | 12 | 1 | N |  |  | OP | X | 8 | 1915 | Pre-2000 |  |  | N | Electric Utility | Utility | Investor Owned Utility | 1 | X | WAT | Renewable | 9.2 | 0 | 1 | 0
Operable | 13902 | NorthWestern Energy (MT Hydro) |  | 2194 | Ryan | MT | Vertical | Cascade | RYA3 | Conventional Hydroelectric | HY |  | S | X | X | NA | NA | 9.2 | 0.8 | 12 | 12 | 1 | N |  |  | OP | X | 8 | 1915 | Pre-2000 |  |  | N | Electric Utility | Utility | Investor Owned Utility | 1 | X | WAT | Renewable | 9.2 | 0 | 1 | 0
Operable | 13902 | NorthWestern Energy (MT Hydro) |  | 2194 | Ryan | MT | Vertical | Cascade | RYA4 | Conventional Hydroelectric | HY |  | S | X | X | NA | NA | 9.2 | 0.8 | 12 | 12 | 1 | N |  |  | OP | X | 8 | 1915 | Pre-2000 |  |  | N | Electric Utility | Utility | Investor Owned Utility | 1 | X | WAT | Renewable | 9.2 | 0 | 1 | 0
Operable | 13902 | NorthWestern Energy (MT Hydro) |  | 2194 | Ryan | MT | Vertical | Cascade | RYA5 | Conventional Hydroelectric | HY |  | S | X | X | NA | NA | 9.2 | 0.8 | 11.5 | 11.5 | 1 | N |  |  | OP | X | 9 | 1916 | Pre-2000 |  |  | N | Electric Utility | Utility | Investor Owned Utility | 1 | X | WAT | Renewable | 9.2 | 0 | 1 | 0
Operable | 13902 | NorthWestern Energy (MT Hydro) |  | 2194 | Ryan | MT | Vertical | Cascade | RYA6 | Conventional Hydroelectric | HY |  | S | X | X | NA | NA | 9.2 | 0.8 | 12 | 12 | 1 | N |  |  | OP | X | 9 | 1916 | Pre-2000 |  |  | N | Electric Utility | Utility | Investor Owned Utility | 1 | X | WAT | Renewable | 9.2 | 0 | 1 | 0
Operable | 13902 | NorthWestern Energy (MT Hydro) |  | 2195 | Thompson Falls | MT | Vertical | Sanders | TF1 | Conventional Hydroelectric | HY |  | S | X | X | NA | NA | 7 | 0.8 | 7.5 | 7.5 | 1 | N |  |  | OP | X | 7 | 1917 | Pre-2000 |  |  | N | Electric Utility | Utility | Investor Owned Utility | 1 | X | WAT | Renewable | 7 | 0 | 1 | 0
Operable | 13902 | NorthWestern Energy (MT Hydro) |  | 2195 | Thompson Falls | MT | Vertical | Sanders | TF2 | Conventional Hydroelectric | HY |  | S | X | X | NA | NA | 7 | 0.8 | 6.5 | 6.5 | 1 | N |  |  | OP | X | 5 | 1917 | Pre-2000 |  |  | N | Electric Utility | Utility | Investor Owned Utility | 1 | X | WAT | Renewable | 7 | 0 | 1 | 0
Operable | 13902 | NorthWestern Energy (MT Hydro) |  | 2195 | Thompson Falls | MT | Vertical | Sanders | TF3 | Conventional Hydroelectric | HY |  | S | X | X | NA | NA | 7 | 0.8 | 7.5 | 7.5 | 1 | N |  |  | OP | X | 11 | 1916 | Pre-2000 |  |  | N | Electric Utility | Utility | Investor Owned Utility | 1 | X | WAT | Renewable | 7 | 0 | 1 | 0
Operable | 13902 | NorthWestern Energy (MT Hydro) |  | 2195 | Thompson Falls | MT | Vertical | Sanders | TF4 | Conventional Hydroelectric | HY |  | S | X | X | NA | NA | 6 | 0.8 | 6.5 | 6.5 | 1 | N |  |  | OP | X | 11 | 1916 | Pre-2000 |  |  | N | Electric Utility | Utility | Investor Owned Utility | 1 | X | WAT | Renewable | 6 | 0 | 1 | 0
Operable | 13902 | NorthWestern Energy (MT Hydro) |  | 2195 | Thompson Falls | MT | Vertical | Sanders | TF5 | Conventional Hydroelectric | HY |  | S | X | X | NA | NA | 7 | 0.8 | 6 | 6.5 | 1 | N |  |  | OP | X | 7 | 1915 | Pre-2000 |  |  | N | Electric Utility | Utility | Investor Owned Utility | 1 | X | WAT | Renewable | 7 | 0 | 1 | 0
Operable | 13902 | NorthWestern Energy (MT Hydro) |  | 2195 | Thompson Falls | MT | Vertical | Sanders | TF6 | Conventional Hydroelectric | HY |  | S | X | X | NA | NA | 7 | 0.8 | 6.5 | 6.5 | 1 | N |  |  | OP | X | 7 | 1915 | Pre-2000 |  |  | N | Electric Utility | Utility | Investor Owned Utility | 1 | X | WAT | Renewable | 7 | 0 | 1 | 0
Operable | 13902 | NorthWestern Energy (MT Hydro) |  | 2195 | Thompson Falls | MT | Vertical | Sanders | TF7 | Conventional Hydroelectric | HY |  | S | X | X | NA | NA | 57.1 | 0.9 | 53 | 53 | 10 | N |  |  | OP | X | 7 | 1915 | Pre-2000 |  |  | N | Electric Utility | Utility | Investor Owned Utility | 1 | X | WAT | Renewable | 57.1 | 0 | 1 | 0
Operable | 13902 | NorthWestern Energy (MT Hydro) |  | 6422 | Madison Dam | MT | Vertical | Madison | MAD5 | Conventional Hydroelectric | HY |  | S | X | X |  |  | 4.1 | 0.9 | 4.1 | 4.1 | 0.5 | N |  |  | OP | X | 12 | 2021 | 2021 |  |  | N | Electric Utility | Utility | Investor Owned Utility | 1 | X | WAT | Renewable | 4.1 | 0 | 1 | 0
Operable | 13902 | NorthWestern Energy (MT Hydro) |  | 6422 | Madison Dam | MT | Vertical | Madison | MAD6 | Conventional Hydroelectric | HY |  | S | X | X |  |  | 4.1 | 0.9 | 4.1 | 4.1 | 0.5 | N |  |  | OP | X | 12 | 2021 | 2021 |  |  | N | Electric Utility | Utility | Investor Owned Utility | 1 | X | WAT | Renewable | 4.1 | 0 | 1 | 0
Operable | 13902 | NorthWestern Energy (MT Hydro) |  | 6422 | Madison Dam | MT | Vertical | Madison | MAD7 | Conventional Hydroelectric | HY |  | S | X | X |  |  | 4.1 | 0.9 | 4.1 | 4.1 | 0.5 | N |  |  | OP | X | 1 | 2022 | 2022 |  |  | N | Electric Utility | Utility | Investor Owned Utility | 1 | X | WAT | Renewable | 4.1 | 0 | 1 | 0
Operable | 13902 | NorthWestern Energy (MT Hydro) |  | 6422 | Madison Dam | MT | Vertical | Madison | MAD8 | Conventional Hydroelectric | HY |  | S | X | X |  |  | 4.1 | 0.9 | 4.1 | 4.1 | 0.5 | N |  |  | OP | X | 3 | 2022 | 2022 |  |  | N | Electric Utility | Utility | Investor Owned Utility | 1 | X | WAT | Renewable | 4.1 | 0 | 1 | 0
Operable | 56815 | NorthWestern Energy (MT wind/thermal) |  | 2196 | Old Faithful | WY | Vertical | Teton | 1 | Petroleum Liquids | IC |  | S | X | X | NA | NA | 1 | 0.8 | 1 | 1 | 0.3 | N |  |  | SB | N | 12 | 1979 | Pre-2000 |  |  | N | Electric Utility | Utility | Investor Owned Utility | 1 | X | DFO | Non-Renewable | 0 | 1 | 0 | 1
Operable | 56815 | NorthWestern Energy (MT wind/thermal) |  | 2196 | Old Faithful | WY | Vertical | Teton | 2 | Petroleum Liquids | IC |  | S | X | X |  |  | 1 | 0.8 | 1 | 1 | 0.3 | N |  |  | SB | N | 12 | 1979 | Pre-2000 |  |  | N | Electric Utility | Utility | Investor Owned Utility | 1 | X | DFO | Non-Renewable | 0 | 1 | 0 | 1
Operable | 56815 | NorthWestern Energy (MT wind/thermal) |  | 7039 | Lake (WY) | WY | Vertical | Teton | 1 | Petroleum Liquids | IC |  | S | X | X | NA | NA | 2.7 | 0.8 | 2.7 | 2.7 | 2.3 | N |  |  | SB | N | 9 | 1967 | Pre-2000 |  |  | N | Electric Utility | Utility | Investor Owned Utility | 1 | X | DFO | Non-Renewable | 0 | 2.7 | 0 | 1
Operable | 56815 | NorthWestern Energy (MT wind/thermal) |  | 56908 | Dave Gates Generating Station | MT | Vertical | Deer Lodge | 1 | Natural Gas Fired Combustion Turbine | GT |  | S | X | X |  |  | 67.7 | 0.85 | 44.1 | 48.1 | 5 | N |  |  | OP | X | 1 | 2011 | 2011 |  |  | N | Electric Utility | Utility | Investor Owned Utility | 1 | X | NG | Non-Renewable | 0 | 67.7 | 0 | 1 | DFO
Operable | 56815 | NorthWestern Energy (MT wind/thermal) |  | 56908 | Dave Gates Generating Station | MT | Vertical | Deer Lodge | 2 | Natural Gas Fired Combustion Turbine | GT |  | S | X | X |  |  | 67.7 | 0.85 | 44.1 | 48.1 | 5 | N |  |  | OP | X | 1 | 2011 | 2011 |  |  | N | Electric Utility | Utility | Investor Owned Utility | 1 | X | NG | Non-Renewable | 0 | 67.7 | 0 | 1 | DFO
Operable | 56815 | NorthWestern Energy (MT wind/thermal) |  | 56908 | Dave Gates Generating Station | MT | Vertical | Deer Lodge | 3 | Natural Gas Fired Combustion Turbine | GT |  | S | X | X |  |  | 67.7 | 0.85 | 44.1 | 48.1 | 5 | N |  |  | OP | X | 1 | 2011 | 2011 |  |  | N | Electric Utility | Utility | Investor Owned Utility | 1 | X | NG | Non-Renewable | 0 | 67.7 | 0 | 1 | DFO
Operable | 56815 | NorthWestern Energy (MT wind/thermal) |  | 58218 | Spion Kop Wind Farm | MT | Vertical | Judith Basin | SKW25 | Onshore Wind Turbine | WT |  | S | X | X | NA | NA | 40 |  | 40 | 40 | 1.5 | N |  |  | OP | X | 12 | 2012 | 2012 |  |  | N | Electric Utility | Utility | Investor Owned Utility | 1 | X | WND | Renewable | 40 | 0 | 1 | 0
Operable | 56815 | NorthWestern Energy (MT wind/thermal) |  | 59003 | Two Dot Wind Farm | MT | Vertical | Wheatland | 1 | Onshore Wind Turbine | WT |  | S | X | X |  |  | 9.7 |  | 9.7 | 9.7 | 1.6 | N |  |  | OP | X | 6 | 2014 | 2014 |  |  | N | Electric Utility | Utility | Investor Owned Utility | 1 | X | WND | Renewable | 9.7 | 0 | 1 | 0
Operable | 60481 | Northwestern Lake Forest Hospital |  | 60797 | Lake Forest Hospital Central Energy Plant | IL | Restructured | Lake | GEN1 | Natural Gas Internal Combustion Engine | IC |  | S | X | X |  |  | 0.8 | 0.8 | 0.8 | 0.8 | 0.1 | N |  |  | OP | X | 6 | 1996 | Pre-2000 |  |  | N | Commercial Non-CHP | Customer Sited | Other | 4 | X | NG | Non-Renewable | 0 | 0.8 | 0 | 1
Operable | 60481 | Northwestern Lake Forest Hospital |  | 60797 | Lake Forest Hospital Central Energy Plant | IL | Restructured | Lake | GEN2 | Natural Gas Internal Combustion Engine | IC |  | S | X | X |  |  | 0.8 | 0.8 | 0.8 | 0.8 | 0.1 | N |  |  | OP | X | 6 | 1996 | Pre-2000 |  |  | N | Commercial Non-CHP | Customer Sited | Other | 4 | X | NG | Non-Renewable | 0 | 0.8 | 0 | 1
Operable | 60481 | Northwestern Lake Forest Hospital |  | 60797 | Lake Forest Hospital Central Energy Plant | IL | Restructured | Lake | GEN3 | Natural Gas Internal Combustion Engine | IC |  | S | X | X |  |  | 0.8 | 0.8 | 0.8 | 0.8 | 0.1 | N |  |  | OP | X | 6 | 1996 | Pre-2000 |  |  | N | Commercial Non-CHP | Customer Sited | Other | 4 | X | NG | Non-Renewable | 0 | 0.8 | 0 | 1
Operable | 60481 | Northwestern Lake Forest Hospital |  | 60797 | Lake Forest Hospital Central Energy Plant | IL | Restructured | Lake | GEN4 | Natural Gas Internal Combustion Engine | IC |  | S | X | X |  |  | 0.8 | 0.8 | 0.8 | 0.8 | 0.1 | N |  |  | OP | X | 6 | 1996 | Pre-2000 |  |  | N | Commercial Non-CHP | Customer Sited | Other | 4 | X | NG | Non-Renewable | 0 | 0.8 | 0 | 1
Operable | 13815 | Northwestern Wisconsin Elec Co |  | 4020 | Frederic Diesel | WI | Vertical | Polk | 10 | Petroleum Liquids | IC |  | S | X | X | dpc.nweload | dpc.nweload | 2.5 | 0.8 | 2.5 | 2.6 | 0.1 | N |  |  | OP | X | 7 | 2000 | 2000 |  |  | N | Electric Utility | Utility | Investor Owned Utility | 1 | X | DFO | Non-Renewable | 0 | 2.5 | 0 | 1
Operable | 13815 | Northwestern Wisconsin Elec Co |  | 4020 | Frederic Diesel | WI | Vertical | Polk | 2 | Petroleum Liquids | IC |  | S | X | X | dpc.nweload | dpc.nweload | 0.7 | 0.8 | 0.7 | 0.7 | 0.1 | N |  |  | OP | X | 12 | 1948 | Pre-2000 |  |  | N | Electric Utility | Utility | Investor Owned Utility | 1 | X | DFO | Non-Renewable | 0 | 0.7 | 0 | 1
Operable | 13815 | Northwestern Wisconsin Elec Co |  | 4020 | Frederic Diesel | WI | Vertical | Polk | 3 | Petroleum Liquids | IC |  | S | X | X | dpc.nweload | dpc.nweload | 0.7 | 0.8 | 0.7 | 0.7 | 0.1 | N |  |  | OP | X | 12 | 1949 | Pre-2000 |  |  | N | Electric Utility | Utility | Investor Owned Utility | 1 | X | DFO | Non-Renewable | 0 | 0.7 | 0 | 1
Operable | 13815 | Northwestern Wisconsin Elec Co |  | 4020 | Frederic Diesel | WI | Vertical | Polk | 4 | Petroleum Liquids | IC |  | S | X | X | dpc.nweload | dpc.nweload | 0.7 | 0.8 | 0.6 | 0.6 | 0.1 | N |  |  | OP | X | 12 | 1955 | Pre-2000 |  |  | N | Electric Utility | Utility | Investor Owned Utility | 1 | X | DFO | Non-Renewable | 0 | 0.7 | 0 | 1
Operable | 13815 | Northwestern Wisconsin Elec Co |  | 4020 | Frederic Diesel | WI | Vertical | Polk | 5 | Petroleum Liquids | IC |  | S | X | X | dpc.nweload | dpc.nweload | 0.6 | 0.8 | 0.5 | 0.5 | 0.1 | N |  |  | OP | X | 12 | 1955 | Pre-2000 |  |  | N | Electric Utility | Utility | Investor Owned Utility | 1 | X | DFO | Non-Renewable | 0 | 0.6 | 0 | 1
Operable | 13815 | Northwestern Wisconsin Elec Co |  | 4020 | Frederic Diesel | WI | Vertical | Polk | 6 | Petroleum Liquids | IC |  | S | X | X | dpc.nweload | dpc.nweload | 1.8 | 0.8 | 1.7 | 1.7 | 0.1 | N |  |  | OP | X | 12 | 1970 | Pre-2000 |  |  | N | Electric Utility | Utility | Investor Owned Utility | 1 | X | DFO | Non-Renewable | 0 | 1.8 | 0 | 1
Operable | 13815 | Northwestern Wisconsin Elec Co |  | 4020 | Frederic Diesel | WI | Vertical | Polk | 7 | Petroleum Liquids | IC |  | S | X | X | dpc.nweload | dpc.nweload | 1.7 | 0.8 | 1.8 | 1.8 | 0.1 | N |  |  | OP | X | 9 | 1975 | Pre-2000 |  |  | N | Electric Utility | Utility | Investor Owned Utility | 1 | X | DFO | Non-Renewable | 0 | 1.7 | 0 | 1
Operable | 13815 | Northwestern Wisconsin Elec Co |  | 4020 | Frederic Diesel | WI | Vertical | Polk | 8 | Petroleum Liquids | IC |  | S | X | X |  |  | 2.5 | 0.8 | 2.5 | 2.6 | 0.1 | N |  |  | OP | X | 7 | 2000 | 2000 |  |  | N | Electric Utility | Utility | Investor Owned Utility | 1 | X | DFO | Non-Renewable | 0 | 2.5 | 0 | 1
Operable | 13815 | Northwestern Wisconsin Elec Co |  | 4020 | Frederic Diesel | WI | Vertical | Polk | 9 | Petroleum Liquids | IC |  | S | X | X |  |  | 2.5 | 0.8 | 2.5 | 2.6 | 0.1 | N |  |  | OP | X | 7 | 2000 | 2000 |  |  | N | Electric Utility | Utility | Investor Owned Utility | 1 | X | DFO | Non-Renewable | 0 | 2.5 | 0 | 1
Operable | 13815 | Northwestern Wisconsin Elec Co |  | 4021 | Grantsburg Diesel | WI | Vertical | Burnett | 1A | Petroleum Liquids | IC |  | S | X | X | nsp.nweload | nsp.nweload | 0.7 | 0.8 | 0.8 | 0.8 | 0.1 | N |  |  | OP | X | 3 | 1995 | Pre-2000 |  |  | N | Electric Utility | Utility | Investor Owned Utility | 1 | X | DFO | Non-Renewable | 0 | 0.7 | 0 | 1
Operable | 13815 | Northwestern Wisconsin Elec Co |  | 4021 | Grantsburg Diesel | WI | Vertical | Burnett | 2 | Petroleum Liquids | IC |  | S | X | X | nsp.nweload | sp.nweload | 0.7 | 0.8 | 0.8 | 0.8 | 0.1 | N |  |  | OP | X | 12 | 1963 | Pre-2000 |  |  | N | Electric Utility | Utility | Investor Owned Utility | 1 | X | DFO | Non-Renewable | 0 | 0.7 | 0 | 1
Operable | 13815 | Northwestern Wisconsin Elec Co |  | 4021 | Grantsburg Diesel | WI | Vertical | Burnett | 3 | Petroleum Liquids | IC |  | S | X | X | nsp.nweload | nsp.nweload | 1 | 0.8 | 0.9 | 0.9 | 0.1 | N |  |  | OP | X | 11 | 1968 | Pre-2000 |  |  | N | Electric Utility | Utility | Investor Owned Utility | 1 | X | DFO | Non-Renewable | 0 | 1 | 0 | 1
Operable | 13815 | Northwestern Wisconsin Elec Co |  | 4021 | Grantsburg Diesel | WI | Vertical | Burnett | 4 | Petroleum Liquids | IC |  | S | X | X | nsp.nweload | nsp.nweload | 2.2 | 0.8 | 2 | 2 | 0.1 | N |  |  | OP | X | 9 | 1975 | Pre-2000 |  |  | N | Electric Utility | Utility | Investor Owned Utility | 1 | X | DFO | Non-Renewable | 0 | 2.2 | 0 | 1
Operable | 13815 | Northwestern Wisconsin Elec Co |  | 4021 | Grantsburg Diesel | WI | Vertical | Burnett | 8 | Petroleum Liquids | IC |  | S | X | X |  |  | 1.8 | 0.8 | 1.8 | 1.8 | 0.1 | N |  |  | OP | X | 6 | 2007 | 2007 |  |  | N | Electric Utility | Utility | Investor Owned Utility | 1 | X | DFO | Non-Renewable | 0 | 1.8 | 0 | 1
Operable | 65160 | Norton Powerhouse 2 |  | 66018 | Norton Powerhouse 2 | MA | Restructured | Worcester | GEN3 | Natural Gas Fired Combustion Turbine | GT |  | S | X | X |  |  | 4.6 | 1 | 3.3 | 4.6 | 0.2 | N |  |  | OP | X | 11 | 2022 | 2022 |  |  | Y | Industrial CHP | Customer Sited | Other | 7 | T | NG | Non-Renewable | 0 | 4.6 | 0 | 1
Operable | 63392 | Norwalk Hospital |  | 63673 | Norwalk Hospital Plant | CT | Restructured | Fairfield | EU-12 | Natural Gas Internal Combustion Engine | IC |  | S | X | X |  |  | 3 | 0.8 | 2.5 | 2.5 | 1.5 | N |  |  | OA | X | 1 | 2015 | 2015 |  |  | Y | Commercial CHP | Customer Sited | Other | 5 | T | NG | Non-Renewable | 0 | 3 | 0 | 1
Operable | 61454 | NorWest Energy 14, LLC |  | 61835 | Grand Ronde Solar | OR | Vertical | Polk | PGRC4 | Solar Photovoltaic | PV |  | S | X | X |  |  | 2.2 |  | 2.2 | 2.2 |  | N |  |  | OP | X | 12 | 2017 | 2017 |  |  | N | IPP Non-CHP | IPP | IPP | 2 | X | SUN | Renewable | 2.2 | 0 | 1 | 0
Operable | 61161 | Norwest Energy 7, LLC |  | 61560 | Eagle Point Solar | OR | Vertical | Jackson | PGRD4 | Solar Photovoltaic | PV |  | S | X | X |  |  | 9.9 |  | 9.9 | 9.9 |  | N |  |  | OP | X | 12 | 2017 | 2017 |  |  | N | IPP Non-CHP | IPP | IPP | 2 | X | SUN | Renewable | 9.9 | 0 | 1 | 0
Operable | 63645 | Nostrand Solar, LLC |  | 63991 | Nostrand | IL | Restructured | Kankakee | NOS | Solar Photovoltaic | PV |  | S | X | X |  |  | 2 |  | 2 | 2 |  | N |  |  | OP | X | 5 | 2021 | 2021 |  |  | N | IPP Non-CHP | IPP | IPP | 2 | X | SUN | Renewable | 2 | 0 | 1 | 0
Operable | 56742 | Notus Clean Energy LLC |  | 57414 | Notus Wind 1 | MA | Restructured | Barnstable | 1 | Onshore Wind Turbine | WT |  | S | X | X |  |  | 1.7 |  | 1.7 | 1.7 | 0 | N |  |  | OP | X | 7 | 2010 | 2010 | 7 | 2035 | N | IPP Non-CHP | IPP | IPP | 2 | X | WND | Renewable | 1.7 | 0 | 1 | 0
Operable | 13876 | Nove Investments I LLC |  | 50831 | Nove Power Plant | CA | Vertical | Contra Costa | GEN1 | Landfill Gas | IC |  | S | X | X | RICHMN_7_BAYENV |  | 1 | 1 | 1 | 1 | 0.5 | N |  |  | OP | X | 12 | 1985 | Pre-2000 |  |  | N | IPP Non-CHP | IPP | IPP | 2 | X | LFG | Renewable | 1 | 0 | 1 | 0
Operable | 13876 | Nove Investments I LLC |  | 50831 | Nove Power Plant | CA | Vertical | Contra Costa | GEN2 | Landfill Gas | IC |  | S | X | X | RICHMN_7_BAYENV |  | 1 | 1 | 1 | 1 | 0.5 | N |  |  | OP | X | 5 | 1987 | Pre-2000 |  |  | N | IPP Non-CHP | IPP | IPP | 2 | X | LFG | Renewable | 1 | 0 | 1 | 0
Operable | 13876 | Nove Investments I LLC |  | 50831 | Nove Power Plant | CA | Vertical | Contra Costa | GEN3 | Landfill Gas | IC |  | S | X | X | RICHMN_7_BAYENV |  | 1 | 1 | 1 | 1 | 0.5 | N |  |  | OP | X | 12 | 1985 | Pre-2000 |  |  | N | IPP Non-CHP | IPP | IPP | 2 | X | LFG | Renewable | 1 | 0 | 1 | 0
Operable | 55925 | Novo Biopower LLC |  | 56616 | Novo BioPower Plant | AZ | Vertical | Navajo | G3 | Wood/Wood Waste Biomass | ST |  | S | X | X |  |  | 27.2 | 0.85 | 22.2 | 22.2 | 3 | N |  |  | OP | X | 6 | 2008 | 2008 |  |  | N | IPP Non-CHP | IPP | IPP | 2 | X | WDS | Renewable | 27.2 | 0 | 1 | 0 | NG
Operable | 13192 | NRG Arthur Kill Operations Inc |  | 2490 | Arthur Kill Generating Station | NY | Restructured | Richmond | 2 | Natural Gas Steam Turbine | ST |  | W | X | X |  |  | 342 | 0.8 | 362.2 | 361 | 90 | N |  |  | OP | X | 9 | 1959 | Pre-2000 |  |  | N | IPP Non-CHP | IPP | IPP | 2 | X | NG | Non-Renewable | 0 | 342 | 0 | 1
Operable | 13192 | NRG Arthur Kill Operations Inc |  | 2490 | Arthur Kill Generating Station | NY | Restructured | Richmond | 3 | Natural Gas Steam Turbine | ST |  | W | X | X |  |  | 535.5 | 0.9 | 522.7 | 530 | 150 | N |  |  | OP | X | 6 | 1969 | Pre-2000 |  |  | N | IPP Non-CHP | IPP | IPP | 2 | X | NG | Non-Renewable | 0 | 535.5 | 0 | 1
Operable | 13192 | NRG Arthur Kill Operations Inc |  | 2490 | Arthur Kill Generating Station | NY | Restructured | Richmond | GT1 | Natural Gas Fired Combustion Turbine | GT |  | W | X | X |  |  | 18 | 1 | 12.3 | 15.9 | 1 | N |  |  | OP | X | 1 | 1970 | Pre-2000 |  |  | N | IPP Non-CHP | IPP | IPP | 2 | X | NG | Non-Renewable | 0 | 18 | 0 | 1
Operable | 58847 | NRG California Peaker Operations LLC |  | 59002 | Carlsbad Energy Center | CA | Vertical | San Diego | CEC 6 | Natural Gas Fired Combustion Turbine | GT |  | W | X | X | CARLS1_2_CARCT1 | CARLS1_2_CARCT1 | 131.8 | 0.85 | 105.5 | 105.5 | 24 | N |  |  | OP | X | 12 | 2018 | 2018 |  |  | N | IPP Non-CHP | IPP | IPP | 2 | X | NG | Non-Renewable | 0 | 131.8 | 0 | 1
Operable | 58847 | NRG California Peaker Operations LLC |  | 59002 | Carlsbad Energy Center | CA | Vertical | San Diego | CEC 7 | Natural Gas Fired Combustion Turbine | GT |  | W | X | X | CARLS1_2_CARCT1 | CARLS1_2_CARCT1 | 131.8 | 0.85 | 105.5 | 105.5 | 24 | N |  |  | OP | X | 12 | 2018 | 2018 |  |  | N | IPP Non-CHP | IPP | IPP | 2 | X | NG | Non-Renewable | 0 | 131.8 | 0 | 1
Operable | 58847 | NRG California Peaker Operations LLC |  | 59002 | Carlsbad Energy Center | CA | Vertical | San Diego | CEC 8 | Natural Gas Fired Combustion Turbine | GT |  | W | X | X | CARLS1_2_CARCT1 | CARLS1_2_CARCT1 | 131.8 | 0.85 | 105.5 | 105.5 | 24 | N |  |  | OP | X | 12 | 2018 | 2018 |  |  | N | IPP Non-CHP | IPP | IPP | 2 | X | NG | Non-Renewable | 0 | 131.8 | 0 | 1
Operable | 58847 | NRG California Peaker Operations LLC |  | 59002 | Carlsbad Energy Center | CA | Vertical | San Diego | CEC 9 | Natural Gas Fired Combustion Turbine | GT |  | W | X | X | CARLS1_2_CARCT1 | CARLS1_2_CARCT1 | 131.8 | 0.85 | 105.5 | 105.5 | 24 | N |  |  | OP | X | 12 | 2018 | 2018 |  |  | N | IPP Non-CHP | IPP | IPP | 2 | X | NG | Non-Renewable | 0 | 131.8 | 0 | 1
Operable | 58847 | NRG California Peaker Operations LLC |  | 59002 | Carlsbad Energy Center | CA | Vertical | San Diego | CEC10 | Natural Gas Fired Combustion Turbine | GT |  | W | X | X | CARLS2_1_CARCT1 | CARLS2_1_CARCT1 | 131.8 | 0.85 | 105.5 | 105.5 | 24 | N |  |  | OP | X | 12 | 2018 | 2018 |  |  | N | IPP Non-CHP | IPP | IPP | 2 | X | NG | Non-Renewable | 0 | 131.8 | 0 | 1
Operable | 56020 | NRG Cedar Bayou Development Company LLC |  | 56806 | Cedar Bayou 4 | TX | Restructured | Chambers | 4 | Natural Gas Fired Combined Cycle | CA | CBY4 | J | N | X | CBY4_CC1 | CBY4_CC1 | 178.5 | 0.85 | 178 | 186 | 70 | N |  |  | OP | X | 6 | 2009 | 2009 |  |  | N | IPP Non-CHP | IPP | IPP | 2 | X | NG | Non-Renewable | 0 | 178.5 | 0 | 1
Operable | 56020 | NRG Cedar Bayou Development Company LLC |  | 56806 | Cedar Bayou 4 | TX | Restructured | Chambers | 41 | Natural Gas Fired Combined Cycle | CT | CBY4 | J | X | N | CBY4_CC1 | CBY4_CC1 | 178.5 | 0.85 | 163 | 173 | 130 | N |  |  | OP | X | 6 | 2009 | 2009 |  |  | N | IPP Non-CHP | IPP | IPP | 2 | X | NG | Non-Renewable | 0 | 178.5 | 0 | 1
Operable | 56020 | NRG Cedar Bayou Development Company LLC |  | 56806 | Cedar Bayou 4 | TX | Restructured | Chambers | 42 | Natural Gas Fired Combined Cycle | CT | CBY4 | J | X | N | CBY4_CC1 | CBY4_CC1 | 178.5 | 0.85 | 163 | 173 | 130 | N |  |  | OP | X | 6 | 2009 | 2009 |  |  | N | IPP Non-CHP | IPP | IPP | 2 | X | NG | Non-Renewable | 0 | 178.5 | 0 | 1
Operable | 61505 | NRG Chalk Point CT |  | 61890 | NRG Chalk Point CT | MD | Restructured | Prince Georges | SGT1 | Petroleum Liquids | GT |  | S | X | X | 50840 | 50840 | 94 | 0.9 | 80.2 | 80.2 | 30 | N |  |  | OP | X | 6 | 1990 | Pre-2000 |  |  | N | IPP Non-CHP | IPP | IPP | 2 | X | DFO | Non-Renewable | 0 | 94 | 0 | 1 | NG
Operable | 4405 | NRG Cottonwood Tenant LLC |  | 55358 | Cottonwood Energy Project | TX | Restructured | Newton | CT1 | Natural Gas Fired Combined Cycle | CT | ST1 | W | X | N |  |  | 198.9 | 0.85 | 146 | 157.7 | 90 | N |  |  | OP | X | 7 | 2003 | 2003 |  |  | N | IPP Non-CHP | IPP | IPP | 2 | X | NG | Non-Renewable | 0 | 198.9 | 0 | 1
Operable | 4405 | NRG Cottonwood Tenant LLC |  | 55358 | Cottonwood Energy Project | TX | Restructured | Newton | CT2 | Natural Gas Fired Combined Cycle | CT | ST2 | W | X | N |  |  | 198.9 | 0.85 | 149 | 164.3 | 90 | N |  |  | OP | X | 7 | 2003 | 2003 |  |  | N | IPP Non-CHP | IPP | IPP | 2 | X | NG | Non-Renewable | 0 | 198.9 | 0 | 1
Operable | 4405 | NRG Cottonwood Tenant LLC |  | 55358 | Cottonwood Energy Project | TX | Restructured | Newton | CT3 | Natural Gas Fired Combined Cycle | CT | ST3 | W | X | N |  |  | 198.9 | 0.85 | 146 | 158.3 | 90 | N |  |  | OP | X | 7 | 2003 | 2003 |  |  | N | IPP Non-CHP | IPP | IPP | 2 | X | NG | Non-Renewable | 0 | 198.9 | 0 | 1
Operable | 4405 | NRG Cottonwood Tenant LLC |  | 55358 | Cottonwood Energy Project | TX | Restructured | Newton | CT4 | Natural Gas Fired Combined Cycle | CT | ST4 | W | X | N |  |  | 198.9 | 0.85 | 147 | 157.7 | 90 | N |  |  | OP | X | 7 | 2003 | 2003 |  |  | N | IPP Non-CHP | IPP | IPP | 2 | X | NG | Non-Renewable | 0 | 198.9 | 0 | 1
Operable | 4405 | NRG Cottonwood Tenant LLC |  | 55358 | Cottonwood Energy Project | TX | Restructured | Newton | ST1 | Natural Gas Fired Combined Cycle | CA | ST1 | W | Y | X |  |  | 159.5 | 0.85 | 135.3 | 141.7 | 60 | N |  |  | OP | X | 7 | 2003 | 2003 |  |  | N | IPP Non-CHP | IPP | IPP | 2 | X | NG | Non-Renewable | 0 | 159.5 | 0 | 1
Operable | 4405 | NRG Cottonwood Tenant LLC |  | 55358 | Cottonwood Energy Project | TX | Restructured | Newton | ST2 | Natural Gas Fired Combined Cycle | CA | ST2 | W | Y | X |  |  | 159.5 | 0.85 | 142.3 | 139 | 60 | N |  |  | OP | X | 7 | 2003 | 2003 |  |  | N | IPP Non-CHP | IPP | IPP | 2 | X | NG | Non-Renewable | 0 | 159.5 | 0 | 1
Operable | 4405 | NRG Cottonwood Tenant LLC |  | 55358 | Cottonwood Energy Project | TX | Restructured | Newton | ST3 | Natural Gas Fired Combined Cycle | CA | ST3 | W | Y | X |  |  | 159.5 | 0.85 | 140.3 | 140 | 60 | N |  |  | OP | X | 7 | 2003 | 2003 |  |  | N | IPP Non-CHP | IPP | IPP | 2 | X | NG | Non-Renewable | 0 | 159.5 | 0 | 1
Operable | 4405 | NRG Cottonwood Tenant LLC |  | 55358 | Cottonwood Energy Project | TX | Restructured | Newton | ST4 | Natural Gas Fired Combined Cycle | CA | ST4 | W | Y | X |  |  | 159.5 | 0.85 | 139.3 | 139 | 60 | N |  |  | OP | X | 7 | 2003 | 2003 |  |  | N | IPP Non-CHP | IPP | IPP | 2 | X | NG | Non-Renewable | 0 | 159.5 | 0 | 1
Operable | 58203 | NRG Energy Center Eagles LLC |  | 58231 | Lincoln Financial Field | PA | Restructured | Philadelphia | GEN1 | Solar Photovoltaic | PV |  | S | X | X |  |  | 2.9 |  | 2.9 | 2.9 |  | N |  |  | OP | X | 1 | 2013 | 2013 |  |  | N | IPP Non-CHP | IPP | IPP | 2 | X | SUN | Renewable | 2.9 | 0 | 1 | 0
Operable | 59883 | NRG Energy Gas & Wind Holdings Inc |  | 56304 | San Juan Mesa Wind Project LLC | NM | Vertical | Roosevelt | 1 | Onshore Wind Turbine | WT |  | J | X | X | SWPP | SWPP | 120 |  | 120 | 120 | 1 | N |  |  | OP | X | 12 | 2005 | 2005 |  |  | N | IPP Non-CHP | IPP | IPP | 2 | X | WND | Renewable | 120 | 0 | 1 | 0
Operable | 59883 | NRG Energy Gas & Wind Holdings Inc |  | 56621 | Sleeping Bear LLC | OK | Vertical | Harper | 1 | Onshore Wind Turbine | WT |  | S | X | X | SWPP | SWPP | 94.5 |  | 94.5 | 94.5 | 1 | N |  |  | OP | X | 10 | 2007 | 2007 |  |  | N | IPP Non-CHP | IPP | IPP | 2 | X | WND | Renewable | 94.5 | 0 | 1 | 0
Operable | 59883 | NRG Energy Gas & Wind Holdings Inc |  | 56755 | Odin Wind Farm LLC | MN | Vertical | Cottonwood | 1 | Onshore Wind Turbine | WT |  | J | X | X | MISO | MISO | 20 |  | 20 | 20 | 1 | N |  |  | OP | X | 5 | 2008 | 2008 |  |  | N | IPP Non-CHP | IPP | IPP | 2 | X | WND | Renewable | 20 | 0 | 1 | 0
Operable | 55397 | NRG Energy Inc |  | 56649 | South Trent Wind Farm | TX | Restructured | Nolan | 1 | Onshore Wind Turbine | WT |  | W | X | X |  |  | 101.2 |  | 101.2 | 101.2 | 1 | N |  |  | OP | X | 1 | 2009 | 2009 |  |  | N | IPP Non-CHP | IPP | IPP | 2 | X | WND | Renewable | 101.2 | 0 | 1 | 0
Operable | 57499 | NRG Energy Services |  | 57073 | Ivanpah 2 | CA | Vertical | San Bernardino | ST1 | Solar Thermal without Energy Storage | ST |  | W | X | X |  |  | 133.4 | 0.9 | 133.4 | 133.4 |  | N |  |  | OP | X | 12 | 2013 | 2013 |  |  | N | IPP Non-CHP | IPP | IPP | 2 | X | SUN | Renewable | 133.4 | 0 | 1 | 0 | NG
Operable | 57499 | NRG Energy Services |  | 57074 | Ivanpah 1 | CA | Vertical | San Bernardino | ST1 | Solar Thermal without Energy Storage | ST |  | W | X | X |  |  | 126 | 0.9 | 126 | 126 |  | N |  |  | OP | X | 12 | 2013 | 2013 |  |  | N | IPP Non-CHP | IPP | IPP | 2 | X | SUN | Renewable | 126 | 0 | 1 | 0 | NG
Operable | 57499 | NRG Energy Services |  | 57075 | Ivanpah 3 | CA | Vertical | San Bernardino | ST1 | Solar Thermal without Energy Storage | ST |  | W | X | X |  |  | 133.4 | 0.9 | 133.4 | 133.4 |  | N |  |  | OP | X | 12 | 2013 | 2013 |  |  | N | IPP Non-CHP | IPP | IPP | 2 | X | SUN | Renewable | 133.4 | 0 | 1 | 0 | NG
Operable | 58905 | NRG Energy Services - Plum Point |  | 56456 | Plum Point Energy Station | AR | Vertical | Mississippi | STG1 | Conventional Steam Coal | ST |  | J | X | X | SME.PLUMPOINT | SME.PLUMPOINT | 720 | 0.9 | 680 | 680 | 285 | N |  |  | OP | X | 9 | 2010 | 2010 |  |  | N | IPP Non-CHP | IPP | IPP | 2 | X | SUB | Non-Renewable | 0 | 720 | 0 | 1
Operable | 58615 | NRG Homer City Services LLC |  | 3122 | Homer City Generating Station | PA | Restructured | Indiana | 1 | Conventional Steam Coal | ST |  | J | X | X | 51230 |  | 660 | 0.9 | 626.1 | 631.2 | 285 | N |  |  | OP | X | 6 | 1969 | Pre-2000 | 4 | 2024 | N | IPP Non-CHP | IPP | IPP | 2 | X | BIT | Non-Renewable | 0 | 660 | 0 | 1
Operable | 62033 | NRG MN Community LLC |  | 61059 | Novel OYA of Osakis CSG | MN | Vertical | Douglas | 0000G | Solar Photovoltaic | PV |  | W | X | X |  |  | 5 |  | 5 | 5 |  | N |  |  | OP | X | 7 | 2018 | 2018 |  |  | N | IPP Non-CHP | IPP | IPP | 2 | X | SUN | Renewable | 5 | 0 | 1 | 0
Operable | 62033 | NRG MN Community LLC |  | 61060 | Novel - OYA of Mapleton CSG | MN | Vertical | Blue Earth | 0000I | Solar Photovoltaic | PV |  | W | X | X |  |  | 3.5 |  | 3.5 | 3.5 |  |  |  |  | OP | X | 7 | 2018 | 2018 |  |  | N | IPP Non-CHP | IPP | IPP | 2 | X | SUN | Renewable | 3.5 | 0 | 1 | 0
Operable | 22380 | NRG Montville Operations Inc |  | 546 | Montville Station | CT | Restructured | New London | 10 | Petroleum Liquids | IC |  | S | X | X | UN.MONTVLLE69 MO10 | UN.MONTVLLE69 MO10 | 2.7 | 0.8 | 2.7 | 2.7 | 1 | N |  |  | SB | Y | 1 | 1967 | Pre-2000 |  |  | N | IPP Non-CHP | IPP | IPP | 2 | X | DFO | Non-Renewable | 0 | 2.7 | 0 | 1
Operable | 22380 | NRG Montville Operations Inc |  | 546 | Montville Station | CT | Restructured | New London | 11 | Petroleum Liquids | IC |  | S | X | X | UN.MONTVLLE69 MO10 | UN.MONTVLLE69 MO10 | 2.7 | 0.8 | 2.7 | 2.7 | 1 | N |  |  | SB | Y | 1 | 1967 | Pre-2000 |  |  | N | IPP Non-CHP | IPP | IPP | 2 | X | DFO | Non-Renewable | 0 | 2.7 | 0 | 1
Operable | 22380 | NRG Montville Operations Inc |  | 546 | Montville Station | CT | Restructured | New London | 5 | Natural Gas Steam Turbine | ST |  | S | X | X | UN.MONTVLLE13.8MON5 | UN.MONTVLLE13.8MON5 | 75 | 0.8 | 81 | 83 | 40 | N |  |  | OP | X | 1 | 1954 | Pre-2000 |  |  | N | IPP Non-CHP | IPP | IPP | 2 | X | NG | Non-Renewable | 0 | 75 | 0 | 1 | RFO
Operable | 22380 | NRG Montville Operations Inc |  | 546 | Montville Station | CT | Restructured | New London | 6 | Petroleum Liquids | ST |  | S | X | X | UN.MONTVLLE22.0MON6 | UN.MONTVLLE22.0MON6 | 414.9 | 0.9 | 410 | 410 | 125 | N |  |  | OP | X | 1 | 1971 | Pre-2000 |  |  | N | IPP Non-CHP | IPP | IPP | 2 | X | RFO | Non-Renewable | 0 | 414.9 | 0 | 1
Operable | 60365 | NRG Renew Canal 1 LLC |  | 60625 | Renew Canal 1 CSG LLC | MA | Restructured | Barnstable | CANAL | Solar Photovoltaic | PV |  | S | X | X |  |  | 1.2 |  | 1.2 | 1.2 |  | N |  |  | OP | X | 6 | 2017 | 2017 |  |  | N | IPP Non-CHP | IPP | IPP | 2 | X | SUN | Renewable | 1.2 | 0 | 1 | 0
Operable | 57052 | NRG Solar Arrowhead LLC |  | 57747 | FedEx Field Solar Facility | MD | Restructured | Prince Georges | 1 | Solar Photovoltaic | PV |  | S | X | X |  |  | 2 |  | 2 | 2 |  | N |  |  | OP | X | 9 | 2011 | 2011 |  |  | N | IPP Non-CHP | IPP | IPP | 2 | X | SUN | Renewable | 2 | 0 | 1 | 0
Operable | 59399 | NRG Solar Blythe |  | 56939 | Solar Blythe LLC | CA | Vertical | Riverside | 1 | Solar Photovoltaic | PV |  | S | X | X |  |  | 21 |  | 21 | 21 |  | N |  |  | OP | X | 12 | 2009 | 2009 |  |  | N | IPP Non-CHP | IPP | IPP | 2 | X | SUN | Renewable | 21 | 0 | 1 | 0
Operable | 60307 | NRG Solar Blythe II LLC |  | 60558 | Solar Blythe 2 | CA | Vertical | Riverside | PV1 | Solar Photovoltaic | PV |  | W | X | X |  |  | 20 |  | 20 | 20 |  | N |  |  | OP | X | 4 | 2017 | 2017 |  |  | N | IPP Non-CHP | IPP | IPP | 2 | X | SUN | Renewable | 20 | 0 | 1 | 0
Operable | 57271 | NRG Solar Borrego I |  | 57455 | Solar Borrego I | CA | Vertical | San Diego | SB1 | Solar Photovoltaic | PV |  | S | X | X |  |  | 26 |  | 26 | 26 |  | N |  |  | OP | X | 2 | 2013 | 2013 |  |  | N | IPP Non-CHP | IPP | IPP | 2 | X | SUN | Renewable | 26 | 0 | 1 | 0
Operable | 60145 | NRG Solar Las Vegas MB 2 |  | 60350 | Solar Las Vegas MB 2, LLC | NV | Vertical | Clark | LVMB2 | Solar Photovoltaic | PV |  | S | X | X |  |  | 1.5 |  | 1.5 | 1.5 |  | N |  |  | OP | X | 7 | 2016 | 2016 |  |  | N | IPP Non-CHP | IPP | IPP | 2 | X | SUN | Renewable | 1.5 | 0 | 1 | 0
Operable | 59208 | NRG Solar Las Vegas MB-1 |  | 59430 | Solar Las Vegas MB-1 | NV | Vertical | Clark | MB-1 | Solar Photovoltaic | PV |  | S | X | X |  |  | 4.9 |  | 4.9 | 4.9 |  | N |  |  | OP | X | 2 | 2015 | 2015 |  |  | N | IPP Non-CHP | IPP | IPP | 2 | X | SUN | Renewable | 4.9 | 0 | 1 | 0
Operable | 59400 | NRG Solar Roadrunner |  | 57338 | Roadrunner Solar | NM | Vertical | Dona Ana | 1 | Solar Photovoltaic | PV |  | S | X | X |  |  | 20.2 |  | 20 | 20 |  | N |  |  | OP | X | 8 | 2011 | 2011 |  |  | N | IPP Non-CHP | IPP | IPP | 2 | X | SUN | Renewable | 20.2 | 0 | 1 | 0
Operable | 54888 | NRG Texas Power LLC |  | 298 | Limestone | TX | Restructured | Limestone | 1 | Conventional Steam Coal | ST |  | S | X | X | LEG_LEG_G1 | LEG_LEG_G1 | 893 | 0.94 | 824 | 824 | 300 | N |  |  | OP | X | 12 | 1985 | Pre-2000 |  |  | N | IPP Non-CHP | IPP | IPP | 2 | X | SUB | Non-Renewable | 0 | 893 | 0 | 1 | NG | LIG | PC
Operable | 54888 | NRG Texas Power LLC |  | 298 | Limestone | TX | Restructured | Limestone | 2 | Conventional Steam Coal | ST |  | S | X | X | LEG_LEG_G2 | LEG_LEG_G2 | 956.8 | 0.92 | 836 | 836 | 300 | N |  |  | OP | X | 12 | 1986 | Pre-2000 |  |  | N | IPP Non-CHP | IPP | IPP | 2 | X | SUB | Non-Renewable | 0 | 956.8 | 0 | 1 | NG | LIG | PC
Operable | 54888 | NRG Texas Power LLC |  | 3460 | Cedar Bayou | TX | Restructured | Chambers | 1 | Natural Gas Steam Turbine | ST |  | S | X | X | CBY_CBY_G1 | CBY_CBY_G1 | 765 | 0.9 | 745 | 745 | 65 | N |  |  | OP | X | 12 | 1970 | Pre-2000 |  |  | N | IPP Non-CHP | IPP | IPP | 2 | X | NG | Non-Renewable | 0 | 765 | 0 | 1
Operable | 54888 | NRG Texas Power LLC |  | 3460 | Cedar Bayou | TX | Restructured | Chambers | 2 | Natural Gas Steam Turbine | ST |  | S | X | X | CBY_CBY_G2 | CBY_CBY_G2 | 765 | 0.9 | 749 | 749 | 65 | N |  |  | OP | X | 3 | 1972 | Pre-2000 |  |  | N | IPP Non-CHP | IPP | IPP | 2 | X | NG | Non-Renewable | 0 | 765 | 0 | 1
Operable | 54888 | NRG Texas Power LLC |  | 3464 | Greens Bayou | TX | Restructured | Harris | 73 | Natural Gas Fired Combustion Turbine | GT |  | S | X | X | GBY_GT | GBY_GT | 72 | 0.9 | 57 | 67 | 30 | N |  |  | OP | X | 12 | 1976 | Pre-2000 |  |  | N | IPP Non-CHP | IPP | IPP | 2 | X | NG | Non-Renewable | 0 | 72 | 0 | 1
Operable | 54888 | NRG Texas Power LLC |  | 3464 | Greens Bayou | TX | Restructured | Harris | 74 | Natural Gas Fired Combustion Turbine | GT |  | S | X | X | GBY_GT | GBY_GT | 72 | 0.9 | 53 | 68 | 30 | N |  |  | OP | X | 12 | 1976 | Pre-2000 |  |  | N | IPP Non-CHP | IPP | IPP | 2 | X | NG | Non-Renewable | 0 | 72 | 0 | 1
Operable | 54888 | NRG Texas Power LLC |  | 3464 | Greens Bayou | TX | Restructured | Harris | 81 | Natural Gas Fired Combustion Turbine | GT |  | S | X | X | GBY_GT | GBY_GT | 72 | 0.9 | 53 | 69 | 30 | N |  |  | OP | X | 12 | 1976 | Pre-2000 |  |  | N | IPP Non-CHP | IPP | IPP | 2 | X | NG | Non-Renewable | 0 | 72 | 0 | 1
Operable | 54888 | NRG Texas Power LLC |  | 3464 | Greens Bayou | TX | Restructured | Harris | 82 | Natural Gas Fired Combustion Turbine | GT |  | S | X | X | GBY_GT | GBY_GT | 72 | 0.9 | 47 | 50 | 30 | N |  |  | OP | X | 12 | 1976 | Pre-2000 |  |  | N | IPP Non-CHP | IPP | IPP | 2 | X | NG | Non-Renewable | 0 | 72 | 0 | 1
Operable | 54888 | NRG Texas Power LLC |  | 3464 | Greens Bayou | TX | Restructured | Harris | 83 | Natural Gas Fired Combustion Turbine | GT |  | S | X | X | GBY_GT | GBY_GT | 72 | 0.9 | 61 | 72 | 30 | N |  |  | OP | X | 12 | 1976 | Pre-2000 |  |  | N | IPP Non-CHP | IPP | IPP | 2 | X | NG | Non-Renewable | 0 | 72 | 0 | 1
Operable | 54888 | NRG Texas Power LLC |  | 3464 | Greens Bayou | TX | Restructured | Harris | 84 | Natural Gas Fired Combustion Turbine | GT |  | S | X | X | GBY_GT | GBY_GT | 72 | 0.9 | 56 | 68 | 30 | N |  |  | OP | X | 12 | 1976 | Pre-2000 |  |  | N | IPP Non-CHP | IPP | IPP | 2 | X | NG | Non-Renewable | 0 | 72 | 0 | 1
Operable | 54888 | NRG Texas Power LLC |  | 3469 | T H Wharton | TX | Restructured | Harris | 3 | Natural Gas Fired Combined Cycle | CA | THW3 | S | N | X | THW_CC1 | THW_CC1 | 113.1 | 0.85 | 110 | 110 | 27 | N |  |  | OP | X | 8 | 1974 | Pre-2000 |  |  | N | IPP Non-CHP | IPP | IPP | 2 | X | NG | Non-Renewable | 0 | 113.1 | 0 | 1
Operable | 54888 | NRG Texas Power LLC |  | 3469 | T H Wharton | TX | Restructured | Harris | 31 | Natural Gas Fired Combined Cycle | CT | THW3 | S | X | Y | THW_CC1 | THW_CC1 | 54 | 0.85 | 54 | 69 | 53 | N |  |  | OP | X | 7 | 1972 | Pre-2000 |  |  | N | IPP Non-CHP | IPP | IPP | 2 | X | NG | Non-Renewable | 0 | 54 | 0 | 1
Operable | 54888 | NRG Texas Power LLC |  | 3469 | T H Wharton | TX | Restructured | Harris | 32 | Natural Gas Fired Combined Cycle | CT | THW3 | S | X | Y | THW_CC1 | THW_CC1 | 54 | 0.9 | 54 | 69 | 53 | N |  |  | OP | X | 7 | 1972 | Pre-2000 |  |  | N | IPP Non-CHP | IPP | IPP | 2 | X | NG | Non-Renewable | 0 | 54 | 0 | 1
Operable | 54888 | NRG Texas Power LLC |  | 3469 | T H Wharton | TX | Restructured | Harris | 33 | Natural Gas Fired Combined Cycle | CT | THW3 | S | X | Y | THW_CC1 | THW_CC1 | 54 | 0.9 | 54 | 69 | 53 | N |  |  | OP | X | 7 | 1972 | Pre-2000 |  |  | N | IPP Non-CHP | IPP | IPP | 2 | X | NG | Non-Renewable | 0 | 54 | 0 | 1
Operable | 54888 | NRG Texas Power LLC |  | 3469 | T H Wharton | TX | Restructured | Harris | 34 | Natural Gas Fired Combined Cycle | CT | THW3 | S | X | Y | THW_CC1 | THW_CC1 | 54 | 0.9 | 54 | 69 | 53 | N |  |  | OP | X | 7 | 1972 | Pre-2000 |  |  | N | IPP Non-CHP | IPP | IPP | 2 | X | NG | Non-Renewable | 0 | 54 | 0 | 1
Operable | 54888 | NRG Texas Power LLC |  | 3469 | T H Wharton | TX | Restructured | Harris | 4 | Natural Gas Fired Combined Cycle | CA | THW4 | S | N | X | THW_CC2 | THW_CC2 | 113.1 | 0.85 | 110 | 110 | 27 | N |  |  | OP | X | 8 | 1974 | Pre-2000 |  |  | N | IPP Non-CHP | IPP | IPP | 2 | X | NG | Non-Renewable | 0 | 113.1 | 0 | 1
Operable | 54888 | NRG Texas Power LLC |  | 3469 | T H Wharton | TX | Restructured | Harris | 41 | Natural Gas Fired Combined Cycle | CT | THW4 | S | X | Y | THW_CC2 | THW_CC2 | 54 | 0.9 | 54 | 69 | 53 | N |  |  | OP | X | 7 | 1972 | Pre-2000 |  |  | N | IPP Non-CHP | IPP | IPP | 2 | X | NG | Non-Renewable | 0 | 54 | 0 | 1
Operable | 54888 | NRG Texas Power LLC |  | 3469 | T H Wharton | TX | Restructured | Harris | 42 | Natural Gas Fired Combined Cycle | CT | THW4 | S | X | Y | THW_CC2 | THW_CC2 | 54 | 0.9 | 54 | 69 | 53 | N |  |  | OP | X | 7 | 1972 | Pre-2000 |  |  | N | IPP Non-CHP | IPP | IPP | 2 | X | NG | Non-Renewable | 0 | 54 | 0 | 1
Operable | 54888 | NRG Texas Power LLC |  | 3469 | T H Wharton | TX | Restructured | Harris | 43 | Natural Gas Fired Combined Cycle | CT | THW4 | S | X | Y | THW_CC2 | THW_CC2 | 56.7 | 0.9 | 54 | 69 | 53 | N |  |  | OP | X | 8 | 1974 | Pre-2000 |  |  | N | IPP Non-CHP | IPP | IPP | 2 | X | NG | Non-Renewable | 0 | 56.7 | 0 | 1
Operable | 54888 | NRG Texas Power LLC |  | 3469 | T H Wharton | TX | Restructured | Harris | 44 | Natural Gas Fired Combined Cycle | CT | THW4 | S | X | Y | THW_CC2 | THW_CC2 | 56.7 | 0.9 | 54 | 69 | 53 | N |  |  | OP | X | 8 | 1974 | Pre-2000 |  |  | N | IPP Non-CHP | IPP | IPP | 2 | X | NG | Non-Renewable | 0 | 56.7 | 0 | 1
Operable | 54888 | NRG Texas Power LLC |  | 3469 | T H Wharton | TX | Restructured | Harris | 51 | Natural Gas Fired Combustion Turbine | GT |  | S | X | X | THW_THWGT5X | THW_THWGT5X | 85 | 0.9 | 56 | 65 | 40 | N |  |  | OP | X | 11 | 1975 | Pre-2000 |  |  | N | IPP Non-CHP | IPP | IPP | 2 | X | NG | Non-Renewable | 0 | 85 | 0 | 1
Operable | 54888 | NRG Texas Power LLC |  | 3469 | T H Wharton | TX | Restructured | Harris | 52 | Natural Gas Fired Combustion Turbine | GT |  | S | X | X | THW_THWGT5X | THW_THWGT5X | 85 | 0.9 | 56 | 65 | 38 | N |  |  | OP | X | 11 | 1975 | Pre-2000 |  |  | N | IPP Non-CHP | IPP | IPP | 2 | X | NG | Non-Renewable | 0 | 85 | 0 | 1
Operable | 54888 | NRG Texas Power LLC |  | 3469 | T H Wharton | TX | Restructured | Harris | 53 | Natural Gas Fired Combustion Turbine | GT |  | S | X | X | THW_THWGT5X | THW_THWGT5X | 85 | 0.9 | 56 | 65 | 42 | N |  |  | OP | X | 11 | 1975 | Pre-2000 |  |  | N | IPP Non-CHP | IPP | IPP | 2 | X | NG | Non-Renewable | 0 | 85 | 0 | 1
Operable | 54888 | NRG Texas Power LLC |  | 3469 | T H Wharton | TX | Restructured | Harris | 54 | Natural Gas Fired Combustion Turbine | GT |  | S | X | X | THW_THWGT5X | THW_THWGT5X | 85 | 0.9 | 56 | 65 | 48 | N |  |  | OP | X | 11 | 1975 | Pre-2000 |  |  | N | IPP Non-CHP | IPP | IPP | 2 | X | NG | Non-Renewable | 0 | 85 | 0 | 1
Operable | 54888 | NRG Texas Power LLC |  | 3469 | T H Wharton | TX | Restructured | Harris | 55 | Natural Gas Fired Combustion Turbine | GT |  | S | X | X | THW_THWGT5X | THW_THWGT5X | 85 | 0.9 | 56 | 65 | 42 | N |  |  | OP | X | 11 | 1975 | Pre-2000 |  |  | N | IPP Non-CHP | IPP | IPP | 2 | X | NG | Non-Renewable | 0 | 85 | 0 | 1
Operable | 54888 | NRG Texas Power LLC |  | 3469 | T H Wharton | TX | Restructured | Harris | 56 | Natural Gas Fired Combustion Turbine | GT |  | S | X | X | THW_THWGT5X | THW_THWGT5X | 85 | 0.9 | 56 | 65 | 38 | N |  |  | OP | X | 11 | 1975 | Pre-2000 |  |  | N | IPP Non-CHP | IPP | IPP | 2 | X | NG | Non-Renewable | 0 | 85 | 0 | 1
Operable | 54888 | NRG Texas Power LLC |  | 3469 | T H Wharton | TX | Restructured | Harris | GT1 | Natural Gas Fired Combustion Turbine | GT |  | S | X | X | THW_THWGT_1 | THW_THWGT_1 | 16.3 | 0.85 | 14 | 16 | 5 | N |  |  | OP | X | 7 | 1967 | Pre-2000 |  |  | N | IPP Non-CHP | IPP | IPP | 2 | X | NG | Non-Renewable | 0 | 16.3 | 0 | 1
Operable | 54888 | NRG Texas Power LLC |  | 3470 | W A Parish | TX | Restructured | Fort Bend | 1 | Natural Gas Steam Turbine | ST |  | S | X | X | WAP_WAP_G1 | WAP_WAP_G1 | 187.8 | 0.85 | 169 | 169 | 30 | N |  |  | OP | X | 6 | 1958 | Pre-2000 |  |  | N | IPP Non-CHP | IPP | IPP | 2 | X | NG | Non-Renewable | 0 | 187.8 | 0 | 1
Operable | 54888 | NRG Texas Power LLC |  | 3470 | W A Parish | TX | Restructured | Fort Bend | 2 | Natural Gas Steam Turbine | ST |  | S | X | X | WAP_WAP_G2 | WAP_WAP_G2 | 187.8 | 0.85 | 169 | 169 | 30 | N |  |  | OP | X | 12 | 1958 | Pre-2000 |  |  | N | IPP Non-CHP | IPP | IPP | 2 | X | NG | Non-Renewable | 0 | 187.8 | 0 | 1
Operable | 54888 | NRG Texas Power LLC |  | 3470 | W A Parish | TX | Restructured | Fort Bend | 3 | Natural Gas Steam Turbine | ST |  | S | X | X | WAP_WAP_G3 | WAP_WAP_G3 | 299.2 | 0.85 | 240 | 258 | 60 | N |  |  | OP | X | 3 | 1961 | Pre-2000 |  |  | N | IPP Non-CHP | IPP | IPP | 2 | X | NG | Non-Renewable | 0 | 299.2 | 0 | 1
Operable | 54888 | NRG Texas Power LLC |  | 3470 | W A Parish | TX | Restructured | Fort Bend | 4 | Natural Gas Steam Turbine | ST |  | S | X | X | WAP_WAP_G4 | WAP_WAP_G4 | 580.5 | 0.9 | 552 | 552 | 60 | N |  |  | OP | X | 6 | 1968 | Pre-2000 |  |  | N | IPP Non-CHP | IPP | IPP | 2 | X | NG | Non-Renewable | 0 | 580.5 | 0 | 1
Operable | 54888 | NRG Texas Power LLC |  | 3470 | W A Parish | TX | Restructured | Fort Bend | 5 | Conventional Steam Coal | ST |  | S | X | X | WAP_WAP_G5 | WAP_WAP_G5 | 734.1 | 0.9 | 664 | 664 | 175 | N |  |  | OP | X | 12 | 1977 | Pre-2000 |  |  | N | IPP Non-CHP | IPP | IPP | 2 | X | SUB | Non-Renewable | 0 | 734.1 | 0 | 1 | NG
Operable | 54888 | NRG Texas Power LLC |  | 3470 | W A Parish | TX | Restructured | Fort Bend | 6 | Conventional Steam Coal | ST |  | S | X | X | WAP_WAP_G6 | WAP_WAP_G6 | 734.1 | 0.9 | 663 | 663 | 175 | N |  |  | OP | X | 12 | 1978 | Pre-2000 |  |  | N | IPP Non-CHP | IPP | IPP | 2 | X | SUB | Non-Renewable | 0 | 734.1 | 0 | 1 | NG
Operable | 54888 | NRG Texas Power LLC |  | 3470 | W A Parish | TX | Restructured | Fort Bend | 7 | Conventional Steam Coal | ST |  | S | X | X | WAP_WAP_G7 | WAP_WAP_G7 | 614.6 | 0.87 | 577 | 577 | 175 | N |  |  | OP | X | 6 | 1980 | Pre-2000 |  |  | N | IPP Non-CHP | IPP | IPP | 2 | X | SUB | Non-Renewable | 0 | 614.6 | 0 | 1 | NG
Operable | 54888 | NRG Texas Power LLC |  | 3470 | W A Parish | TX | Restructured | Fort Bend | 8 | Conventional Steam Coal | ST |  | S | X | X | WAP_WAP_G8 | WAP_WAP_G8 | 654 | 0.87 | 610 | 610 | 175 | N |  |  | OP | X | 12 | 1982 | Pre-2000 |  |  | N | IPP Non-CHP | IPP | IPP | 2 | X | SUB | Non-Renewable | 0 | 654 | 0 | 1 | NG
Operable | 54888 | NRG Texas Power LLC |  | 3470 | W A Parish | TX | Restructured | Fort Bend | GT1 | Natural Gas Fired Combustion Turbine | GT |  | S | X | X | WAP_WAP_GT_1 | WAP_WAP_GT_1 | 16.3 | 0.85 | 13 | 13 | 3 | N |  |  | OP | X | 7 | 1967 | Pre-2000 |  |  | N | IPP Non-CHP | IPP | IPP | 2 | X | NG | Non-Renewable | 0 | 16.3 | 0 | 1
Operable | 54888 | NRG Texas Power LLC |  | 7325 | San Jacinto Steam Electric Station | TX | Restructured | Harris | 1 | Natural Gas Fired Combustion Turbine | GT |  | S | X | X | SJS_SJS_G1 | SJS_SJS_G1 | 88.2 | 0.85 | 80 | 87 | 58 | N |  |  | OP | X | 4 | 1995 | Pre-2000 |  |  | N | IPP Non-CHP | IPP | IPP | 2 | X | NG | Non-Renewable | 0 | 88.2 | 0 | 1
Operable | 54888 | NRG Texas Power LLC |  | 7325 | San Jacinto Steam Electric Station | TX | Restructured | Harris | 2 | Natural Gas Fired Combustion Turbine | GT |  | S | X | X | SJS_SJS_G2 | SJS_SJS_G2 | 88.2 | 0.85 | 80 | 87 | 58 | N |  |  | OP | X | 4 | 1995 | Pre-2000 |  |  | N | IPP Non-CHP | IPP | IPP | 2 | X | NG | Non-Renewable | 0 | 88.2 | 0 | 1
Operable | 54888 | NRG Texas Power LLC |  | 61362 | NRG Elbow Creek Energy Storage Project | TX | Restructured | Howard | ECBS | Batteries | BA |  | S | X | X | RN_TOSBATT | RN_TOSBATT | 2 |  | 2 | 2 | 0 | N |  |  | OS | X | 11 | 2017 | 2017 |  |  | N | IPP Non-CHP | IPP | IPP | 2 | X | MWH | Other | 0 | 0 | 0 | 0
Operable | 19830 | NRG Vienna Operations Inc |  | 1564 | Vienna Operations | MD | Restructured | Dorchester | 10 | Petroleum Liquids | GT |  | W | X | X |  |  | 18.6 | 0.85 | 14.3 | 14.3 | 14 | N |  |  | OP | X | 1 | 1968 | Pre-2000 | 6 | 2025 | N | IPP Non-CHP | IPP | IPP | 2 | X | DFO | Non-Renewable | 0 | 18.6 | 0 | 1
Operable | 19830 | NRG Vienna Operations Inc |  | 1564 | Vienna Operations | MD | Restructured | Dorchester | 8 | Petroleum Liquids | ST |  | W | X | X |  |  | 162 | 0.9 | 153 | 153 | 55 | N |  |  | OP | X | 1 | 1972 | Pre-2000 | 6 | 2025 | N | IPP Non-CHP | IPP | IPP | 2 | X | RFO | Non-Renewable | 0 | 162 | 0 | 1 | DFO
Operable | 65233 | NSF Angelica Site 1, LLC |  | 66061 | Angelica Solar Site 1 | NY | Restructured | Allegany | A1 | Solar Photovoltaic | PV |  | S | X | X |  |  | 5 |  | 5 | 5 |  | N |  |  | OP | X | 5 | 2022 | 2022 |  |  | N | IPP Non-CHP | IPP | IPP | 2 | X | SUN | Renewable | 5 | 0 | 1 | 0
Operable | 65235 | NSF Angelica Site 2, LLC |  | 66062 | Angelica Solar Site 2 | NY | Restructured | Allegany | A2 | Solar Photovoltaic | PV |  | S | X | X |  |  | 5 |  | 5 | 5 |  | N |  |  | OP | X | 5 | 2022 | 2022 |  |  | N | IPP Non-CHP | IPP | IPP | 2 | X | SUN | Renewable | 5 | 0 | 1 | 0
Operable | 65236 | NSF Angelica Site 3, LLC |  | 66063 | Angelica Solar Site 3 | NY | Restructured | Allegany | A3 | Solar Photovoltaic | PV |  | S | X | X |  |  | 5 |  | 5 | 5 |  | N |  |  | OP | X | 5 | 2022 | 2022 |  |  | N | IPP Non-CHP | IPP | IPP | 2 | X | SUN | Renewable | 5 | 0 | 1 | 0
Operable | 65237 | NSF Angelica Site 4, LLC |  | 66064 | Angelica Solar Site 4 | NY | Restructured | Allegany | A4 | Solar Photovoltaic | PV |  | S | X | X |  |  | 5 |  | 5 | 5 |  | N |  |  | OP | X | 5 | 2022 | 2022 |  |  | N | IPP Non-CHP | IPP | IPP | 2 | X | SUN | Renewable | 5 | 0 | 1 | 0
Operable | 66295 | NSF Torrey Site 1, LLC |  | 67606 | NSF Torrey Site 1 | NY | Restructured | Yates | TRY01 | Solar Photovoltaic | PV |  | S | X | X |  |  | 4.6 |  | 4.6 | 4.6 |  | N |  |  | OP | X | 11 | 2023 | 2023 |  |  | N | IPP Non-CHP | IPP | IPP | 2 | X | SUN | Renewable | 4.6 | 0 | 1 | 0
Operable | 66294 | NSF Torrey Site 2, LLC |  | 67605 | NSF Torrey Site 2 | NY | Restructured | Yates | TRY02 | Solar Photovoltaic | PV |  | S | X | X |  |  | 5 |  | 5 | 5 |  | N |  |  | OP | X | 11 | 2023 | 2023 |  |  | N | IPP Non-CHP | IPP | IPP | 2 | X | SUN | Renewable | 5 | 0 | 1 | 0
Operable | 66293 | NSF Torrey Site 3, LLC |  | 67604 | NSF Torrey Site 3 | NY | Restructured | Yates | TRY03 | Solar Photovoltaic | PV |  | S | X | X |  |  | 5 |  | 5 | 5 |  | N |  |  | OP | X | 11 | 2023 | 2023 |  |  | N | IPP Non-CHP | IPP | IPP | 2 | X | SUN | Renewable | 5 | 0 | 1 | 0
Operable | 54913 | NSTAR Electric Company |  | 62055 | Wareham Solar PV | MA | Restructured | Plymouth | LG395 | Solar Photovoltaic | PV |  | S | X | X |  |  | 3.3 | 1 | 3.3 | 3.3 |  | N |  |  | OP | X | 12 | 2018 | 2018 |  |  | N | Electric Utility | Utility | Investor Owned Utility | 1 | X | SUN | Renewable | 3.3 | 0 | 1 | 0
Operable | 54913 | NSTAR Electric Company |  | 62059 | East Longmeadow Solar PV | MA | Restructured | Hampden | LG400 | Solar Photovoltaic | PV |  | S | X | X |  |  | 5 |  | 5 | 5 |  | N |  |  | OP | X | 10 | 2019 | 2019 |  |  | N | Electric Utility | Utility | Investor Owned Utility | 1 | X | SUN | Renewable | 5 | 0 | 1 | 0
Operable | 54913 | NSTAR Electric Company |  | 62063 | Greenfield Solar PV | MA | Restructured | Franklin | LG400 | Solar Photovoltaic | PV |  | S | X | X |  |  | 2 |  | 2 | 2 |  | N |  |  | OP | X | 1 | 2019 | 2019 |  |  | N | Electric Utility | Utility | Investor Owned Utility | 1 | X | SUN | Renewable | 2 | 0 | 1 | 0
Operable | 54913 | NSTAR Electric Company |  | 62064 | Hinsdale Solar PV | MA | Restructured | Berkshire | LG400 | Solar Photovoltaic | PV |  | S | X | X |  |  | 2 |  | 2 | 2 |  | N |  |  | OP | X | 1 | 2019 | 2019 |  |  | N | Electric Utility | Utility | Investor Owned Utility | 1 | X | SUN | Renewable | 2 | 0 | 1 | 0
Operable | 54913 | NSTAR Electric Company |  | 62065 | Savoy Solar PV | MA | Restructured | Hampshire | LG400 | Solar Photovoltaic | PV |  | S | X | X |  |  | 2 |  | 2 | 2 |  | N |  |  | OP | X | 2 | 2019 | 2019 |  |  | N | Electric Utility | Utility | Investor Owned Utility | 1 | X | SUN | Renewable | 2 | 0 | 1 | 0
Operable | 54913 | NSTAR Electric Company |  | 62066 | Southampton Solar PV | MA | Restructured | Hampshire | LG400 | Solar Photovoltaic | PV |  | S | X | X |  |  | 2 |  | 2 | 2 |  | N |  |  | OP | X | 2 | 2019 | 2019 |  |  | N | Electric Utility | Utility | Investor Owned Utility | 1 | X | SUN | Renewable | 2 | 0 | 1 | 0
Operable | 54913 | NSTAR Electric Company |  | 62072 | Springfield Solar PV | MA | Restructured | Hampden | LG395 | Solar Photovoltaic | PV |  | S | X | X |  |  | 4 |  | 4 | 4 |  | N |  |  | OP | X | 1 | 2019 | 2019 |  |  | N | Electric Utility | Utility | Investor Owned Utility | 1 | X | SUN | Renewable | 4 | 0 | 1 | 0
Operable | 54913 | NSTAR Electric Company |  | 62073 | Hampden Solar PV | MA | Restructured | Hampden | LG390 | Solar Photovoltaic | PV |  | S | X | X |  |  | 3.5 |  | 3.5 | 3.5 |  | N |  |  | OP | X | 11 | 2019 | 2019 |  |  | N | Electric Utility | Utility | Investor Owned Utility | 1 | X | SUN | Renewable | 3.5 | 0 | 1 | 0
Operable | 54913 | NSTAR Electric Company |  | 62082 | Southwick Solar PV | MA | Restructured | Hampden | REC34 | Solar Photovoltaic | PV |  | S | X | X |  |  | 5 |  | 5 | 5 |  | N |  |  | OP | X | 1 | 2019 | 2019 |  |  | N | Electric Utility | Utility | Investor Owned Utility | 1 | X | SUN | Renewable | 5 | 0 | 1 | 0
Operable | 54913 | NSTAR Electric Company |  | 62090 | Sunderland Solar PV | MA | Restructured | Franklin | REC34 | Solar Photovoltaic | PV |  | S | X | X |  |  | 1.1 |  | 1.1 | 1.1 |  | N |  |  | OP | X | 9 | 2018 | 2018 |  |  | N | Electric Utility | Utility | Investor Owned Utility | 1 | X | SUN | Renewable | 1.1 | 0 | 1 | 0
Operable | 54913 | NSTAR Electric Company |  | 62091 | Hatfield Solar PV | MA | Restructured | Hampshire | LG395 | Solar Photovoltaic | PV |  | S | X | X |  |  | 3.6 |  | 3.6 | 3.6 |  | N |  |  | OP | X | 12 | 2018 | 2018 |  |  | N | Electric Utility | Utility | Investor Owned Utility | 1 | X | SUN | Renewable | 3.6 | 0 | 1 | 0
Operable | 54913 | NSTAR Electric Company |  | 62092 | Montague Site 36-Grosolar | MA | Restructured | Franklin | REC34 | Solar Photovoltaic | PV |  | S | X | X |  |  | 4.1 |  | 4.1 | 4.1 |  | N |  |  | OP | X | 10 | 2018 | 2018 |  |  | N | Electric Utility | Utility | Investor Owned Utility | 1 | X | SUN | Renewable | 4.1 | 0 | 1 | 0
Operable | 54913 | NSTAR Electric Company |  | 62093 | East Springfield Solar PV | MA | Restructured | Hampden | REC34 | Solar Photovoltaic | PV |  | S | X | X |  |  | 1.4 |  | 1.4 | 1.4 |  | N |  |  | OP | X | 10 | 2018 | 2018 |  |  | N | Electric Utility | Utility | Investor Owned Utility | 1 | X | SUN | Renewable | 1.4 | 0 | 1 | 0
Operable | 54913 | NSTAR Electric Company |  | 62097 | Ludlow Site 72 - Conti | MA | Restructured | Hampden | LG390 | Solar Photovoltaic | PV |  | S | X | X |  |  | 1.9 |  | 1.9 | 1.9 |  | N |  |  | OP | X | 8 | 2018 | 2018 |  |  | N | Electric Utility | Utility | Investor Owned Utility | 1 | X | SUN | Renewable | 1.9 | 0 | 1 | 0
Operable | 54913 | NSTAR Electric Company |  | 62264 | Pittsfield 44 - M&W PV | MA | Restructured | Berkshire | LG400 | Solar Photovoltaic | PV |  | S | X | X |  |  | 1.2 |  | 1.2 | 1.2 |  | N |  |  | OP | X | 8 | 2018 | 2018 |  |  | N | Electric Utility | Utility | Investor Owned Utility | 1 | X | SUN | Renewable | 1.2 | 0 | 1 | 0
Operable | 54913 | NSTAR Electric Company |  | 62265 | Lee Site 31 Solar | MA | Restructured | Berkshire | LG370 | Solar Photovoltaic | PV |  | S | X | X |  |  | 1.9 |  | 1.9 | 1.9 |  | N |  |  | OP | X | 8 | 2018 | 2018 |  |  | N | Electric Utility | Utility | Investor Owned Utility | 1 | X | SUN | Renewable | 1.9 | 0 | 1 | 0
Operable | 54913 | NSTAR Electric Company |  | 62266 | Plymouth Solar | MA | Restructured | Plymouth | LG400 | Solar Photovoltaic | PV |  | S | X | X |  |  | 1.1 |  | 1.1 | 1.1 |  | N |  |  | OP | X | 6 | 2018 | 2018 |  |  | N | Electric Utility | Utility | Investor Owned Utility | 1 | X | SUN | Renewable | 1.1 | 0 | 1 | 0
Operable | 65488 | NTUA Generation - Utah, LLC |  | 66404 | Red Mesa Solar Project | UT | Vertical | San Juan | PV | Solar Photovoltaic | PV |  | S | X | X |  |  | 72 |  | 72 | 72 |  | N |  |  | OP | X | 4 | 2023 | 2023 |  |  | N | IPP Non-CHP | IPP | IPP | 2 | X | SUN | Renewable | 72 | 0 | 1 | 0
Operable | 59254 | NuGen Capital Management |  | 58974 | Fairview Farms Solar | MA | Restructured | Franklin | PV1 | Solar Photovoltaic | PV |  | S | X | X |  |  | 2 |  | 2.3 | 1.3 |  | N |  |  | OP | X | 6 | 2014 | 2014 |  |  | N | IPP Non-CHP | IPP | IPP | 2 | X | SUN | Renewable | 2 | 0 | 1 | 0
Operable | 59254 | NuGen Capital Management |  | 59046 | 651 Chase Solar NG | MA | Restructured | Worcester | PV1 | Solar Photovoltaic | PV |  | S | X | X |  |  | 2.5 |  | 2.5 | 1.5 |  | N |  |  | OP | X | 6 | 2014 | 2014 |  |  | N | IPP Non-CHP | IPP | IPP | 2 | X | SUN | Renewable | 2.5 | 0 | 1 | 0
Operable | 59254 | NuGen Capital Management |  | 59484 | Hadley Solar NG, LLC | MA | Restructured | Hampshire | PV1 | Solar Photovoltaic | PV |  | S | X | X |  |  | 2.7 |  | 2 | 1 |  | N |  |  | OP | X | 7 | 2014 | 2014 |  |  | N | IPP Non-CHP | IPP | IPP | 2 | X | SUN | Renewable | 2.7 | 0 | 1 | 0
Operable | 59254 | NuGen Capital Management |  | 59485 | 265 Pleasant Solar NG, LLC | MA | Restructured | Worcester | PV2 | Solar Photovoltaic | PV |  | S | X | X |  |  | 1 |  | 0.9 | 0.3 |  | N |  |  | OP | X | 7 | 2014 | 2014 |  |  | N | IPP Non-CHP | IPP | IPP | 2 | X | SUN | Renewable | 1 | 0 | 1 | 0
Operable | 59254 | NuGen Capital Management |  | 61224 | 350 Clark Solar, NG, LLC | NJ | Restructured | Morris | 5400 | Solar Photovoltaic | PV |  | S | X | X |  |  | 1.8 |  | 1.8 | 0.6 |  | N |  |  | OP | X | 4 | 2011 | 2011 |  |  | N | IPP Non-CHP | IPP | IPP | 2 | X | SUN | Renewable | 1.8 | 0 | 1 | 0
Operable | 59254 | NuGen Capital Management |  | 61237 | 433 Purchase Solar NG, LLC | MA | Restructured | Bristol | 5402 | Solar Photovoltaic | PV |  | S | X | X |  |  | 2.8 |  | 2.8 | 0.5 |  | N |  |  | OP | X | 4 | 2012 | 2012 |  |  | N | IPP Non-CHP | IPP | IPP | 2 | X | SUN | Renewable | 2.8 | 0 | 1 | 0
Operable | 59254 | NuGen Capital Management |  | 61243 | Old Wardour Solar | MA | Restructured | Worcester | 5406 | Solar Photovoltaic | PV |  | S | X | X |  |  | 5.5 |  | 4.3 | 1.7 |  | N |  |  | OP | X | 1 | 2016 | 2016 |  |  | N | IPP Non-CHP | IPP | IPP | 2 | X | SUN | Renewable | 5.5 | 0 | 1 | 0
Operable | 59254 | NuGen Capital Management |  | 61244 | Shuman Solar | MA | Restructured | Norfolk | 5404 | Solar Photovoltaic | PV |  | S | X | X |  |  | 2.2 |  | 2.2 | 2.2 |  | N |  |  | OP | X | 4 | 2016 | 2016 |  |  | N | IPP Non-CHP | IPP | IPP | 2 | X | SUN | Renewable | 2.2 | 0 | 1 | 0
Operable | 59254 | NuGen Capital Management |  | 61245 | Vuelta Solar | MA | Restructured | Worcester | 5405 | Solar Photovoltaic | PV |  | S | X | X |  |  | 5.5 |  | 4.7 | 1.7 |  | N |  |  | OP | X | 1 | 2016 | 2016 |  |  | N | IPP Non-CHP | IPP | IPP | 2 | X | SUN | Renewable | 5.5 | 0 | 1 | 0
Operable | 59254 | NuGen Capital Management |  | 61518 | 301 Chestnut Solar NG | MA | Restructured | Hampden | 3010 | Solar Photovoltaic | PV |  | S | X | X |  |  | 2 |  | 2 | 2 |  | N |  |  | OP | X | 4 | 2017 | 2017 |  |  | N | IPP Non-CHP | IPP | IPP | 2 | X | SUN | Renewable | 2 | 0 | 1 | 0
Operable | 59254 | NuGen Capital Management |  | 61755 | East Acres Solar NG, LLC | MA | Restructured | Berkshire | EA | Solar Photovoltaic | PV |  | S | X | X |  |  | 5.8 |  | 5.8 | 2.8 |  | N |  |  | OP | X | 4 | 2017 | 2017 |  |  | N | IPP Non-CHP | IPP | IPP | 2 | X | SUN | Renewable | 5.8 | 0 | 1 | 0
Operable | 59254 | NuGen Capital Management |  | 62581 | Tolland Solar NG LLC | MA | Restructured | Hampden | 3011 | Solar Photovoltaic | PV |  | S | X | X |  |  | 3.5 |  | 3.5 | 3.5 |  | N |  |  | OP | X | 10 | 2014 | 2014 |  |  | N | IPP Non-CHP | IPP | IPP | 2 | X | SUN | Renewable | 3.5 | 0 | 1 | 0
Operable | 59254 | NuGen Capital Management |  | 62781 | 10 Briggs Solar NG, LLC (East) | RI | Restructured | Kent | 2818 | Solar Photovoltaic | PV |  | S | X | X |  |  | 5 |  | 5 | 5 |  | N |  |  | OP | X | 6 | 2021 | 2021 |  |  | N | IPP Non-CHP | IPP | IPP | 2 | X | SUN | Renewable | 5 | 0 | 1 | 0
Operable | 59254 | NuGen Capital Management |  | 65083 | Halifax Solar | MA | Restructured | Plymouth | PV1 | Solar Photovoltaic | PV |  | S | X | X |  |  | 2.5 |  | 2.5 | 2.5 |  | N |  |  | OP | X | 8 | 2015 | 2015 |  |  | N | IPP Non-CHP | IPP | IPP | 2 | X | SUN | Renewable | 2.5 | 0 | 1 | 0
Operable | 59254 | NuGen Capital Management |  | 65085 | 580 River Solar | MA | Restructured | Worcester | PV1 | Solar Photovoltaic | PV |  | S | X | X |  |  | 3.1 |  | 3.1 | 3.1 |  | N |  |  | OP | X | 9 | 2018 | 2018 |  |  | N | IPP Non-CHP | IPP | IPP | 2 | X | SUN | Renewable | 3.1 | 0 | 1 | 0
Operable | 13870 | Nushagak Electric Coop, Inc |  | 109 | Dillingham | AK | Vertical | Dillingham | 10 | Petroleum Liquids | IC |  | S | X | X |  |  | 1.1 | 0.8 | 1.1 | 1.1 | 0.5 | N |  |  | OP | X | 5 | 1988 | Pre-2000 |  |  | N | Electric Utility | Utility | Cooperative | 1 | X | DFO | Non-Renewable | 0 | 1.1 | 0 | 1
Operable | 13870 | Nushagak Electric Coop, Inc |  | 109 | Dillingham | AK | Vertical | Dillingham | 11 | Petroleum Liquids | IC |  | S | X | X |  |  | 1 | 0.8 | 1 | 1 | 0.5 | N |  |  | OP | X | 11 | 2001 | 2001 |  |  | N | Electric Utility | Utility | Cooperative | 1 | X | DFO | Non-Renewable | 0 | 1 | 0 | 1
Operable | 13870 | Nushagak Electric Coop, Inc |  | 109 | Dillingham | AK | Vertical | Dillingham | 12 | Petroleum Liquids | IC |  | S | X | X |  |  | 1 | 0.8 | 1 | 1 | 0.5 | N |  |  | OP | X | 3 | 2006 | 2006 |  |  | N | Electric Utility | Utility | Cooperative | 1 | X | DFO | Non-Renewable | 0 | 1 | 0 | 1
Operable | 13870 | Nushagak Electric Coop, Inc |  | 109 | Dillingham | AK | Vertical | Dillingham | 13 | Petroleum Liquids | IC |  | S | X | X |  |  | 1 | 0.8 | 1 | 1 | 0.5 | N |  |  | OP | X | 4 | 2006 | 2006 |  |  | N | Electric Utility | Utility | Cooperative | 1 | X | DFO | Non-Renewable | 0 | 1 | 0 | 1
Operable | 13870 | Nushagak Electric Coop, Inc |  | 109 | Dillingham | AK | Vertical | Dillingham | 14 | Petroleum Liquids | IC |  | S | X | X |  |  | 1 | 0.8 | 1 | 1 | 0.5 | N |  |  | OP | X | 3 | 2008 | 2008 |  |  | N | Electric Utility | Utility | Cooperative | 1 | X | DFO | Non-Renewable | 0 | 1 | 0 | 1
Operable | 13870 | Nushagak Electric Coop, Inc |  | 109 | Dillingham | AK | Vertical | Dillingham | 15 | Petroleum Liquids | IC |  | S | X | X |  |  | 1 | 0.8 | 1 | 1 | 0.5 | N |  |  | OP | X | 5 | 2008 | 2008 |  |  | N | Electric Utility | Utility | Cooperative | 1 | X | DFO | Non-Renewable | 0 | 1 | 0 | 1
Operable | 13870 | Nushagak Electric Coop, Inc |  | 109 | Dillingham | AK | Vertical | Dillingham | 16 | Petroleum Liquids | IC |  | S | X | X |  |  | 0.5 | 0.8 | 0.5 | 0.5 | 0.1 | N |  |  | OP | X | 12 | 2009 | 2009 |  |  | N | Electric Utility | Utility | Cooperative | 1 | X | DFO | Non-Renewable | 0 | 0.5 | 0 | 1
Operable | 13870 | Nushagak Electric Coop, Inc |  | 109 | Dillingham | AK | Vertical | Dillingham | 17 | Petroleum Liquids | IC |  | S | X | X |  |  | 2.2 | 0.8 | 2.2 | 2.2 | 1 | N |  |  | OP | X | 6 | 2019 | 2019 |  |  | N | Electric Utility | Utility | Cooperative | 1 | X | DFO | Non-Renewable | 0 | 2.2 | 0 | 1
Operable | 13870 | Nushagak Electric Coop, Inc |  | 109 | Dillingham | AK | Vertical | Dillingham | 18 | Petroleum Liquids | IC |  | S | X | X |  |  | 2.2 | 0.8 | 2.2 | 2.2 | 1 | N |  |  | OP | X | 6 | 2019 | 2019 |  |  | N | Electric Utility | Utility | Cooperative | 1 | X | DFO | Non-Renewable | 0 | 2.2 | 0 | 1
Operable | 63294 | Nutmeg Solar LLC |  | 63592 | Nutmeg Solar | CT | Restructured | Hartford | NUTMG | Solar Photovoltaic | PV |  | S | X | X |  |  | 19.6 |  | 19.6 | 19.6 |  | N |  |  | OP | X | 12 | 2020 | 2020 |  |  | N | IPP Non-CHP | IPP | IPP | 2 | X | SUN | Renewable | 19.6 | 0 | 1 | 0
Operable | 179 | Nutrien US LLC |  | 54452 | Nutrien Kenai Nitrogen Operations | AK | Vertical | Kenai Peninsula | 744A | Natural Gas Fired Combustion Turbine | GT |  | S | X | X |  |  | 2.5 | 0.9 | 2.5 | 2.5 | 0.1 | N |  |  | OS | X | 10 | 1977 | Pre-2000 |  |  | Y | Industrial CHP | Customer Sited | Other | 7 | T | NG | Non-Renewable | 0 | 2.5 | 0 | 1
Operable | 179 | Nutrien US LLC |  | 54452 | Nutrien Kenai Nitrogen Operations | AK | Vertical | Kenai Peninsula | 744B | Natural Gas Fired Combustion Turbine | GT |  | S | X | X |  |  | 2.5 | 0.9 | 2.5 | 2.5 | 0.1 | N |  |  | OS | X | 10 | 1977 | Pre-2000 |  |  | Y | Industrial CHP | Customer Sited | Other | 7 | T | NG | Non-Renewable | 0 | 2.5 | 0 | 1
Operable | 179 | Nutrien US LLC |  | 54452 | Nutrien Kenai Nitrogen Operations | AK | Vertical | Kenai Peninsula | 744C | Natural Gas Fired Combustion Turbine | GT |  | S | X | X |  |  | 2.5 | 0.9 | 2.5 | 2.5 | 0.1 | N |  |  | OS | X | 10 | 1977 | Pre-2000 |  |  | Y | Industrial CHP | Customer Sited | Other | 7 | T | NG | Non-Renewable | 0 | 2.5 | 0 | 1
Operable | 179 | Nutrien US LLC |  | 54452 | Nutrien Kenai Nitrogen Operations | AK | Vertical | Kenai Peninsula | 744D | Natural Gas Fired Combustion Turbine | GT |  | S | X | X |  |  | 2.5 | 0.9 | 2.5 | 2.5 | 0.1 | N |  |  | OS | X | 10 | 1977 | Pre-2000 |  |  | Y | Industrial CHP | Customer Sited | Other | 7 | T | NG | Non-Renewable | 0 | 2.5 | 0 | 1
Operable | 179 | Nutrien US LLC |  | 54452 | Nutrien Kenai Nitrogen Operations | AK | Vertical | Kenai Peninsula | 744E | Natural Gas Fired Combustion Turbine | GT |  | S | X | X |  |  | 2.5 | 0.9 | 2.5 | 2.5 | 0.1 | N |  |  | OS | X | 10 | 1977 | Pre-2000 |  |  | Y | Industrial CHP | Customer Sited | Other | 7 | T | NG | Non-Renewable | 0 | 2.5 | 0 | 1
Operable | 58473 | NVT LICENSES, LLC |  | 59749 | UMES (MD) - Princess Anne | MD | Restructured | Somerset | 1 | Solar Photovoltaic | PV |  | W | X | X |  |  | 2 |  | 2.1 | 1.3 |  | N |  |  | OP | X | 2 | 2011 | 2011 |  |  | N | IPP Non-CHP | IPP | IPP | 2 | X | SUN | Renewable | 2 | 0 | 1 | 0
Operable | 58473 | NVT LICENSES, LLC |  | 59750 | Bourne (MA) - Holliston I | MA | Restructured | Middlesex | 1 | Solar Photovoltaic | PV |  | W | X | X |  |  | 2.3 |  | 2.4 | 1.5 |  | N |  |  | OP | X | 12 | 2014 | 2014 |  |  | N | IPP Non-CHP | IPP | IPP | 2 | X | SUN | Renewable | 2.3 | 0 | 1 | 0
Operable | 13866 | NWP Indian Mesa Wind Farm LP |  | 55747 | NWP Indian Mesa Wind Farm | TX | Restructured | Pecos | NWP2 | Onshore Wind Turbine | WT |  | W | X | X |  |  | 82.5 |  | 82.5 | 82.5 | 4.1 | N |  |  | OP | X | 5 | 2001 | 2001 |  |  | N | IPP Non-CHP | IPP | IPP | 2 | X | WND | Renewable | 82.5 | 0 | 1 | 0
Operable | 65056 | NY - Mines Press |  | 65815 | NY - Mines Press | NY | Restructured | Westchester | MPBS | Batteries | BA |  | S | X | X |  |  | 1 | 0.99 | 1 | 1 |  | N |  |  | OP | X | 6 | 2022 | 2022 |  |  | N | IPP Non-CHP | IPP | IPP | 2 | X | MWH | Other | 0 | 0 | 0 | 0
Operable | 65056 | NY - Mines Press |  | 65815 | NY - Mines Press | NY | Restructured | Westchester | MPRES | Solar Photovoltaic | PV |  | S | X | X |  |  | 1 |  | 1 | 1 |  | N |  |  | OP | X | 12 | 2021 | 2021 |  |  | N | IPP Non-CHP | IPP | IPP | 2 | X | SUN | Renewable | 1 | 0 | 1 | 0
Operable | 60883 | NY - PRESBYTERIAN HOSPITAL-525 E 68TH ST |  | 61238 | NY - Presbyt. Hospital - 525 E 68TH St | NY | Restructured | New York | ANX1 | Petroleum Liquids | IC |  | S | X | X |  |  | 2.5 | 0.8 | 2.5 | 2.5 | 0.3 | N |  |  | SB | N | 5 | 2016 | 2016 |  |  | N | Commercial CHP | Customer Sited | Other | 5 | X | DFO | Non-Renewable | 0 | 2.5 | 0 | 1
Operable | 60883 | NY - PRESBYTERIAN HOSPITAL-525 E 68TH ST |  | 61238 | NY - Presbyt. Hospital - 525 E 68TH St | NY | Restructured | New York | ANX2 | Petroleum Liquids | IC |  | S | X | X |  |  | 2.5 | 0.8 | 2.5 | 2.5 | 0.3 | N |  |  | SB | N | 5 | 2016 | 2016 |  |  | N | Commercial CHP | Customer Sited | Other | 5 | X | DFO | Non-Renewable | 0 | 2.5 | 0 | 1
Operable | 60883 | NY - PRESBYTERIAN HOSPITAL-525 E 68TH ST |  | 61238 | NY - Presbyt. Hospital - 525 E 68TH St | NY | Restructured | New York | CGTB | Natural Gas Fired Combustion Turbine | GT |  | S | X | X |  |  | 7.7 | 0.9 | 7.7 | 7.7 | 0.7 | N |  |  | OP | X | 5 | 2009 | 2009 |  |  | Y | Commercial CHP | Customer Sited | Other | 5 | T | NG | Non-Renewable | 0 | 7.7 | 0 | 1
Operable | 60883 | NY - PRESBYTERIAN HOSPITAL-525 E 68TH ST |  | 61238 | NY - Presbyt. Hospital - 525 E 68TH St | NY | Restructured | New York | DHK1 | Petroleum Liquids | IC |  | S | X | X |  |  | 1.5 | 0.8 | 1.5 | 1.5 | 0.1 | N |  |  | SB | N | 11 | 2017 | 2017 |  |  | N | Commercial CHP | Customer Sited | Other | 5 | X | DFO | Non-Renewable | 0 | 1.5 | 0 | 1
Operable | 60883 | NY - PRESBYTERIAN HOSPITAL-525 E 68TH ST |  | 61238 | NY - Presbyt. Hospital - 525 E 68TH St | NY | Restructured | New York | DHK2 | Petroleum Liquids | IC |  | S | X | X |  |  | 1.5 | 0.8 | 1.5 | 1.5 | 0.1 | N |  |  | SB | N | 11 | 2017 | 2017 |  |  | N | Commercial CHP | Customer Sited | Other | 5 | X | DFO | Non-Renewable | 0 | 1.5 | 0 | 1
Operable | 60883 | NY - PRESBYTERIAN HOSPITAL-525 E 68TH ST |  | 61238 | NY - Presbyt. Hospital - 525 E 68TH St | NY | Restructured | New York | DHK3 | Petroleum Liquids | IC |  | S | X | X |  |  | 1.5 | 0.8 | 1.5 | 1.5 | 0.1 | N |  |  | SB | N | 11 | 2017 | 2017 |  |  | N | Commercial CHP | Customer Sited | Other | 5 | X | DFO | Non-Renewable | 0 | 1.5 | 0 | 1
Operable | 60883 | NY - PRESBYTERIAN HOSPITAL-525 E 68TH ST |  | 61238 | NY - Presbyt. Hospital - 525 E 68TH St | NY | Restructured | New York | GRB1 | Petroleum Liquids | IC |  | S | X | X |  |  | 1.4 | 0.8 | 1.4 | 1.4 | 0.1 | N |  |  | SB | N | 4 | 1997 | Pre-2000 |  |  | N | Commercial CHP | Customer Sited | Other | 5 | X | DFO | Non-Renewable | 0 | 1.4 | 0 | 1
Operable | 60883 | NY - PRESBYTERIAN HOSPITAL-525 E 68TH ST |  | 61238 | NY - Presbyt. Hospital - 525 E 68TH St | NY | Restructured | New York | GRB2 | Petroleum Liquids | IC |  | S | X | X |  |  | 1.4 | 0.8 | 1.4 | 1.4 | 0.1 | N |  |  | SB | N | 4 | 1997 | Pre-2000 |  |  | N | Commercial CHP | Customer Sited | Other | 5 | X | DFO | Non-Renewable | 0 | 1.4 | 0 | 1
Operable | 60883 | NY - PRESBYTERIAN HOSPITAL-525 E 68TH ST |  | 61238 | NY - Presbyt. Hospital - 525 E 68TH St | NY | Restructured | New York | GRB3 | Petroleum Liquids | IC |  | S | X | X |  |  | 1.4 | 0.8 | 1.4 | 1.4 | 0.1 | N |  |  | SB | N | 4 | 1997 | Pre-2000 |  |  | N | Commercial CHP | Customer Sited | Other | 5 | X | DFO | Non-Renewable | 0 | 1.4 | 0 | 1
Operable | 60883 | NY - PRESBYTERIAN HOSPITAL-525 E 68TH ST |  | 61238 | NY - Presbyt. Hospital - 525 E 68TH St | NY | Restructured | New York | GRB4 | Petroleum Liquids | IC |  | S | X | X |  |  | 1.5 | 0.8 | 1.5 | 1.5 | 0.1 | N |  |  | SB | N | 12 | 2008 | 2008 |  |  | N | Commercial CHP | Customer Sited | Other | 5 | X | DFO | Non-Renewable | 0 | 1.5 | 0 | 1
Operable | 65721 | NY USLE Carthage SR26 A LLC |  | 66822 | Carthage A | NY | Restructured | Jefferson | NECA | Solar Photovoltaic | PV |  | S | X | X |  |  | 5 |  | 5 | 5 |  | N |  |  | OP | X | 4 | 2022 | 2022 |  |  | N | IPP Non-CHP | IPP | IPP | 2 | X | SUN | Renewable | 5 | 0 | 1 | 0
Operable | 65722 | NY USLE Carthage SR26 B LLC |  | 66823 | Carthage B | NY | Restructured | Jefferson | NECB | Solar Photovoltaic | PV |  | S | X | X |  |  | 3.3 |  | 3.3 | 3.3 |  | N |  |  | OP | X | 3 | 2022 | 2022 |  |  | N | IPP Non-CHP | IPP | IPP | 2 | X | SUN | Renewable | 3.3 | 0 | 1 | 0
Operable | 65771 | NY USLE Glenville Freemans Bridge LLC |  | 66816 | Glenville Solar (CSG) | NY | Restructured | Schenectady | GLEN | Solar Photovoltaic | PV |  | S | X | X |  |  | 4.3 |  | 4.3 | 4.3 | 4.1 | N |  |  | OP | X | 12 | 2023 | 2023 |  |  | N | IPP Non-CHP | IPP | IPP | 2 | X | SUN | Renewable | 4.3 | 0 | 1 | 0
Operable | 65468 | NY USLE Oswego SR104 LLC |  | 66387 | Oswego | NY | Restructured | Oswego | NECA | Solar Photovoltaic | PV |  | S | X | X |  |  | 5 |  | 5 | 5 |  | N |  |  | OP | X | 9 | 2023 | 2023 |  |  | N | IPP Non-CHP | IPP | IPP | 2 | X | SUN | Renewable | 5 | 0 | 1 | 0
Operable | 65469 | NY USLE Rome Rome-Oriskany LLC |  | 66388 | Rome A CSG | NY | Restructured | Oneida | NECA | Solar Photovoltaic | PV |  | S | X | X |  |  | 5 |  | 3.5 | 3.5 | 1 | N |  |  | OP | X | 7 | 2023 | 2023 |  |  | N | IPP Non-CHP | IPP | IPP | 2 | X | SUN | Renewable | 5 | 0 | 1 | 0
Operable | 63461 | NY- CSG- Johnstown 2 |  | 63780 | NY- CSG- Johnstown 2 | NY | Restructured | Fulton | JOHN2 | Solar Photovoltaic | PV |  | S | X | X |  |  | 2 |  | 2 | 2 |  | N |  |  | OP | X | 3 | 2020 | 2020 |  |  | N | IPP Non-CHP | IPP | IPP | 2 | X | SUN | Renewable | 2 | 0 | 1 | 0
Operable | 63462 | NY- CSG- Livingston 4 |  | 63781 | NY- CSG- Livingston 4 | NY | Restructured | Livingston | LIV4 | Solar Photovoltaic | PV |  | S | X | X |  |  | 2 |  | 2 | 2 |  | N |  |  | OP | X | 2 | 2020 | 2020 |  |  | N | IPP Non-CHP | IPP | IPP | 2 | X | SUN | Renewable | 2 | 0 | 1 | 0
Operable | 61049 | NYC-HH Coney Island Hospital |  | 61413 | NYC-HH - CONEY ISLAND HOSPITAL | NY | Restructured | Kings | GEN1 | Petroleum Liquids | IC |  | S | X | X |  |  | 1.2 | 0.8 | 1.2 | 1.2 | 0.1 | N |  |  | SB | N | 7 | 1993 | Pre-2000 |  |  | N | Commercial Non-CHP | Customer Sited | Other | 4 | X | DFO | Non-Renewable | 0 | 1.2 | 0 | 1
Operable | 61049 | NYC-HH Coney Island Hospital |  | 61413 | NYC-HH - CONEY ISLAND HOSPITAL | NY | Restructured | Kings | GEN2 | Petroleum Liquids | IC |  | S | X | X |  |  | 1.3 | 0.8 | 1.3 | 1.3 | 0.1 | N |  |  | SB | N | 3 | 2005 | 2005 |  |  | N | Commercial Non-CHP | Customer Sited | Other | 4 | X | DFO | Non-Renewable | 0 | 1.3 | 0 | 1
Operable | 61049 | NYC-HH Coney Island Hospital |  | 61413 | NYC-HH - CONEY ISLAND HOSPITAL | NY | Restructured | Kings | GEN3 | Petroleum Liquids | IC |  | S | X | X |  |  | 0.3 | 0.8 | 0.3 | 0.3 | 0.1 | N |  |  | SB | N | 2 | 2014 | 2014 |  |  | N | Commercial Non-CHP | Customer Sited | Other | 4 | X | DFO | Non-Renewable | 0 | 0.3 | 0 | 1
Operable | 61049 | NYC-HH Coney Island Hospital |  | 61413 | NYC-HH - CONEY ISLAND HOSPITAL | NY | Restructured | Kings | GEN4 | Petroleum Liquids | IC |  | S | X | X |  |  | 0.3 | 0.8 | 0.3 | 0.3 | 0.1 | N |  |  | SB | N | 1 | 2019 | 2019 |  |  | N | Commercial Non-CHP | Customer Sited | Other | 4 | X | DFO | Non-Renewable | 0 | 0.3 | 0 | 1
Operable | 61774 | NYC-HH-New Bellevue Hospital |  | 62250 | NYC-HH-New Bellevue Hospital | NY | Restructured | New York | CAT15 | Petroleum Liquids | IC |  | S | X | X |  |  | 1.5 | 0.8 | 1.5 | 1.5 | 0.1 | N |  |  | SB | N | 1 | 2010 | 2010 |  |  | N | Commercial Non-CHP | Customer Sited | Other | 4 | X | DFO | Non-Renewable | 0 | 1.5 | 0 | 1
Operable | 61774 | NYC-HH-New Bellevue Hospital |  | 62250 | NYC-HH-New Bellevue Hospital | NY | Restructured | New York | CAT2H | Petroleum Liquids | IC |  | S | X | X |  |  | 0.8 | 0.8 | 0.8 | 0.8 | 0.1 | N |  |  | SB | N | 1 | 2011 | 2011 |  |  | N | Commercial Non-CHP | Customer Sited | Other | 4 | X | DFO | Non-Renewable | 0 | 0.8 | 0 | 1
Operable | 61774 | NYC-HH-New Bellevue Hospital |  | 62250 | NYC-HH-New Bellevue Hospital | NY | Restructured | New York | CAT2M | Petroleum Liquids | IC |  | S | X | X |  |  | 0.8 | 0.8 | 0.8 | 0.8 | 0.1 | N |  |  | SB | N | 1 | 2011 | 2011 |  |  | N | Commercial Non-CHP | Customer Sited | Other | 4 | X | DFO | Non-Renewable | 0 | 0.8 | 0 | 1
Operable | 61774 | NYC-HH-New Bellevue Hospital |  | 62250 | NYC-HH-New Bellevue Hospital | NY | Restructured | New York | CAT2X | Petroleum Liquids | IC |  | S | X | X |  |  | 0.8 | 0.8 | 0.8 | 0.8 | 0.1 | N |  |  | SB | N | 1 | 2011 | 2011 |  |  | N | Commercial Non-CHP | Customer Sited | Other | 4 | X | DFO | Non-Renewable | 0 | 0.8 | 0 | 1
Operable | 61774 | NYC-HH-New Bellevue Hospital |  | 62250 | NYC-HH-New Bellevue Hospital | NY | Restructured | New York | CAT2Y | Petroleum Liquids | IC |  | S | X | X |  |  | 0.8 | 0.8 | 0.8 | 0.8 | 0.1 | N |  |  | SB | N | 1 | 2011 | 2011 |  |  | N | Commercial Non-CHP | Customer Sited | Other | 4 | X | DFO | Non-Renewable | 0 | 0.8 | 0 | 1
Operable | 61774 | NYC-HH-New Bellevue Hospital |  | 62250 | NYC-HH-New Bellevue Hospital | NY | Restructured | New York | CAT6M | Petroleum Liquids | IC |  | S | X | X |  |  | 0.6 | 0.8 | 0.6 | 0.6 | 0.1 | N |  |  | SB | N | 1 | 1996 | Pre-2000 |  |  | N | Commercial Non-CHP | Customer Sited | Other | 4 | X | DFO | Non-Renewable | 0 | 0.6 | 0 | 1
Operable | 61774 | NYC-HH-New Bellevue Hospital |  | 62250 | NYC-HH-New Bellevue Hospital | NY | Restructured | New York | CAT6P | Petroleum Liquids | IC |  | S | X | X |  |  | 0.6 | 0.8 | 0.6 | 0.6 | 0.1 | N |  |  | SB | N | 1 | 1996 | Pre-2000 |  |  | N | Commercial Non-CHP | Customer Sited | Other | 4 | X | DFO | Non-Renewable | 0 | 0.6 | 0 | 1
Operable | 61774 | NYC-HH-New Bellevue Hospital |  | 62250 | NYC-HH-New Bellevue Hospital | NY | Restructured | New York | CUM6Z | Petroleum Liquids | IC |  | S | X | X |  |  | 0.9 | 0.8 | 0.9 | 0.9 | 0.1 | N |  |  | SB | N | 1 | 2011 | 2011 |  |  | N | Commercial Non-CHP | Customer Sited | Other | 4 | X | DFO | Non-Renewable | 0 | 0.9 | 0 | 1
Operable | 61774 | NYC-HH-New Bellevue Hospital |  | 62250 | NYC-HH-New Bellevue Hospital | NY | Restructured | New York | RUD3R | Petroleum Liquids | IC |  | S | X | X |  |  | 0.6 | 0.8 | 0.6 | 0.6 | 0.1 | N |  |  | SB | N | 1 | 2002 | 2002 |  |  | N | Commercial Non-CHP | Customer Sited | Other | 4 | X | DFO | Non-Renewable | 0 | 0.6 | 0 | 1
Operable | 61947 | NYP-Hudson Valley Hospital Center |  | 62421 | NYP-Hudson Valley Hospital Center | NY | Restructured | Westchester | 600CP | Petroleum Liquids | IC |  | S | X | X |  |  | 0.6 | 0.8 | 0.6 | 0.6 | 0.1 | N |  |  | SB | N | 1 | 2012 | 2012 |  |  | N | Commercial Non-CHP | Customer Sited | Other | 4 | X | DFO | Non-Renewable | 0 | 0.6 | 0 | 1
Operable | 61947 | NYP-Hudson Valley Hospital Center |  | 62421 | NYP-Hudson Valley Hospital Center | NY | Restructured | Westchester | 600OE | Petroleum Liquids | IC |  | S | X | X |  |  | 0.6 | 0.8 | 0.6 | 0.6 | 0.2 | N |  |  | SB | N | 1 | 2012 | 2012 |  |  | N | Commercial Non-CHP | Customer Sited | Other | 4 | X | DFO | Non-Renewable | 0 | 0.6 | 0 | 1
Operable | 61947 | NYP-Hudson Valley Hospital Center |  | 62421 | NYP-Hudson Valley Hospital Center | NY | Restructured | Westchester | 750RX | Petroleum Liquids | IC |  | S | X | X |  |  | 0.8 | 0.8 | 0.8 | 0.8 | 0.2 | N |  |  | SB | N | 1 | 2010 | 2010 |  |  | N | Commercial Non-CHP | Customer Sited | Other | 4 | X | DFO | Non-Renewable | 0 | 0.8 | 0 | 1
Operable | 61947 | NYP-Hudson Valley Hospital Center |  | 62421 | NYP-Hudson Valley Hospital Center | NY | Restructured | Westchester | TER | Petroleum Liquids | IC |  | S | X | X |  |  | 0.6 | 0.8 | 0.1 | 0.1 | 0.1 | N |  |  | SB | N | 1 | 2018 | 2018 |  |  | N | Commercial Non-CHP | Customer Sited | Other | 4 | X | DFO | Non-Renewable | 0 | 0.6 | 0 | 1
Operable | 61892 | NYP-Lower Manhattan Hospital |  | 62366 | NYP-Lower Manhattan Hospital | NY | Restructured | New York | CATR4 | Petroleum Liquids | IC |  | S | X | X |  |  | 1.5 | 0.8 | 1.5 | 1.5 | 0 | N |  |  | SB | N | 1 | 1992 | Pre-2000 |  |  | N | Commercial Non-CHP | Customer Sited | Other | 4 | X | DFO | Non-Renewable | 0 | 1.5 | 0 | 1
Operable | 63291 | NYPH - Lawrence |  | 63580 | NYP-Westchester | NY | Restructured | Westchester | CAT15 | Petroleum Liquids | IC |  | S | X | X |  |  | 0.2 | 0.8 | 0.2 | 0.2 | 0.1 | N |  |  | SB | N | 1 | 1981 | Pre-2000 |  |  | N | Commercial Non-CHP | Customer Sited | Other | 4 | X | DFO | Non-Renewable | 0 | 0.2 | 0 | 1
Operable | 63291 | NYPH - Lawrence |  | 63580 | NYP-Westchester | NY | Restructured | Westchester | CU750 | Petroleum Liquids | IC |  | S | X | X |  |  | 0.8 | 0.8 | 0.8 | 0.8 | 0.1 | N |  |  | SB | N | 1 | 2015 | 2015 |  |  | N | Commercial Non-CHP | Customer Sited | Other | 4 | X | DFO | Non-Renewable | 0 | 0.8 | 0 | 1
Operable | 63291 | NYPH - Lawrence |  | 63580 | NYP-Westchester | NY | Restructured | Westchester | DD300 | Petroleum Liquids | IC |  | S | X | X |  |  | 0.3 | 0.8 | 0.3 | 0.3 | 0.1 | N |  |  | SB | N | 1 | 2010 | 2010 |  |  | N | Commercial Non-CHP | Customer Sited | Other | 4 | X | DFO | Non-Renewable | 0 | 0.3 | 0 | 1
Operable | 63291 | NYPH - Lawrence |  | 63580 | NYP-Westchester | NY | Restructured | Westchester | KL515 | Petroleum Liquids | IC |  | S | X | X |  |  | 0.5 | 0.8 | 0.5 | 0.5 | 0.1 | N |  |  | SB | N | 1 | 2010 | 2010 |  |  | N | Commercial Non-CHP | Customer Sited | Other | 4 | X | DFO | Non-Renewable | 0 | 0.5 | 0 | 1
Operable | 61800 | NYPH-Queens |  | 62271 | NYPH-Queens | NY | Restructured | Queens | PB809 | Petroleum Liquids | IC |  | S | X | X |  |  | 0.9 | 0.8 | 0.9 | 0.9 | 0.1 | N |  |  | SB | N | 1 | 2010 | 2010 |  |  | N | Commercial Non-CHP | Customer Sited | Other | 4 | X | DFO | Non-Renewable | 0 | 0.9 | 0 | 1
Operable | 61800 | NYPH-Queens |  | 62271 | NYPH-Queens | NY | Restructured | Queens | PB909 | Petroleum Liquids | IC |  | S | X | X |  |  | 0.9 | 0.8 | 0.9 | 0.9 | 0.1 | N |  |  | SB | N | 1 | 2010 | 2010 |  |  | N | Commercial Non-CHP | Customer Sited | Other | 4 | X | DFO | Non-Renewable | 0 | 0.9 | 0 | 1
Operable | 61800 | NYPH-Queens |  | 62271 | NYPH-Queens | NY | Restructured | Queens | PR601 | Petroleum Liquids | IC |  | S | X | X |  |  | 0.9 | 0.8 | 0.9 | 0.9 | 0.1 | N |  |  | SB | N | 1 | 2000 | 2000 |  |  | N | Commercial Non-CHP | Customer Sited | Other | 4 | X | DFO | Non-Renewable | 0 | 0.9 | 0 | 1
Operable | 61800 | NYPH-Queens |  | 62271 | NYPH-Queens | NY | Restructured | Queens | PR602 | Petroleum Liquids | IC |  | S | X | X |  |  | 0.9 | 0.8 | 0.9 | 0.9 | 0.1 | N |  |  | SB | N | 1 | 2010 | 2010 |  |  | N | Commercial Non-CHP | Customer Sited | Other | 4 | X | DFO | Non-Renewable | 0 | 0.9 | 0 | 1
Operable | 61800 | NYPH-Queens |  | 62271 | NYPH-Queens | NY | Restructured | Queens | PR816 | Petroleum Liquids | IC |  | S | X | X |  |  | 0.9 | 0.8 | 0.9 | 0.9 | 0.1 | N |  |  | SB | N | 1 | 2000 | 2000 |  |  | N | Commercial Non-CHP | Customer Sited | Other | 4 | X | DFO | Non-Renewable | 0 | 0.9 | 0 | 1
Operable | 63333 | NYU Langone - Orthopedic |  | 63625 | NYU Langone - Orthopedic | NY | Restructured | Kings | HJD#1 | Petroleum Liquids | IC |  | S | X | X |  |  | 0.8 | 0.8 | 0.8 | 0.8 | 0.1 | N |  |  | SB | N | 1 | 2010 | 2010 |  |  | N | Commercial Non-CHP | Customer Sited | Other | 4 | X | DFO | Non-Renewable | 0 | 0.8 | 0 | 1
Operable | 63333 | NYU Langone - Orthopedic |  | 63625 | NYU Langone - Orthopedic | NY | Restructured | Kings | HJD#2 | Petroleum Liquids | IC |  | S | X | X |  |  | 0.8 | 0.8 | 0.8 | 0.8 | 0.1 | N |  |  | SB | N | 1 | 2010 | 2010 |  |  | N | Commercial Non-CHP | Customer Sited | Other | 4 | X | DFO | Non-Renewable | 0 | 0.8 | 0 | 1
Operable | 11329 | NYU Langone Health |  | 54769 | NYU Luthern Medical Center | NY | Restructured | Kings | GEN1 | Natural Gas Internal Combustion Engine | IC |  | S | X | X |  |  | 0.8 | 0.85 | 0.8 | 0.8 | 0.2 | N |  |  | OS | X | 1 | 1994 | Pre-2000 |  |  | Y | Commercial CHP | Customer Sited | Other | 5 | T | NG | Non-Renewable | 0 | 0.8 | 0 | 1
Operable | 11329 | NYU Langone Health |  | 54769 | NYU Luthern Medical Center | NY | Restructured | Kings | GEN2 | Natural Gas Internal Combustion Engine | IC |  | S | X | X |  |  | 0.8 | 0.85 | 0.8 | 0.8 | 0.2 | N |  |  | OS | X | 1 | 1994 | Pre-2000 |  |  | Y | Commercial CHP | Customer Sited | Other | 5 | T | NG | Non-Renewable | 0 | 0.8 | 0 | 1
Operable | 11329 | NYU Langone Health |  | 54769 | NYU Luthern Medical Center | NY | Restructured | Kings | GEN3 | Petroleum Liquids | IC |  | S | X | X |  |  | 1.5 | 0.8 | 1.5 | 1.5 | 0.5 | N |  |  | SB | Y | 1 | 2006 | 2006 |  |  | N | Commercial CHP | Customer Sited | Other | 5 | X | DFO | Non-Renewable | 0 | 1.5 | 0 | 1
Operable | 11329 | NYU Langone Health |  | 54769 | NYU Luthern Medical Center | NY | Restructured | Kings | GEN4 | Petroleum Liquids | IC |  | S | X | X |  |  | 1.5 | 0.8 | 1.5 | 1.5 | 0.5 | N |  |  | SB | Y | 1 | 2006 | 2006 |  |  | N | Commercial CHP | Customer Sited | Other | 5 | X | DFO | Non-Renewable | 0 | 1.5 | 0 | 1
Operable | 61094 | NYU LANGONE HEALTH |  | 61488 | NYU LANGONE HEALTH | NY | Restructured | New York | ENB1 | Petroleum Liquids | IC |  | S | X | X |  |  | 2.7 | 0.8 | 2.7 | 2.7 | 0.8 | N |  |  | SB | N | 6 | 2016 | 2016 |  |  | Y | Commercial CHP | Customer Sited | Other | 5 | T | DFO | Non-Renewable | 0 | 2.7 | 0 | 1
Operable | 61094 | NYU LANGONE HEALTH |  | 61488 | NYU LANGONE HEALTH | NY | Restructured | New York | ENB2 | Petroleum Liquids | IC |  | S | X | X |  |  | 2.7 | 0.8 | 2.7 | 2.7 | 0.8 | N |  |  | SB | N | 6 | 2016 | 2016 |  |  | N | Commercial CHP | Customer Sited | Other | 5 | X | DFO | Non-Renewable | 0 | 2.7 | 0 | 1
Operable | 61094 | NYU LANGONE HEALTH |  | 61488 | NYU LANGONE HEALTH | NY | Restructured | New York | ENB3 | Petroleum Liquids | IC |  | S | X | X |  |  | 2.5 | 0.8 | 0.3 | 0.3 | 0.1 | N |  |  | SB | N | 1 | 2015 | 2015 |  |  | N | Commercial CHP | Customer Sited | Other | 5 | X | DFO | Non-Renewable | 0 | 2.5 | 0 | 1
Operable | 61094 | NYU LANGONE HEALTH |  | 61488 | NYU LANGONE HEALTH | NY | Restructured | New York | GT | Natural Gas Fired Combustion Turbine | GT |  | S | X | X |  |  | 7.5 | 0.9 | 7.5 | 7.5 | 4 | N |  |  | OP | X | 6 | 2016 | 2016 |  |  | Y | Commercial CHP | Customer Sited | Other | 5 | T | NG | Non-Renewable | 0 | 7.5 | 0 | 1
Operable | 61094 | NYU LANGONE HEALTH |  | 61488 | NYU LANGONE HEALTH | NY | Restructured | New York | HCC1 | Petroleum Liquids | IC |  | S | X | X |  |  | 1 | 0.9 | 1 | 1 | 0.3 | N |  |  | SB | N | 1 | 2006 | 2006 |  |  | N | Commercial CHP | Customer Sited | Other | 5 | X | DFO | Non-Renewable | 0 | 1 | 0 | 1
Operable | 61094 | NYU LANGONE HEALTH |  | 61488 | NYU LANGONE HEALTH | NY | Restructured | New York | KML1 | Petroleum Liquids | IC |  | S | X | X |  |  | 2.5 | 0.8 | 2.5 | 2.5 | 0.1 | N |  |  | SB | N | 1 | 2018 | 2018 |  |  | N | Commercial CHP | Customer Sited | Other | 5 | X | DFO | Non-Renewable | 0 | 2.5 | 0 | 1
Operable | 61094 | NYU LANGONE HEALTH |  | 61488 | NYU LANGONE HEALTH | NY | Restructured | New York | KML2 | Petroleum Liquids | IC |  | S | X | X |  |  | 2.5 | 0.8 | 2.5 | 2.5 | 0.1 | N |  |  | SB | N | 1 | 2018 | 2018 |  |  | N | Commercial CHP | Customer Sited | Other | 5 | X | DFO | Non-Renewable | 0 | 2.5 | 0 | 1
Operable | 61094 | NYU LANGONE HEALTH |  | 61488 | NYU LANGONE HEALTH | NY | Restructured | New York | KML3 | Petroleum Liquids | IC |  | S | X | X |  |  | 2.5 | 0.8 | 2.5 | 2.5 | 0.1 | N |  |  | SB | N | 1 | 2018 | 2018 |  |  | N | Commercial CHP | Customer Sited | Other | 5 | X | DFO | Non-Renewable | 0 | 2.5 | 0 | 1
Operable | 61094 | NYU LANGONE HEALTH |  | 61488 | NYU LANGONE HEALTH | NY | Restructured | New York | SCI1 | Petroleum Liquids | IC |  | S | X | X |  |  | 3 | 0.8 | 0.4 | 0.4 | 0.1 | N |  |  | SB | N | 1 | 2015 | 2015 |  |  | N | Commercial CHP | Customer Sited | Other | 5 | X | DFO | Non-Renewable | 0 | 3 | 0 | 1
Operable | 61094 | NYU LANGONE HEALTH |  | 61488 | NYU LANGONE HEALTH | NY | Restructured | New York | SCI2 | Petroleum Liquids | IC |  | S | X | X |  |  | 3 | 0.8 | 0.4 | 0.4 | 0.1 | N |  |  | SB | N | 1 | 2015 | 2015 |  |  | N | Commercial CHP | Customer Sited | Other | 5 | X | DFO | Non-Renewable | 0 | 3 | 0 | 1
Operable | 61094 | NYU LANGONE HEALTH |  | 61488 | NYU LANGONE HEALTH | NY | Restructured | New York | SKB1 | Petroleum Liquids | IC |  | S | X | X |  |  | 1.3 | 0.8 | 1.3 | 1.3 | 0.4 | N |  |  | SB | N | 10 | 1992 | Pre-2000 |  |  | N | Commercial CHP | Customer Sited | Other | 5 | X | DFO | Non-Renewable | 0 | 1.3 | 0 | 1
Operable | 61094 | NYU LANGONE HEALTH |  | 61488 | NYU LANGONE HEALTH | NY | Restructured | New York | SMB1 | Petroleum Liquids | IC |  | S | X | X |  |  | 1.4 | 0.8 | 1.4 | 1.4 | 0.4 | N |  |  | SB | N | 9 | 2006 | 2006 |  |  | N | Commercial CHP | Customer Sited | Other | 5 | X | DFO | Non-Renewable | 0 | 1.4 | 0 | 1
Operable | 61094 | NYU LANGONE HEALTH |  | 61488 | NYU LANGONE HEALTH | NY | Restructured | New York | SMB2 | Petroleum Liquids | IC |  | S | X | X |  |  | 1.4 | 0.8 | 1.4 | 1.4 | 0.4 | N |  |  | SB | N | 9 | 2006 | 2006 |  |  | N | Commercial CHP | Customer Sited | Other | 5 | X | DFO | Non-Renewable | 0 | 1.4 | 0 | 1
Operable | 62992 | O'Neill Creek Solar LLC |  | 63235 | O'Neill Creek Solar | OR | Vertical | Washington | OCPV1 | Solar Photovoltaic | PV |  | S | X | X |  |  | 2.2 | 1 | 2.2 | 2.2 |  | N |  |  | OP | X | 11 | 2019 | 2019 |  |  | N | IPP Non-CHP | IPP | IPP | 2 | X | SUN | Renewable | 2.2 | 0 | 1 | 0
Operable | 60573 | Oak Leaf Solar V LLC |  | 60919 | Shakopee Met Council WTP | MN | Vertical | Scott | SHAK | Solar Photovoltaic | PV |  | S | X | X |  |  | 1.3 |  | 1.3 | 1.3 |  | N |  |  | OP | X | 3 | 2016 | 2016 |  |  | N | IPP Non-CHP | IPP | IPP | 2 | X | SUN | Renewable | 1.3 | 0 | 1 | 0
Operable | 66043 | Oak Solar LLC |  | 67161 | Oak Solar | NC | Vertical | Northampton | OAK | Solar Photovoltaic | PV |  | S | X | X | OAKSP-34.5 KV-OAKSP | OAKSP-34.5 KV-OAKSP | 120 |  | 120 | 120 |  | N |  |  | OP | X | 12 | 2023 | 2023 |  |  | N | IPP Non-CHP | IPP | IPP | 2 | X | SUN | Renewable | 120 | 0 | 1 | 0
Operable | 13935 | Oakdale&South San Joaquin Irrigation D. |  | 414 | Beardsley | CA | Vertical | Tuolumne | 1 | Conventional Hydroelectric | HY |  | S | X | X |  |  | 10 | 0.9 | 11 | 8.5 | 1 | N |  |  | OP | X | 5 | 1957 | Pre-2000 |  |  | N | IPP Non-CHP | IPP | IPP | 2 | X | WAT | Renewable | 10 | 0 | 1 | 0
Operable | 13935 | Oakdale&South San Joaquin Irrigation D. |  | 415 | Donnells | CA | Vertical | Tuolumne | H1 | Conventional Hydroelectric | HY |  | S | X | X |  |  | 72 | 0.9 | 72 | 61.2 | 5 | N |  |  | OP | X | 6 | 1957 | Pre-2000 |  |  | N | IPP Non-CHP | IPP | IPP | 2 | X | WAT | Renewable | 72 | 0 | 1 | 0
Operable | 13935 | Oakdale&South San Joaquin Irrigation D. |  | 416 | Tulloch | CA | Vertical | Tuolumne | 1 | Conventional Hydroelectric | HY |  | S | X | X |  |  | 11.7 | 0.9 | 9 | 8 | 1 | N |  |  | OP | X | 6 | 1958 | Pre-2000 |  |  | N | IPP Non-CHP | IPP | IPP | 2 | X | WAT | Renewable | 11.7 | 0 | 1 | 0
Operable | 13935 | Oakdale&South San Joaquin Irrigation D. |  | 416 | Tulloch | CA | Vertical | Tuolumne | 2 | Conventional Hydroelectric | HY |  | S | X | X |  |  | 11.7 | 0.9 | 10 | 8.5 | 1 | N |  |  | OP | X | 6 | 1958 | Pre-2000 |  |  | N | IPP Non-CHP | IPP | IPP | 2 | X | WAT | Renewable | 11.7 | 0 | 1 | 0
Operable | 13935 | Oakdale&South San Joaquin Irrigation D. |  | 416 | Tulloch | CA | Vertical | Tuolumne | 3 | Conventional Hydroelectric | HY |  | S | X | X |  |  | 6.5 | 0.9 | 6.5 | 6 | 1 | N |  |  | OP | X | 3 | 2012 | 2012 |  |  | N | IPP Non-CHP | IPP | IPP | 2 | X | WAT | Renewable | 6.5 | 0 | 1 | 0
Operable | 58363 | Oakley Solar Project LLC |  | 58376 | Oakley Solar Project | CA | Vertical | Contra Costa | 1 | Solar Photovoltaic | PV |  | S | X | X |  |  | 1.5 |  | 1.5 | 1.5 |  | N |  |  | OP | X | 6 | 2013 | 2013 |  |  | N | Commercial Non-CHP | Customer Sited | Other | 4 | X | SUN | Renewable | 1.5 | 0 | 1 | 0
Operable | 65733 | Oakwood Solar, LLC |  | 66720 | Oakwood Solar | NC | Vertical | Orange | OAKWD | Solar Photovoltaic | PV |  | S | X | X |  |  | 5 |  | 5 | 5 |  | N |  |  | OP | X | 6 | 2021 | 2021 |  |  | N | IPP Non-CHP | IPP | IPP | 2 | X | SUN | Renewable | 5 | 0 | 1 | 0
Operable | 64252 | Oberlin College |  | 58134 | Oberlin Spear Point Solar One | OH | Restructured | Lorain | OSSO | Solar Photovoltaic | PV |  | S | X | X |  |  | 2 |  | 2 | 2 |  | N |  |  | OP | X | 11 | 2012 | 2012 |  |  | N | Commercial Non-CHP | Customer Sited | Other | 4 | X | SUN | Renewable | 2 | 0 | 1 | 0
Operable | 62788 | Oberon Solar IA |  | 62933 | Oberon IA | TX | Restructured | Ector | OBR1A | Solar Photovoltaic | PV |  | J | X | X |  |  | 150 |  | 150 | 150 |  | N |  |  | OP | X | 7 | 2020 | 2020 |  |  | N | IPP Non-CHP | IPP | IPP | 2 | X | SUN | Renewable | 150 | 0 | 1 | 0
Operable | 62789 | Oberon Solar IB |  | 62932 | Oberon IB | TX | Restructured | Ector | OBR1B | Solar Photovoltaic | PV |  | W | X | X |  |  | 30 |  | 30 | 30 |  | N |  |  | OP | X | 7 | 2020 | 2020 |  |  | N | IPP Non-CHP | IPP | IPP | 2 | X | SUN | Renewable | 30 | 0 | 1 | 0
Operable | 57120 | OBP Cogen LLC |  | 57798 | OBP Cogen | NY | Restructured | New York | 1OBP | Natural Gas Fired Combustion Turbine | GT |  | S | X | X |  |  | 4.6 | 0.9 | 4.6 | 4.6 | 0 | N |  |  | OP | X | 6 | 2010 | 2010 |  |  | Y | Commercial CHP | Customer Sited | Other | 5 | T | NG | Non-Renewable | 0 | 4.6 | 0 | 1
Operable | 13914 | Occidental Chemical Corporation |  | 50169 | Wichita Plant | KS | Vertical | Sedgwick | GEN1 | Natural Gas Fired Combustion Turbine | GT |  | S | X | X |  |  | 43.7 | 0.8 | 27 | 33 | 13 | N |  |  | SB | Y | 8 | 1982 | Pre-2000 | 11 | 2024 | Y | Industrial CHP | Customer Sited | Other | 7 | T | NG | Non-Renewable | 0 | 43.7 | 0 | 1
Operable | 13914 | Occidental Chemical Corporation |  | 55089 | Taft Cogeneration Facility | LA | Vertical | St Charles | CT1 | Natural Gas Fired Combined Cycle | CT | CC1 | S | X | N | EES.Taft Cogen | OXY Taft | 178.5 | 0.85 | 146.6 | 178.9 | 60 | N |  |  | OP | X | 7 | 2002 | 2002 |  |  | Y | Industrial CHP | Customer Sited | Other | 7 | T | NG | Non-Renewable | 0 | 178.5 | 0 | 1
Operable | 13914 | Occidental Chemical Corporation |  | 55089 | Taft Cogeneration Facility | LA | Vertical | St Charles | CT2 | Natural Gas Fired Combined Cycle | CT | CC1 | S | X | N | EES.Taft Cogen | OXY Taft | 178.5 | 0.85 | 142.9 | 176.2 | 60 | N |  |  | OP | X | 8 | 2002 | 2002 |  |  | Y | Industrial CHP | Customer Sited | Other | 7 | T | NG | Non-Renewable | 0 | 178.5 | 0 | 1
Operable | 13914 | Occidental Chemical Corporation |  | 55089 | Taft Cogeneration Facility | LA | Vertical | St Charles | CT3 | Natural Gas Fired Combined Cycle | CT | CC1 | S | X | N | EES.Taft Cogen | OXY Taft | 178.5 | 0.85 | 150.3 | 187.2 | 60 | N |  |  | OP | X | 9 | 2002 | 2002 |  |  | Y | Industrial CHP | Customer Sited | Other | 7 | T | NG | Non-Renewable | 0 | 178.5 | 0 | 1
Operable | 13914 | Occidental Chemical Corporation |  | 55089 | Taft Cogeneration Facility | LA | Vertical | St Charles | ST1 | Natural Gas Fired Combined Cycle | CA | CC1 | S | Y | X | EES.Taft Cogen | OXY Taft | 358.7 | 0.85 | 299.1 | 323.5 | 75 | N |  |  | OP | X | 10 | 2002 | 2002 |  |  | Y | Industrial CHP | Customer Sited | Other | 7 | T | NG | Non-Renewable | 0 | 358.7 | 0 | 1 | OG
Operable | 59551 | Occidental College |  | 57311 | Occidental College Solar Project | CA | Vertical | Los Angeles | 1 | Solar Photovoltaic | PV |  | S | X | X |  |  | 1 |  | 1 | 1 |  | N |  |  | OP | X | 2 | 2013 | 2013 |  |  | N | Commercial Non-CHP | Customer Sited | Other | 4 | X | SUN | Renewable | 1 | 0 | 1 | 0
Operable | 429 | Occidental Permian Ltd |  | 52122 | Wasson CO2 Removal Plant | TX | Restructured | Yoakum | GEN1 | Natural Gas Fired Combustion Turbine | GT |  | S | X | X |  |  | 23.4 | 0.85 | 17 | 17.4 | 10 | N |  |  | OP | X | 2 | 1988 | Pre-2000 |  |  | Y | Industrial CHP | Customer Sited | Other | 7 | T | NG | Non-Renewable | 0 | 23.4 | 0 | 1
Operable | 13943 | Ocean County Utilities Auth |  | 54569 | Bayville Central Facility | NJ | Restructured | Ocean | COG1 | Other Waste Biomass | IC |  | S | X | X |  |  | 0.3 | 0.9 | 0.3 | 0.3 | 0.2 | N |  |  | OP | X | 9 | 1988 | Pre-2000 |  |  | Y | Commercial CHP | Customer Sited | Other | 5 | T | OBG | Renewable | 0.3 | 0 | 1 | 0 | NG
Operable | 13943 | Ocean County Utilities Auth |  | 54569 | Bayville Central Facility | NJ | Restructured | Ocean | COG2 | Other Waste Biomass | IC |  | S | X | X |  |  | 0.3 | 0.9 | 0.3 | 0.3 | 0.2 | N |  |  | OP | X | 9 | 1988 | Pre-2000 |  |  | Y | Commercial CHP | Customer Sited | Other | 5 | T | OBG | Renewable | 0.3 | 0 | 1 | 0 | NG
Operable | 13943 | Ocean County Utilities Auth |  | 54569 | Bayville Central Facility | NJ | Restructured | Ocean | COG3 | Other Waste Biomass | IC |  | S | X | X |  |  | 0.3 | 0.9 | 0.3 | 0.3 | 0.2 | N |  |  | OP | X | 9 | 1988 | Pre-2000 |  |  | Y | Commercial CHP | Customer Sited | Other | 5 | T | OBG | Renewable | 0.3 | 0 | 1 | 0 | NG
Operable | 13943 | Ocean County Utilities Auth |  | 54569 | Bayville Central Facility | NJ | Restructured | Ocean | COG4 | Petroleum Liquids | IC |  | S | X | X |  |  | 1.5 | 0.8 | 1.5 | 1.5 | 0.7 | N |  |  | OP | X | 5 | 2002 | 2002 |  |  | N | Commercial CHP | Customer Sited | Other | 5 | X | DFO | Non-Renewable | 0 | 1.5 | 0 | 1
Operable | 13943 | Ocean County Utilities Auth |  | 54569 | Bayville Central Facility | NJ | Restructured | Ocean | COG5 | Petroleum Liquids | IC |  | S | X | X |  |  | 1.5 | 0.8 | 1.5 | 1.5 | 0.7 | N |  |  | OP | X | 5 | 2002 | 2002 |  |  | N | Commercial CHP | Customer Sited | Other | 5 | X | DFO | Non-Renewable | 0 | 1.5 | 0 | 1
Operable | 13943 | Ocean County Utilities Auth |  | 54569 | Bayville Central Facility | NJ | Restructured | Ocean | COG6 | Petroleum Liquids | IC |  | S | X | X |  |  | 1.5 | 0.8 | 1.5 | 1.5 | 0.7 | N |  |  | OP | X | 5 | 2002 | 2002 |  |  | N | Commercial CHP | Customer Sited | Other | 5 | X | DFO | Non-Renewable | 0 | 1.5 | 0 | 1
Operable | 13943 | Ocean County Utilities Auth |  | 54569 | Bayville Central Facility | NJ | Restructured | Ocean | COG7 | Petroleum Liquids | IC |  | S | X | X |  |  | 1.5 | 0.8 | 1.5 | 1.5 | 0.7 | N |  |  | OP | X | 5 | 2002 | 2002 |  |  | N | Commercial CHP | Customer Sited | Other | 5 | X | DFO | Non-Renewable | 0 | 1.5 | 0 | 1
Operable | 13943 | Ocean County Utilities Auth |  | 54569 | Bayville Central Facility | NJ | Restructured | Ocean | CPV1 | Solar Photovoltaic | PV |  | S | X | X |  |  | 0.2 |  | 0.2 | 0.1 |  | N |  |  | OP | X | 5 | 2007 | 2007 |  |  | N | Commercial CHP | Customer Sited | Other | 5 | X | SUN | Renewable | 0.2 | 0 | 1 | 0
Operable | 27769 | Ocean State Power Co |  | 51030 | Ocean State Power | RI | Restructured | Providence | GEN1 | Natural Gas Fired Combined Cycle | CT | OSP1 | S | X | N | UN.OCEAN_ST13.8OSP1 | UN.OCEAN_ST13.8OSP1 | 82.8 | 0.85 | 71.2 | 77.8 | 45 | N |  |  | OP | X | 12 | 1990 | Pre-2000 |  |  | N | IPP Non-CHP | IPP | IPP | 2 | X | NG | Non-Renewable | 0 | 82.8 | 0 | 1 | DFO
Operable | 27769 | Ocean State Power Co |  | 51030 | Ocean State Power | RI | Restructured | Providence | GEN2 | Natural Gas Fired Combined Cycle | CT | OSP1 | S | X | N | UN.OCEAN_ST13.8OSP1 | UN.OCEAN_ST13.8OSP1 | 82.8 | 0.85 | 71.2 | 77.8 | 45 | N |  |  | OP | X | 12 | 1990 | Pre-2000 |  |  | N | IPP Non-CHP | IPP | IPP | 2 | X | NG | Non-Renewable | 0 | 82.8 | 0 | 1 | DFO
Operable | 27769 | Ocean State Power Co |  | 51030 | Ocean State Power | RI | Restructured | Providence | GEN3 | Natural Gas Fired Combined Cycle | CA | OSP1 | S | Y | X | UN.OCEAN_ST13.8OSP1 | UN.OCEAN_ST13.8OSP1 | 88.6 | 0.85 | 76.2 | 83.3 | 38 | N |  |  | OP | X | 12 | 1990 | Pre-2000 |  |  | N | IPP Non-CHP | IPP | IPP | 2 | X | NG | Non-Renewable | 0 | 88.6 | 0 | 1
Operable | 27770 | Ocean State Power II |  | 54324 | Ocean State Power II | RI | Restructured | Providence | GEN1 | Natural Gas Fired Combined Cycle | CT | OSP2 | W | X | N |  |  | 82.8 | 0.85 | 71.2 | 77.8 | 45 | N |  |  | OP | X | 10 | 1991 | Pre-2000 |  |  | N | IPP Non-CHP | IPP | IPP | 2 | X | NG | Non-Renewable | 0 | 82.8 | 0 | 1 | DFO
Operable | 27770 | Ocean State Power II |  | 54324 | Ocean State Power II | RI | Restructured | Providence | GEN2 | Natural Gas Fired Combined Cycle | CT | OSP2 | W | X | N |  |  | 82.8 | 0.85 | 71.2 | 77.8 | 45 | N |  |  | OP | X | 10 | 1991 | Pre-2000 |  |  | N | IPP Non-CHP | IPP | IPP | 2 | X | NG | Non-Renewable | 0 | 82.8 | 0 | 1 | DFO
Operable | 27770 | Ocean State Power II |  | 54324 | Ocean State Power II | RI | Restructured | Providence | GEN3 | Natural Gas Fired Combined Cycle | CA | OSP2 | W | Y | X |  |  | 88.6 | 0.85 | 76.2 | 83.3 | 35 | N |  |  | OP | X | 10 | 1991 | Pre-2000 |  |  | N | IPP Non-CHP | IPP | IPP | 2 | X | NG | Non-Renewable | 0 | 88.6 | 0 | 1
Operable | 58489 | OCI Solar Power |  | 58536 | Cornerstone Power Holmdel LLC | NJ | Restructured | Monmouth | 1 | Solar Photovoltaic | PV |  | S | X | X | 123901503 | 123901503 | 3 |  | 3 | 3 |  | N |  |  | OP | X | 5 | 2013 | 2013 |  |  | N | IPP Non-CHP | IPP | IPP | 2 | X | SUN | Renewable | 3 | 0 | 1 | 0
Operable | 58489 | OCI Solar Power |  | 58537 | OCI Alamo Solar I Hybrid | TX | Restructured | Bexar | 1 | Solar Photovoltaic | PV |  | S | X | X |  |  | 40.7 |  | 40.7 | 40.7 |  | N |  |  | OP | X | 12 | 2013 | 2013 |  |  | N | IPP Non-CHP | IPP | IPP | 2 | X | SUN | Renewable | 40.7 | 0 | 1 | 0
Operable | 58489 | OCI Solar Power |  | 58716 | OCI Alamo 2, LLC | TX | Restructured | Bexar | 1 | Solar Photovoltaic | PV |  | S | X | X |  |  | 4.4 |  | 4.4 | 4.4 |  | N |  |  | OP | X | 3 | 2014 | 2014 |  |  | N | IPP Non-CHP | IPP | IPP | 2 | X | SUN | Renewable | 4.4 | 0 | 1 | 0
Operable | 13964 | Oconto Electric Cooperative |  | 4147 | Stiles | WI | Vertical | Oconto | 1 | Conventional Hydroelectric | HY |  | S | X | X |  |  | 0.5 | 0.8 | 0.3 | 0.3 | 0.1 | N |  |  | OP | X | 3 | 1949 | Pre-2000 |  |  | N | Electric Utility | Utility | Cooperative | 1 | X | WAT | Renewable | 0.5 | 0 | 1 | 0
Operable | 13964 | Oconto Electric Cooperative |  | 4147 | Stiles | WI | Vertical | Oconto | 2 | Conventional Hydroelectric | HY |  | S | X | X |  |  | 0.5 | 0.8 | 0.3 | 0.3 | 0.1 | N |  |  | OP | X | 3 | 1949 | Pre-2000 |  |  | N | Electric Utility | Utility | Cooperative | 1 | X | WAT | Renewable | 0.5 | 0 | 1 | 0
Operable | 65187 | Odessa Energy Services LLC |  | 56967 | Butter Creek Power LLC | OR | Vertical | Umatilla | 1 | Onshore Wind Turbine | WT |  | W | X | X | HINKLE_NODET | HINKLE_NODET | 5 |  | 5 | 5 | 0 | N |  |  | OP | X | 6 | 2009 | 2009 |  |  | N | IPP Non-CHP | IPP | IPP | 2 | X | WND | Renewable | 5 | 0 | 1 | 0
Operable | 65187 | Odessa Energy Services LLC |  | 56968 | Big Top LLC | OR | Vertical | Morrow | 1 | Onshore Wind Turbine | WT |  | W | X | X | HINKLE_NODET | HINKLE_NODET | 1.7 |  | 1.7 | 1.7 | 0.1 | N |  |  | OP | X | 6 | 2009 | 2009 |  |  | N | IPP Non-CHP | IPP | IPP | 2 | X | WND | Renewable | 1.7 | 0 | 1 | 0
Operable | 65187 | Odessa Energy Services LLC |  | 56974 | Wagon Trail LLC | OR | Vertical | Morrow | 1 | Onshore Wind Turbine | WT |  | W | X | X | HINKLE_NODET | HINKLE_NODET | 3.3 |  | 3.3 | 3.3 | 0.1 | N |  |  | OP | X | 6 | 2009 | 2009 |  |  | N | IPP Non-CHP | IPP | IPP | 2 | X | WND | Renewable | 3.3 | 0 | 1 | 0
Operable | 63473 | Odom Solar, LLC |  | 63814 | SR Odom | GA | Vertical | Colquitt | ODOM | Solar Photovoltaic | PV |  | S | X | X |  |  | 20 |  | 20 | 20 |  | N |  |  | OP | X | 11 | 2020 | 2020 |  |  | N | IPP Non-CHP | IPP | IPP | 2 | X | SUN | Renewable | 20 | 0 | 1 | 0
Operable | 55879 | Odyssey Operating Services |  | 50815 | Odyssey Energy Altura Cogen, LLC | TX | Restructured | Harris | GEN1 | Natural Gas Fired Combined Cycle | CT | CC1 | W | X | N | PSA_PSA_G1 | PSA_PSA_G1 | 84.9 | 0.85 | 64.4 | 61.2 | 40 | N |  |  | OP | X | 11 | 1985 | Pre-2000 |  |  | Y | IPP CHP | IPP | IPP | 3 | T | NG | Non-Renewable | 0 | 84.9 | 0 | 1
Operable | 55879 | Odyssey Operating Services |  | 50815 | Odyssey Energy Altura Cogen, LLC | TX | Restructured | Harris | GEN2 | Natural Gas Fired Combined Cycle | CT | CC1 | W | X | N | PSA_PSA_G2 | PSA_PSA_G2 | 84.9 | 0.85 | 66.6 | 63.7 | 40 | N |  |  | OP | X | 12 | 1985 | Pre-2000 |  |  | Y | IPP CHP | IPP | IPP | 3 | T | NG | Non-Renewable | 0 | 84.9 | 0 | 1
Operable | 55879 | Odyssey Operating Services |  | 50815 | Odyssey Energy Altura Cogen, LLC | TX | Restructured | Harris | GEN3 | Natural Gas Fired Combined Cycle | CT | CC1 | W | X | N | PSA_PSA_G3 | PSA_PSA_G3 | 84.9 | 0.85 | 66.2 | 64.8 | 40 | N |  |  | OP | X | 12 | 1985 | Pre-2000 |  |  | Y | IPP CHP | IPP | IPP | 3 | T | NG | Non-Renewable | 0 | 84.9 | 0 | 1
Operable | 55879 | Odyssey Operating Services |  | 50815 | Odyssey Energy Altura Cogen, LLC | TX | Restructured | Harris | GEN4 | Natural Gas Fired Combined Cycle | CT | CC1 | W | X | N | PSA_PSA_G4 | PSA_PSA_G4 | 84.9 | 0.85 | 68.2 | 63.7 | 40 | N |  |  | OP | X | 3 | 1986 | Pre-2000 |  |  | Y | IPP CHP | IPP | IPP | 3 | T | NG | Non-Renewable | 0 | 84.9 | 0 | 1
Operable | 55879 | Odyssey Operating Services |  | 50815 | Odyssey Energy Altura Cogen, LLC | TX | Restructured | Harris | GEN5 | Natural Gas Fired Combined Cycle | CT | CC1 | W | X | N | PSA_PSA_G5 | PSA_PSA_G5 | 84.9 | 0.85 | 65.9 | 62.1 | 40 | N |  |  | OP | X | 4 | 1986 | Pre-2000 |  |  | Y | IPP CHP | IPP | IPP | 3 | T | NG | Non-Renewable | 0 | 84.9 | 0 | 1
Operable | 55879 | Odyssey Operating Services |  | 50815 | Odyssey Energy Altura Cogen, LLC | TX | Restructured | Harris | GEN6 | Natural Gas Fired Combined Cycle | CA | CC1 | W | Y | X | PSA_PSA_G7 | PSA_PSA_G7 | 129.2 | 0.85 | 85.5 | 65.8 | 34 | N |  |  | OP | X | 4 | 1986 | Pre-2000 |  |  | Y | IPP CHP | IPP | IPP | 3 | T | NG | Non-Renewable | 0 | 129.2 | 0 | 1
Operable | 55879 | Odyssey Operating Services |  | 50815 | Odyssey Energy Altura Cogen, LLC | TX | Restructured | Harris | GEN7 | Natural Gas Fired Combined Cycle | CT | CC1 | W | X | N | PSA_PSA_G6 | PSA_PSA_G6 | 89.9 | 0.85 | 65.1 | 62.9 | 40 | N |  |  | OP | X | 6 | 1995 | Pre-2000 |  |  | Y | IPP CHP | IPP | IPP | 3 | T | NG | Non-Renewable | 0 | 89.9 | 0 | 1
Operable | 60963 | Odyssey Solar, LLC |  | 61324 | Odyssey Solar | SC | Vertical | Lexington | PGRB4 | Solar Photovoltaic | PV |  | S | X | X |  |  | 8.2 |  | 8.2 | 8.2 |  | N |  |  | OP | X | 8 | 2017 | 2017 |  |  | N | IPP Non-CHP | IPP | IPP | 2 | X | SUN | Renewable | 8.2 | 0 | 1 | 0
Operable | 65248 | OE IL Solar 3, LLC |  | 66082 | OE IL Solar 3 | IL | Restructured | Ogle | 14850 | Solar Photovoltaic | PV |  | S | X | X |  |  | 2 |  | 2 | 1.8 |  | N |  |  | OP | X | 3 | 2022 | 2022 |  |  | N | IPP Non-CHP | IPP | IPP | 2 | X | SUN | Renewable | 2 | 0 | 1 | 0
Operable | 64086 | OE_ALD |  | 64469 | OE_ALD | AL | Vertical | Covington | OEALD | Solar Photovoltaic | PV |  | S | X | X |  |  | 80 |  | 80 | 80 |  | N |  |  | OP | X | 4 | 2023 | 2023 |  |  | N | IPP Non-CHP | IPP | IPP | 2 | X | SUN | Renewable | 80 | 0 | 1 | 0
Operable | 64084 | OE_TN1 |  | 64507 | OETN1 | TN | Vertical | Obion | OETN1 | Solar Photovoltaic | PV |  | S | X | X |  |  | 100 |  | 108 | 100 |  | N |  |  | OP | X | 3 | 2023 | 2023 |  |  | N | IPP Non-CHP | IPP | IPP | 2 | X | SUN | Renewable | 100 | 0 | 1 | 0
Operable | 59905 | OEE XIX, LLC |  | 60128 | Zephyr Wind | OH | Restructured | Hancock | Z1 | Onshore Wind Turbine | WT |  | J | X | X |  |  | 1.5 |  | 1.5 | 1.5 | 0.1 | N |  |  | OP | X | 12 | 2015 | 2015 |  |  | N | Industrial Non-CHP | Customer Sited | Other | 6 | X | WND | Renewable | 1.5 | 0 | 1 | 0
Operable | 59905 | OEE XIX, LLC |  | 60128 | Zephyr Wind | OH | Restructured | Hancock | Z2 | Onshore Wind Turbine | WT |  | J | X | X |  |  | 1.5 |  | 1.5 | 1.5 | 0.1 | N |  |  | OP | X | 12 | 2015 | 2015 |  |  | N | Industrial Non-CHP | Customer Sited | Other | 6 | X | WND | Renewable | 1.5 | 0 | 1 | 0
Operable | 59905 | OEE XIX, LLC |  | 60128 | Zephyr Wind | OH | Restructured | Hancock | Z3 | Onshore Wind Turbine | WT |  | J | X | X |  |  | 1.5 |  | 1.5 | 1.5 | 0.1 | N |  |  | OP | X | 12 | 2015 | 2015 |  |  | N | Industrial Non-CHP | Customer Sited | Other | 6 | X | WND | Renewable | 1.5 | 0 | 1 | 0
Operable | 59899 | OEE XVII, LLC |  | 60126 | Harpster Wind | OH | Restructured | Wyandot | H1 | Onshore Wind Turbine | WT |  | J | X | X |  |  | 1.5 |  | 1.5 | 1.5 | 0.1 | N |  |  | OP | X | 1 | 2016 | 2016 |  |  | N | Commercial Non-CHP | Customer Sited | Other | 4 | X | WND | Renewable | 1.5 | 0 | 1 | 0
Operable | 60645 | OEE XXIII LLC |  | 61005 | Whirlpool Corporation - Marion Wind Farm | OH | Restructured | Marion | W1 | Onshore Wind Turbine | WT |  | J | X | X |  |  | 1.5 |  | 1.5 | 1.5 | 0.1 | N |  |  | OP | X | 10 | 2017 | 2017 |  |  | N | Industrial Non-CHP | Customer Sited | Other | 6 | X | WND | Renewable | 1.5 | 0 | 1 | 0
Operable | 60645 | OEE XXIII LLC |  | 61005 | Whirlpool Corporation - Marion Wind Farm | OH | Restructured | Marion | W2 | Onshore Wind Turbine | WT |  | J | X | X |  |  | 1.5 |  | 1.5 | 1.5 | 0.1 | N |  |  | OP | X | 10 | 2017 | 2017 |  |  | N | Industrial Non-CHP | Customer Sited | Other | 6 | X | WND | Renewable | 1.5 | 0 | 1 | 0
Operable | 60645 | OEE XXIII LLC |  | 61005 | Whirlpool Corporation - Marion Wind Farm | OH | Restructured | Marion | W3 | Onshore Wind Turbine | WT |  | J | X | X |  |  | 1.5 |  | 1.5 | 1.5 | 0.1 | N |  |  | OP | X | 10 | 2017 | 2017 |  |  | N | Industrial Non-CHP | Customer Sited | Other | 6 | X | WND | Renewable | 1.5 | 0 | 1 | 0
Operable | 60644 | OEE XXIV LLC |  | 61004 | Whirlpool Corporation - Ottawa Wind Farm | OH | Restructured | Putnam | W1 | Onshore Wind Turbine | WT |  | J | X | X |  |  | 1.5 |  | 1.5 | 1.5 | 0.1 | N |  |  | OP | X | 1 | 2018 | 2018 |  |  | N | Industrial Non-CHP | Customer Sited | Other | 6 | X | WND | Renewable | 1.5 | 0 | 1 | 0
Operable | 60996 | OEE XXV LLC |  | 61356 | Valfilm Wind Project | OH | Restructured | Hancock | W1 | Onshore Wind Turbine | WT |  | S | X | X |  |  | 1.5 |  | 1.5 | 1.5 | 0.1 | N |  |  | OP | X | 9 | 2018 | 2018 |  |  | N | Industrial Non-CHP | Customer Sited | Other | 6 | X | WND | Renewable | 1.5 | 0 | 1 | 0
Operable | 60996 | OEE XXV LLC |  | 61356 | Valfilm Wind Project | OH | Restructured | Hancock | W2 | Onshore Wind Turbine | WT |  | S | X | X |  |  | 1.5 |  | 1.5 | 1.5 | 0.1 | N |  |  | OP | X | 9 | 2018 | 2018 |  |  | N | Industrial Non-CHP | Customer Sited | Other | 6 | X | WND | Renewable | 1.5 | 0 | 1 | 0
Operable | 61278 | OEE XXVI LLC |  | 61660 | Whirlpool Corp-Greenville Wind Farm | OH | Restructured | Darke | WTG1 | Onshore Wind Turbine | WT |  | S | X | X |  |  | 1.5 |  | 1.5 | 1.5 | 0.1 | N |  |  | OP | X | 9 | 2018 | 2018 |  |  | N | IPP Non-CHP | IPP | IPP | 2 | X | WND | Renewable | 1.5 | 0 | 1 | 0
Operable | 61278 | OEE XXVI LLC |  | 61660 | Whirlpool Corp-Greenville Wind Farm | OH | Restructured | Darke | WTG2 | Onshore Wind Turbine | WT |  | S | X | X |  |  | 1.5 |  | 1.5 | 1.5 | 0.1 | N |  |  | OP | X | 9 | 2018 | 2018 |  |  | N | IPP Non-CHP | IPP | IPP | 2 | X | WND | Renewable | 1.5 | 0 | 1 | 0
Operable | 61278 | OEE XXVI LLC |  | 61660 | Whirlpool Corp-Greenville Wind Farm | OH | Restructured | Darke | WTG3 | Onshore Wind Turbine | WT |  | S | X | X |  |  | 1.5 |  | 1.5 | 1.5 | 0.1 | N |  |  | OP | X | 9 | 2018 | 2018 |  |  | N | IPP Non-CHP | IPP | IPP | 2 | X | WND | Renewable | 1.5 | 0 | 1 | 0
Operable | 62644 | OEE XXVIII LLC |  | 62752 | LafargeHolcim - Paulding Wind Project | OH | Restructured | Paulding | L1 | Onshore Wind Turbine | WT |  | S | X | X |  |  | 1.5 |  | 1.5 | 1.5 | 0.1 | N |  |  | OP | X | 8 | 2020 | 2020 |  |  | N | Industrial Non-CHP | Customer Sited | Other | 6 | X | WND | Renewable | 1.5 | 0 | 1 | 0
Operable | 62644 | OEE XXVIII LLC |  | 62752 | LafargeHolcim - Paulding Wind Project | OH | Restructured | Paulding | L2 | Onshore Wind Turbine | WT |  | S | X | X |  |  | 1.5 |  | 1.5 | 1.5 | 0.1 | N |  |  | OP | X | 8 | 2020 | 2020 |  |  | N | Industrial Non-CHP | Customer Sited | Other | 6 | X | WND | Renewable | 1.5 | 0 | 1 | 0
Operable | 62644 | OEE XXVIII LLC |  | 62752 | LafargeHolcim - Paulding Wind Project | OH | Restructured | Paulding | L3 | Onshore Wind Turbine | WT |  | S | X | X |  |  | 1.5 |  | 1.5 | 1.5 | 0.1 | N |  |  | OP | X | 8 | 2020 | 2020 |  |  | N | Industrial Non-CHP | Customer Sited | Other | 6 | X | WND | Renewable | 1.5 | 0 | 1 | 0
Operable | 62128 | OEE XXX LLC |  | 62653 | Zephyr Wind Project - 2.0 | OH | Restructured | Hancock | T1 | Onshore Wind Turbine | WT |  | S | X | X |  |  | 1.5 |  | 1.5 | 1.5 | 0.1 | N |  |  | OP | X | 8 | 2020 | 2020 |  |  | N | Industrial Non-CHP | Customer Sited | Other | 6 | X | WND | Renewable | 1.5 | 0 | 1 | 0
Operable | 62128 | OEE XXX LLC |  | 62653 | Zephyr Wind Project - 2.0 | OH | Restructured | Hancock | T2 | Onshore Wind Turbine | WT |  | S | X | X |  |  | 1.5 |  | 1.5 | 1.5 | 0.1 | N |  |  | OP | X | 8 | 2020 | 2020 |  |  | N | Industrial Non-CHP | Customer Sited | Other | 6 | X | WND | Renewable | 1.5 | 0 | 1 | 0
Operable | 62128 | OEE XXX LLC |  | 62653 | Zephyr Wind Project - 2.0 | OH | Restructured | Hancock | T3 | Onshore Wind Turbine | WT |  | S | X | X |  |  | 1.5 |  | 1.5 | 1.5 | 0.1 | N |  |  | OP | X | 8 | 2020 | 2020 |  |  | N | Industrial Non-CHP | Customer Sited | Other | 6 | X | WND | Renewable | 1.5 | 0 | 1 | 0
Operable | 65369 | OEE XXXIII LLC |  | 66261 | Martin Marietta Wind Project | OH | Restructured | Sandusky | WTG01 | Onshore Wind Turbine | WT |  | S | X | X |  |  | 1.5 |  | 1.5 | 1.5 | 0.1 | N |  |  | OP | X | 12 | 2023 | 2023 |  |  | N | IPP Non-CHP | IPP | IPP | 2 | X | WND | Renewable | 1.5 | 0 | 1 | 0
Operable | 65369 | OEE XXXIII LLC |  | 66261 | Martin Marietta Wind Project | OH | Restructured | Sandusky | WTG02 | Onshore Wind Turbine | WT |  | S | X | X |  |  | 1.5 |  | 1.5 | 1.5 | 0.1 | N |  |  | OP | X | 12 | 2023 | 2023 |  |  | N | IPP Non-CHP | IPP | IPP | 2 | X | WND | Renewable | 1.5 | 0 | 1 | 0
Operable | 65369 | OEE XXXIII LLC |  | 66261 | Martin Marietta Wind Project | OH | Restructured | Sandusky | WTG03 | Onshore Wind Turbine | WT |  | S | X | X |  |  | 1.5 |  | 1.5 | 1.5 | 0.1 | N |  |  | OP | X | 12 | 2023 | 2023 |  |  | N | IPP Non-CHP | IPP | IPP | 2 | X | WND | Renewable | 1.5 | 0 | 1 | 0
Operable | 63684 | Off Airport Road - West, LLC |  | 64044 | Off Airport Road - West | NY | Restructured | Ulster | 7141 | Solar Photovoltaic | PV |  | S | X | X |  |  | 4 |  | 4 | 3.2 |  | N |  |  | OP | X | 12 | 2019 | 2019 |  |  | N | IPP Non-CHP | IPP | IPP | 2 | X | SUN | Renewable | 4 | 0 | 1 | 0
Operable | 65041 | Ogburn Solar, LLC |  | 65780 | Ogburn Solar, LLC | SC | Vertical | Chesterfield | OGBRN | Solar Photovoltaic | PV |  | S | X | X |  |  | 2 |  | 2 | 2 |  | N |  |  | OP | X | 12 | 2022 | 2022 |  |  | N | IPP Non-CHP | IPP | IPP | 2 | X | SUN | Renewable | 2 | 0 | 1 | 0
Operable | 13982 | Ogden Projects Inc-Haverhill |  | 50661 | Covanta Haverhill | MA | Restructured | Essex | GEN1 | Municipal Solid Waste | ST |  | S | X | X | 14174_:_LD.WARD_HIL13.2 | 14174_:_LD.WARD_HIL13.2 | 46 | 0.9 | 42.8 | 43.2 | 4.1 | N |  |  | OP | X | 5 | 1989 | Pre-2000 |  |  | N | Commercial Non-CHP | Customer Sited | Other | 4 | X | MSW | Renewable | 46 | 0 | 1 | 0
Operable | 13994 | Oglethorpe Power Corporation |  | 6189 | Rocky Mountain Hydroelectric Plant | GA | Vertical | Floyd | 1 | Hydroelectric Pumped Storage | PS |  | J | X | X |  |  | 282.6 | 0.9 | 345 | 345 | 100 | N |  |  | OP | X | 7 | 1995 | Pre-2000 |  |  | N | Electric Utility | Utility | Cooperative | 1 | X | WAT | Renewable | 282.6 | 0 | 1 | 0
Operable | 13994 | Oglethorpe Power Corporation |  | 6189 | Rocky Mountain Hydroelectric Plant | GA | Vertical | Floyd | 2 | Hydroelectric Pumped Storage | PS |  | J | X | X |  |  | 282.6 | 0.9 | 345 | 345 | 100 | N |  |  | OP | X | 6 | 1995 | Pre-2000 |  |  | N | Electric Utility | Utility | Cooperative | 1 | X | WAT | Renewable | 282.6 | 0 | 1 | 0
Operable | 13994 | Oglethorpe Power Corporation |  | 6189 | Rocky Mountain Hydroelectric Plant | GA | Vertical | Floyd | 3 | Hydroelectric Pumped Storage | PS |  | J | X | X |  |  | 282.6 | 0.9 | 345 | 345 | 100 | N |  |  | OP | X | 6 | 1995 | Pre-2000 |  |  | N | Electric Utility | Utility | Cooperative | 1 | X | WAT | Renewable | 282.6 | 0 | 1 | 0
Operable | 13994 | Oglethorpe Power Corporation |  | 7813 | Sewell Creek Energy | GA | Vertical | Polk | 1 | Natural Gas Fired Combustion Turbine | GT |  | W | X | X |  |  | 121 | 0.85 | 97.2 | 109.1 | 65 | N |  |  | OP | X | 7 | 2000 | 2000 |  |  | N | Electric Utility | Utility | Cooperative | 1 | X | NG | Non-Renewable | 0 | 121 | 0 | 1
Operable | 13994 | Oglethorpe Power Corporation |  | 7813 | Sewell Creek Energy | GA | Vertical | Polk | 2 | Natural Gas Fired Combustion Turbine | GT |  | W | X | X |  |  | 121 | 0.85 | 98.6 | 112.1 | 65 | N |  |  | OP | X | 7 | 2000 | 2000 |  |  | N | Electric Utility | Utility | Cooperative | 1 | X | NG | Non-Renewable | 0 | 121 | 0 | 1
Operable | 13994 | Oglethorpe Power Corporation |  | 7813 | Sewell Creek Energy | GA | Vertical | Polk | 3 | Natural Gas Fired Combustion Turbine | GT |  | W | X | X |  |  | 164 | 0.85 | 129.8 | 147.4 | 69 | N |  |  | OP | X | 9 | 2000 | 2000 |  |  | N | Electric Utility | Utility | Cooperative | 1 | X | NG | Non-Renewable | 0 | 164 | 0 | 1
Operable | 13994 | Oglethorpe Power Corporation |  | 7813 | Sewell Creek Energy | GA | Vertical | Polk | 4 | Natural Gas Fired Combustion Turbine | GT |  | W | X | X |  |  | 164 | 0.85 | 126.7 | 142.8 | 69 | N |  |  | OP | X | 6 | 2000 | 2000 |  |  | N | Electric Utility | Utility | Cooperative | 1 | X | NG | Non-Renewable | 0 | 164 | 0 | 1
Operable | 13994 | Oglethorpe Power Corporation |  | 7829 | Smarr Energy Center | GA | Vertical | Monroe | 1 | Natural Gas Fired Combustion Turbine | GT |  | W | X | X |  |  | 121 | 0.85 | 96 | 109.1 | 65 | N |  |  | OP | X | 6 | 1999 | Pre-2000 |  |  | N | Electric Utility | Utility | Cooperative | 1 | X | NG | Non-Renewable | 0 | 121 | 0 | 1
Operable | 13994 | Oglethorpe Power Corporation |  | 7829 | Smarr Energy Center | GA | Vertical | Monroe | 2 | Natural Gas Fired Combustion Turbine | GT |  | W | X | X |  |  | 121 | 0.85 | 95.6 | 109.1 | 65 | N |  |  | OP | X | 6 | 1999 | Pre-2000 |  |  | N | Electric Utility | Utility | Cooperative | 1 | X | NG | Non-Renewable | 0 | 121 | 0 | 1
Operable | 13994 | Oglethorpe Power Corporation |  | 7916 | Talbot County Energy | GA | Vertical | Talbot | 1 | Natural Gas Fired Combustion Turbine | GT |  | S | X | X |  |  | 121 | 0.85 | 97 | 114 | 70 | N |  |  | OP | X | 5 | 2002 | 2002 |  |  | N | Electric Utility | Utility | Cooperative | 1 | X | NG | Non-Renewable | 0 | 121 | 0 | 1
Operable | 13994 | Oglethorpe Power Corporation |  | 7916 | Talbot County Energy | GA | Vertical | Talbot | 2 | Natural Gas Fired Combustion Turbine | GT |  | S | X | X |  |  | 121 | 0.85 | 95.8 | 114 | 70 | N |  |  | OP | X | 4 | 2002 | 2002 |  |  | N | Electric Utility | Utility | Cooperative | 1 | X | NG | Non-Renewable | 0 | 121 | 0 | 1
Operable | 13994 | Oglethorpe Power Corporation |  | 7916 | Talbot County Energy | GA | Vertical | Talbot | 3 | Natural Gas Fired Combustion Turbine | GT |  | S | X | X |  |  | 121 | 0.85 | 93.1 | 110.9 | 70 | N |  |  | OP | X | 6 | 2002 | 2002 |  |  | N | Electric Utility | Utility | Cooperative | 1 | X | NG | Non-Renewable | 0 | 121 | 0 | 1
Operable | 13994 | Oglethorpe Power Corporation |  | 7916 | Talbot County Energy | GA | Vertical | Talbot | 4 | Natural Gas Fired Combustion Turbine | GT |  | S | X | X |  |  | 121 | 0.85 | 97.3 | 114 | 70 | N |  |  | OP | X | 6 | 2002 | 2002 |  |  | N | Electric Utility | Utility | Cooperative | 1 | X | NG | Non-Renewable | 0 | 121 | 0 | 1
Operable | 13994 | Oglethorpe Power Corporation |  | 7916 | Talbot County Energy | GA | Vertical | Talbot | 5 | Natural Gas Fired Combustion Turbine | GT |  | S | X | X |  |  | 121 | 0.85 | 96.5 | 114 | 70 | N |  |  | OP | X | 5 | 2003 | 2003 |  |  | N | Electric Utility | Utility | Cooperative | 1 | X | NG | Non-Renewable | 0 | 121 | 0 | 1 | DFO
Operable | 13994 | Oglethorpe Power Corporation |  | 7916 | Talbot County Energy | GA | Vertical | Talbot | 6 | Natural Gas Fired Combustion Turbine | GT |  | S | X | X |  |  | 121 | 0.85 | 96.3 | 114 | 70 | N |  |  | OP | X | 5 | 2003 | 2003 |  |  | N | Electric Utility | Utility | Cooperative | 1 | X | NG | Non-Renewable | 0 | 121 | 0 | 1 | DFO
Operable | 13994 | Oglethorpe Power Corporation |  | 7917 | Chattahoochee Energy Facility | GA | Vertical | Heard | 1 | Natural Gas Fired Combined Cycle | CT | 2224 | S | X | N |  |  | 176 | 0.85 | 145.5 | 169.5 | 65 | N |  |  | OP | X | 2 | 2003 | 2003 |  |  | N | Electric Utility | Utility | Cooperative | 1 | X | NG | Non-Renewable | 0 | 176 | 0 | 1
Operable | 13994 | Oglethorpe Power Corporation |  | 7917 | Chattahoochee Energy Facility | GA | Vertical | Heard | 2 | Natural Gas Fired Combined Cycle | CT | 2224 | S | X | N |  |  | 176 | 0.85 | 141.5 | 167.5 | 130 | N |  |  | OP | X | 2 | 2003 | 2003 |  |  | N | Electric Utility | Utility | Cooperative | 1 | X | NG | Non-Renewable | 0 | 176 | 0 | 1
Operable | 13994 | Oglethorpe Power Corporation |  | 7917 | Chattahoochee Energy Facility | GA | Vertical | Heard | 3 | Natural Gas Fired Combined Cycle | CA | 2224 | S | Y | X |  |  | 187.7 | 0.85 | 179 | 189 | 130 | N |  |  | OP | X | 2 | 2003 | 2003 |  |  | N | Electric Utility | Utility | Cooperative | 1 | X | NG | Non-Renewable | 0 | 187.7 | 0 | 1
Operable | 13994 | Oglethorpe Power Corporation |  | 54538 | Hartwell Energy Facility | GA | Vertical | Hart | MAG1 | Natural Gas Fired Combustion Turbine | GT |  | S | X | X |  |  | 180 | 0.85 | 149.5 | 176.8 | 75 | N |  |  | OP | X | 4 | 1994 | Pre-2000 |  |  | N | Electric Utility | Utility | Cooperative | 1 | X | NG | Non-Renewable | 0 | 180 | 0 | 1 | DFO
Operable | 13994 | Oglethorpe Power Corporation |  | 54538 | Hartwell Energy Facility | GA | Vertical | Hart | MAG2 | Natural Gas Fired Combustion Turbine | GT |  | S | X | X |  |  | 180 | 0.85 | 148.6 | 176.8 | 75 | N |  |  | OP | X | 4 | 1994 | Pre-2000 |  |  | N | Electric Utility | Utility | Cooperative | 1 | X | NG | Non-Renewable | 0 | 180 | 0 | 1 | DFO
Operable | 13994 | Oglethorpe Power Corporation |  | 55141 | Hawk Road Facility | GA | Vertical | Heard | CT1 | Natural Gas Fired Combustion Turbine | GT |  | S | X | X |  |  | 165 | 0.85 | 153 | 178.7 | 107 | N |  |  | OP | X | 5 | 2001 | 2001 |  |  | N | Electric Utility | Utility | Cooperative | 1 | X | NG | Non-Renewable | 0 | 165 | 0 | 1
Operable | 13994 | Oglethorpe Power Corporation |  | 55141 | Hawk Road Facility | GA | Vertical | Heard | CT2 | Natural Gas Fired Combustion Turbine | GT |  | S | X | X |  |  | 165 | 0.85 | 150.3 | 178.7 | 106 | N |  |  | OP | X | 5 | 2001 | 2001 |  |  | N | Electric Utility | Utility | Cooperative | 1 | X | NG | Non-Renewable | 0 | 165 | 0 | 1
Operable | 13994 | Oglethorpe Power Corporation |  | 55141 | Hawk Road Facility | GA | Vertical | Heard | CT3 | Natural Gas Fired Combustion Turbine | GT |  | S | X | X |  |  | 165 | 0.85 | 153 | 189.5 | 107 | N |  |  | OP | X | 5 | 2001 | 2001 |  |  | N | Electric Utility | Utility | Cooperative | 1 | X | NG | Non-Renewable | 0 | 165 | 0 | 1
Operable | 13994 | Oglethorpe Power Corporation |  | 55244 | Doyle Energy Facility | GA | Vertical | Walton | CTG1 | Natural Gas Fired Combustion Turbine | GT |  | S | X | X |  |  | 64 | 0.85 | 56 | 64 | 50 | N |  |  | OP | X | 8 | 2000 | 2000 |  |  | N | Electric Utility | Utility | Cooperative | 1 | X | NG | Non-Renewable | 0 | 64 | 0 | 1
Operable | 13994 | Oglethorpe Power Corporation |  | 55244 | Doyle Energy Facility | GA | Vertical | Walton | CTG2 | Natural Gas Fired Combustion Turbine | GT |  | S | X | X |  |  | 71.8 | 0.9 | 56.7 | 59.7 | 50 | N |  |  | OP | X | 5 | 2000 | 2000 |  |  | N | Electric Utility | Utility | Cooperative | 1 | X | NG | Non-Renewable | 0 | 71.8 | 0 | 1
Operable | 13994 | Oglethorpe Power Corporation |  | 55244 | Doyle Energy Facility | GA | Vertical | Walton | CTG3 | Natural Gas Fired Combustion Turbine | GT |  | S | X | X |  |  | 71.8 | 0.9 | 56.7 | 59.7 | 50 | N |  |  | OP | X | 5 | 2000 | 2000 |  |  | N | Electric Utility | Utility | Cooperative | 1 | X | NG | Non-Renewable | 0 | 71.8 | 0 | 1
Operable | 13994 | Oglethorpe Power Corporation |  | 55244 | Doyle Energy Facility | GA | Vertical | Walton | CTG4 | Natural Gas Fired Combustion Turbine | GT |  | S | X | X |  |  | 100.7 | 0.85 | 71.4 | 84.6 | 50 | N |  |  | OP | X | 6 | 2000 | 2000 |  |  | N | Electric Utility | Utility | Cooperative | 1 | X | NG | Non-Renewable | 0 | 100.7 | 0 | 1
Operable | 13994 | Oglethorpe Power Corporation |  | 55244 | Doyle Energy Facility | GA | Vertical | Walton | CTG5 | Natural Gas Fired Combustion Turbine | GT |  | S | X | X |  |  | 100.7 | 0.85 | 71.3 | 85 | 50 | N |  |  | OP | X | 7 | 2000 | 2000 |  |  | N | Electric Utility | Utility | Cooperative | 1 | X | NG | Non-Renewable | 0 | 100.7 | 0 | 1
Operable | 13994 | Oglethorpe Power Corporation |  | 55382 | Thomas A Smith Energy Facility | GA | Vertical | Murray | 1GT1 | Natural Gas Fired Combined Cycle | CT | 1 | S | X | N |  |  | 147 | 0.85 | 185 | 190 | 90 | N |  |  | OP | X | 6 | 2002 | 2002 |  |  | N | Electric Utility | Utility | Cooperative | 1 | X | NG | Non-Renewable | 0 | 147 | 0 | 1
Operable | 13994 | Oglethorpe Power Corporation |  | 55382 | Thomas A Smith Energy Facility | GA | Vertical | Murray | 1GT2 | Natural Gas Fired Combined Cycle | CT | 1 | S | X | N |  |  | 147 | 0.85 | 185 | 190 | 90 | N |  |  | OP | X | 6 | 2002 | 2002 |  |  | N | Electric Utility | Utility | Cooperative | 1 | X | NG | Non-Renewable | 0 | 147 | 0 | 1
Operable | 13994 | Oglethorpe Power Corporation |  | 55382 | Thomas A Smith Energy Facility | GA | Vertical | Murray | 1STG | Natural Gas Fired Combined Cycle | CA | 1 | S | Y | X |  |  | 302 | 0.85 | 302 | 311 | 90 | N |  |  | OP | X | 6 | 2002 | 2002 |  |  | N | Electric Utility | Utility | Cooperative | 1 | X | NG | Non-Renewable | 0 | 302 | 0 | 1
Operable | 13994 | Oglethorpe Power Corporation |  | 55382 | Thomas A Smith Energy Facility | GA | Vertical | Murray | 2GT1 | Natural Gas Fired Combined Cycle | CT | 2 | S | X | N |  |  | 147 | 0.85 | 185 | 190 | 90 | N |  |  | OP | X | 6 | 2002 | 2002 |  |  | N | Electric Utility | Utility | Cooperative | 1 | X | NG | Non-Renewable | 0 | 147 | 0 | 1
Operable | 13994 | Oglethorpe Power Corporation |  | 55382 | Thomas A Smith Energy Facility | GA | Vertical | Murray | 2GT2 | Natural Gas Fired Combined Cycle | CT | 2 | S | X | N |  |  | 147 | 0.85 | 185 | 190 | 90 | N |  |  | OP | X | 6 | 2002 | 2002 |  |  | N | Electric Utility | Utility | Cooperative | 1 | X | NG | Non-Renewable | 0 | 147 | 0 | 1
Operable | 13994 | Oglethorpe Power Corporation |  | 55382 | Thomas A Smith Energy Facility | GA | Vertical | Murray | 2STG | Natural Gas Fired Combined Cycle | CA | 2 | S | Y | X |  |  | 302 | 0.85 | 302 | 310 | 90 | N |  |  | OP | X | 7 | 2002 | 2002 |  |  | N | Electric Utility | Utility | Cooperative | 1 | X | NG | Non-Renewable | 0 | 302 | 0 | 1
Operable | 13994 | Oglethorpe Power Corporation |  | 55406 | Effingham Energy Facility | GA | Vertical | Effingham | STG | Natural Gas Fired Combined Cycle | CA | CC01 | S | N | X |  |  | 197.8 | 0.86 | 176 | 182 | 66 | N |  |  | OP | X | 8 | 2003 | 2003 |  |  | N | Electric Utility | Utility | Cooperative | 1 | X | NG | Non-Renewable | 0 | 197.8 | 0 | 1
Operable | 13994 | Oglethorpe Power Corporation |  | 55406 | Effingham Energy Facility | GA | Vertical | Effingham | UNT1 | Natural Gas Fired Combined Cycle | CT | CC01 | S | X | N |  |  | 199.4 | 0.85 | 169 | 175 | 100 | N |  |  | OP | X | 8 | 2003 | 2003 |  |  | N | Electric Utility | Utility | Cooperative | 1 | X | NG | Non-Renewable | 0 | 199.4 | 0 | 1
Operable | 13994 | Oglethorpe Power Corporation |  | 55406 | Effingham Energy Facility | GA | Vertical | Effingham | UNT2 | Natural Gas Fired Combined Cycle | CT | CC01 | S | X | N |  |  | 199.4 | 0.85 | 169 | 175 | 100 | N |  |  | OP | X | 8 | 2003 | 2003 |  |  | N | Electric Utility | Utility | Cooperative | 1 | X | NG | Non-Renewable | 0 | 199.4 | 0 | 1
Operable | 59124 | Ohio Power Partners, LLC |  | 59326 | Middletown Energy Center | OH | Restructured | Butler | MEC1 | Natural Gas Fired Combined Cycle | CT | MCC1 | S | X | N | 1869196085 | 1869196085 | 310.2 | 0.85 | 248 | 279.9 | 100.8 | N |  |  | OP | X | 5 | 2018 | 2018 |  |  | N | IPP Non-CHP | IPP | IPP | 2 | X | NG | Non-Renewable | 0 | 310.2 | 0 | 1
Operable | 59124 | Ohio Power Partners, LLC |  | 59326 | Middletown Energy Center | OH | Restructured | Butler | MEC2 | Natural Gas Fired Combined Cycle | CA | MCC1 | S | Y | X | 1869196082 | 1869196082 | 233.7 | 0.85 | 215.6 | 225 | 11 | N |  |  | OP | X | 5 | 2018 | 2018 |  |  | N | IPP Non-CHP | IPP | IPP | 2 | X | NG | Non-Renewable | 0 | 233.7 | 0 | 1
Operable | 14015 | Ohio Valley Electric Corp |  | 2876 | Kyger Creek | OH | Restructured | Gallia | 1 | Conventional Steam Coal | ST |  | S | X | X |  |  | 217.3 | 0.8 | 194 | 198.7 | 80 | N |  |  | OP | X | 2 | 1955 | Pre-2000 |  |  | N | Electric Utility | Utility | Investor Owned Utility | 1 | X | BIT | Non-Renewable | 0 | 217.3 | 0 | 1 | SUB
Operable | 14015 | Ohio Valley Electric Corp |  | 2876 | Kyger Creek | OH | Restructured | Gallia | 2 | Conventional Steam Coal | ST |  | S | X | X |  |  | 217.3 | 0.8 | 192.2 | 198 | 80 | N |  |  | OP | X | 6 | 1955 | Pre-2000 |  |  | N | Electric Utility | Utility | Investor Owned Utility | 1 | X | BIT | Non-Renewable | 0 | 217.3 | 0 | 1 | SUB
Operable | 14015 | Ohio Valley Electric Corp |  | 2876 | Kyger Creek | OH | Restructured | Gallia | 3 | Conventional Steam Coal | ST |  | S | X | X |  |  | 217.3 | 0.8 | 192.2 | 198 | 80 | N |  |  | OP | X | 9 | 1955 | Pre-2000 |  |  | N | Electric Utility | Utility | Investor Owned Utility | 1 | X | BIT | Non-Renewable | 0 | 217.3 | 0 | 1 | SUB
Operable | 14015 | Ohio Valley Electric Corp |  | 2876 | Kyger Creek | OH | Restructured | Gallia | 4 | Conventional Steam Coal | ST |  | S | X | X |  |  | 217.3 | 0.8 | 192.2 | 198 | 80 | N |  |  | OP | X | 11 | 1955 | Pre-2000 |  |  | N | Electric Utility | Utility | Investor Owned Utility | 1 | X | BIT | Non-Renewable | 0 | 217.3 | 0 | 1 | SUB
Operable | 14015 | Ohio Valley Electric Corp |  | 2876 | Kyger Creek | OH | Restructured | Gallia | 5 | Conventional Steam Coal | ST |  | S | X | X |  |  | 217.3 | 0.8 | 192.2 | 198 | 80 | N |  |  | OP | X | 12 | 1955 | Pre-2000 |  |  | N | Electric Utility | Utility | Investor Owned Utility | 1 | X | BIT | Non-Renewable | 0 | 217.3 | 0 | 1 | SUB
Operable | 64558 | OK Produce |  | 65229 | OK Produce Fresno Carport | CA | Vertical | Fresno | OKPVC | Solar Photovoltaic | PV |  | S | X | X |  |  | 2 |  | 2 | 1.3 |  | N |  |  | OP | X | 1 | 2019 | 2019 |  |  | N | Commercial Non-CHP | Customer Sited | Other | 4 | X | SUN | Renewable | 2 | 0 | 1 | 0
Operable | 14063 | Oklahoma Gas & Electric Co |  | 2951 | Horseshoe Lake | OK | Vertical | Oklahoma | 10 | Natural Gas Fired Combustion Turbine | GT |  | S | X | X | OKGEHL910 | OKGEHL910 | 60.5 | 0.9 | 43.1 | 43.1 | 43.1 | N |  |  | OP | X | 6 | 2001 | 2001 |  |  | N | Electric Utility | Utility | Investor Owned Utility | 1 | X | NG | Non-Renewable | 0 | 60.5 | 0 | 1
Operable | 14063 | Oklahoma Gas & Electric Co |  | 2951 | Horseshoe Lake | OK | Vertical | Oklahoma | 6 | Natural Gas Steam Turbine | ST |  | S | X | X | OKGEHL6 | OKGEHL6 | 163 | 0.9 | 170 | 170 | 60 | N |  |  | OP | X | 4 | 1958 | Pre-2000 |  |  | N | Electric Utility | Utility | Investor Owned Utility | 1 | X | NG | Non-Renewable | 0 | 163 | 0 | 1 | RFO
Operable | 14063 | Oklahoma Gas & Electric Co |  | 2951 | Horseshoe Lake | OK | Vertical | Oklahoma | 8 | Natural Gas Steam Turbine | ST |  | S | X | X | OKGEHL8 | OKGEHL8 | 443 | 0.9 | 375 | 375 | 80 | N |  |  | OP | X | 6 | 1969 | Pre-2000 |  |  | N | Electric Utility | Utility | Investor Owned Utility | 1 | X | NG | Non-Renewable | 0 | 443 | 0 | 1
Operable | 14063 | Oklahoma Gas & Electric Co |  | 2951 | Horseshoe Lake | OK | Vertical | Oklahoma | 9 | Natural Gas Fired Combustion Turbine | GT |  | S | X | X | OKGEHL910 | OKGEHL910 | 60.5 | 0.9 | 44.9 | 44.9 | 44.9 | N |  |  | OP | X | 6 | 2001 | 2001 |  |  | N | Electric Utility | Utility | Investor Owned Utility | 1 | X | NG | Non-Renewable | 0 | 60.5 | 0 | 1
Operable | 14063 | Oklahoma Gas & Electric Co |  | 2951 | Horseshoe Lake | OK | Vertical | Oklahoma | ST7 | Natural Gas Steam Turbine | ST |  | S | X | X | OKGEHL7 | OKGEHL7 | 220 | 0.9 | 211 | 211 | 75 | N |  |  | OP | X | 6 | 1963 | Pre-2000 |  |  | N | Electric Utility | Utility | Investor Owned Utility | 1 | X | NG | Non-Renewable | 0 | 220 | 0 | 1 | RFO
Operable | 14063 | Oklahoma Gas & Electric Co |  | 2952 | Muskogee | OK | Vertical | Muskogee | 4 | Natural Gas Steam Turbine | ST |  | S | X | X | OKGEMK4 | OKGEMK4 | 572 | 0.9 | 489 | 489 | 200 | N |  |  | OP | X | 12 | 1977 | Pre-2000 |  |  | N | Electric Utility | Utility | Investor Owned Utility | 1 | X | NG | Non-Renewable | 0 | 572 | 0 | 1
Operable | 14063 | Oklahoma Gas & Electric Co |  | 2952 | Muskogee | OK | Vertical | Muskogee | 5 | Natural Gas Steam Turbine | ST |  | S | X | X | OKGEMK5 | OKGEMK5 | 572 | 0.9 | 488 | 488 | 200 | N |  |  | OP | X | 10 | 1978 | Pre-2000 |  |  | N | Electric Utility | Utility | Investor Owned Utility | 1 | X | NG | Non-Renewable | 0 | 572 | 0 | 1
Operable | 14063 | Oklahoma Gas & Electric Co |  | 2952 | Muskogee | OK | Vertical | Muskogee | 6 | Conventional Steam Coal | ST |  | S | X | X | OKGEMK6 | OKGEMK6 | 572 | 0.9 | 521 | 521 | 200 | N |  |  | OP | X | 6 | 1984 | Pre-2000 |  |  | N | Electric Utility | Utility | Investor Owned Utility | 1 | X | SUB | Non-Renewable | 0 | 572 | 0 | 1 | NG
Operable | 14063 | Oklahoma Gas & Electric Co |  | 2953 | Mustang | OK | Vertical | Canadian | GT1 | Natural Gas Fired Combustion Turbine | GT |  | S | X | X | OKGEMT6 | OKGEMT6 | 66 | 0.9 | 57 | 57 | 40 | N |  |  | OP | X | 9 | 2017 | 2017 |  |  | N | Electric Utility | Utility | Investor Owned Utility | 1 | X | NG | Non-Renewable | 0 | 66 | 0 | 1
Operable | 14063 | Oklahoma Gas & Electric Co |  | 2953 | Mustang | OK | Vertical | Canadian | GT2 | Natural Gas Fired Combustion Turbine | GT |  | S | X | X | OKGEMT7 | OKGEMT7 | 66 | 0.9 | 56 | 56 | 40 | N |  |  | OP | X | 10 | 2017 | 2017 |  |  | N | Electric Utility | Utility | Investor Owned Utility | 1 | X | NG | Non-Renewable | 0 | 66 | 0 | 1
Operable | 14063 | Oklahoma Gas & Electric Co |  | 2953 | Mustang | OK | Vertical | Canadian | GT3 | Natural Gas Fired Combustion Turbine | GT |  | S | X | X | OKGEMT8 | OKGEMT8 | 66 | 0.9 | 58 | 58 | 40 | N |  |  | OP | X | 10 | 2017 | 2017 |  |  | N | Electric Utility | Utility | Investor Owned Utility | 1 | X | NG | Non-Renewable | 0 | 66 | 0 | 1
Operable | 14063 | Oklahoma Gas & Electric Co |  | 2953 | Mustang | OK | Vertical | Canadian | GT4 | Natural Gas Fired Combustion Turbine | GT |  | S | X | X | OKGEMT9 | OKGEMT9 | 66 | 0.9 | 57 | 57 | 40 | N |  |  | OP | X | 11 | 2017 | 2017 |  |  | N | Electric Utility | Utility | Investor Owned Utility | 1 | X | NG | Non-Renewable | 0 | 66 | 0 | 1
Operable | 14063 | Oklahoma Gas & Electric Co |  | 2953 | Mustang | OK | Vertical | Canadian | GT5 | Natural Gas Fired Combustion Turbine | GT |  | S | X | X | OKGEMT10 | OKGEMT10 | 66 | 0.9 | 57 | 57 | 40 | N |  |  | OP | X | 12 | 2017 | 2017 |  |  | N | Electric Utility | Utility | Investor Owned Utility | 1 | X | NG | Non-Renewable | 0 | 66 | 0 | 1
Operable | 14063 | Oklahoma Gas & Electric Co |  | 2953 | Mustang | OK | Vertical | Canadian | GT6 | Natural Gas Fired Combustion Turbine | GT |  | S | X | X | OKGEMT11 | OKGEMT11 | 66 | 0.9 | 58 | 58 | 40 | N |  |  | OP | X | 12 | 2017 | 2017 |  |  | N | Electric Utility | Utility | Investor Owned Utility | 1 | X | NG | Non-Renewable | 0 | 66 | 0 | 1
Operable | 14063 | Oklahoma Gas & Electric Co |  | 2953 | Mustang | OK | Vertical | Canadian | GT7 | Natural Gas Fired Combustion Turbine | GT |  | S | X | X | OKGEMT12 | OKGEMT12 | 66 | 0.9 | 57 | 57 | 40 | N |  |  | OP | X | 12 | 2017 | 2017 |  |  | N | Electric Utility | Utility | Investor Owned Utility | 1 | X | NG | Non-Renewable | 0 | 66 | 0 | 1
Operable | 14063 | Oklahoma Gas & Electric Co |  | 2953 | Mustang | OK | Vertical | Canadian | SLR1 | Solar Photovoltaic | PV |  | S | X | X |  |  | 2.5 |  | 2.5 | 2.5 |  | N |  |  | OP | X | 8 | 2015 | 2015 |  |  | N | Electric Utility | Utility | Investor Owned Utility | 1 | X | SUN | Renewable | 2.5 | 0 | 1 | 0
Operable | 14063 | Oklahoma Gas & Electric Co |  | 2956 | Seminole | OK | Vertical | Seminole | 1 | Natural Gas Steam Turbine | ST |  | S | X | X | OKGESM1 | OKGESM1 | 567 | 0.9 | 500 | 500 | 70 | N |  |  | OP | X | 3 | 1971 | Pre-2000 |  |  | N | Electric Utility | Utility | Investor Owned Utility | 1 | X | NG | Non-Renewable | 0 | 567 | 0 | 1
Operable | 14063 | Oklahoma Gas & Electric Co |  | 2956 | Seminole | OK | Vertical | Seminole | 2 | Natural Gas Steam Turbine | ST |  | S | X | X | OKGESM2 | OKGESM2 | 567 | 0.9 | 513 | 513 | 70 | N |  |  | OP | X | 2 | 1973 | Pre-2000 |  |  | N | Electric Utility | Utility | Investor Owned Utility | 1 | X | NG | Non-Renewable | 0 | 567 | 0 | 1
Operable | 14063 | Oklahoma Gas & Electric Co |  | 2956 | Seminole | OK | Vertical | Seminole | 3 | Natural Gas Steam Turbine | ST |  | S | X | X | OKGESM3 | OKGESM3 | 567 | 0.9 | 508.5 | 508.5 | 70 | N |  |  | OP | X | 6 | 1975 | Pre-2000 |  |  | N | Electric Utility | Utility | Investor Owned Utility | 1 | X | NG | Non-Renewable | 0 | 567 | 0 | 1
Operable | 14063 | Oklahoma Gas & Electric Co |  | 6095 | Sooner | OK | Vertical | Noble | 1 | Conventional Steam Coal | ST |  | S | X | X | OKGESO1 | OKGESO1 | 569 | 0.9 | 519 | 519 | 200 | N |  |  | OP | X | 11 | 1979 | Pre-2000 |  |  | N | Electric Utility | Utility | Investor Owned Utility | 1 | X | SUB | Non-Renewable | 0 | 569 | 0 | 1 | DFO
Operable | 14063 | Oklahoma Gas & Electric Co |  | 6095 | Sooner | OK | Vertical | Noble | 2 | Conventional Steam Coal | ST |  | S | X | X | OKGESO2 | OKGESO2 | 569 | 0.9 | 519 | 519 | 200 | N |  |  | OP | X | 12 | 1980 | Pre-2000 |  |  | N | Electric Utility | Utility | Investor Owned Utility | 1 | X | SUB | Non-Renewable | 0 | 569 | 0 | 1 | DFO
Operable | 14063 | Oklahoma Gas & Electric Co |  | 10671 | River Valley | OK | Vertical | Le Flore | GEN1 | Conventional Steam Coal | ST |  | S | X | X |  |  | 175 | 0.9 | 160.6 | 160.6 | 80 | N |  |  | OP | X | 9 | 1990 | Pre-2000 |  |  | N | Electric Utility | Utility | Investor Owned Utility | 1 | X | SUB | Non-Renewable | 0 | 175 | 0 | 1 | NG | BIT
Operable | 14063 | Oklahoma Gas & Electric Co |  | 10671 | River Valley | OK | Vertical | Le Flore | GEN2 | Conventional Steam Coal | ST |  | S | X | X |  |  | 175 | 0.9 | 160.4 | 160.4 | 80 | N |  |  | OP | X | 11 | 1990 | Pre-2000 |  |  | N | Electric Utility | Utility | Investor Owned Utility | 1 | X | SUB | Non-Renewable | 0 | 175 | 0 | 1 | NG | BIT
Operable | 14063 | Oklahoma Gas & Electric Co |  | 50558 | Frontier | OK | Vertical | Oklahoma | GT01 | Natural Gas Fired Combined Cycle | CT | CC01 | S | X | N | OKGENSCI1UN1_RA | OKGENSMITH | 87.2 | 0.9 |  |  |  | N |  |  | OP | X | 9 | 1989 | Pre-2000 |  |  | N | Electric Utility | Utility | Investor Owned Utility | 1 | X | NG | Non-Renewable | 0 | 87.2 | 0 | 1
Operable | 14063 | Oklahoma Gas & Electric Co |  | 50558 | Frontier | OK | Vertical | Oklahoma | ST01 | Natural Gas Fired Combined Cycle | CA | CC01 | S | Y | X |  |  | 44.2 | 0.9 | 126 | 126 | 70 | N |  |  | OP | X | 9 | 1989 | Pre-2000 |  |  | N | Electric Utility | Utility | Investor Owned Utility | 1 | X | NG | Non-Renewable | 0 | 44.2 | 0 | 1
Operable | 14063 | Oklahoma Gas & Electric Co |  | 55457 | McClain Energy Facility | OK | Vertical | McClain | CT1 | Natural Gas Fired Combined Cycle | CT | G011 | J | X | N | OKGEMCC | OKGEMCC | 176.6 | 0.85 | 157.3 | 157.3 |  | N |  |  | OP | X | 6 | 2001 | 2001 |  |  | N | Electric Utility | Utility | Investor Owned Utility | 1 | X | NG | Non-Renewable | 0 | 176.6 | 0 | 1
Operable | 14063 | Oklahoma Gas & Electric Co |  | 55457 | McClain Energy Facility | OK | Vertical | McClain | CT2 | Natural Gas Fired Combined Cycle | CT | G011 | J | X | N | OKGEMCC | OKGEMCC | 176.6 | 0.85 | 157.3 | 157.3 |  | N |  |  | OP | X | 6 | 2001 | 2001 |  |  | N | Electric Utility | Utility | Investor Owned Utility | 1 | X | NG | Non-Renewable | 0 | 176.6 | 0 | 1
Operable | 14063 | Oklahoma Gas & Electric Co |  | 55457 | McClain Energy Facility | OK | Vertical | McClain | ST1 | Natural Gas Fired Combined Cycle | CA | G011 | J | N | X | OKGEMCC | OKGEMCC | 198.1 | 0.85 | 170.5 | 170.5 | 240 | N |  |  | OP | X | 6 | 2001 | 2001 |  |  | N | Electric Utility | Utility | Investor Owned Utility | 1 | X | NG | Non-Renewable | 0 | 198.1 | 0 | 1
Operable | 14063 | Oklahoma Gas & Electric Co |  | 55463 | Redbud Power Plant | OK | Vertical | Oklahoma | CT01 | Natural Gas Fired Combined Cycle | CT | G112 | J | X | N | OKGEREDBUD1 | OKGEREDBUD1 | 198.9 | 0.85 |  |  |  | N |  |  | OP | X | 5 | 2004 | 2004 |  |  | N | Electric Utility | Utility | Investor Owned Utility | 1 | X | NG | Non-Renewable | 0 | 198.9 | 0 | 1
Operable | 14063 | Oklahoma Gas & Electric Co |  | 55463 | Redbud Power Plant | OK | Vertical | Oklahoma | CT02 | Natural Gas Fired Combined Cycle | CT | G113 | J | X | N | OKGEREDBUD2 | OKGEREDBUD2 | 198.9 | 0.85 |  |  |  | N |  |  | OP | X | 5 | 2004 | 2004 |  |  | N | Electric Utility | Utility | Investor Owned Utility | 1 | X | NG | Non-Renewable | 0 | 198.9 | 0 | 1
Operable | 14063 | Oklahoma Gas & Electric Co |  | 55463 | Redbud Power Plant | OK | Vertical | Oklahoma | CT03 | Natural Gas Fired Combined Cycle | CT | G114 | J | X | N | OKGEREDBUD3 | OKGEREDBUD3 | 198.9 | 0.85 |  |  |  | N |  |  | OP | X | 5 | 2004 | 2004 |  |  | N | Electric Utility | Utility | Investor Owned Utility | 1 | X | NG | Non-Renewable | 0 | 198.9 | 0 | 1
Operable | 14063 | Oklahoma Gas & Electric Co |  | 55463 | Redbud Power Plant | OK | Vertical | Oklahoma | CT04 | Natural Gas Fired Combined Cycle | CT | G115 | J | X | N | OKGEREDBUD4 | OKGEREDBUD4 | 198.9 | 0.85 |  |  |  | N |  |  | OP | X | 5 | 2004 | 2004 |  |  | N | Electric Utility | Utility | Investor Owned Utility | 1 | X | NG | Non-Renewable | 0 | 198.9 | 0 | 1
Operable | 14063 | Oklahoma Gas & Electric Co |  | 55463 | Redbud Power Plant | OK | Vertical | Oklahoma | ST01 | Natural Gas Fired Combined Cycle | CA | G112 | J | Y | X | OKGEREDBUD1 | OKGEREDBUD1 | 159.5 | 0.85 | 307 | 307 | 150 | N |  |  | OP | X | 5 | 2004 | 2004 |  |  | N | Electric Utility | Utility | Investor Owned Utility | 1 | X | NG | Non-Renewable | 0 | 159.5 | 0 | 1
Operable | 14063 | Oklahoma Gas & Electric Co |  | 55463 | Redbud Power Plant | OK | Vertical | Oklahoma | ST02 | Natural Gas Fired Combined Cycle | CA | G113 | J | Y | X | OKGEREDBUD2 | OKGEREDBUD2 | 159.5 | 0.85 | 300.9 | 300.9 | 150 | N |  |  | OP | X | 5 | 2004 | 2004 |  |  | N | Electric Utility | Utility | Investor Owned Utility | 1 | X | NG | Non-Renewable | 0 | 159.5 | 0 | 1
Operable | 14063 | Oklahoma Gas & Electric Co |  | 55463 | Redbud Power Plant | OK | Vertical | Oklahoma | ST03 | Natural Gas Fired Combined Cycle | CA | G114 | J | Y | X | OKGEREDBUD3 | OKGEREDBUD3 | 159.5 | 0.85 | 301 | 301 | 150 | N |  |  | OP | X | 5 | 2004 | 2004 |  |  | N | Electric Utility | Utility | Investor Owned Utility | 1 | X | NG | Non-Renewable | 0 | 159.5 | 0 | 1
Operable | 14063 | Oklahoma Gas & Electric Co |  | 55463 | Redbud Power Plant | OK | Vertical | Oklahoma | ST04 | Natural Gas Fired Combined Cycle | CA | G115 | J | Y | X | OKGEREDBUD4 | OKGEREDBUD4 | 159.5 | 0.85 | 300 | 300 | 150 | N |  |  | OP | X | 5 | 2004 | 2004 |  |  | N | Electric Utility | Utility | Investor Owned Utility | 1 | X | NG | Non-Renewable | 0 | 159.5 | 0 | 1
Operable | 14063 | Oklahoma Gas & Electric Co |  | 56380 | Centennial Wind Farm | OK | Vertical | Harper | WT1 | Onshore Wind Turbine | WT |  | S | X | X | OKGECENTWIND | OKGECENTWIND | 120 |  | 120 | 120 | 0.1 | N |  |  | OP | X | 12 | 2006 | 2006 |  |  | N | Electric Utility | Utility | Investor Owned Utility | 1 | X | WND | Renewable | 120 | 0 | 1 | 0
Operable | 14063 | Oklahoma Gas & Electric Co |  | 57286 | OU Spirit Wind Farm | OK | Vertical | Woodward | WT1 | Onshore Wind Turbine | WT |  | S | X | X | OKGESPIRITWIND | OKGESPIRITWIND | 101.2 |  | 101.2 | 101.2 | 0.1 | N |  |  | OP | X | 12 | 2009 | 2009 |  |  | N | Electric Utility | Utility | Investor Owned Utility | 1 | X | WND | Renewable | 101.2 | 0 | 1 | 0
Operable | 14063 | Oklahoma Gas & Electric Co |  | 57332 | Crossroads Wind Farm | OK | Vertical | Dewey | 1998-01-01 | Onshore Wind Turbine | WT |  | S | X | X | OKGEXROADSWIND | OKGEXROADSWIND | 227.5 |  | 227.5 | 227.5 | 0.1 | N |  |  | OP | X | 1 | 2012 | 2012 |  |  | N | Electric Utility | Utility | Investor Owned Utility | 1 | X | WND | Renewable | 227.5 | 0 | 1 | 0
Operable | 14063 | Oklahoma Gas & Electric Co |  | 61759 | Covington Solar Farm | OK | Vertical | Garfield | CVS1 | Solar Photovoltaic | PV |  | S | X | X |  |  | 10 |  | 10 | 10 |  | N |  |  | OP | X | 2 | 2018 | 2018 |  |  | N | Electric Utility | Utility | Investor Owned Utility | 1 | X | SUN | Renewable | 10 | 0 | 1 | 0
Operable | 14063 | Oklahoma Gas & Electric Co |  | 63499 | Choctaw Nation Solar Farm | OK | Vertical | Bryan | CVS1 | Solar Photovoltaic | PV |  | S | X | X |  |  | 5 |  | 5 | 5 | 0.1 | N |  |  | OP | X | 7 | 2020 | 2020 |  |  | N | Electric Utility | Utility | Investor Owned Utility | 1 | X | SUN | Renewable | 5 | 0 | 1 | 0
Operable | 14063 | Oklahoma Gas & Electric Co |  | 63500 | Chickasaw Nation Solar Farm | OK | Vertical | Murray | CVS1 | Solar Photovoltaic | PV |  | S | X | X |  |  | 5 |  | 5 | 5 | 0.1 | N |  |  | OP | X | 7 | 2020 | 2020 |  |  | N | Electric Utility | Utility | Investor Owned Utility | 1 | X | SUN | Renewable | 5 | 0 | 1 | 0
Operable | 14063 | Oklahoma Gas & Electric Co |  | 63628 | Tinker | OK | Vertical | Oklahoma | 5A | Natural Gas Fired Combustion Turbine | GT |  | S | X | X | OKGETINK5A | OKGETINK5A | 41 | 0.9 | 33 | 33 | 26 | N |  |  | OP | X | 6 | 1971 | Pre-2000 |  |  | N | Electric Utility | Utility | Investor Owned Utility | 1 | X | NG | Non-Renewable | 0 | 41 | 0 | 1 | DFO
Operable | 14063 | Oklahoma Gas & Electric Co |  | 63628 | Tinker | OK | Vertical | Oklahoma | 5B | Natural Gas Fired Combustion Turbine | GT |  | S | X | X | OKGETINK5B | OKGETINK5B | 41 | 0.9 | 31 | 31 | 26 | N |  |  | OP | X | 6 | 1971 | Pre-2000 |  |  | N | Electric Utility | Utility | Investor Owned Utility | 1 | X | NG | Non-Renewable | 0 | 41 | 0 | 1 | DFO
Operable | 14063 | Oklahoma Gas & Electric Co |  | 64392 | Branch Solar Farm | AR | Vertical | Franklin | CVS1 | Solar Photovoltaic | PV |  | S | X | X |  |  | 5 |  | 5 | 5 | 0.1 | N |  |  | OP | X | 10 | 2021 | 2021 |  |  | N | Electric Utility | Utility | Investor Owned Utility | 1 | X | SUN | Renewable | 5 | 0 | 1 | 0
Operable | 14063 | Oklahoma Gas & Electric Co |  | 66248 | Butterfield Solar Farm | OK | Vertical | Bryan | BSS1 | Solar Photovoltaic | PV |  | S | X | X |  |  | 5 |  | 5 | 5 |  | N |  |  | OP | X | 3 | 2022 | 2022 |  |  | N | Electric Utility | Utility | Investor Owned Utility | 1 | X | SUN | Renewable | 5 | 0 | 1 | 0
Operable | 14077 | Oklahoma Municipal Power Authority |  | 7545 | Kaw Hydro | OK | Vertical | Kay | 1 | Conventional Hydroelectric | HY |  | S | X | X |  |  | 37 | 0.85 | 29.6 | 29.6 | 2 | N |  |  | OP | X | 8 | 1989 | Pre-2000 |  |  | N | Electric Utility | Utility | Municipal | 1 | X | WAT | Renewable | 37 | 0 | 1 | 0
Operable | 14077 | Oklahoma Municipal Power Authority |  | 7546 | Ponca City | OK | Vertical | Kay | 1 | Natural Gas Fired Combined Cycle | CA | CC1 | S | Y | X |  |  | 19.8 | 0.85 | 18.8 | 18.8 | 1.5 | N |  |  | OP | X | 10 | 1966 | Pre-2000 |  |  | N | Electric Utility | Utility | Municipal | 1 | X | NG | Non-Renewable | 0 | 19.8 | 0 | 1
Operable | 14077 | Oklahoma Municipal Power Authority |  | 7546 | Ponca City | OK | Vertical | Kay | 3 | Natural Gas Fired Combined Cycle | CT | CC1 | S | X | Y |  |  | 54 | 0.85 | 44.1 | 44.1 | 33 | N |  |  | OP | X | 6 | 1995 | Pre-2000 |  |  | N | Electric Utility | Utility | Municipal | 1 | X | NG | Non-Renewable | 0 | 54 | 0 | 1 | DFO
Operable | 14077 | Oklahoma Municipal Power Authority |  | 7546 | Ponca City | OK | Vertical | Kay | 4 | Natural Gas Fired Combustion Turbine | GT |  | S | X | X |  |  | 60.5 | 0.9 | 43.9 | 43.9 | 33 | N |  |  | OP | X | 6 | 2003 | 2003 |  |  | N | Electric Utility | Utility | Municipal | 1 | X | NG | Non-Renewable | 0 | 60.5 | 0 | 1
Operable | 14077 | Oklahoma Municipal Power Authority |  | 58325 | Charles D. Lamb Energy Center | OK | Vertical | Kay | 1 | Natural Gas Fired Combustion Turbine | GT |  | S | X | X |  |  | 122 | 0.85 | 122 | 122 | 33 | N |  |  | OP | X | 4 | 2015 | 2015 |  |  | N | Electric Utility | Utility | Municipal | 1 | X | NG | Non-Renewable | 0 | 122 | 0 | 1
Operable | 30347 | Olcese Water District |  | 50037 | Rio Bravo Hydro Project | CA | Vertical | Kern | UNT1 | Conventional Hydroelectric | HY |  | S | X | X |  |  | 7 | 0.9 | 6.7 | 6.4 | 1.5 | N |  |  | SB | Y | 5 | 1989 | Pre-2000 |  |  | N | IPP Non-CHP | IPP | IPP | 2 | X | WAT | Renewable | 7 | 0 | 1 | 0
Operable | 30347 | Olcese Water District |  | 50037 | Rio Bravo Hydro Project | CA | Vertical | Kern | UNT2 | Conventional Hydroelectric | HY |  | S | X | X |  |  | 7 | 0.9 | 6.7 | 6.4 | 1.5 | N |  |  | SB | Y | 6 | 1989 | Pre-2000 |  |  | N | IPP Non-CHP | IPP | IPP | 2 | X | WAT | Renewable | 7 | 0 | 1 | 0
Operable | 62999 | Old Court Rd Solar, LLC |  | 63237 | Old Court Rd Solar | MD | Restructured | Howard | OLDCT | Solar Photovoltaic | PV |  | S | X | X |  |  | 2 |  | 2 | 2 |  | N |  |  | OP | X | 10 | 2019 | 2019 |  |  | N | IPP Non-CHP | IPP | IPP | 2 | X | SUN | Renewable | 2 | 0 | 1 | 0
Operable | 40229 | Old Dominion Electric Coop |  | 7836 | Marsh Run Generation Facility | VA | Vertical | Fauquier | 1 | Natural Gas Fired Combustion Turbine | GT |  | S | X | X | 34887875 | 34887875 | 171.1 | 0.85 | 161 | 192 | 96 | N |  |  | OP | X | 9 | 2004 | 2004 |  |  | N | Electric Utility | Utility | Cooperative | 1 | X | NG | Non-Renewable | 0 | 171.1 | 0 | 1 | DFO
Operable | 40229 | Old Dominion Electric Coop |  | 7836 | Marsh Run Generation Facility | VA | Vertical | Fauquier | 2 | Natural Gas Fired Combustion Turbine | GT |  | S | X | X | 34887877 | 34887877 | 171.1 | 0.85 | 159.3 | 192 | 96 | N |  |  | OP | X | 9 | 2004 | 2004 |  |  | N | Electric Utility | Utility | Cooperative | 1 | X | NG | Non-Renewable | 0 | 171.1 | 0 | 1 | DFO
Operable | 40229 | Old Dominion Electric Coop |  | 7836 | Marsh Run Generation Facility | VA | Vertical | Fauquier | 3 | Natural Gas Fired Combustion Turbine | GT |  | S | X | X | 34887879 | 34887879 | 171.1 | 0.85 | 161 | 192 | 96 | N |  |  | OP | X | 9 | 2004 | 2004 |  |  | N | Electric Utility | Utility | Cooperative | 1 | X | NG | Non-Renewable | 0 | 171.1 | 0 | 1 | DFO
Operable | 40229 | Old Dominion Electric Coop |  | 7837 | Louisa Generation Facility | VA | Vertical | Louisa | 1 | Natural Gas Fired Combustion Turbine | GT |  | S | X | X | 93354021 | 93354021 | 84.5 | 0.85 | 76.5 | 92 | 46 | N |  |  | OP | X | 8 | 2003 | 2003 |  |  | N | Electric Utility | Utility | Cooperative | 1 | X | NG | Non-Renewable | 0 | 84.5 | 0 | 1 | DFO
Operable | 40229 | Old Dominion Electric Coop |  | 7837 | Louisa Generation Facility | VA | Vertical | Louisa | 2 | Natural Gas Fired Combustion Turbine | GT |  | S | X | X | 93354023 | 93354023 | 84.5 | 0.85 | 77 | 92 | 46 | N |  |  | OP | X | 8 | 2003 | 2003 |  |  | N | Electric Utility | Utility | Cooperative | 1 | X | NG | Non-Renewable | 0 | 84.5 | 0 | 1 | DFO
Operable | 40229 | Old Dominion Electric Coop |  | 7837 | Louisa Generation Facility | VA | Vertical | Louisa | 3 | Natural Gas Fired Combustion Turbine | GT |  | S | X | X | 93354025 | 93354025 | 84.5 | 0.85 | 77.3 | 92 | 46 | N |  |  | OP | X | 8 | 2003 | 2003 |  |  | N | Electric Utility | Utility | Cooperative | 1 | X | NG | Non-Renewable | 0 | 84.5 | 0 | 1 | DFO
Operable | 40229 | Old Dominion Electric Coop |  | 7837 | Louisa Generation Facility | VA | Vertical | Louisa | 4 | Natural Gas Fired Combustion Turbine | GT |  | S | X | X | 93354027 | 93354027 | 84.5 | 0.85 | 77.2 | 92 | 46 | N |  |  | OP | X | 8 | 2003 | 2003 |  |  | N | Electric Utility | Utility | Cooperative | 1 | X | NG | Non-Renewable | 0 | 84.5 | 0 | 1 | DFO
Operable | 40229 | Old Dominion Electric Coop |  | 7837 | Louisa Generation Facility | VA | Vertical | Louisa | 5 | Natural Gas Fired Combustion Turbine | GT |  | S | X | X | 34887991 | 34887991 | 171.1 | 0.85 | 158 | 187 | 95 | N |  |  | OP | X | 8 | 2003 | 2003 |  |  | N | Electric Utility | Utility | Cooperative | 1 | X | NG | Non-Renewable | 0 | 171.1 | 0 | 1 | DFO
Operable | 40229 | Old Dominion Electric Coop |  | 7940 | Ponton Diesel Generating Facility | VA | Vertical | Amelia | 1 | Petroleum Liquids | IC |  | S | X | X |  |  | 2 | 0.8 | 2 | 2 | 0.2 | N |  |  | SB | Y | 12 | 2002 | 2002 |  |  | N | Electric Utility | Utility | Cooperative | 1 | X | DFO | Non-Renewable | 0 | 2 | 0 | 1
Operable | 40229 | Old Dominion Electric Coop |  | 7940 | Ponton Diesel Generating Facility | VA | Vertical | Amelia | 2 | Petroleum Liquids | IC |  | S | X | X |  |  | 2 | 0.8 | 2 | 2 | 0.2 | N |  |  | SB | Y | 12 | 2002 | 2002 |  |  | N | Electric Utility | Utility | Cooperative | 1 | X | DFO | Non-Renewable | 0 | 2 | 0 | 1
Operable | 40229 | Old Dominion Electric Coop |  | 7941 | Nottoway Diesel Generating Facility | VA | Vertical | Southampton | 1 | Petroleum Liquids | IC |  | S | X | X |  |  | 2 | 0.8 | 2 | 2 | 0.2 | N |  |  | SB | Y | 11 | 2002 | 2002 |  |  | N | Electric Utility | Utility | Cooperative | 1 | X | DFO | Non-Renewable | 0 | 2 | 0 | 1
Operable | 40229 | Old Dominion Electric Coop |  | 7941 | Nottoway Diesel Generating Facility | VA | Vertical | Southampton | 2 | Petroleum Liquids | IC |  | S | X | X |  |  | 2 | 0.8 | 2 | 2 | 0.2 | N |  |  | SB | Y | 11 | 2002 | 2002 |  |  | N | Electric Utility | Utility | Cooperative | 1 | X | DFO | Non-Renewable | 0 | 2 | 0 | 1
Operable | 40229 | Old Dominion Electric Coop |  | 59220 | Wildcat Point Generation Facility | MD | Restructured | Cecil | CT1 | Natural Gas Fired Combined Cycle | CT | CC1 | S | X | N | ROCKSPRI21 KV WCATCTG1 | ROCKSPRI21 KV WCATCTG1 | 310.3 | 0.85 | 252.3 | 285.8 |  | Y | 5 | 2023 | OP | X | 4 | 2018 | 2018 |  |  | N | Electric Utility | Utility | Cooperative | 1 | X | NG | Non-Renewable | 0 | 310.3 | 0 | 1
Operable | 40229 | Old Dominion Electric Coop |  | 59220 | Wildcat Point Generation Facility | MD | Restructured | Cecil | CT2 | Natural Gas Fired Combined Cycle | CT | CC1 | S | X | N | ROCKSPRI21 KV WCATCTG2 | ROCKSPRI21 KV WCATCTG2 | 310.3 | 0.85 | 241.1 | 303.8 |  | Y | 5 | 2023 | OP | X | 4 | 2018 | 2018 |  |  | N | Electric Utility | Utility | Cooperative | 1 | X | NG | Non-Renewable | 0 | 310.3 | 0 | 1
Operable | 40229 | Old Dominion Electric Coop |  | 59220 | Wildcat Point Generation Facility | MD | Restructured | Cecil | ST1 | Natural Gas Fired Combined Cycle | CA | CC1 | S | Y | X | ROCKSPRI24 KV WCATSTG | ROCKSPRI24 KV WCATSTG | 493 | 0.85 | 497.9 | 500 |  | N |  |  | OP | X | 4 | 2018 | 2018 |  |  | N | Electric Utility | Utility | Cooperative | 1 | X | NG | Non-Renewable | 0 | 493 | 0 | 1
Operable | 40229 | Old Dominion Electric Coop |  | 59614 | Monterey Diesel Generation Facility | VA | Vertical | Highland | MDG1 | Petroleum Liquids | IC |  | S | X | X | NA | NA | 0.6 | 0.8 | 0.6 | 0.6 | 0 | N |  |  | OP | X | 5 | 2016 | 2016 |  |  | N | Electric Utility | Utility | Cooperative | 1 | X | DFO | Non-Renewable | 0 | 0.6 | 0 | 1
Operable | 40229 | Old Dominion Electric Coop |  | 59614 | Monterey Diesel Generation Facility | VA | Vertical | Highland | MDG10 | Petroleum Liquids | IC |  | S | X | X | NA | NA | 0.6 | 0.8 | 0.6 | 0.6 | 0 | N |  |  | OP | X | 5 | 2016 | 2016 |  |  | N | Electric Utility | Utility | Cooperative | 1 | X | DFO | Non-Renewable | 0 | 0.6 | 0 | 1
Operable | 40229 | Old Dominion Electric Coop |  | 59614 | Monterey Diesel Generation Facility | VA | Vertical | Highland | MDG2 | Petroleum Liquids | IC |  | S | X | X | NA | NA | 0.6 | 0.8 | 0.6 | 0.6 | 0 | N |  |  | OP | X | 5 | 2016 | 2016 |  |  | N | Electric Utility | Utility | Cooperative | 1 | X | DFO | Non-Renewable | 0 | 0.6 | 0 | 1
Operable | 40229 | Old Dominion Electric Coop |  | 59614 | Monterey Diesel Generation Facility | VA | Vertical | Highland | MDG3 | Petroleum Liquids | IC |  | S | X | X | NA | NA | 0.6 | 0.8 | 0.6 | 0.6 | 0 | N |  |  | OP | X | 5 | 2016 | 2016 |  |  | N | Electric Utility | Utility | Cooperative | 1 | X | DFO | Non-Renewable | 0 | 0.6 | 0 | 1
Operable | 40229 | Old Dominion Electric Coop |  | 59614 | Monterey Diesel Generation Facility | VA | Vertical | Highland | MDG4 | Petroleum Liquids | IC |  | S | X | X | NA | NA | 0.6 | 0.8 | 0.6 | 0.6 | 0 | N |  |  | OP | X | 5 | 2016 | 2016 |  |  | N | Electric Utility | Utility | Cooperative | 1 | X | DFO | Non-Renewable | 0 | 0.6 | 0 | 1
Operable | 40229 | Old Dominion Electric Coop |  | 59614 | Monterey Diesel Generation Facility | VA | Vertical | Highland | MDG5 | Petroleum Liquids | IC |  | S | X | X | NA | NA | 0.6 | 0.8 | 0.6 | 0.6 | 0 | N |  |  | OP | X | 5 | 2016 | 2016 |  |  | N | Electric Utility | Utility | Cooperative | 1 | X | DFO | Non-Renewable | 0 | 0.6 | 0 | 1
Operable | 40229 | Old Dominion Electric Coop |  | 59614 | Monterey Diesel Generation Facility | VA | Vertical | Highland | MDG6 | Petroleum Liquids | IC |  | S | X | X | NA | NA | 0.6 | 0.8 | 0.6 | 0.6 | 0 | N |  |  | OP | X | 5 | 2016 | 2016 |  |  | N | Electric Utility | Utility | Cooperative | 1 | X | DFO | Non-Renewable | 0 | 0.6 | 0 | 1
Operable | 40229 | Old Dominion Electric Coop |  | 59614 | Monterey Diesel Generation Facility | VA | Vertical | Highland | MDG7 | Petroleum Liquids | IC |  | S | X | X | NA | NA | 0.6 | 0.8 | 0.6 | 0.6 | 0 | N |  |  | OP | X | 5 | 2016 | 2016 |  |  | N | Electric Utility | Utility | Cooperative | 1 | X | DFO | Non-Renewable | 0 | 0.6 | 0 | 1
Operable | 40229 | Old Dominion Electric Coop |  | 59614 | Monterey Diesel Generation Facility | VA | Vertical | Highland | MDG8 | Petroleum Liquids | IC |  | S | X | X | NA | NA | 0.6 | 0.8 | 0.6 | 0.6 | 0 | N |  |  | OP | X | 5 | 2016 | 2016 |  |  | N | Electric Utility | Utility | Cooperative | 1 | X | DFO | Non-Renewable | 0 | 0.6 | 0 | 1
Operable | 40229 | Old Dominion Electric Coop |  | 59614 | Monterey Diesel Generation Facility | VA | Vertical | Highland | MDG9 | Petroleum Liquids | IC |  | S | X | X | NA | NA | 0.6 | 0.8 | 0.6 | 0.6 | 0 | N |  |  | OP | X | 5 | 2016 | 2016 |  |  | N | Electric Utility | Utility | Cooperative | 1 | X | DFO | Non-Renewable | 0 | 0.6 | 0 | 1
Operable | 40229 | Old Dominion Electric Coop |  | 60234 | Belle Haven Diesel Generation Facility | VA | Vertical | Accomack | BDG10 | Petroleum Liquids | IC |  | S | X | X |  |  | 2 | 0.8 | 2 | 2 | 0.2 | N |  |  | SB | Y | 11 | 2002 | 2002 |  |  | N | Electric Utility | Utility | Cooperative | 1 | X | DFO | Non-Renewable | 0 | 2 | 0 | 1
Operable | 40229 | Old Dominion Electric Coop |  | 60234 | Belle Haven Diesel Generation Facility | VA | Vertical | Accomack | BDG9 | Petroleum Liquids | IC |  | S | X | X |  |  | 2 | 0.8 | 2 | 2 | 0.2 | N |  |  | SB | Y | 11 | 2002 | 2002 |  |  | N | Electric Utility | Utility | Cooperative | 1 | X | DFO | Non-Renewable | 0 | 2 | 0 | 1
Operable | 40229 | Old Dominion Electric Coop |  | 60235 | Perdue Diesel Generation Facility | VA | Vertical | Accomack | PDG5 | Petroleum Liquids | IC |  | S | X | X |  |  | 2 | 0.8 | 2 | 2 | 0.2 | N |  |  | SB | Y | 11 | 2002 | 2002 |  |  | N | Electric Utility | Utility | Cooperative | 1 | X | DFO | Non-Renewable | 0 | 2 | 0 | 1
Operable | 40229 | Old Dominion Electric Coop |  | 60235 | Perdue Diesel Generation Facility | VA | Vertical | Accomack | PDG6 | Petroleum Liquids | IC |  | S | X | X |  |  | 2 | 0.8 | 2 | 2 | 0.2 | N |  |  | SB | Y | 11 | 2002 | 2002 |  |  | N | Electric Utility | Utility | Cooperative | 1 | X | DFO | Non-Renewable | 0 | 2 | 0 | 1
Operable | 40229 | Old Dominion Electric Coop |  | 60236 | Onancock Diesel Generation Facility | VA | Vertical | Accomack | ODG7 | Petroleum Liquids | IC |  | S | X | X |  |  | 2 | 0.8 | 2 | 2 | 0.2 | N |  |  | SB | Y | 11 | 2002 | 2002 |  |  | N | Electric Utility | Utility | Cooperative | 1 | X | DFO | Non-Renewable | 0 | 2 | 0 | 1
Operable | 40229 | Old Dominion Electric Coop |  | 60236 | Onancock Diesel Generation Facility | VA | Vertical | Accomack | ODG8 | Petroleum Liquids | IC |  | S | X | X |  |  | 2 | 0.8 | 2 | 2 | 0.2 | N |  |  | SB | Y | 11 | 2002 | 2002 |  |  | N | Electric Utility | Utility | Cooperative | 1 | X | DFO | Non-Renewable | 0 | 2 | 0 | 1
Operable | 66075 | Old Gold Energy Center, LLC |  | 55804 | Old Gold Energy Center, LLC | IA | Vertical | Worth | NM | Onshore Wind Turbine | WT |  | S | X | X |  |  | 80 | 0.95 | 80 | 80 | 1 | N |  |  | OP | X | 10 | 2001 | 2001 | 9 | 2027 | N | IPP Non-CHP | IPP | IPP | 2 | X | WND | Renewable | 80 | 0 | 1 | 0
Operable | 59143 | Old Mill Solar |  | 59374 | Old Mill Solar | OR | Vertical | Klamath | OMSLR | Solar Photovoltaic | PV |  | S | X | X |  |  | 5 |  | 5 | 5 |  | N |  |  | OP | X | 12 | 2015 | 2015 |  |  | N | IPP Non-CHP | IPP | IPP | 2 | X | SUN | Renewable | 5 | 0 | 1 | 0
Operable | 60155 | Old Settler Wind, LLC |  | 60366 | Old Settler Wind | TX | Restructured | Floyd | OSWF | Onshore Wind Turbine | WT |  | S | X | X |  |  | 151.2 |  | 151.2 | 151.2 | 0 | N |  |  | OP | X | 4 | 2017 | 2017 |  |  | N | IPP Non-CHP | IPP | IPP | 2 | X | WND | Renewable | 151.2 | 0 | 1 | 0
Operable | 55866 | Old Trail Wind Farm LLC |  | 56614 | Old Trail Wind Farm | IL | Restructured | McLean | 2 | Onshore Wind Turbine | WT |  | S | X | X |  |  | 213.8 |  | 213.8 | 213.8 | 1.5 | N |  |  | OP | X | 12 | 2007 | 2007 |  |  | N | IPP Non-CHP | IPP | IPP | 2 | X | WND | Renewable | 213.8 | 0 | 1 | 0
Operable | 61905 | Oleander Holdings LLC |  | 55286 | Oleander Power Project LP | FL | Vertical | Brevard | OG1 | Natural Gas Fired Combustion Turbine | GT |  | S | X | X |  |  | 198.9 | 0.85 | 163.8 | 180 | 102 | N |  |  | OP | X | 6 | 2002 | 2002 |  |  | N | IPP Non-CHP | IPP | IPP | 2 | X | NG | Non-Renewable | 0 | 198.9 | 0 | 1 | DFO
Operable | 61905 | Oleander Holdings LLC |  | 55286 | Oleander Power Project LP | FL | Vertical | Brevard | OG2 | Natural Gas Fired Combustion Turbine | GT |  | S | X | X |  |  | 198.9 | 0.85 | 163 | 180 | 102 | N |  |  | OP | X | 6 | 2002 | 2002 |  |  | N | IPP Non-CHP | IPP | IPP | 2 | X | NG | Non-Renewable | 0 | 198.9 | 0 | 1 | DFO
Operable | 61905 | Oleander Holdings LLC |  | 55286 | Oleander Power Project LP | FL | Vertical | Brevard | OG3 | Natural Gas Fired Combustion Turbine | GT |  | S | X | X |  |  | 198.9 | 0.85 | 163 | 180 | 102 | N |  |  | OP | X | 7 | 2002 | 2002 |  |  | N | IPP Non-CHP | IPP | IPP | 2 | X | NG | Non-Renewable | 0 | 198.9 | 0 | 1 | DFO
Operable | 61905 | Oleander Holdings LLC |  | 55286 | Oleander Power Project LP | FL | Vertical | Brevard | OG4 | Natural Gas Fired Combustion Turbine | GT |  | S | X | X |  |  | 198.9 | 0.85 | 163 | 180 | 102 | N |  |  | OP | X | 8 | 2002 | 2002 |  |  | N | IPP Non-CHP | IPP | IPP | 2 | X | NG | Non-Renewable | 0 | 198.9 | 0 | 1 | DFO
Operable | 61905 | Oleander Holdings LLC |  | 55286 | Oleander Power Project LP | FL | Vertical | Brevard | OG5 | Natural Gas Fired Combustion Turbine | GT |  | S | X | X |  |  | 198.8 | 0.85 | 163 | 180 | 102 | N |  |  | OP | X | 12 | 2007 | 2007 |  |  | N | IPP Non-CHP | IPP | IPP | 2 | X | NG | Non-Renewable | 0 | 198.8 | 0 | 1 | DFO
Operable | 59875 | Olin Blue Cube Operations |  | 52120 | Freeport Energy | TX | Restructured | Brazoria | G-61 | Natural Gas Fired Combined Cycle | CT | PLTB | S | X | N |  |  | 94.5 | 0.85 | 68.3 | 76.1 | 50 | N |  |  | OP | X | 10 | 1982 | Pre-2000 |  |  | Y | Industrial CHP | Customer Sited | Other | 7 | T | NG | Non-Renewable | 0 | 94.5 | 0 | 1
Operable | 59875 | Olin Blue Cube Operations |  | 52120 | Freeport Energy | TX | Restructured | Brazoria | G-63 | Natural Gas Fired Combined Cycle | CT | PLTB | S | X | N |  |  | 94.5 | 0.85 | 68.3 | 80 | 50 | N |  |  | OP | X | 8 | 1982 | Pre-2000 |  |  | Y | Industrial CHP | Customer Sited | Other | 7 | T | NG | Non-Renewable | 0 | 94.5 | 0 | 1
Operable | 59875 | Olin Blue Cube Operations |  | 52120 | Freeport Energy | TX | Restructured | Brazoria | G-64 | Natural Gas Fired Combined Cycle | CA | PLTB | S | N | X |  |  | 64.8 | 0.9 | 35 | 35 | 9 | N |  |  | OS | X | 9 | 1982 | Pre-2000 |  |  | Y | Industrial CHP | Customer Sited | Other | 7 | T | NG | Non-Renewable | 0 | 64.8 | 0 | 1
Operable | 59875 | Olin Blue Cube Operations |  | 52120 | Freeport Energy | TX | Restructured | Brazoria | G-65 | Natural Gas Fired Combined Cycle | CA | PLTB | S | N | X | Dow_Gen_1 and Dow_Gen_2 |  | 111.3 | 0.85 | 95.2 | 95.2 | 30 | N |  |  | OP | X | 2 | 1984 | Pre-2000 |  |  | Y | Industrial CHP | Customer Sited | Other | 7 | T | NG | Non-Renewable | 0 | 111.3 | 0 | 1
Operable | 59875 | Olin Blue Cube Operations |  | 52120 | Freeport Energy | TX | Restructured | Brazoria | G-66 | Natural Gas Fired Combined Cycle | CT | PLTB | S | X | N |  |  | 119 | 0.85 | 95.6 | 106.5 | 45 | N |  |  | OS | X | 12 | 1983 | Pre-2000 |  |  | Y | Industrial CHP | Customer Sited | Other | 7 | T | NG | Non-Renewable | 0 | 119 | 0 | 1
Operable | 59875 | Olin Blue Cube Operations |  | 52120 | Freeport Energy | TX | Restructured | Brazoria | G-67 | Natural Gas Fired Combined Cycle | CT | PLTB | S | X | N |  |  | 119 | 0.85 | 95.6 | 106.5 | 45 | N |  |  | OP | X | 3 | 1984 | Pre-2000 |  |  | Y | Industrial CHP | Customer Sited | Other | 7 | T | NG | Non-Renewable | 0 | 119 | 0 | 1
Operable | 63160 | Olinda Trail Solar LLC |  | 63401 | Olinda Trail Solar | MN | Vertical | Chisago | OLI | Solar Photovoltaic | PV |  | S | X | X |  |  | 1 | 0.98 | 1 | 1 |  | N |  |  | OP | X | 9 | 2019 | 2019 |  |  | N | IPP Non-CHP | IPP | IPP | 2 | X | SUN | Renewable | 1 | 0 | 1 | 0
Operable | 60562 | Oliver Wind III, LLC |  | 60905 | Oliver Wind III, LLC | ND | Vertical | Morton | WT1 | Onshore Wind Turbine | WT |  | S | X | X |  |  | 99.3 |  | 99.3 | 99.3 | 0.1 | N |  |  | OP | X | 1 | 2017 | 2017 |  |  | N | IPP Non-CHP | IPP | IPP | 2 | X | WND | Renewable | 99.3 | 0 | 1 | 0
Operable | 64300 | Olmstead Solar II, LLC |  | 64735 | Olmstead II CSG | IL | Restructured | Stephenson | OLMS2 | Solar Photovoltaic | PV |  | S | X | X |  |  | 2 |  | 2 | 2 |  | N |  |  | OP | X | 9 | 2021 | 2021 |  |  | N | IPP Non-CHP | IPP | IPP | 2 | X | SUN | Renewable | 2 | 0 | 1 | 0
Operable | 21995 | Olmsted County Public Works |  | 50413 | Olmsted Waste Energy | MN | Vertical | Olmsted | DGCAT | Petroleum Liquids | IC |  | S | X | X |  |  | 1.7 | 1 | 1.3 | 1.3 | 0.2 | N |  |  | SB | N | 10 | 2009 | 2009 |  |  | N | Commercial CHP | Customer Sited | Other | 5 | X | DFO | Non-Renewable | 0 | 1.7 | 0 | 1
Operable | 21995 | Olmsted County Public Works |  | 50413 | Olmsted Waste Energy | MN | Vertical | Olmsted | TG2 | Municipal Solid Waste | ST |  | S | X | X |  |  | 2.2 | 1 | 1.3 | 0.8 | 0.4 | N |  |  | OP | X | 4 | 1987 | Pre-2000 |  |  | Y | Commercial CHP | Customer Sited | Other | 5 | T | MSW | Renewable | 2.2 | 0 | 1 | 0
Operable | 21995 | Olmsted County Public Works |  | 50413 | Olmsted Waste Energy | MN | Vertical | Olmsted | TG3 | Municipal Solid Waste | ST |  | S | X | X |  |  | 5.5 | 1 | 5 | 4.5 | 0.4 | N |  |  | OP | X | 5 | 2010 | 2010 |  |  | Y | Commercial CHP | Customer Sited | Other | 5 | T | MSW | Renewable | 5.5 | 0 | 1 | 0
Operable | 21995 | Olmsted County Public Works |  | 50413 | Olmsted Waste Energy | MN | Vertical | Olmsted | TGI | Municipal Solid Waste | ST |  | S | X | X |  |  | 1.9 | 1 | 1.4 | 1.4 | 0.4 | N |  |  | OP | X | 4 | 1987 | Pre-2000 |  |  | Y | Commercial CHP | Customer Sited | Other | 5 | T | MSW | Renewable | 1.9 | 0 | 1 | 0
Operable | 63683 | Olney Solar II, LLC |  | 64043 | Olney Solar II CSG | IL | Restructured | Richland | 6778 | Solar Photovoltaic | PV |  | S | X | X |  |  | 2 |  | 2 | 1.6 |  | N |  |  | OP | X | 6 | 2021 | 2021 |  |  | N | IPP Non-CHP | IPP | IPP | 2 | X | SUN | Renewable | 2 | 0 | 1 | 0
Operable | 2871 | OLS Energy-Agnews Inc. |  | 50748 | Agnews Power Plant | CA | Vertical | Santa Clara | GEN1 | Natural Gas Fired Combined Cycle | CT | CC1 | S | X | N |  |  | 24.4 | 0.9 | 21 | 21 | 16.5 | N |  |  | OP | X | 11 | 1990 | Pre-2000 |  |  | N | IPP Non-CHP | IPP | IPP | 2 | X | NG | Non-Renewable | 0 | 24.4 | 0 | 1
Operable | 2871 | OLS Energy-Agnews Inc. |  | 50748 | Agnews Power Plant | CA | Vertical | Santa Clara | GEN2 | Natural Gas Fired Combined Cycle | CA | CC1 | S | N | X |  |  | 7.6 | 0.8 | 7 | 7 | 4 | N |  |  | OP | X | 11 | 1990 | Pre-2000 |  |  | N | IPP Non-CHP | IPP | IPP | 2 | X | NG | Non-Renewable | 0 | 7.6 | 0 | 1
Operable | 14265 | OLS Energy-Chino |  | 50850 | OLS Energy Chino | CA | Vertical | San Bernardino | GEN1 | Natural Gas Fired Combined Cycle | CT | CC1 | S | X | N | CIMGEN_7_B1 | CIMGEN_7_B1 | 23.5 | 0.8 | 22.5 | 22.5 | 15 | N |  |  | OP | X | 12 | 1987 | Pre-2000 |  |  | Y | IPP CHP | IPP | IPP | 3 | T | NG | Non-Renewable | 0 | 23.5 | 0 | 1
Operable | 14265 | OLS Energy-Chino |  | 50850 | OLS Energy Chino | CA | Vertical | San Bernardino | GEN2 | Natural Gas Fired Combined Cycle | CA | CC1 | S | N | X | CIMGEN_7_B1 | CIMGEN_7_B1 | 7.3 | 0.8 | 6.5 | 6 | 2 | N |  |  | OP | X | 12 | 1987 | Pre-2000 |  |  | Y | IPP CHP | IPP | IPP | 3 | B | NG | Non-Renewable | 0 | 7.3 | 0 | 1
Operable | 60821 | Olsen Power Partners |  | 50180 | Olsen | CA | Vertical | Shasta | GEN1 | Conventional Hydroelectric | HY |  | S | X | X |  |  | 5 | 0.9 | 4.8 | 4.6 | 0.2 | N |  |  | OP | X | 1 | 1990 | Pre-2000 |  |  | N | IPP Non-CHP | IPP | IPP | 2 | X | WAT | Renewable | 5 | 0 | 1 | 0
Operable | 14127 | Omaha Public Power District |  | 2290 | Jones Street | NE | Vertical | Douglas | 1 | Petroleum Liquids | GT |  | S | X | X | JONES_STREET_1 |  | 65 | 0.9 | 61.2 | 61.2 | 23 | N |  |  | OP | X | 6 | 1973 | Pre-2000 |  |  | N | Electric Utility | Utility | Other | 1 | X | DFO | Non-Renewable | 0 | 65 | 0 | 1
Operable | 14127 | Omaha Public Power District |  | 2290 | Jones Street | NE | Vertical | Douglas | 2 | Petroleum Liquids | GT |  | S | X | X | JONES_STREET 2 |  | 65 | 0.9 | 62.2 | 62.2 | 23 | N |  |  | OP | X | 6 | 1973 | Pre-2000 |  |  | N | Electric Utility | Utility | Other | 1 | X | DFO | Non-Renewable | 0 | 65 | 0 | 1
Operable | 14127 | Omaha Public Power District |  | 2291 | North Omaha | NE | Vertical | Douglas | 1 | Natural Gas Steam Turbine | ST |  | S | X | X | NORTH_OMAHA_1 |  | 73.5 | 0.8 | 63 |  | 38 | N |  |  | OP | X | 7 | 1954 | Pre-2000 | 12 | 2026 | N | Electric Utility | Utility | Other | 1 | X | NG | Non-Renewable | 0 | 73.5 | 0 | 1
Operable | 14127 | Omaha Public Power District |  | 2291 | North Omaha | NE | Vertical | Douglas | 2 | Natural Gas Steam Turbine | ST |  | S | X | X | NORTH_OMAHA_2 |  | 108.8 | 0.85 | 83.4 |  | 55 | N |  |  | OP | X | 4 | 1957 | Pre-2000 | 12 | 2026 | N | Electric Utility | Utility | Other | 1 | X | NG | Non-Renewable | 0 | 108.8 | 0 | 1
Operable | 14127 | Omaha Public Power District |  | 2291 | North Omaha | NE | Vertical | Douglas | 3 | Natural Gas Steam Turbine | ST |  | S | X | X | NORTH OMAHA 3 |  | 108.8 | 0.85 | 92.5 | 55.6 | 55 | N |  |  | OP | X | 4 | 1959 | Pre-2000 | 12 | 2026 | N | Electric Utility | Utility | Other | 1 | X | NG | Non-Renewable | 0 | 108.8 | 0 | 1
Operable | 14127 | Omaha Public Power District |  | 2291 | North Omaha | NE | Vertical | Douglas | 4 | Conventional Steam Coal | ST |  | S | X | X | NORTH_OMAHA_4 |  | 136 | 0.85 | 117.7 | 101.8 | 61 | N |  |  | OP | X | 3 | 1963 | Pre-2000 |  |  | N | Electric Utility | Utility | Other | 1 | X | SUB | Non-Renewable | 0 | 136 | 0 | 1 | NG
Operable | 14127 | Omaha Public Power District |  | 2291 | North Omaha | NE | Vertical | Douglas | 5 | Conventional Steam Coal | ST |  | S | X | X | NORTH_OMAHA_5 |  | 217.6 | 0.85 | 206.2 | 174.9 | 75 | N |  |  | OP | X | 5 | 1968 | Pre-2000 |  |  | N | Electric Utility | Utility | Other | 1 | X | SUB | Non-Renewable | 0 | 217.6 | 0 | 1 | NG
Operable | 14127 | Omaha Public Power District |  | 2292 | Sarpy County | NE | Vertical | Sarpy | 1 | Natural Gas Fired Combustion Turbine | GT |  | S | X | X | SARPY_1 |  | 55.4 | 0.9 | 54.9 | 54.9 | 22 | N |  |  | OP | X | 6 | 1972 | Pre-2000 |  |  | N | Electric Utility | Utility | Other | 1 | X | NG | Non-Renewable | 0 | 55.4 | 0 | 1 | DFO
Operable | 14127 | Omaha Public Power District |  | 2292 | Sarpy County | NE | Vertical | Sarpy | 2 | Natural Gas Fired Combustion Turbine | GT |  | S | X | X | SARPY_2 |  | 55.4 | 0.9 | 57.1 | 57.1 | 22 | N |  |  | OP | X | 6 | 1972 | Pre-2000 |  |  | N | Electric Utility | Utility | Other | 1 | X | NG | Non-Renewable | 0 | 55.4 | 0 | 1 | DFO
Operable | 14127 | Omaha Public Power District |  | 2292 | Sarpy County | NE | Vertical | Sarpy | 3 | Natural Gas Fired Combustion Turbine | GT |  | S | X | X | SARPY_3 |  | 106.3 | 0.85 | 107.8 | 107.8 | 54 | N |  |  | OP | X | 5 | 1996 | Pre-2000 |  |  | N | Electric Utility | Utility | Other | 1 | X | NG | Non-Renewable | 0 | 106.3 | 0 | 1 | DFO
Operable | 14127 | Omaha Public Power District |  | 2292 | Sarpy County | NE | Vertical | Sarpy | 4 | Natural Gas Fired Combustion Turbine | GT |  | S | X | X | SARPY_4 |  | 58.9 | 0.85 | 48.7 | 48.7 | 30 | N |  |  | OP | X | 5 | 2000 | 2000 |  |  | N | Electric Utility | Utility | Other | 1 | X | NG | Non-Renewable | 0 | 58.9 | 0 | 1 | DFO
Operable | 14127 | Omaha Public Power District |  | 2292 | Sarpy County | NE | Vertical | Sarpy | 5 | Natural Gas Fired Combustion Turbine | GT |  | S | X | X | SARPY_5 |  | 58.9 | 0.85 | 47.9 | 47.9 | 24 | N |  |  | OP | X | 5 | 2000 | 2000 |  |  | N | Electric Utility | Utility | Other | 1 | X | NG | Non-Renewable | 0 | 58.9 | 0 | 1 | DFO
Operable | 14127 | Omaha Public Power District |  | 2292 | Sarpy County | NE | Vertical | Sarpy | BSD | Petroleum Liquids | IC |  | S | X | X |  |  | 3.5 | 0.8 | 3.4 | 3.4 | 3.4 | N |  |  | SB | Y | 5 | 1996 | Pre-2000 |  |  | N | Electric Utility | Utility | Other | 1 | X | DFO | Non-Renewable | 0 | 3.5 | 0 | 1
Operable | 14127 | Omaha Public Power District |  | 6096 | Nebraska City | NE | Vertical | Otoe | 1 | Conventional Steam Coal | ST |  | S | X | X | NEBRASKA_CITY_1 |  | 651.6 | 0.9 | 650.3 | 650.3 | 180 | N |  |  | OP | X | 4 | 1979 | Pre-2000 |  |  | N | Electric Utility | Utility | Other | 1 | X | SUB | Non-Renewable | 0 | 651.6 | 0 | 1
Operable | 14127 | Omaha Public Power District |  | 6096 | Nebraska City | NE | Vertical | Otoe | 2 | Conventional Steam Coal | ST |  | S | X | X | NEBRASKA_CITY_2 |  | 738 | 0.9 | 687.2 | 687.2 | 235 | N |  |  | OP | X | 5 | 2009 | 2009 |  |  | N | Electric Utility | Utility | Other | 1 | X | SUB | Non-Renewable | 0 | 738 | 0 | 1
Operable | 14127 | Omaha Public Power District |  | 7955 | Elk City Station | NE | Vertical | Douglas | 1 | Landfill Gas | IC |  | S | X | X | ELK_CITY_1 |  | 0.8 | 0.8 | 0.8 | 0.8 | 0.8 | N |  |  | OP | X | 4 | 2002 | 2002 |  |  | N | Electric Utility | Utility | Other | 1 | X | LFG | Renewable | 0.8 | 0 | 1 | 0
Operable | 14127 | Omaha Public Power District |  | 7955 | Elk City Station | NE | Vertical | Douglas | 2 | Landfill Gas | IC |  | S | X | X | ELK_CITY_1 |  | 0.8 | 0.8 | 0.8 | 0.8 | 0.8 | N |  |  | OP | X | 4 | 2002 | 2002 |  |  | N | Electric Utility | Utility | Other | 1 | X | LFG | Renewable | 0.8 | 0 | 1 | 0
Operable | 14127 | Omaha Public Power District |  | 7955 | Elk City Station | NE | Vertical | Douglas | 3 | Landfill Gas | IC |  | S | X | X | ELK_CITY_1 |  | 0.8 | 0.8 | 0.8 | 0.8 | 0.8 | N |  |  | OP | X | 4 | 2002 | 2002 |  |  | N | Electric Utility | Utility | Other | 1 | X | LFG | Renewable | 0.8 | 0 | 1 | 0
Operable | 14127 | Omaha Public Power District |  | 7955 | Elk City Station | NE | Vertical | Douglas | 4 | Landfill Gas | IC |  | S | X | X | ELK_CITY_1 |  | 0.8 | 0.8 | 0.8 | 0.8 | 0.8 | N |  |  | OP | X | 4 | 2002 | 2002 |  |  | N | Electric Utility | Utility | Other | 1 | X | LFG | Renewable | 0.8 | 0 | 1 | 0
Operable | 14127 | Omaha Public Power District |  | 7955 | Elk City Station | NE | Vertical | Douglas | 5 | Landfill Gas | IC |  | S | X | X | ELK_CITY_2 |  | 0.8 | 0.8 | 0.8 | 0.8 | 0.8 | N |  |  | OP | X | 6 | 2006 | 2006 |  |  | N | Electric Utility | Utility | Other | 1 | X | LFG | Renewable | 0.8 | 0 | 1 | 0
Operable | 14127 | Omaha Public Power District |  | 7955 | Elk City Station | NE | Vertical | Douglas | 6 | Landfill Gas | IC |  | S | X | X | ELK_CITY_2 |  | 0.8 | 0.8 | 0.7 | 0.7 | 0.7 | N |  |  | OP | X | 6 | 2006 | 2006 |  |  | N | Electric Utility | Utility | Other | 1 | X | LFG | Renewable | 0.8 | 0 | 1 | 0
Operable | 14127 | Omaha Public Power District |  | 7955 | Elk City Station | NE | Vertical | Douglas | 7 | Landfill Gas | IC |  | S | X | X | ELK_CITY_2 |  | 0.8 | 0.8 | 0.7 | 0.7 | 0.7 | N |  |  | OP | X | 8 | 2006 | 2006 |  |  | N | Electric Utility | Utility | Other | 1 | X | LFG | Renewable | 0.8 | 0 | 1 | 0
Operable | 14127 | Omaha Public Power District |  | 7955 | Elk City Station | NE | Vertical | Douglas | 8 | Landfill Gas | IC |  | S | X | X | ELK_CITY_2 |  | 0.8 | 0.8 | 0.8 | 0.8 | 0.8 | N |  |  | OP | X | 8 | 2009 | 2009 |  |  | N | Electric Utility | Utility | Other | 1 | X | LFG | Renewable | 0.8 | 0 | 1 | 0
Operable | 14127 | Omaha Public Power District |  | 55972 | Cass County | NE | Vertical | Cass | CT-1 | Natural Gas Fired Combustion Turbine | GT |  | S | X | X | CASS_CO_1 |  | 172.5 | 0.85 | 162 | 111.5 | 113 | N |  |  | OP | X | 5 | 2003 | 2003 |  |  | N | Electric Utility | Utility | Other | 1 | X | NG | Non-Renewable | 0 | 172.5 | 0 | 1
Operable | 14127 | Omaha Public Power District |  | 55972 | Cass County | NE | Vertical | Cass | CT-2 | Natural Gas Fired Combustion Turbine | GT |  | S | X | X | CASS_CO_2 |  | 172.5 | 0.85 | 161.8 | 112 | 113 | N |  |  | OP | X | 5 | 2003 | 2003 |  |  | N | Electric Utility | Utility | Other | 1 | X | NG | Non-Renewable | 0 | 172.5 | 0 | 1
Operable | 14127 | Omaha Public Power District |  | 67122 | BRIGHT Battery | NE | Vertical | Cass | 1 | Batteries | BA |  | S | X | X |  |  | 1 |  | 1 | 1 | 1 | N |  |  | OP | X | 3 | 2023 | 2023 |  |  | N | Electric Utility | Utility | Other | 1 | X | MWH | Other | 0 | 0 | 0 | 0
Operable | 65851 | Omnis Pleasants, LLC |  | 6004 | Pleasants Power Station | WV | Vertical | Pleasants | 1 | Conventional Steam Coal | ST |  | S | X | X | PLEA APS26KV GEN1 | PLEA APS26KV GEN1 | 684 | 0.9 | 639 | 650 | 300 | N |  |  | OP | X | 4 | 1979 | Pre-2000 |  |  | N | IPP Non-CHP | IPP | IPP | 2 | X | BIT | Non-Renewable | 0 | 684 | 0 | 1
Operable | 65851 | Omnis Pleasants, LLC |  | 6004 | Pleasants Power Station | WV | Vertical | Pleasants | 2 | Conventional Steam Coal | ST |  | S | X | X | PLEA APS26KV GEN2 | PLEA APS26KV GEN2 | 684 | 0.9 | 639 | 650 | 300 | N |  |  | OP | X | 12 | 1980 | Pre-2000 |  |  | N | IPP Non-CHP | IPP | IPP | 2 | X | BIT | Non-Renewable | 0 | 684 | 0 | 1
Operable | 61058 | One Ten Partners, LLC |  | 61419 | One Ten Partners PV | CA | Vertical | Los Angeles | OTP | Solar Photovoltaic | PV |  | S | X | X |  |  | 2 |  | 2 | 2 |  | N |  |  | OP | X | 9 | 2017 | 2017 |  |  | N | IPP Non-CHP | IPP | IPP | 2 | X | SUN | Renewable | 2 | 0 | 1 | 0
Operable | 60239 | Oneida DG Solar, LLC |  | 60455 | Oneida - South | NY | Restructured | Oneida | ONS | Solar Photovoltaic | PV |  | S | X | X |  |  | 1.9 |  | 1.9 | 1.9 |  | N |  |  | OP | X | 12 | 2015 | 2015 |  |  | N | IPP Non-CHP | IPP | IPP | 2 | X | SUN | Renewable | 1.9 | 0 | 1 | 0
Operable | 60239 | Oneida DG Solar, LLC |  | 60456 | Oneida - West | NY | Restructured | Oneida | ONW | Solar Photovoltaic | PV |  | S | X | X |  |  | 1.9 |  | 1.9 | 1.9 |  | N |  |  | OP | X | 12 | 2015 | 2015 |  |  | N | IPP Non-CHP | IPP | IPP | 2 | X | SUN | Renewable | 1.9 | 0 | 1 | 0
Operable | 2897 | Oneta Power LLC |  | 55225 | Oneta Energy Center | OK | Vertical | Wagoner | CTG1 | Natural Gas Fired Combined Cycle | CT | BLK1 | S | X | N | ONETA | ONETA | 176 | 0.85 | 149.3 | 160.1 | 85 | N |  |  | OP | X | 7 | 2002 | 2002 |  |  | N | IPP Non-CHP | IPP | IPP | 2 | X | NG | Non-Renewable | 0 | 176 | 0 | 1
Operable | 2897 | Oneta Power LLC |  | 55225 | Oneta Energy Center | OK | Vertical | Wagoner | CTG2 | Natural Gas Fired Combined Cycle | CT | BLK1 | S | X | N | ONETA_2 | ONETA_2 | 176 | 0.85 | 149.3 | 160.1 | 85 | N |  |  | OP | X | 7 | 2002 | 2002 |  |  | N | IPP Non-CHP | IPP | IPP | 2 | X | NG | Non-Renewable | 0 | 176 | 0 | 1
Operable | 2897 | Oneta Power LLC |  | 55225 | Oneta Energy Center | OK | Vertical | Wagoner | CTG3 | Natural Gas Fired Combined Cycle | CT | BLK2 | S | X | N | ONETA_3 | ONETA_3 | 176 | 0.85 | 149.3 | 160.1 | 85 | N |  |  | OP | X | 6 | 2003 | 2003 |  |  | N | IPP Non-CHP | IPP | IPP | 2 | X | NG | Non-Renewable | 0 | 176 | 0 | 1
Operable | 2897 | Oneta Power LLC |  | 55225 | Oneta Energy Center | OK | Vertical | Wagoner | CTG4 | Natural Gas Fired Combined Cycle | CT | BLK2 | S | X | N | ONETA_4 | ONETA_4 | 176 | 0.85 | 149.3 | 160.1 | 85 | N |  |  | OP | X | 6 | 2003 | 2003 |  |  | N | IPP Non-CHP | IPP | IPP | 2 | X | NG | Non-Renewable | 0 | 176 | 0 | 1
Operable | 2897 | Oneta Power LLC |  | 55225 | Oneta Energy Center | OK | Vertical | Wagoner | STG1 | Natural Gas Fired Combined Cycle | CA | BLK1 | S | Y | X |  |  | 255 | 0.85 | 244.6 | 243.9 | 60 | N |  |  | OP | X | 7 | 2002 | 2002 |  |  | N | IPP Non-CHP | IPP | IPP | 2 | X | NG | Non-Renewable | 0 | 255 | 0 | 1
Operable | 2897 | Oneta Power LLC |  | 55225 | Oneta Energy Center | OK | Vertical | Wagoner | STG2 | Natural Gas Fired Combined Cycle | CA | BLK2 | S | Y | X |  |  | 255 | 0.85 | 244.6 | 243.9 | 60 | N |  |  | OP | X | 6 | 2003 | 2003 |  |  | N | IPP Non-CHP | IPP | IPP | 2 | X | NG | Non-Renewable | 0 | 255 | 0 | 1
Operable | 55649 | Ontelaunee Energy Center |  | 55193 | Ontelaunee Energy Center | PA | Restructured | Berks | CTG1 | Natural Gas Fired Combined Cycle | CT | CC01 | W | X | N | ONTELAUN 18 KV CT1 | ONTELAUN 18 KV CT1 | 250 | 0.85 | 181.1 | 200.5 | 95 | N |  |  | OP | X | 5 | 2002 | 2002 |  |  | N | IPP Non-CHP | IPP | IPP | 2 | X | NG | Non-Renewable | 0 | 250 | 0 | 1
Operable | 55649 | Ontelaunee Energy Center |  | 55193 | Ontelaunee Energy Center | PA | Restructured | Berks | CTG2 | Natural Gas Fired Combined Cycle | CT | CC01 | W | X | N | ONTELAUN 18 KV CT2 | ONTELAUN 18 KV CT2 | 250 | 0.85 | 179.9 | 200.7 | 95 | N |  |  | OP | X | 5 | 2002 | 2002 |  |  | N | IPP Non-CHP | IPP | IPP | 2 | X | NG | Non-Renewable | 0 | 250 | 0 | 1
Operable | 55649 | Ontelaunee Energy Center |  | 55193 | Ontelaunee Energy Center | PA | Restructured | Berks | STG | Natural Gas Fired Combined Cycle | CA | CC01 | W | N | X | ONTELAUN 18 KV STM | ONTELAUN 18 KV STM | 228 | 0.85 | 187 | 223.3 | 95 | N |  |  | OP | X | 5 | 2002 | 2002 |  |  | N | IPP Non-CHP | IPP | IPP | 2 | X | NG | Non-Renewable | 0 | 228 | 0 | 1
Operable | 60453 | Onward Energy |  | 57002 | Oakfield Wind Project | ME | Restructured | Aroostook | 1 | Onshore Wind Turbine | WT |  | S | X | X | ISONE_UN.OAKFIELD34.50AKW | ISONE_UN.OAKFIELD34.50AKW | 148 |  | 148 | 148 | 0 | N |  |  | OP | X | 10 | 2015 | 2015 |  |  | N | IPP Non-CHP | IPP | IPP | 2 | X | WND | Renewable | 148 | 0 | 1 | 0
Operable | 60453 | Onward Energy |  | 57530 | Palouse | WA | Vertical | Whitman | 1 | Onshore Wind Turbine | WT |  | S | X | X |  |  | 105.3 |  | 105.3 | 105.3 | 0 | N |  |  | OP | X | 12 | 2012 | 2012 |  |  | N | IPP Non-CHP | IPP | IPP | 2 | X | WND | Renewable | 105.3 | 0 | 1 | 0
Operable | 60453 | Onward Energy |  | 57531 | Bingham Wind | ME | Restructured | Piscataquis | 1 | Onshore Wind Turbine | WT |  | S | X | X | ISONE_UNGUILFORD34.5BNGW | ISONE_UNGUILFORD34.5BNGW | 186 |  | 186 | 186 | 0 | N |  |  | OP | X | 12 | 2016 | 2016 |  |  | N | IPP Non-CHP | IPP | IPP | 2 | X | WND | Renewable | 186 | 0 | 1 | 0
Operable | 60453 | Onward Energy |  | 58482 | Azalea Solar, LLC | GA | Vertical | Washington | 1 | Solar Photovoltaic | PV |  | S | X | X |  |  | 7.7 |  | 7.7 | 7.7 |  | N |  |  | OP | X | 12 | 2013 | 2013 |  |  | N | IPP Non-CHP | IPP | IPP | 2 | X | SUN | Renewable | 7.7 | 0 | 1 | 0
Operable | 60453 | Onward Energy |  | 58552 | Indy Solar I, LLC | IN | Vertical | Marion | 1 | Solar Photovoltaic | PV |  | S | X | X |  |  | 10 |  | 10 | 10 |  | N |  |  | OP | X | 12 | 2013 | 2013 |  |  | N | IPP Non-CHP | IPP | IPP | 2 | X | SUN | Renewable | 10 | 0 | 1 | 0
Operable | 60453 | Onward Energy |  | 58553 | Indy Solar III, LLC | IN | Vertical | Marion | 1 | Solar Photovoltaic | PV |  | S | X | X |  |  | 8.6 |  | 8.6 | 8.6 |  | N |  |  | OP | X | 12 | 2013 | 2013 |  |  | N | IPP Non-CHP | IPP | IPP | 2 | X | SUN | Renewable | 8.6 | 0 | 1 | 0
Operable | 60453 | Onward Energy |  | 58554 | Somers Solar Center, LLC | CT | Restructured | Tolland | 1 | Solar Photovoltaic | PV |  | S | X | X |  |  | 5 |  | 5 | 5 |  | N |  |  | OP | X | 12 | 2013 | 2013 |  |  | N | IPP Non-CHP | IPP | IPP | 2 | X | SUN | Renewable | 5 | 0 | 1 | 0
Operable | 60453 | Onward Energy |  | 58556 | Indy Solar II, LLC | IN | Vertical | Marion | 1 | Solar Photovoltaic | PV |  | S | X | X |  |  | 10.1 |  | 10 | 10 |  | N |  |  | OP | X | 12 | 2013 | 2013 |  |  | N | IPP Non-CHP | IPP | IPP | 2 | X | SUN | Renewable | 10.1 | 0 | 1 | 0
Operable | 60453 | Onward Energy |  | 58681 | Route 66 Wind Plant | TX | Restructured | Carson | RT661 | Onshore Wind Turbine | WT |  | S | X | X | ROUTE66_RN | ROUTE66_RN | 150 |  | 150 | 150 | 0 | N |  |  | OP | X | 8 | 2015 | 2015 |  |  | N | IPP Non-CHP | IPP | IPP | 2 | X | WND | Renewable | 150 | 0 | 1 | 0
Operable | 60453 | Onward Energy |  | 58686 | Hancock Wind Plant | ME | Restructured | Hancock | HANC1 | Onshore Wind Turbine | WT |  | S | X | X | ISONE_UN.BULL_HL 34.5HANW | ISONE_UN.BULL_HL 34.5HANW | 51 |  | 51 | 51 | 0 | N |  |  | OP | X | 12 | 2016 | 2016 |  |  | N | IPP Non-CHP | IPP | IPP | 2 | X | WND | Renewable | 51 | 0 | 1 | 0
Operable | 60453 | Onward Energy |  | 58983 | RE Camelot LLC | CA | Vertical | Kern | 1 | Solar Photovoltaic | PV |  | S | X | X |  |  | 45 |  | 45 | 45 |  | N |  |  | OP | X | 12 | 2014 | 2014 |  |  | N | IPP Non-CHP | IPP | IPP | 2 | X | SUN | Renewable | 45 | 0 | 1 | 0
Operable | 60453 | Onward Energy |  | 58984 | RE Adams East, LLC | CA | Vertical | Fresno | 1 | Solar Photovoltaic | PV |  | S | X | X |  |  | 19 |  | 19 | 19 |  | N |  |  | OP | X | 12 | 2014 | 2014 |  |  | N | IPP Non-CHP | IPP | IPP | 2 | X | SUN | Renewable | 19 | 0 | 1 | 0
Operable | 60453 | Onward Energy |  | 58985 | RE Kansas Solar, LLC | CA | Vertical | Kings | 1 | Solar Photovoltaic | PV |  | S | X | X |  |  | 20 |  | 20 | 20 |  | N |  |  | OP | X | 12 | 2014 | 2014 |  |  | N | IPP Non-CHP | IPP | IPP | 2 | X | SUN | Renewable | 20 | 0 | 1 | 0
Operable | 60453 | Onward Energy |  | 58986 | RE Old River One, LLC | CA | Vertical | Kern | 1 | Solar Photovoltaic | PV |  | S | X | X |  |  | 20 |  | 20 | 20 |  | N |  |  | OP | X | 12 | 2014 | 2014 |  |  | N | IPP Non-CHP | IPP | IPP | 2 | X | SUN | Renewable | 20 | 0 | 1 | 0
Operable | 60453 | Onward Energy |  | 58990 | RE Columbia Two, LLC | CA | Vertical | Kern | 1 | Solar Photovoltaic | PV |  | S | X | X |  |  | 15 |  | 15 | 15 |  | N |  |  | OP | X | 12 | 2014 | 2014 |  |  | N | IPP Non-CHP | IPP | IPP | 2 | X | SUN | Renewable | 15 | 0 | 1 | 0
Operable | 60453 | Onward Energy |  | 58991 | RE Kent South, LLC | CA | Vertical | Kings | 1 | Solar Photovoltaic | PV |  | S | X | X |  |  | 20 |  | 20 | 20 |  | N |  |  | OP | X | 12 | 2014 | 2014 |  |  | N | IPP Non-CHP | IPP | IPP | 2 | X | SUN | Renewable | 20 | 0 | 1 | 0
Operable | 60453 | Onward Energy |  | 59086 | Cottonwood Solar, LLC (Goose Lake) | CA | Vertical | Kern | GEN1 | Solar Photovoltaic | PV |  | S | X | X |  |  | 12 |  | 12 | 12 |  | N |  |  | OP | X | 5 | 2015 | 2015 |  |  | N | IPP Non-CHP | IPP | IPP | 2 | X | SUN | Renewable | 12 | 0 | 1 | 0
Operable | 60453 | Onward Energy |  | 59087 | Cottonwood Solar, LLC (City of Corcoran) | CA | Vertical | Kings | GEN 1 | Solar Photovoltaic | PV |  | S | X | X |  |  | 12 |  | 12 | 12 |  | N |  |  | OP | X | 5 | 2015 | 2015 |  |  | N | IPP Non-CHP | IPP | IPP | 2 | X | SUN | Renewable | 12 | 0 | 1 | 0
Operable | 60453 | Onward Energy |  | 59183 | CID Solar, LLC | CA | Vertical | Kings | PV1 | Solar Photovoltaic | PV |  | S | X | X |  |  | 20 |  | 20 | 20 |  | N |  |  | OP | X | 12 | 2014 | 2014 |  |  | N | IPP Non-CHP | IPP | IPP | 2 | X | SUN | Renewable | 20 | 0 | 1 | 0
Operable | 60453 | Onward Energy |  | 59184 | Mulberry Farm LLC | TN | Vertical | McNairy | PV1 | Solar Photovoltaic | PV |  | S | X | X |  |  | 15.8 |  | 15.8 | 15.8 |  | N |  |  | OP | X | 12 | 2014 | 2014 |  |  | N | IPP Non-CHP | IPP | IPP | 2 | X | SUN | Renewable | 15.8 | 0 | 1 | 0
Operable | 60453 | Onward Energy |  | 59188 | Selmer Farm LLC | TN | Vertical | McNairy | PV1 | Solar Photovoltaic | PV |  | S | X | X |  |  | 15.8 |  | 15.8 | 15.8 |  | N |  |  | OP | X | 10 | 2014 | 2014 |  |  | N | IPP Non-CHP | IPP | IPP | 2 | X | SUN | Renewable | 15.8 | 0 | 1 | 0
Operable | 60453 | Onward Energy |  | 59334 | Catalina Solar 2, LLC | CA | Vertical | Kern | INV-1 | Solar Photovoltaic | PV |  | S | X | X | CAISO |  | 18 |  | 18 | 18 |  | N |  |  | OP | X | 8 | 2015 | 2015 |  |  | N | IPP Non-CHP | IPP | IPP | 2 | X | SUN | Renewable | 18 | 0 | 1 | 0
Operable | 60453 | Onward Energy |  | 59443 | TA-Acacia, LLC | CA | Vertical | Los Angeles | WAS1 | Solar Photovoltaic | PV |  | S | X | X |  |  | 20 |  | 20 | 20 |  | N |  |  | OP | X | 11 | 2014 | 2014 |  |  | N | IPP Non-CHP | IPP | IPP | 2 | X | SUN | Renewable | 20 | 0 | 1 | 0
Operable | 60453 | Onward Energy |  | 59469 | Alamo Solar | CA | Vertical | San Bernardino | ALAMO | Solar Photovoltaic | PV |  | S | X | X |  |  | 20 |  | 20 | 20 |  | N |  |  | OP | X | 5 | 2015 | 2015 |  |  | N | IPP Non-CHP | IPP | IPP | 2 | X | SUN | Renewable | 20 | 0 | 1 | 0
Operable | 60453 | Onward Energy |  | 59607 | Maricopa West Solar PV, LLC | CA | Vertical | Kern | MWS | Solar Photovoltaic | PV |  | S | X | X |  |  | 20 |  | 20 | 20 |  | N |  |  | OP | X | 12 | 2015 | 2015 |  |  | N | IPP Non-CHP | IPP | IPP | 2 | X | SUN | Renewable | 20 | 0 | 1 | 0
Operable | 60453 | Onward Energy |  | 59656 | Comanche Solar | CO | Vertical | Pueblo | COMCH | Solar Photovoltaic | PV |  | S | X | X |  |  | 120 |  | 120 | 120 |  | N |  |  | OP | X | 9 | 2016 | 2016 |  |  | N | IPP Non-CHP | IPP | IPP | 2 | X | SUN | Renewable | 120 | 0 | 1 | 0
Operable | 60453 | Onward Energy |  | 59657 | Imperial Valley Solar Co (IVSC) 2, LLC | CA | Vertical | Imperial | IVSC2 | Solar Photovoltaic | PV |  | S | X | X |  |  | 20 |  | 20 | 20 |  | N |  |  | OP | X | 6 | 2015 | 2015 |  |  | N | IPP Non-CHP | IPP | IPP | 2 | X | SUN | Renewable | 20 | 0 | 1 | 0
Operable | 60453 | Onward Energy |  | 59702 | Pavant Solar, LLC | UT | Vertical | Millard | 1 | Solar Photovoltaic | PV |  | S | X | X |  |  | 50 |  | 50 | 50 |  | N |  |  | OP | X | 12 | 2015 | 2015 |  |  | N | IPP Non-CHP | IPP | IPP | 2 | X | SUN | Renewable | 50 | 0 | 1 | 0
Operable | 60453 | Onward Energy |  | 59703 | Cottonwood Solar, LLC Cottonwood Carport | CA | Vertical | Marin | 1 | Solar Photovoltaic | PV |  | S | X | X |  |  | 1 |  | 1 | 1 |  | N |  |  | OP | X | 5 | 2016 | 2016 |  |  | N | IPP Non-CHP | IPP | IPP | 2 | X | SUN | Renewable | 1 | 0 | 1 | 0
Operable | 60453 | Onward Energy |  | 59874 | Richland Solar Center | GA | Vertical | Twiggs | PV1 | Solar Photovoltaic | PV |  | S | X | X |  |  | 20 |  | 20 | 20 |  | N |  |  | OP | X | 12 | 2015 | 2015 |  |  | N | IPP Non-CHP | IPP | IPP | 2 | X | SUN | Renewable | 20 | 0 | 1 | 0
Operable | 60453 | Onward Energy |  | 60087 | South Plains II | TX | Restructured | Floyd | SPII | Onshore Wind Turbine | WT |  | S | X | X | SPLAIN2_RN | SPLAIN2_RN | 300 |  | 300 | 300 | 0 | N |  |  | OP | X | 6 | 2016 | 2016 |  |  | N | IPP Non-CHP | IPP | IPP | 2 | X | WND | Renewable | 300 | 0 | 1 | 0
Operable | 60453 | Onward Energy |  | 60088 | Sunflower Wind Project | ND | Vertical | Morton | SNFLR | Onshore Wind Turbine | WT |  | S | X | X | WAUE.BEPM.SUNFLOWER | WAUE.BEPM.SUNFLOWER | 104 |  | 104 | 104 | 0 | N |  |  | OP | X | 12 | 2016 | 2016 |  |  | N | IPP Non-CHP | IPP | IPP | 2 | X | WND | Renewable | 104 | 0 | 1 | 0
Operable | 60453 | Onward Energy |  | 60303 | Sumrall II Solar Farm | MS | Vertical | Lamar | SUM2 | Solar Photovoltaic | PV |  | W | X | X |  |  | 52 |  | 52 | 52 |  | N |  |  | OP | X | 12 | 2017 | 2017 |  |  | N | IPP Non-CHP | IPP | IPP | 2 | X | SUN | Renewable | 52 | 0 | 1 | 0
Operable | 60453 | Onward Energy |  | 60582 | CoTAL Solar Farm | FL | Vertical | Leon | PV1 | Solar Photovoltaic | PV |  | S | X | X |  |  | 20 |  | 20 | 20 |  | N |  |  | OP | X | 12 | 2017 | 2017 |  |  | N | IPP Non-CHP | IPP | IPP | 2 | X | SUN | Renewable | 20 | 0 | 1 | 0
Operable | 60453 | Onward Energy |  | 61346 | RE Maplewood | TX | Restructured | Pecos | PV1 | Solar Photovoltaic | PV |  | S | X | X |  |  | 222 | 1 | 222 | 222 |  | N |  |  | OP | X | 10 | 2021 | 2021 |  |  | N | IPP Non-CHP | IPP | IPP | 2 | X | SUN | Renewable | 222 | 0 | 1 | 0
Operable | 60453 | Onward Energy |  | 61346 | RE Maplewood | TX | Restructured | Pecos | PV2 | Solar Photovoltaic | PV |  | S | X | X |  |  | 28 | 1 | 28 | 28 |  | N |  |  | OP | X | 4 | 2021 | 2021 |  |  | N | IPP Non-CHP | IPP | IPP | 2 | X | SUN | Renewable | 28 | 0 | 1 | 0
Operable | 60453 | Onward Energy |  | 61696 | Twiggs Solar | GA | Vertical | Twiggs | TWIGG | Solar Photovoltaic | PV |  | S | X | X |  |  | 204 | 0.95 | 204 | 204 |  | N |  |  | OP | X | 9 | 2020 | 2020 |  |  | N | IPP Non-CHP | IPP | IPP | 2 | X | SUN | Renewable | 204 | 0 | 1 | 0
Operable | 60453 | Onward Energy |  | 63187 | FL Solar 4, LLC | FL | Vertical | Leon | FL4 | Solar Photovoltaic | PV |  | S | X | X |  |  | 42 |  | 42 | 42 |  | N |  |  | OP | X | 12 | 2019 | 2019 |  |  | N | IPP Non-CHP | IPP | IPP | 2 | X | SUN | Renewable | 42 | 0 | 1 | 0
Operable | 60453 | Onward Energy |  | 63349 | OE_AZ1 | AZ | Vertical | La Paz | AZ1 | Solar Photovoltaic | PV |  | S | X | X |  |  | 32.5 |  | 32.5 | 32.5 |  | N |  |  | OP | X | 1 | 2020 | 2020 |  |  | N | IPP Non-CHP | IPP | IPP | 2 | X | SUN | Renewable | 32.5 | 0 | 1 | 0
Operable | 60453 | Onward Energy |  | 63350 | OE_GA3 | GA | Vertical | Mitchell | GA3 | Solar Photovoltaic | PV |  | S | X | X |  |  | 57.5 |  | 57.5 | 57.5 |  | N |  |  | OP | X | 1 | 2020 | 2020 |  |  | N | IPP Non-CHP | IPP | IPP | 2 | X | SUN | Renewable | 57.5 | 0 | 1 | 0
Operable | 60584 | Onyx Asset Services Group |  | 60967 | Onyx - Lamphear Road CSG | NY | Restructured | Oneida | 10016 | Solar Photovoltaic | PV |  | W | X | X |  |  | 2 |  | 2 | 2 |  | N |  |  | OP | X | 10 | 2016 | 2016 |  |  | N | IPP Non-CHP | IPP | IPP | 2 | X | SUN | Renewable | 2 | 0 | 1 | 0
Operable | 60584 | Onyx Asset Services Group |  | 61206 | Onyx - Allen Harim | DE | Restructured | Sussex | 10021 | Solar Photovoltaic | PV |  | W | X | X |  |  | 1.2 |  | 1.2 | 1.2 |  | N |  |  | OP | X | 4 | 2017 | 2017 |  |  | N | IPP Non-CHP | IPP | IPP | 2 | X | SUN | Renewable | 1.2 | 0 | 1 | 0
Operable | 60584 | Onyx Asset Services Group |  | 61681 | Middle Daisy | NM | Vertical | Lea | 10257 | Solar Photovoltaic | PV |  | W | X | X |  |  | 5 |  | 5 | 5 |  | N |  |  | OP | X | 11 | 2017 | 2017 |  |  | N | IPP Non-CHP | IPP | IPP | 2 | X | SUN | Renewable | 5 | 0 | 1 | 0
Operable | 60584 | Onyx Asset Services Group |  | 61724 | Onyx - Saratoga Springs Landfill Solar CSG | NY | Restructured | Saratoga | 10254 | Solar Photovoltaic | PV |  | W | X | X |  |  | 2 |  | 2 | 2 |  | N |  |  | OP | X | 11 | 2017 | 2017 |  |  | N | IPP Non-CHP | IPP | IPP | 2 | X | SUN | Renewable | 2 | 0 | 1 | 0
Operable | 60584 | Onyx Asset Services Group |  | 61726 | Onyx - Pembroke Landfill Solar | MA | Restructured | Plymouth | 10244 | Solar Photovoltaic | PV |  | W | X | X |  |  | 2.4 |  | 2.4 | 2.4 |  | N |  |  | OP | X | 12 | 2017 | 2017 |  |  | N | IPP Non-CHP | IPP | IPP | 2 | X | SUN | Renewable | 2.4 | 0 | 1 | 0
Operable | 60584 | Onyx Asset Services Group |  | 61727 | Onyx - Brockton Thatcher Landfill Solar CSG | MA | Restructured | Plymouth | 10238 | Solar Photovoltaic | PV |  | W | X | X |  |  | 3.7 |  | 3.7 | 3.7 |  | N |  |  | OP | X | 11 | 2017 | 2017 |  |  | N | IPP Non-CHP | IPP | IPP | 2 | X | SUN | Renewable | 3.7 | 0 | 1 | 0
Operable | 60584 | Onyx Asset Services Group |  | 61728 | Barrett Farm Solar - Phase I | CT | Restructured | Windham | 10263 | Solar Photovoltaic | PV |  | W | X | X |  |  | 1.7 |  | 1.2 | 1 |  | N |  |  | OP | X | 10 | 2017 | 2017 |  |  | N | IPP Non-CHP | IPP | IPP | 2 | X | SUN | Renewable | 1.7 | 0 | 1 | 0
Operable | 60584 | Onyx Asset Services Group |  | 61843 | SeaWorld Aquatica | CA | Vertical | San Diego | 10276 | Solar Photovoltaic | PV |  | W | X | X |  |  | 1.1 |  | 1.1 | 1.1 |  | N |  |  | OP | X | 5 | 2018 | 2018 |  |  | N | IPP Non-CHP | IPP | IPP | 2 | X | SUN | Renewable | 1.1 | 0 | 1 | 0
Operable | 60584 | Onyx Asset Services Group |  | 61847 | Broadalbin | NY | Restructured | Fulton | 10046 | Solar Photovoltaic | PV |  | W | X | X |  |  | 2 |  | 2 | 2 |  | N |  |  | OP | X | 4 | 2018 | 2018 |  |  | N | IPP Non-CHP | IPP | IPP | 2 | X | SUN | Renewable | 2 | 0 | 1 | 0
Operable | 60584 | Onyx Asset Services Group |  | 61863 | Duanesburg | NY | Restructured | Montgomery | 10048 | Solar Photovoltaic | PV |  | W | X | X |  |  | 2 |  | 2 | 2 |  | N |  |  | OP | X | 4 | 2018 | 2018 |  |  | N | IPP Non-CHP | IPP | IPP | 2 | X | SUN | Renewable | 2 | 0 | 1 | 0
Operable | 60584 | Onyx Asset Services Group |  | 61888 | Johnstown | NY | Restructured | Fulton | 10049 | Solar Photovoltaic | PV |  | W | X | X |  |  | 2 |  | 2 | 2 |  | N |  |  | OP | X | 4 | 2018 | 2018 |  |  | N | IPP Non-CHP | IPP | IPP | 2 | X | SUN | Renewable | 2 | 0 | 1 | 0
Operable | 60584 | Onyx Asset Services Group |  | 61903 | Sharon Springs | NY | Restructured | Schoharie | 10116 | Solar Photovoltaic | PV |  | W | X | X |  |  | 2 |  | 2 | 2 |  | N |  |  | OP | X | 5 | 2018 | 2018 |  |  | N | IPP Non-CHP | IPP | IPP | 2 | X | SUN | Renewable | 2 | 0 | 1 | 0
Operable | 60584 | Onyx Asset Services Group |  | 61904 | Amsterdam North | NY | Restructured | Montgomery | 10044 | Solar Photovoltaic | PV |  | W | X | X |  |  | 2 |  | 2 | 2 |  | N |  |  | OP | X | 4 | 2018 | 2018 |  |  | N | IPP Non-CHP | IPP | IPP | 2 | X | SUN | Renewable | 2 | 0 | 1 | 0
Operable | 60584 | Onyx Asset Services Group |  | 61905 | Amsterdam South | NY | Restructured | Montgomery | 10045 | Solar Photovoltaic | PV |  | W | X | X |  |  | 2 |  | 2 | 2 |  | N |  |  | OP | X | 4 | 2018 | 2018 |  |  | N | IPP Non-CHP | IPP | IPP | 2 | X | SUN | Renewable | 2 | 0 | 1 | 0
Operable | 60584 | Onyx Asset Services Group |  | 62503 | Winchendon Landfill Solar | MA | Restructured | Worcester | 10237 | Solar Photovoltaic | PV |  | W | X | X |  |  | 2 |  | 2 | 2 |  | N |  |  | OP | X | 10 | 2018 | 2018 |  |  | N | IPP Non-CHP | IPP | IPP | 2 | X | SUN | Renewable | 2 | 0 | 1 | 0
Operable | 60584 | Onyx Asset Services Group |  | 62628 | APG Old Bayside | MD | Restructured | Harford | 10115 | Solar Photovoltaic | PV |  | W | X | X |  |  | 1.7 |  | 1.7 | 1.7 |  | N |  |  | OP | X | 10 | 2018 | 2018 |  |  | N | IPP Non-CHP | IPP | IPP | 2 | X | SUN | Renewable | 1.7 | 0 | 1 | 0
Operable | 60584 | Onyx Asset Services Group |  | 62629 | APG New Chesapeake | MD | Restructured | Harford | 10115 | Solar Photovoltaic | PV |  | W | X | X |  |  | 2.3 |  | 2.3 | 2.3 |  | N |  |  | OP | X | 10 | 2018 | 2018 |  |  | N | IPP Non-CHP | IPP | IPP | 2 | X | SUN | Renewable | 2.3 | 0 | 1 | 0
Operable | 60584 | Onyx Asset Services Group |  | 62639 | Manchester Community College East | CT | Restructured | Hartford | 10307 | Solar Photovoltaic | PV |  | W | X | X |  |  | 1 |  | 1 | 1 |  | N |  |  | OP | X | 10 | 2018 | 2018 |  |  | N | IPP Non-CHP | IPP | IPP | 2 | X | SUN | Renewable | 1 | 0 | 1 | 0
Operable | 60584 | Onyx Asset Services Group |  | 62640 | Manchester Community College North | CT | Restructured | Hartford | 10308 | Solar Photovoltaic | PV |  | W | X | X |  |  | 1 |  | 1 | 1 |  | N |  |  | OP | X | 10 | 2018 | 2018 |  |  | N | IPP Non-CHP | IPP | IPP | 2 | X | SUN | Renewable | 1 | 0 | 1 | 0
Operable | 60584 | Onyx Asset Services Group |  | 63530 | Jersey City DWP | NJ | Restructured | Hudson | 10331 | Solar Photovoltaic | PV |  | W | X | X |  |  | 1 | 1 | 1 | 1 |  | N |  |  | OP | X | 12 | 2019 | 2019 |  |  | N | IPP Non-CHP | IPP | IPP | 2 | X | SUN | Renewable | 1 | 0 | 1 | 0
Operable | 60584 | Onyx Asset Services Group |  | 63531 | Pima Community College NW | AZ | Vertical | Pima | 10327 | Solar Photovoltaic | PV |  | W | X | X |  |  | 1.3 | 1 | 1.3 | 1.3 |  | N |  |  | OP | X | 4 | 2019 | 2019 |  |  | N | IPP Non-CHP | IPP | IPP | 2 | X | SUN | Renewable | 1.3 | 0 | 1 | 0
Operable | 60584 | Onyx Asset Services Group |  | 63986 | Rialto - High School | CA | Vertical | San Bernardino | 10136 | Solar Photovoltaic | PV |  | W | X | X |  |  | 0.9 | 1 | 0.9 | 0.9 |  | N |  |  | OP | X | 11 | 2017 | 2017 |  |  | N | IPP Non-CHP | IPP | IPP | 2 | X | SUN | Renewable | 0.9 | 0 | 1 | 0
Operable | 60584 | Onyx Asset Services Group |  | 65804 | Corvias - Fort Riley II | KS | Vertical | Riley | 13191 | Solar Photovoltaic | PV |  | S | X | X |  |  | 1.3 |  | 1.3 | 1.3 |  | N |  |  | OP | X | 2 | 2022 | 2022 |  |  | N | IPP Non-CHP | IPP | IPP | 2 | X | SUN | Renewable | 1.3 | 0 | 1 | 0
Operable | 62861 | Open Mountain Energy LLC. |  | 63001 | Whitegrass No. 1 | NV | Vertical | Lyon | OH1 | Geothermal | BT |  | S | X | X |  |  | 1.9 | 0.95 | 1.9 | 1.9 | 0.3 | N |  |  | OP | X | 10 | 2018 | 2018 |  |  | N | IPP Non-CHP | IPP | IPP | 2 | X | GEO | Renewable | 1.9 | 0 | 1 | 0
Operable | 62861 | Open Mountain Energy LLC. |  | 63001 | Whitegrass No. 1 | NV | Vertical | Lyon | OH2 | Geothermal | BT |  | S | X | X |  |  | 1.9 | 0.95 | 1.9 | 1.9 | 0.3 | N |  |  | OP | X | 10 | 2018 | 2018 |  |  | N | IPP Non-CHP | IPP | IPP | 2 | X | GEO | Renewable | 1.9 | 0 | 1 | 0
Operable | 62861 | Open Mountain Energy LLC. |  | 63001 | Whitegrass No. 1 | NV | Vertical | Lyon | OL1 | Geothermal | BT |  | S | X | X |  |  | 1.3 | 0.95 | 1.3 | 1.3 | 0.3 | N |  |  | OP | X | 10 | 2018 | 2018 |  |  | N | IPP Non-CHP | IPP | IPP | 2 | X | GEO | Renewable | 1.3 | 0 | 1 | 0
Operable | 62861 | Open Mountain Energy LLC. |  | 63001 | Whitegrass No. 1 | NV | Vertical | Lyon | OL2 | Geothermal | BT |  | S | X | X |  |  | 1.3 | 0.95 | 1.3 | 1.3 | 0.3 | N |  |  | OP | X | 10 | 2018 | 2018 |  |  | N | IPP Non-CHP | IPP | IPP | 2 | X | GEO | Renewable | 1.3 | 0 | 1 | 0
Operable | 63026 | Oppidum Renewables USA, LLC |  | 57321 | Mayberry Solar LLC | NC | Vertical | Surry | 1PV | Solar Photovoltaic | PV |  | S | X | X |  |  | 1.2 |  | 1.2 | 1.2 |  | N |  |  | OP | X | 10 | 2011 | 2011 |  |  | N | IPP Non-CHP | IPP | IPP | 2 | X | SUN | Renewable | 1.2 | 0 | 1 | 0
Operable | 63026 | Oppidum Renewables USA, LLC |  | 58491 | Sandy Cross Solar, LLC | NC | Vertical | Nash | SANDY | Solar Photovoltaic | PV |  | S | X | X |  |  | 1.2 |  | 1.2 | 1.2 |  | N |  |  | OP | X | 5 | 2012 | 2012 |  |  | N | IPP Non-CHP | IPP | IPP | 2 | X | SUN | Renewable | 1.2 | 0 | 1 | 0
Operable | 63026 | Oppidum Renewables USA, LLC |  | 58492 | Ararat Rock Solar, LLC | NC | Vertical | Surry | ARARR | Solar Photovoltaic | PV |  | S | X | X |  |  | 3.5 |  | 3.5 | 3.5 |  | N |  |  | OP | X | 9 | 2012 | 2012 |  |  | N | IPP Non-CHP | IPP | IPP | 2 | X | SUN | Renewable | 3.5 | 0 | 1 | 0
Operable | 63026 | Oppidum Renewables USA, LLC |  | 58493 | Progress Solar 1, LLC | NC | Vertical | Franklin | PRO1 | Solar Photovoltaic | PV |  | S | X | X |  |  | 4 |  | 4 | 4 |  | N |  |  | OP | X | 10 | 2012 | 2012 |  |  | N | IPP Non-CHP | IPP | IPP | 2 | X | SUN | Renewable | 4 | 0 | 1 | 0
Operable | 63026 | Oppidum Renewables USA, LLC |  | 58494 | Progress Solar II, LLC | NC | Vertical | Robeson | PROG2 | Solar Photovoltaic | PV |  | S | X | X |  |  | 3.5 |  | 3.5 | 3.5 |  | N |  |  | OP | X | 11 | 2012 | 2012 |  |  | N | IPP Non-CHP | IPP | IPP | 2 | X | SUN | Renewable | 3.5 | 0 | 1 | 0
Operable | 63026 | Oppidum Renewables USA, LLC |  | 58495 | Progress Solar III, LLC | NC | Vertical | Robeson | PROG3 | Solar Photovoltaic | PV |  | S | X | X |  |  | 3.5 |  | 3.5 | 3.5 |  | N |  |  | OP | X | 11 | 2012 | 2012 |  |  | N | IPP Non-CHP | IPP | IPP | 2 | X | SUN | Renewable | 3.5 | 0 | 1 | 0
Operable | 63026 | Oppidum Renewables USA, LLC |  | 58649 | Montgomery Solar LLC | NC | Vertical | Montgomery | 1 | Solar Photovoltaic | PV |  | S | X | X |  |  | 20 |  | 20 | 20 |  | N |  |  | OP | X | 12 | 2015 | 2015 |  |  | N | IPP Non-CHP | IPP | IPP | 2 | X | SUN | Renewable | 20 | 0 | 1 | 0
Operable | 63026 | Oppidum Renewables USA, LLC |  | 58668 | Rockwell Solar LLC | NC | Vertical | Rowan | ROCKW | Solar Photovoltaic | PV |  | S | X | X |  |  | 3.5 |  | 3.5 | 3.5 |  | N |  |  | OP | X | 12 | 2014 | 2014 |  |  | N | IPP Non-CHP | IPP | IPP | 2 | X | SUN | Renewable | 3.5 | 0 | 1 | 0
Operable | 63026 | Oppidum Renewables USA, LLC |  | 58673 | Gates Solar LLC | NC | Vertical | Gates | GATES | Solar Photovoltaic | PV |  | S | X | X |  |  | 5 |  | 5 | 5 |  | N |  |  | OP | X | 12 | 2015 | 2015 |  |  | N | IPP Non-CHP | IPP | IPP | 2 | X | SUN | Renewable | 5 | 0 | 1 | 0
Operable | 63026 | Oppidum Renewables USA, LLC |  | 58674 | Cirrus Solar LLC | NC | Vertical | Franklin | CIRRU | Solar Photovoltaic | PV |  | S | X | X |  |  | 5 |  | 5 | 5 |  | N |  |  | OP | X | 12 | 2014 | 2014 |  |  | N | IPP Non-CHP | IPP | IPP | 2 | X | SUN | Renewable | 5 | 0 | 1 | 0
Operable | 63026 | Oppidum Renewables USA, LLC |  | 58675 | Chocowinity Solar LLC | NC | Vertical | Beaufort | CHOCO | Solar Photovoltaic | PV |  | S | X | X |  |  | 5 |  | 5 | 5 |  | N |  |  | OP | X | 12 | 2014 | 2014 |  |  | N | IPP Non-CHP | IPP | IPP | 2 | X | SUN | Renewable | 5 | 0 | 1 | 0
Operable | 63026 | Oppidum Renewables USA, LLC |  | 59950 | Yadkinville Solar | NC | Vertical | Yadkin | YAK | Solar Photovoltaic | PV |  | S | X | X |  |  | 3.5 |  | 3.5 | 3.5 |  | N |  |  | OP | X | 12 | 2015 | 2015 |  |  | N | IPP Non-CHP | IPP | IPP | 2 | X | SUN | Renewable | 3.5 | 0 | 1 | 0
Operable | 63026 | Oppidum Renewables USA, LLC |  | 60369 | Battleboro Farm | NC | Vertical | Nash | BFPV | Solar Photovoltaic | PV |  | S | X | X |  |  | 5.2 |  | 5.2 | 5.2 |  | N |  |  | OP | X | 5 | 2016 | 2016 |  |  | N | IPP Non-CHP | IPP | IPP | 2 | X | SUN | Renewable | 5.2 | 0 | 1 | 0
Operable | 63026 | Oppidum Renewables USA, LLC |  | 61126 | Bedford Solar | VA | Vertical | Bedford | 12346 | Solar Photovoltaic | PV |  | S | X | X |  |  | 3 |  | 3 | 3 |  | N |  |  | OP | X | 12 | 2017 | 2017 |  |  | N | IPP Non-CHP | IPP | IPP | 2 | X | SUN | Renewable | 3 | 0 | 1 | 0
Operable | 63026 | Oppidum Renewables USA, LLC |  | 61127 | Gamble Solar | NC | Vertical | Rutherford | 12348 | Solar Photovoltaic | PV |  | S | X | X |  |  | 3 |  | 3 | 3 | 3 | N |  |  | OP | X | 12 | 2019 | 2019 |  |  | N | IPP Non-CHP | IPP | IPP | 2 | X | SUN | Renewable | 3 | 0 | 1 | 0
Operable | 63026 | Oppidum Renewables USA, LLC |  | 61128 | Salisbury Solar | NC | Vertical | Rowan | 12349 | Solar Photovoltaic | PV |  | S | X | X |  |  | 3.8 |  | 3.8 | 3.8 |  | N |  |  | OP | X | 8 | 2018 | 2018 |  |  | N | IPP Non-CHP | IPP | IPP | 2 | X | SUN | Renewable | 3.8 | 0 | 1 | 0
Operable | 63026 | Oppidum Renewables USA, LLC |  | 61129 | Wadesboro Solar | NC | Vertical | Anson | 12347 | Solar Photovoltaic | PV |  | S | X | X |  |  | 5 |  | 5 | 5 |  | N |  |  | OP | X | 12 | 2017 | 2017 |  |  | N | IPP Non-CHP | IPP | IPP | 2 | X | SUN | Renewable | 5 | 0 | 1 | 0
Operable | 63026 | Oppidum Renewables USA, LLC |  | 61131 | Tolson Solar | NC | Vertical | Edgecombe | 12345 | Solar Photovoltaic | PV |  | S | X | X |  |  | 3 |  | 3 | 3 |  | N |  |  | OP | X | 12 | 2015 | 2015 |  |  | N | IPP Non-CHP | IPP | IPP | 2 | X | SUN | Renewable | 3 | 0 | 1 | 0
Operable | 59025 | Optimum Wind 3 LLC |  | 59227 | Optimum Wind 3 LLC | IA | Vertical | Story | WT1 | Onshore Wind Turbine | WT |  | S | X | X |  |  | 3 |  | 3 | 3 | 0.1 | N |  |  | OP | X | 3 | 2017 | 2017 |  |  | N | IPP Non-CHP | IPP | IPP | 2 | X | WND | Renewable | 3 | 0 | 1 | 0
Operable | 59024 | Optimum Wind 4 LLC |  | 59226 | Optimum Wind 4 LLC | IA | Vertical | Story | WT1 | Onshore Wind Turbine | WT |  | S | X | X |  |  | 3 |  | 3 | 3 | 0.1 | N |  |  | OP | X | 3 | 2017 | 2017 |  |  | N | IPP Non-CHP | IPP | IPP | 2 | X | WND | Renewable | 3 | 0 | 1 | 0
Operable | 59017 | Optimum Wind 5 LLC |  | 59223 | Optimum Wind 5 LLC | IA | Vertical | Story | WT1 | Onshore Wind Turbine | WT |  | S | X | X |  |  | 3 |  | 3 | 3 | 0.1 | N |  |  | OP | X | 3 | 2017 | 2017 |  |  | N | IPP Non-CHP | IPP | IPP | 2 | X | WND | Renewable | 3 | 0 | 1 | 0
Operable | 59018 | Optimum Wind 6 LLC |  | 59224 | Optimum Wind 6 LLC | IA | Vertical | Story | WT1 | Onshore Wind Turbine | WT |  | S | X | X |  |  | 3 |  | 3 | 3 | 0.1 | N |  |  | OP | X | 3 | 2017 | 2017 |  |  | N | IPP Non-CHP | IPP | IPP | 2 | X | WND | Renewable | 3 | 0 | 1 | 0
Operable | 59019 | Optimum Wind 7 LLC |  | 59225 | Optimum Wind 7 LLC | IA | Vertical | Story | WT1 | Onshore Wind Turbine | WT |  | S | X | X |  |  | 3 |  | 3 | 3 | 0.1 | N |  |  | OP | X | 3 | 2017 | 2017 |  |  | N | IPP Non-CHP | IPP | IPP | 2 | X | WND | Renewable | 3 | 0 | 1 | 0
Operable | 63757 | OR Solar 2, LLC |  | 61200 | OR Solar 2, LLC | OR | Vertical | Jackson | ORSR2 | Solar Photovoltaic | PV |  | S | X | X | FRALEY_LNODE76 | FRALEY_LNODE76 | 10 |  | 10 | 10 |  | N |  |  | OP | X | 10 | 2020 | 2020 |  |  | N | IPP Non-CHP | IPP | IPP | 2 | X | SUN | Renewable | 10 | 0 | 1 | 0
Operable | 14154 | Orange & Rockland Utils Inc |  | 63585 | NY3 Battery | NY | Restructured | Rockland | NY3 | Batteries | BA |  | S | X | X |  |  | 3 | 1 | 3 | 3 | 0 | N |  |  | OP | X | 12 | 2020 | 2020 |  |  | N | Electric Utility | Utility | Investor Owned Utility | 1 | X | MWH | Other | 0 | 0 | 0 | 0
Operable | 14155 | Orange County Sanitation Dist |  | 50696 | Plant No 1 Orange County | CA | Vertical | Orange | GEN1 | Other Waste Biomass | IC |  | S | X | X |  |  | 2.5 | 0.8 | 2.4 | 2.4 | 1.8 | N |  |  | OP | X | 6 | 1993 | Pre-2000 |  |  | Y | Commercial CHP | Customer Sited | Other | 5 | T | OBG | Renewable | 2.5 | 0 | 1 | 0 | NG
Operable | 14155 | Orange County Sanitation Dist |  | 50696 | Plant No 1 Orange County | CA | Vertical | Orange | GEN2 | Other Waste Biomass | IC |  | S | X | X |  |  | 2.5 | 0.8 | 2.4 | 2.4 | 1.8 | N |  |  | OP | X | 6 | 1993 | Pre-2000 |  |  | Y | Commercial CHP | Customer Sited | Other | 5 | T | OBG | Renewable | 2.5 | 0 | 1 | 0 | NG
Operable | 14155 | Orange County Sanitation Dist |  | 50696 | Plant No 1 Orange County | CA | Vertical | Orange | GEN3 | Other Waste Biomass | IC |  | S | X | X |  |  | 2.5 | 0.8 | 2.4 | 2.4 | 1.8 | N |  |  | OP | X | 6 | 1993 | Pre-2000 |  |  | Y | Commercial CHP | Customer Sited | Other | 5 | T | OBG | Renewable | 2.5 | 0 | 1 | 0 | NG
Operable | 14155 | Orange County Sanitation Dist |  | 52099 | Plant No 2 Orange County | CA | Vertical | Orange | GEN1 | Other Waste Biomass | IC |  | S | X | X |  |  | 3 | 0.8 | 2.7 | 2.7 | 2.2 | N |  |  | OP | X | 6 | 1993 | Pre-2000 |  |  | Y | Commercial CHP | Customer Sited | Other | 5 | T | OBG | Renewable | 3 | 0 | 1 | 0 | NG
Operable | 14155 | Orange County Sanitation Dist |  | 52099 | Plant No 2 Orange County | CA | Vertical | Orange | GEN2 | Other Waste Biomass | IC |  | S | X | X |  |  | 3 | 0.8 | 2.7 | 2.7 | 2.2 | N |  |  | OP | X | 6 | 1993 | Pre-2000 |  |  | Y | Commercial CHP | Customer Sited | Other | 5 | T | OBG | Renewable | 3 | 0 | 1 | 0 | NG
Operable | 14155 | Orange County Sanitation Dist |  | 52099 | Plant No 2 Orange County | CA | Vertical | Orange | GEN3 | Other Waste Biomass | IC |  | S | X | X |  |  | 3 | 0.8 | 2.7 | 2.7 | 2.2 | N |  |  | OP | X | 6 | 1993 | Pre-2000 |  |  | Y | Commercial CHP | Customer Sited | Other | 5 | T | OBG | Renewable | 3 | 0 | 1 | 0 | NG
Operable | 14155 | Orange County Sanitation Dist |  | 52099 | Plant No 2 Orange County | CA | Vertical | Orange | GEN4 | Other Waste Biomass | IC |  | S | X | X |  |  | 3 | 0.8 | 2.7 | 2.7 | 2.2 | N |  |  | OP | X | 6 | 1993 | Pre-2000 |  |  | Y | Commercial CHP | Customer Sited | Other | 5 | T | OBG | Renewable | 3 | 0 | 1 | 0 | NG
Operable | 14155 | Orange County Sanitation Dist |  | 52099 | Plant No 2 Orange County | CA | Vertical | Orange | GEN5 | Other Waste Biomass | IC |  | S | X | X |  |  | 3 | 0.8 | 2.7 | 2.7 | 2.2 | N |  |  | OP | X | 6 | 1993 | Pre-2000 |  |  | Y | Commercial CHP | Customer Sited | Other | 5 | T | OBG | Renewable | 3 | 0 | 1 | 0 | NG
Operable | 14155 | Orange County Sanitation Dist |  | 52099 | Plant No 2 Orange County | CA | Vertical | Orange | GEN6 | All Other | ST |  | S | X | X |  |  | 1 | 0.8 | 0.9 | 0.9 | 0.1 | N |  |  | OP | X | 6 | 1993 | Pre-2000 |  |  | Y | Commercial CHP | Customer Sited | Other | 5 | B | OTH | Other | 0 | 0 | 0 | 0
Operable | 64456 | Orange Cove Irrigation District |  | 65033 | Kings River Syphon | CA | Vertical | Fresno | UNIT1 | Conventional Hydroelectric | HY | 1 | S | X | X | TVYVLLY_6_N001 | TVYVLLY_6_N001 | 0.3 | 0.81 | 0.2 | 0.2 | 0 | N |  |  | OP | X | 9 | 1990 | Pre-2000 |  |  | N | IPP Non-CHP | IPP | IPP | 2 | X | WAT | Renewable | 0.3 | 0 | 1 | 0
Operable | 64456 | Orange Cove Irrigation District |  | 65033 | Kings River Syphon | CA | Vertical | Fresno | UNIT2 | Conventional Hydroelectric | HY | 2 | S | X | X | TVYVLLY_6_N001 | TVYVLLY_6_N001 | 0.3 | 0.81 | 0.2 | 0.2 | 0 | N |  |  | OP | X | 9 | 1990 | Pre-2000 |  |  | N | IPP Non-CHP | IPP | IPP | 2 | X | WAT | Renewable | 0.3 | 0 | 1 | 0
Operable | 64456 | Orange Cove Irrigation District |  | 65033 | Kings River Syphon | CA | Vertical | Fresno | UNIT3 | Conventional Hydroelectric | HY | 3 | S | X | X | TVYVLLY_6_N001 | TVYVLLY_6_N001 | 0.3 | 0.81 | 0.2 | 0.2 | 0 | N |  |  | OP | X | 9 | 1990 | Pre-2000 |  |  | N | IPP Non-CHP | IPP | IPP | 2 | X | WAT | Renewable | 0.3 | 0 | 1 | 0
Operable | 64456 | Orange Cove Irrigation District |  | 65033 | Kings River Syphon | CA | Vertical | Fresno | UNIT4 | Conventional Hydroelectric | HY | 4 | S | X | X | TVYVLLY_6_N001 | TVYVLLY_6_N001 | 0.4 | 0.82 | 0.2 | 0.2 | 0 | N |  |  | OP | X | 9 | 1990 | Pre-2000 |  |  | N | IPP Non-CHP | IPP | IPP | 2 | X | WAT | Renewable | 0.4 | 0 | 1 | 0
Operable | 56127 | Orange Grove Energy LP |  | 56914 | Orange Grove Peaking Facility | CA | Vertical | San Diego | CTG1 | Natural Gas Fired Combustion Turbine | GT |  | S | X | X | OGROVE_6_PL1X2-APND | OGROVE_6_PL1X2-APND | 59 | 0.85 | 49.1 | 49.1 | 0 | N |  |  | OP | X | 6 | 2010 | 2010 |  |  | N | IPP Non-CHP | IPP | IPP | 2 | X | NG | Non-Renewable | 0 | 59 | 0 | 1
Operable | 56127 | Orange Grove Energy LP |  | 56914 | Orange Grove Peaking Facility | CA | Vertical | San Diego | CTG2 | Natural Gas Fired Combustion Turbine | GT |  | S | X | X |  |  | 59 | 0.85 | 49.1 | 49.1 | 0 | N |  |  | OP | X | 6 | 2010 | 2010 |  |  | N | IPP Non-CHP | IPP | IPP | 2 | X | NG | Non-Renewable | 0 | 59 | 0 | 1
Operable | 49748 | ORCAL Geothermal, Inc |  | 54111 | Second Imperial Geothermal | CA | Vertical | Imperial | GE13 | Geothermal | BT |  | W | X | X |  |  | 16 | 0.8 | 12 | 16 | 12 | N |  |  | OP | X | 1 | 2006 | 2006 |  |  | N | IPP Non-CHP | IPP | IPP | 2 | X | GEO | Renewable | 16 | 0 | 1 | 0
Operable | 49748 | ORCAL Geothermal, Inc |  | 54111 | Second Imperial Geothermal | CA | Vertical | Imperial | GEN14 | Geothermal | BT |  | W | X | X |  |  | 16 | 0.8 | 12 | 16 | 12 | N |  |  | OP | X | 4 | 2008 | 2008 |  |  | N | IPP Non-CHP | IPP | IPP | 2 | X | GEO | Renewable | 16 | 0 | 1 | 0
Operable | 49748 | ORCAL Geothermal, Inc |  | 54111 | Second Imperial Geothermal | CA | Vertical | Imperial | OEC1 | Geothermal | BT |  | W | X | X |  |  | 26.5 | 0.8 | 17.5 | 26.5 | 5 | N |  |  | OP | X | 11 | 2022 | 2022 |  |  | N | IPP Non-CHP | IPP | IPP | 2 | X | GEO | Renewable | 26.5 | 0 | 1 | 0
Operable | 49748 | ORCAL Geothermal, Inc |  | 54111 | Second Imperial Geothermal | CA | Vertical | Imperial | OEC2 | Geothermal | BT |  | W | X | X |  |  | 16 | 0.8 | 10.6 | 16 | 5 | N |  |  | OP | X | 11 | 2022 | 2022 |  |  | N | IPP Non-CHP | IPP | IPP | 2 | X | GEO | Renewable | 16 | 0 | 1 | 0
Operable | 49748 | ORCAL Geothermal, Inc |  | 54689 | Heber Geothermal | CA | Vertical | Imperial | 3 | Geothermal | BT |  | W | X | X |  |  | 3.5 | 0.8 | 3 | 3.5 | 3 | N |  |  | OP | X | 6 | 2006 | 2006 |  |  | N | IPP Non-CHP | IPP | IPP | 2 | X | GEO | Renewable | 3.5 | 0 | 1 | 0
Operable | 49748 | ORCAL Geothermal, Inc |  | 54689 | Heber Geothermal | CA | Vertical | Imperial | 4 | Geothermal | BT |  | W | X | X |  |  | 19 | 0.8 | 12.5 | 19 | 12.5 | N |  |  | OP | X | 1 | 2018 | 2018 |  |  | N | IPP Non-CHP | IPP | IPP | 2 | X | GEO | Renewable | 19 | 0 | 1 | 0
Operable | 49748 | ORCAL Geothermal, Inc |  | 54689 | Heber Geothermal | CA | Vertical | Imperial | OEC1 | Geothermal | BT |  | W | X | X |  |  | 26.5 | 0.85 | 18 | 26.5 | 12 | N |  |  | OP | X | 4 | 2023 | 2023 |  |  | N | IPP Non-CHP | IPP | IPP | 2 | X | GEO | Renewable | 26.5 | 0 | 1 | 0
Operable | 49748 | ORCAL Geothermal, Inc |  | 54689 | Heber Geothermal | CA | Vertical | Imperial | OEC11 | Geothermal | BT |  | W | X | X |  |  | 16 | 0.8 | 12 | 16 | 8 | N |  |  | OP | X | 9 | 2023 | 2023 |  |  | N | IPP Non-CHP | IPP | IPP | 2 | X | GEO | Renewable | 16 | 0 | 1 | 0
Operable | 49748 | ORCAL Geothermal, Inc |  | 54689 | Heber Geothermal | CA | Vertical | Imperial | OEC2 | Geothermal | BT |  | W | X | X |  |  | 26.5 | 0.85 | 18 | 26.5 | 12 | N |  |  | OP | X | 4 | 2023 | 2023 |  |  | N | IPP Non-CHP | IPP | IPP | 2 | X | GEO | Renewable | 26.5 | 0 | 1 | 0
Operable | 59756 | Orchard Ranch Solar, LLC |  | 60010 | Orchard Ranch Solar | ID | Vertical | Ada | IPOR | Solar Photovoltaic | PV |  | S | X | X |  |  | 20 |  | 20 | 20 |  | N |  |  | OP | X | 3 | 2017 | 2017 |  |  | N | IPP Non-CHP | IPP | IPP | 2 | X | SUN | Renewable | 20 | 0 | 1 | 0
Operable | 62758 | Orchard Windfarm, LLC |  | 62935 | Orchard Windfarm 1, LLC | OR | Vertical | Morrow | OCHW | Onshore Wind Turbine | WT |  | S | X | X |  |  | 10 |  | 10 | 10 | 0 | N |  |  | OP | X | 12 | 2020 | 2020 |  |  | N | IPP Non-CHP | IPP | IPP | 2 | X | WND | Renewable | 10 | 0 | 1 | 0
Operable | 62758 | Orchard Windfarm, LLC |  | 64051 | Orchard Windfarm 2, LLC | OR | Vertical | Morrow | OCHW2 | Onshore Wind Turbine | WT |  | S | X | X |  |  | 10 |  | 10 | 10 | 0 | N |  |  | OP | X | 12 | 2020 | 2020 |  |  | N | IPP Non-CHP | IPP | IPP | 2 | X | WND | Renewable | 10 | 0 | 1 | 0
Operable | 62758 | Orchard Windfarm, LLC |  | 64052 | Orchard Windfarm 3, LLC | OR | Vertical | Morrow | OCHW3 | Onshore Wind Turbine | WT |  | S | X | X |  |  | 10 |  | 10 | 10 | 0 | N |  |  | OP | X | 12 | 2020 | 2020 |  |  | N | IPP Non-CHP | IPP | IPP | 2 | X | WND | Renewable | 10 | 0 | 1 | 0
Operable | 62758 | Orchard Windfarm, LLC |  | 64053 | Orchard Windfarm 4, LLC | OR | Vertical | Morrow | OCHW4 | Onshore Wind Turbine | WT |  | S | X | X |  |  | 10 |  | 10 | 10 | 0 | N |  |  | OP | X | 12 | 2020 | 2020 |  |  | N | IPP Non-CHP | IPP | IPP | 2 | X | WND | Renewable | 10 | 0 | 1 | 0
Operable | 59534 | Oregon Clean Energy Center |  | 59764 | Oregon Clean Energy Center | OH | Restructured | Lucas | CTG11 | Natural Gas Fired Combined Cycle | CT | CC1 | S | X | N | OREGONEN19 KV CTG11 | OREGONEN19 KV CTG11 | 328 | 0.85 | 256.5 | 313.6 | 128 | N |  |  | OP | X | 7 | 2017 | 2017 |  |  | N | IPP Non-CHP | IPP | IPP | 2 | X | NG | Non-Renewable | 0 | 328 | 0 | 1
Operable | 59534 | Oregon Clean Energy Center |  | 59764 | Oregon Clean Energy Center | OH | Restructured | Lucas | CTG12 | Natural Gas Fired Combined Cycle | CT | CC1 | S | X | N | OREGONEN19 KV CTG12 | OREGONEN19 KV CTG12 | 328 | 0.85 | 256.5 | 313.6 | 128 | N |  |  | OP | X | 7 | 2017 | 2017 |  |  | N | IPP Non-CHP | IPP | IPP | 2 | X | NG | Non-Renewable | 0 | 328 | 0 | 1
Operable | 59534 | Oregon Clean Energy Center |  | 59764 | Oregon Clean Energy Center | OH | Restructured | Lucas | EDG13 | Petroleum Liquids | IC |  | S | X | X |  |  | 1.5 | 0.85 | 1.5 | 1.5 | 0 | N |  |  | OP | X | 7 | 2017 | 2017 |  |  | N | IPP Non-CHP | IPP | IPP | 2 | X | DFO | Non-Renewable | 0 | 1.5 | 0 | 1
Operable | 59534 | Oregon Clean Energy Center |  | 59764 | Oregon Clean Energy Center | OH | Restructured | Lucas | STG10 | Natural Gas Fired Combined Cycle | CA | CC1 | S | Y | X | OREGONEN19 KV ST10 | OREGONEN19 KV ST10 | 404 | 0.85 | 334.6 | 336.2 |  | N |  |  | OP | X | 7 | 2017 | 2017 |  |  | N | IPP Non-CHP | IPP | IPP | 2 | X | NG | Non-Renewable | 0 | 404 | 0 | 1
Operable | 54878 | Oregon Environmental Industries LLC |  | 56461 | Dry Creek LFG to Energy Project | OR | Vertical | Jackson | DC1 | Landfill Gas | IC |  | S | X | X |  |  | 1.6 | 0.8 | 1.5 | 1.5 | 0.8 | N |  |  | OP | X | 7 | 2007 | 2007 |  |  | N | Commercial Non-CHP | Customer Sited | Other | 4 | X | LFG | Renewable | 1.6 | 0 | 1 | 0
Operable | 54878 | Oregon Environmental Industries LLC |  | 56461 | Dry Creek LFG to Energy Project | OR | Vertical | Jackson | DC2 | Landfill Gas | IC |  | S | X | X |  |  | 1.6 | 0.8 | 1.5 | 1.5 | 0.8 | N |  |  | OP | X | 7 | 2007 | 2007 |  |  | N | Commercial Non-CHP | Customer Sited | Other | 4 | X | LFG | Renewable | 1.6 | 0 | 1 | 0
Operable | 56968 | Oregon State University |  | 57653 | Oregon State University Energy Center | OR | Vertical | Benton | CTG | Natural Gas Fired Combined Cycle | CT | CC1 | S | X | N |  |  | 5.5 | 1 | 5.2 | 5.5 | 2.5 | N |  |  | OP | X | 6 | 2010 | 2010 |  |  | Y | Commercial CHP | Customer Sited | Other | 5 | T | NG | Non-Renewable | 0 | 5.5 | 0 | 1 | DFO
Operable | 56968 | Oregon State University |  | 57653 | Oregon State University Energy Center | OR | Vertical | Benton | STG | Natural Gas Fired Combined Cycle | CA | CC1 | S | N | X |  |  | 1 | 1 | 0.5 | 1 | 0.1 | N |  |  | OS | X | 6 | 2010 | 2010 |  |  | Y | Commercial CHP | Customer Sited | Other | 5 | T | NG | Non-Renewable | 0 | 1 | 0 | 1
Operable | 58764 | Origis Energy USA, Inc |  | 61730 | MA Solar Storage 1 Hybrid | MA | Restructured | Worcester | 61730 | Batteries | BA |  | S | X | X |  |  | 1 |  | 1 | 1 | 0.2 | N |  |  | OP | X | 4 | 2018 | 2018 |  |  | N | IPP Non-CHP | IPP | IPP | 2 | X | MWH | Other | 0 | 0 | 0 | 0
Operable | 58764 | Origis Energy USA, Inc |  | 61730 | MA Solar Storage 1 Hybrid | MA | Restructured | Worcester | SCSS1 | Solar Photovoltaic | PV |  | S | X | X |  |  | 1.1 |  | 1.1 | 1.1 |  | N |  |  | OP | X | 3 | 2018 | 2018 |  |  | N | IPP Non-CHP | IPP | IPP | 2 | X | SUN | Renewable | 1.1 | 0 | 1 | 0
Operable | 60439 | Orion Community Solar |  | 60716 | Orion Community Solar | MN | Vertical | Stearns | OCS1 | Solar Photovoltaic | PV |  | S | X | X |  |  | 1 |  | 0.9 | 0.9 |  | N |  |  | OP | X | 1 | 2017 | 2017 |  |  | N | IPP Non-CHP | IPP | IPP | 2 | X | SUN | Renewable | 1 | 0 | 1 | 0
Operable | 60439 | Orion Community Solar |  | 60716 | Orion Community Solar | MN | Vertical | Stearns | OCS2 | Solar Photovoltaic | PV |  | S | X | X |  |  | 1 |  | 0.9 | 0.9 |  | N |  |  | OP | X | 1 | 2017 | 2017 |  |  | N | IPP Non-CHP | IPP | IPP | 2 | X | SUN | Renewable | 1 | 0 | 1 | 0
Operable | 60439 | Orion Community Solar |  | 60716 | Orion Community Solar | MN | Vertical | Stearns | OCS3 | Solar Photovoltaic | PV |  | S | X | X |  |  | 1 |  | 0.9 | 0.9 |  | N |  |  | OP | X | 1 | 2017 | 2017 |  |  | N | IPP Non-CHP | IPP | IPP | 2 | X | SUN | Renewable | 1 | 0 | 1 | 0
Operable | 55931 | Orion Energy Group LLC |  | 56640 | Camp Grove Wind Farm | IL | Restructured | STARK | 1 | Onshore Wind Turbine | WT |  | S | X | X | 81 TOULO138 KV CAMPGCE | 81 TOULO138 KV CAMPGCE | 150 |  | 150 | 150 | 150 | N |  |  | OP | X | 12 | 2007 | 2007 |  |  | N | IPP Non-CHP | IPP | IPP | 2 | X | WND | Renewable | 150 | 0 | 1 | 0
Operable | 55931 | Orion Energy Group LLC |  | 56679 | Benton County Wind Farm | IN | Vertical | Benton | 1 | Onshore Wind Turbine | WT |  | S | X | X | NIPS.BENTONCO | NIPS.BENTONCO | 130.5 |  | 130.5 | 130.5 | 130.5 | N |  |  | OP | X | 5 | 2008 | 2008 |  |  | N | IPP Non-CHP | IPP | IPP | 2 | X | WND | Renewable | 130.5 | 0 | 1 | 0
Operable | 55727 | Orion Engineered Carbons |  | 10072 | Engineered Carbons Borger Cogen | TX | Restructured | Hutchinson | GEN1 | Other Gases | ST |  | S | X | X | NA ( behind the meter ) | NA ( behind the meter ) | 20 | 1 | 18.8 | 18.8 | 5 | N |  |  | OP | X | 10 | 1982 | Pre-2000 |  |  | N | Industrial Non-CHP | Customer Sited | Other | 6 | X | OG | Non-Renewable | 0 | 20 | 0 | 1 | NG
Operable | 55727 | Orion Engineered Carbons |  | 66175 | Ivanhoe Generation Facility | LA | Vertical | St Mary | GEN1 | All Other | ST |  | S | X | X | CLEC.ORIN | CLEC.ORIN | 31 | 0.9 | 26.9 | 26.9 | 5 | N |  |  | OP | X | 4 | 2023 | 2023 |  |  | N | Industrial Non-CHP | Customer Sited | Other | 6 | X | WH | Other | 0 | 0 | 0 | 0
Operable | 58654 | Orion Solar I LLC |  | 58718 | Orion Solar I | CA | Vertical | Kern | PV1 | Solar Photovoltaic | PV |  | S | X | X |  |  | 12 |  | 12 | 12 |  | N |  |  | OP | X | 4 | 2014 | 2014 |  |  | N | IPP Non-CHP | IPP | IPP | 2 | X | SUN | Renewable | 12 | 0 | 1 | 0
Operable | 58655 | Orion Solar II, LLC |  | 58721 | Orion Solar II | CA | Vertical | Kern | ORION | Solar Photovoltaic | PV |  | S | X | X |  |  | 8 |  | 8 | 8 |  | N |  |  | OP | X | 6 | 2014 | 2014 |  |  | N | IPP Non-CHP | IPP | IPP | 2 | X | SUN | Renewable | 8 | 0 | 1 | 0
Operable | 14184 | Orlando CoGen Ltd LP |  | 54466 | Orlando Cogen LP | FL | Vertical | Orange | GEN1 | Natural Gas Fired Combined Cycle | CS |  | J | Y | N |  |  | 122.4 | 0.85 | 120 | 130 | 95 | N |  |  | OP | X | 9 | 1993 | Pre-2000 |  |  | Y | IPP CHP | IPP | IPP | 3 | T | NG | Non-Renewable | 0 | 122.4 | 0 | 1
Operable | 14610 | Orlando Utilities Comm |  | 564 | Stanton Energy Center | FL | Vertical | Orange | 1 | Conventional Steam Coal | ST |  | J | X | X |  |  | 464.5 | 0.9 | 453.4 | 453.4 | 90 | N |  |  | OP | X | 7 | 1987 | Pre-2000 | 12 | 2025 | N | Electric Utility | Utility | Municipal | 1 | X | BIT | Non-Renewable | 0 | 464.5 | 0 | 1 | NG | LFG
Operable | 14610 | Orlando Utilities Comm |  | 564 | Stanton Energy Center | FL | Vertical | Orange | 2 | Conventional Steam Coal | ST |  | J | X | X |  |  | 464.5 | 0.9 | 469.3 | 469.3 | 95 | N |  |  | OP | X | 6 | 1996 | Pre-2000 |  |  | N | Electric Utility | Utility | Municipal | 1 | X | BIT | Non-Renewable | 0 | 464.5 | 0 | 1 | NG | LFG
Operable | 14610 | Orlando Utilities Comm |  | 564 | Stanton Energy Center | FL | Vertical | Orange | B | Natural Gas Fired Combined Cycle | CA | OUC | S | Y | X |  |  | 129.8 | 0.85 | 128 | 130 |  | N |  |  | OP | X | 2 | 2010 | 2010 |  |  | N | Electric Utility | Utility | Municipal | 1 | X | NG | Non-Renewable | 0 | 129.8 | 0 | 1 | DFO
Operable | 14610 | Orlando Utilities Comm |  | 564 | Stanton Energy Center | FL | Vertical | Orange | B1 | Natural Gas Fired Combined Cycle | CT | OUC | S | X | N |  |  | 203.2 | 0.85 | 164 | 177 | 155 | N |  |  | OP | X | 2 | 2010 | 2010 |  |  | N | Electric Utility | Utility | Municipal | 1 | X | NG | Non-Renewable | 0 | 203.2 | 0 | 1 | DFO
Operable | 14610 | Orlando Utilities Comm |  | 683 | Indian River Plant | FL | Vertical | Brevard | A | Natural Gas Fired Combustion Turbine | GT |  | J | X | X |  |  | 41.4 | 0.85 | 32.8 | 36.9 | 22 | N |  |  | OP | X | 7 | 1989 | Pre-2000 |  |  | N | Electric Utility | Utility | Municipal | 1 | X | NG | Non-Renewable | 0 | 41.4 | 0 | 1 | DFO
Operable | 14610 | Orlando Utilities Comm |  | 683 | Indian River Plant | FL | Vertical | Brevard | B | Natural Gas Fired Combustion Turbine | GT |  | J | X | X |  |  | 41.4 | 0.85 | 32.8 | 36.9 | 22 | N |  |  | OP | X | 7 | 1989 | Pre-2000 |  |  | N | Electric Utility | Utility | Municipal | 1 | X | NG | Non-Renewable | 0 | 41.4 | 0 | 1 | DFO
Operable | 14610 | Orlando Utilities Comm |  | 683 | Indian River Plant | FL | Vertical | Brevard | C | Natural Gas Fired Combustion Turbine | GT |  | J | X | X |  |  | 130 | 0.85 | 105.1 | 111.4 | 40 | N |  |  | OP | X | 8 | 1992 | Pre-2000 |  |  | N | Electric Utility | Utility | Municipal | 1 | X | NG | Non-Renewable | 0 | 130 | 0 | 1 | DFO
Operable | 14610 | Orlando Utilities Comm |  | 683 | Indian River Plant | FL | Vertical | Brevard | D | Natural Gas Fired Combustion Turbine | GT |  | J | X | X |  |  | 130 | 0.85 | 105.1 | 111.4 | 40 | N |  |  | OP | X | 8 | 1992 | Pre-2000 |  |  | N | Electric Utility | Utility | Municipal | 1 | X | NG | Non-Renewable | 0 | 130 | 0 | 1 | DFO
Operable | 14610 | Orlando Utilities Comm |  | 55192 | Osceola Generating Station (FL) | FL | Vertical | Osceola | CTG1 | Natural Gas Fired Combustion Turbine | GT |  | S | X | X |  |  | 197.2 | 0.85 | 157 | 157 | 100 | N |  |  | OA | X | 12 | 2001 | 2001 |  |  | N | Electric Utility | Utility | Municipal | 1 | X | NG | Non-Renewable | 0 | 197.2 | 0 | 1 | DFO
Operable | 14610 | Orlando Utilities Comm |  | 55192 | Osceola Generating Station (FL) | FL | Vertical | Osceola | CTG2 | Natural Gas Fired Combustion Turbine | GT |  | S | X | X |  |  | 197.2 | 0.85 | 157 | 157 | 100 | N |  |  | OP | X | 12 | 2001 | 2001 |  |  | N | Electric Utility | Utility | Municipal | 1 | X | NG | Non-Renewable | 0 | 197.2 | 0 | 1 | DFO
Operable | 14610 | Orlando Utilities Comm |  | 55192 | Osceola Generating Station (FL) | FL | Vertical | Osceola | CTG3 | Natural Gas Fired Combustion Turbine | GT |  | S | X | X |  |  | 185.6 | 0.85 | 157 | 157 | 100 | N |  |  | OA | X | 6 | 2002 | 2002 |  |  | N | Electric Utility | Utility | Municipal | 1 | X | NG | Non-Renewable | 0 | 185.6 | 0 | 1 | DFO
Operable | 14610 | Orlando Utilities Comm |  | 55318 | Indian River | FL | Vertical | Brevard | 1 | Natural Gas Steam Turbine | ST |  | S | X | X |  |  | 79 | 0.85 | 75.5 | 79 | 40 | N |  |  | OS | X | 2 | 1960 | Pre-2000 |  |  | N | Electric Utility | Utility | Municipal | 1 | X | NG | Non-Renewable | 0 | 79 | 0 | 1 | PG
Operable | 14610 | Orlando Utilities Comm |  | 55318 | Indian River | FL | Vertical | Brevard | 2 | Natural Gas Steam Turbine | ST |  | S | X | X |  |  | 213 | 0.85 | 181.3 | 186 | 93 | N |  |  | OS | X | 12 | 1964 | Pre-2000 |  |  | N | Electric Utility | Utility | Municipal | 1 | X | NG | Non-Renewable | 0 | 213 | 0 | 1 | PG
Operable | 14610 | Orlando Utilities Comm |  | 55318 | Indian River | FL | Vertical | Brevard | 3 | Natural Gas Steam Turbine | ST |  | S | X | X |  |  | 317 | 0.9 | 319.6 | 320 | 160 | N |  |  | OS | X | 2 | 1974 | Pre-2000 |  |  | N | Electric Utility | Utility | Municipal | 1 | X | NG | Non-Renewable | 0 | 317 | 0 | 1 | PG
Operable | 34691 | Ormat Nevada Inc |  | 10018 | Desert Peak Power Plant | NV | Vertical | Lyon | GEN2 | Geothermal | BT |  | W | X | X |  |  | 15 | 0.8 | 10 | 15 | 10 | N |  |  | OP | X | 6 | 2006 | 2006 |  |  | N | IPP Non-CHP | IPP | IPP | 2 | X | GEO | Renewable | 15 | 0 | 1 | 0
Operable | 34691 | Ormat Nevada Inc |  | 10018 | Desert Peak Power Plant | NV | Vertical | Lyon | OEC2 | Geothermal | BT |  | W | X | X |  |  | 11 | 0.8 | 7.3 | 11 | 7.3 | N |  |  | OP | X | 6 | 2006 | 2006 |  |  | N | IPP Non-CHP | IPP | IPP | 2 | X | GEO | Renewable | 11 | 0 | 1 | 0
Operable | 34691 | Ormat Nevada Inc |  | 10287 | Beowawe | NV | Vertical | Lander | GEN1 | Geothermal | ST |  | S | X | X |  |  | 17 | 0.9 | 12.8 | 13.1 | 5 | N |  |  | OP | X | 12 | 1985 | Pre-2000 |  |  | N | IPP Non-CHP | IPP | IPP | 2 | X | GEO | Renewable | 17 | 0 | 1 | 0
Operable | 34691 | Ormat Nevada Inc |  | 10287 | Beowawe | NV | Vertical | Lander | GEN2 | Geothermal | BT |  | S | X | X |  |  | 3.6 | 0.9 | 1.3 | 2 | 1 | N |  |  | OP | X | 2 | 2011 | 2011 |  |  | N | IPP Non-CHP | IPP | IPP | 2 | X | GEO | Renewable | 3.6 | 0 | 1 | 0
Operable | 34691 | Ormat Nevada Inc |  | 10479 | Mammoth G3 | CA | Vertical | Mono | T101 | Geothermal | BT |  | W | X | X |  |  | 5 | 0.8 | 3.3 | 5 | 3.3 | N |  |  | OP | X | 12 | 1990 | Pre-2000 |  |  | N | IPP Non-CHP | IPP | IPP | 2 | X | GEO | Renewable | 5 | 0 | 1 | 0
Operable | 34691 | Ormat Nevada Inc |  | 10479 | Mammoth G3 | CA | Vertical | Mono | T102 | Geothermal | BT |  | W | X | X |  |  | 5 | 0.8 | 3.3 | 5 | 3.3 | N |  |  | OP | X | 12 | 1990 | Pre-2000 |  |  | N | IPP Non-CHP | IPP | IPP | 2 | X | GEO | Renewable | 5 | 0 | 1 | 0
Operable | 34691 | Ormat Nevada Inc |  | 10479 | Mammoth G3 | CA | Vertical | Mono | T103 | Geothermal | BT |  | W | X | X |  |  | 5 | 0.8 | 3.3 | 5 | 3.3 | N |  |  | OP | X | 12 | 1990 | Pre-2000 |  |  | N | IPP Non-CHP | IPP | IPP | 2 | X | GEO | Renewable | 5 | 0 | 1 | 0
Operable | 34691 | Ormat Nevada Inc |  | 10480 | Mammoth G1 | CA | Vertical | Mono | GEN1 | Geothermal | BT |  | W | X | X |  |  | 5 | 0.8 | 3.3 | 5 | 3.3 | N |  |  | OP | X | 12 | 1984 | Pre-2000 |  |  | N | IPP Non-CHP | IPP | IPP | 2 | X | GEO | Renewable | 5 | 0 | 1 | 0
Operable | 34691 | Ormat Nevada Inc |  | 10480 | Mammoth G1 | CA | Vertical | Mono | GEN2 | Geothermal | BT |  | W | X | X |  |  | 5 | 0.8 | 3.3 | 5 | 3.3 | N |  |  | OP | X | 12 | 1984 | Pre-2000 |  |  | N | IPP Non-CHP | IPP | IPP | 2 | X | GEO | Renewable | 5 | 0 | 1 | 0
Operable | 34691 | Ormat Nevada Inc |  | 10481 | Mammoth G2 | CA | Vertical | Mono | 1 | Geothermal | BT |  | W | X | X |  |  | 5 | 0.8 | 3.3 | 5 | 3.3 | N |  |  | OP | X | 12 | 1990 | Pre-2000 |  |  | N | IPP Non-CHP | IPP | IPP | 2 | X | GEO | Renewable | 5 | 0 | 1 | 0
Operable | 34691 | Ormat Nevada Inc |  | 10481 | Mammoth G2 | CA | Vertical | Mono | 2 | Geothermal | BT |  | W | X | X |  |  | 5 | 0.8 | 3.3 | 5 | 3.3 | N |  |  | OP | X | 12 | 1990 | Pre-2000 |  |  | N | IPP Non-CHP | IPP | IPP | 2 | X | GEO | Renewable | 5 | 0 | 1 | 0
Operable | 34691 | Ormat Nevada Inc |  | 10481 | Mammoth G2 | CA | Vertical | Mono | 3 | Geothermal | BT |  | W | X | X |  |  | 5 | 0.8 | 3.3 | 5 | 3.3 | N |  |  | OP | X | 12 | 1990 | Pre-2000 |  |  | N | IPP Non-CHP | IPP | IPP | 2 | X | GEO | Renewable | 5 | 0 | 1 | 0
Operable | 34691 | Ormat Nevada Inc |  | 10763 | Ormesa III | CA | Vertical | Imperial | GBU | Geothermal | BT |  | S | X | X |  |  | 8 | 0.8 | 5.3 | 8 | 5.3 | N |  |  | OP | X | 4 | 2007 | 2007 |  |  | N | IPP Non-CHP | IPP | IPP | 2 | X | GEO | Renewable | 8 | 0 | 1 | 0
Operable | 34691 | Ormat Nevada Inc |  | 10763 | Ormesa III | CA | Vertical | Imperial | GEN1 | Geothermal | ST |  | S | X | X |  |  | 21.6 | 0.9 | 14.4 | 21.6 | 14.4 | N |  |  | OS | X | 5 | 1989 | Pre-2000 |  |  | N | IPP Non-CHP | IPP | IPP | 2 | X | GEO | Renewable | 21.6 | 0 | 1 | 0
Operable | 34691 | Ormat Nevada Inc |  | 10763 | Ormesa III | CA | Vertical | Imperial | OE301 | Geothermal | BT |  | S | X | X |  |  | 16 | 0.8 | 10.7 | 16 | 10.7 | N |  |  | OP | X | 4 | 2020 | 2020 |  |  | N | IPP Non-CHP | IPP | IPP | 2 | X | GEO | Renewable | 16 | 0 | 1 | 0
Operable | 34691 | Ormat Nevada Inc |  | 50654 | Steamboat Hills LP | NV | Vertical | Washoe | OEC51 | Geothermal | BT |  | S | X | X |  |  | 25.7 | 0.85 | 17.1 | 25.7 | 17.1 | N |  |  | OP | X | 6 | 2020 | 2020 |  |  | N | IPP Non-CHP | IPP | IPP | 2 | X | GEO | Renewable | 25.7 | 0 | 1 | 0
Operable | 34691 | Ormat Nevada Inc |  | 50654 | Steamboat Hills LP | NV | Vertical | Washoe | OEC52 | Geothermal | BT |  | S | X | X |  |  | 5.9 | 0.85 | 4 | 5.9 | 4 | N |  |  | OP | X | 6 | 2020 | 2020 |  |  | N | IPP Non-CHP | IPP | IPP | 2 | X | GEO | Renewable | 5.9 | 0 | 1 | 0
Operable | 34691 | Ormat Nevada Inc |  | 50654 | Steamboat Hills LP | NV | Vertical | Washoe | SBSOL | Solar Photovoltaic | PV |  | S | X | X |  |  | 2 |  | 2 | 1 |  | N |  |  | OP | X | 7 | 2022 | 2022 |  |  | N | IPP Non-CHP | IPP | IPP | 2 | X | SUN | Renewable | 2 | 0 | 1 | 0
Operable | 34691 | Ormat Nevada Inc |  | 50766 | Ormesa I | CA | Vertical | Imperial | ITLU1 | Geothermal | BT |  | S | X | X |  |  | 12 | 0.8 | 8 | 12 | 8 | N |  |  | OP | X | 6 | 2003 | 2003 |  |  | N | IPP Non-CHP | IPP | IPP | 2 | X | GEO | Renewable | 12 | 0 | 1 | 0
Operable | 34691 | Ormat Nevada Inc |  | 50766 | Ormesa I | CA | Vertical | Imperial | ITLU2 | Geothermal | BT |  | S | X | X |  |  | 12 | 0.8 | 8 | 12 | 8 | N |  |  | OP | X | 7 | 2003 | 2003 |  |  | N | IPP Non-CHP | IPP | IPP | 2 | X | GEO | Renewable | 12 | 0 | 1 | 0
Operable | 34691 | Ormat Nevada Inc |  | 50766 | Ormesa I | CA | Vertical | Imperial | OE31 | Geothermal | BT |  | S | X | X |  |  | 1.2 | 0.8 | 0.8 | 1.2 | 0.8 | N |  |  | OP | X | 12 | 1986 | Pre-2000 |  |  | N | IPP Non-CHP | IPP | IPP | 2 | X | GEO | Renewable | 1.2 | 0 | 1 | 0
Operable | 34691 | Ormat Nevada Inc |  | 50766 | Ormesa I | CA | Vertical | Imperial | OE32 | Geothermal | BT |  | S | X | X |  |  | 1.2 | 0.8 | 0.8 | 1.2 | 0.8 | N |  |  | OP | X | 12 | 1986 | Pre-2000 |  |  | N | IPP Non-CHP | IPP | IPP | 2 | X | GEO | Renewable | 1.2 | 0 | 1 | 0
Operable | 34691 | Ormat Nevada Inc |  | 52015 | Dixie Valley | NV | Vertical | Churchill | GEN1 | Geothermal | ST |  | S | X | X | CONTRL_1_OXBOW | CONTRL_1_OXBOW | 64.7 | 0.963 | 56 | 57 | 5 | N |  |  | OP | X | 6 | 1988 | Pre-2000 |  |  | N | IPP Non-CHP | IPP | IPP | 2 | X | GEO | Renewable | 64.7 | 0 | 1 | 0
Operable | 34691 | Ormat Nevada Inc |  | 52015 | Dixie Valley | NV | Vertical | Churchill | GEN2 | Geothermal | BT |  | S | X | X | CONTRL_1_OXBOW | CONTRL_1_OXBOW | 6.2 | 0.8 | 2.5 | 5.1 | 1 | N |  |  | OP | X | 4 | 2012 | 2012 |  |  | N | IPP Non-CHP | IPP | IPP | 2 | X | GEO | Renewable | 6.2 | 0 | 1 | 0
Operable | 34691 | Ormat Nevada Inc |  | 54038 | Geo East Mesa II | CA | Vertical | Imperial | GEN1 | Geothermal | ST |  | S | X | X |  |  | 21.6 | 0.9 | 14.4 | 21.6 | 13.5 | N |  |  | OS | X | 4 | 1989 | Pre-2000 |  |  | N | IPP Non-CHP | IPP | IPP | 2 | X | GEO | Renewable | 21.6 | 0 | 1 | 0
Operable | 34691 | Ormat Nevada Inc |  | 54724 | Ormesa II | CA | Vertical | Imperial | OEC21 | Geothermal | BT |  | S | X | X |  |  | 12 | 0.8 | 8 | 12 | 8 | N |  |  | OP | X | 5 | 1989 | Pre-2000 |  |  | N | IPP Non-CHP | IPP | IPP | 2 | X | GEO | Renewable | 12 | 0 | 1 | 0
Operable | 34691 | Ormat Nevada Inc |  | 54724 | Ormesa II | CA | Vertical | Imperial | OEC22 | Geothermal | BT |  | S | X | X |  |  | 12 | 0.8 | 8 | 12 | 8 | N |  |  | OP | X | 4 | 2007 | 2007 |  |  | N | IPP Non-CHP | IPP | IPP | 2 | X | GEO | Renewable | 12 | 0 | 1 | 0
Operable | 34691 | Ormat Nevada Inc |  | 55991 | Brady | NV | Vertical | Churchill | BRSOL | Solar Photovoltaic | PV |  | W | X | X |  |  | 8 |  | 8 | 4 |  | N |  |  | OP | X | 5 | 2023 | 2023 |  |  | N | IPP Non-CHP | IPP | IPP | 2 | X | SUN | Renewable | 8 | 0 | 1 | 0
Operable | 34691 | Ormat Nevada Inc |  | 55991 | Brady | NV | Vertical | Churchill | OEC | Geothermal | BT |  | W | X | X |  |  | 6.5 | 0.8 | 4.3 | 6.5 | 4.3 | N |  |  | OP | X | 8 | 2002 | 2002 |  |  | N | IPP Non-CHP | IPP | IPP | 2 | X | GEO | Renewable | 6.5 | 0 | 1 | 0
Operable | 34691 | Ormat Nevada Inc |  | 55991 | Brady | NV | Vertical | Churchill | OEC1 | Geothermal | BT |  | W | X | X |  |  | 15 | 0.8 | 10 | 15 | 10 | N |  |  | OP | X | 3 | 2018 | 2018 |  |  | N | IPP Non-CHP | IPP | IPP | 2 | X | GEO | Renewable | 15 | 0 | 1 | 0
Operable | 34691 | Ormat Nevada Inc |  | 56321 | Richard Burdette Geothermal | NV | Vertical | Washoe | 1 | Geothermal | BT |  | S | X | X |  |  | 15 | 0.8 | 10 | 15 | 7.8 | N |  |  | OP | X | 11 | 2005 | 2005 |  |  | N | IPP Non-CHP | IPP | IPP | 2 | X | GEO | Renewable | 15 | 0 | 1 | 0
Operable | 34691 | Ormat Nevada Inc |  | 56321 | Richard Burdette Geothermal | NV | Vertical | Washoe | OEC2 | Geothermal | BT |  | S | X | X |  |  | 15 | 0.8 | 10 | 15 | 7.8 | N |  |  | OP | X | 11 | 2005 | 2005 |  |  | N | IPP Non-CHP | IPP | IPP | 2 | X | GEO | Renewable | 15 | 0 | 1 | 0
Operable | 34691 | Ormat Nevada Inc |  | 56540 | Galena 2 Geothermal Power Plant | NV | Vertical | Washoe | GEN1 | Geothermal | BT |  | S | X | X |  |  | 13.5 | 0.8 | 9 | 13.5 | 9 | N |  |  | OP | X | 4 | 2007 | 2007 |  |  | N | IPP Non-CHP | IPP | IPP | 2 | X | GEO | Renewable | 13.5 | 0 | 1 | 0
Operable | 34691 | Ormat Nevada Inc |  | 56540 | Galena 2 Geothermal Power Plant | NV | Vertical | Washoe | GLSOL | Solar Photovoltaic | PV |  | S | X | X |  |  | 3 |  | 3 | 1.5 |  | N |  |  | OP | X | 7 | 2022 | 2022 |  |  | N | IPP Non-CHP | IPP | IPP | 2 | X | SUN | Renewable | 3 | 0 | 1 | 0
Operable | 34691 | Ormat Nevada Inc |  | 56541 | Galena 3 Geothermal Power Plant | NV | Vertical | Washoe | GEN1 | Geothermal | BT |  | S | X | X |  |  | 15 | 0.8 | 10 | 15 | 7.9 | N |  |  | OP | X | 2 | 2008 | 2008 |  |  | N | IPP Non-CHP | IPP | IPP | 2 | X | GEO | Renewable | 15 | 0 | 1 | 0
Operable | 34691 | Ormat Nevada Inc |  | 56541 | Galena 3 Geothermal Power Plant | NV | Vertical | Washoe | GEN2 | Geothermal | BT |  | S | X | X |  |  | 15 | 0.8 | 10 | 15 | 7.9 | N |  |  | OP | X | 2 | 2008 | 2008 |  |  | N | IPP Non-CHP | IPP | IPP | 2 | X | GEO | Renewable | 15 | 0 | 1 | 0
Operable | 34691 | Ormat Nevada Inc |  | 56832 | North Brawley Geothermal Plant | CA | Vertical | Imperial | GE1 | Geothermal | BT |  | S | X | X |  |  | 16 | 0.8 | 10.7 | 16 | 10 | N |  |  | OP | X | 10 | 2009 | 2009 |  |  | N | IPP Non-CHP | IPP | IPP | 2 | X | GEO | Renewable | 16 | 0 | 1 | 0
Operable | 34691 | Ormat Nevada Inc |  | 56832 | North Brawley Geothermal Plant | CA | Vertical | Imperial | GE2 | Geothermal | BT |  | S | X | X |  |  | 16 | 0.8 | 10.7 | 16 | 10 | N |  |  | OP | X | 10 | 2009 | 2009 |  |  | N | IPP Non-CHP | IPP | IPP | 2 | X | GEO | Renewable | 16 | 0 | 1 | 0
Operable | 34691 | Ormat Nevada Inc |  | 56832 | North Brawley Geothermal Plant | CA | Vertical | Imperial | GE3 | Geothermal | BT |  | S | X | X |  |  | 16 | 0.8 | 10.7 | 16 | 10 | N |  |  | OP | X | 10 | 2009 | 2009 |  |  | N | IPP Non-CHP | IPP | IPP | 2 | X | GEO | Renewable | 16 | 0 | 1 | 0
Operable | 34691 | Ormat Nevada Inc |  | 56832 | North Brawley Geothermal Plant | CA | Vertical | Imperial | GE4 | Geothermal | BT |  | S | X | X |  |  | 16 | 0.8 | 10.7 | 16 | 10 | N |  |  | OP | X | 10 | 2009 | 2009 |  |  | N | IPP Non-CHP | IPP | IPP | 2 | X | GEO | Renewable | 16 | 0 | 1 | 0
Operable | 34691 | Ormat Nevada Inc |  | 56832 | North Brawley Geothermal Plant | CA | Vertical | Imperial | GE5 | Geothermal | BT |  | S | X | X |  |  | 16 | 0.8 | 10.7 | 16 | 10 | N |  |  | OP | X | 10 | 2009 | 2009 |  |  | N | IPP Non-CHP | IPP | IPP | 2 | X | GEO | Renewable | 16 | 0 | 1 | 0
Operable | 34691 | Ormat Nevada Inc |  | 56833 | OREG 1 Inc | MT | Vertical | Roosevelt | CS10 | All Other | OT |  | S | X | X |  |  | 7.5 | 0.8 | 5 | 7.5 | 5 | N |  |  | OP | X | 10 | 2006 | 2006 |  |  | N | IPP Non-CHP | IPP | IPP | 2 | X | WH | Other | 0 | 0 | 0 | 0
Operable | 34691 | Ormat Nevada Inc |  | 56833 | OREG 1 Inc | MT | Vertical | Roosevelt | CS11 | All Other | OT |  | S | X | X |  |  | 7.5 | 0.8 | 5 | 7.5 | 5 | N |  |  | OP | X | 8 | 2006 | 2006 |  |  | N | IPP Non-CHP | IPP | IPP | 2 | X | WH | Other | 0 | 0 | 0 | 0
Operable | 34691 | Ormat Nevada Inc |  | 56833 | OREG 1 Inc | MT | Vertical | Roosevelt | CS7 | All Other | OT |  | S | X | X |  |  | 7.5 | 0.8 | 5 | 7.5 | 5 | N |  |  | OP | X | 7 | 2006 | 2006 |  |  | N | IPP Non-CHP | IPP | IPP | 2 | X | WH | Other | 0 | 0 | 0 | 0
Operable | 34691 | Ormat Nevada Inc |  | 56833 | OREG 1 Inc | MT | Vertical | Roosevelt | CS9 | All Other | OT |  | S | X | X |  |  | 7.5 | 0.8 | 5 | 7.5 | 5 | N |  |  | OP | X | 8 | 2006 | 2006 |  |  | N | IPP Non-CHP | IPP | IPP | 2 | X | WH | Other | 0 | 0 | 0 | 0
Operable | 34691 | Ormat Nevada Inc |  | 56880 | OREG 2 Inc | MT | Vertical | Roosevelt | CS12 | All Other | OT |  | S | X | X |  |  | 7.5 | 0.8 | 5 | 7.5 | 5 | N |  |  | OP | X | 10 | 2009 | 2009 |  |  | N | IPP Non-CHP | IPP | IPP | 2 | X | WH | Other | 0 | 0 | 0 | 0
Operable | 34691 | Ormat Nevada Inc |  | 56880 | OREG 2 Inc | MT | Vertical | Roosevelt | CS3 | All Other | OT |  | S | X | X |  |  | 7.5 | 0.8 | 5 | 7.5 | 5 | N |  |  | OP | X | 12 | 2009 | 2009 |  |  | N | IPP Non-CHP | IPP | IPP | 2 | X | WH | Other | 0 | 0 | 0 | 0
Operable | 34691 | Ormat Nevada Inc |  | 56880 | OREG 2 Inc | MT | Vertical | Roosevelt | CS5 | All Other | OT |  | S | X | X |  |  | 7.5 | 0.8 | 5 | 7.5 | 5 | N |  |  | OP | X | 2 | 2009 | 2009 |  |  | N | IPP Non-CHP | IPP | IPP | 2 | X | WH | Other | 0 | 0 | 0 | 0
Operable | 34691 | Ormat Nevada Inc |  | 56880 | OREG 2 Inc | MT | Vertical | Roosevelt | CS8 | All Other | OT |  | S | X | X |  |  | 7.5 | 0.8 | 5 | 7.5 | 5 | N |  |  | OP | X | 12 | 2008 | 2008 |  |  | N | IPP Non-CHP | IPP | IPP | 2 | X | WH | Other | 0 | 0 | 0 | 0
Operable | 34691 | Ormat Nevada Inc |  | 57134 | OREG 4 Peetz | CO | Vertical | Logan | 1 | All Other | OT |  | S | X | X |  |  | 4.5 | 0.8 | 3 | 4.5 | 3 | N |  |  | OP | X | 3 | 2009 | 2009 |  |  | N | IPP Non-CHP | IPP | IPP | 2 | X | WH | Other | 0 | 0 | 0 | 0
Operable | 34691 | Ormat Nevada Inc |  | 57281 | OREG 3 Inc | MN | Vertical | Martin | CS13 | All Other | OT |  | S | X | X |  |  | 5 | 0.8 | 3.3 | 5 | 3 | N |  |  | OP | X | 8 | 2010 | 2010 |  |  | N | IPP Non-CHP | IPP | IPP | 2 | X | WH | Other | 0 | 0 | 0 | 0
Operable | 34691 | Ormat Nevada Inc |  | 57376 | Jersey Valley Geothermal Power Plant | NV | Vertical | Pershing | OEC 1 | Geothermal | BT |  | S | X | X |  |  | 16 | 0.8 | 10.6 | 16 | 8.5 | N |  |  | OP | X | 12 | 2010 | 2010 |  |  | N | IPP Non-CHP | IPP | IPP | 2 | X | GEO | Renewable | 16 | 0 | 1 | 0
Operable | 34691 | Ormat Nevada Inc |  | 57376 | Jersey Valley Geothermal Power Plant | NV | Vertical | Pershing | OEC 2 | Geothermal | BT |  | S | X | X |  |  | 7.5 | 0.8 | 5 | 7.5 | 4 | N |  |  | OP | X | 12 | 2010 | 2010 |  |  | N | IPP Non-CHP | IPP | IPP | 2 | X | GEO | Renewable | 7.5 | 0 | 1 | 0
Operable | 34691 | Ormat Nevada Inc |  | 57446 | McGinness Hills | NV | Vertical | Lander | 1 | Geothermal | BT |  | S | X | X |  |  | 20 | 0.8 | 13.3 | 20 | 12 | N |  |  | OP | X | 5 | 2012 | 2012 |  |  | N | IPP Non-CHP | IPP | IPP | 2 | X | GEO | Renewable | 20 | 0 | 1 | 0
Operable | 34691 | Ormat Nevada Inc |  | 57446 | McGinness Hills | NV | Vertical | Lander | 2 | Geothermal | BT |  | S | X | X |  |  | 20 | 0.8 | 13.3 | 20 | 12 | N |  |  | OP | X | 6 | 2012 | 2012 |  |  | N | IPP Non-CHP | IPP | IPP | 2 | X | GEO | Renewable | 20 | 0 | 1 | 0
Operable | 34691 | Ormat Nevada Inc |  | 57446 | McGinness Hills | NV | Vertical | Lander | 3 | Geothermal | BT |  | S | X | X |  |  | 12 | 0.8 | 8 | 12 | 6 | N |  |  | OP | X | 6 | 2012 | 2012 |  |  | N | IPP Non-CHP | IPP | IPP | 2 | X | GEO | Renewable | 12 | 0 | 1 | 0
Operable | 34691 | Ormat Nevada Inc |  | 57446 | McGinness Hills | NV | Vertical | Lander | OE23R | Geothermal | BT |  | S | X | X |  |  | 16 | 0.8 | 12 | 16 | 8 | N |  |  | OP | X | 9 | 2023 | 2023 |  |  | N | IPP Non-CHP | IPP | IPP | 2 | X | GEO | Renewable | 16 | 0 | 1 | 0
Operable | 34691 | Ormat Nevada Inc |  | 57446 | McGinness Hills | NV | Vertical | Lander | OEC21 | Geothermal | BT |  | S | X | X |  |  | 18 | 0.8 | 12 | 18 | 12 | N |  |  | OP | X | 2 | 2015 | 2015 |  |  | N | IPP Non-CHP | IPP | IPP | 2 | X | GEO | Renewable | 18 | 0 | 1 | 0
Operable | 34691 | Ormat Nevada Inc |  | 57446 | McGinness Hills | NV | Vertical | Lander | OEC22 | Geothermal | BT |  | S | X | X |  |  | 18 | 0.8 | 12 | 18 | 12 | N |  |  | OP | X | 2 | 2015 | 2015 |  |  | N | IPP Non-CHP | IPP | IPP | 2 | X | GEO | Renewable | 18 | 0 | 1 | 0
Operable | 34691 | Ormat Nevada Inc |  | 57451 | Tuscarora Geothermal Power Plant | NV | Vertical | Elko | G9200 | Geothermal | BT |  | S | X | X |  |  | 16 | 0.8 | 10.7 | 16 | 9 | N |  |  | OP | X | 1 | 2012 | 2012 |  |  | N | IPP Non-CHP | IPP | IPP | 2 | X | GEO | Renewable | 16 | 0 | 1 | 0
Operable | 34691 | Ormat Nevada Inc |  | 57451 | Tuscarora Geothermal Power Plant | NV | Vertical | Elko | G9250 | Geothermal | BT |  | S | X | X |  |  | 16 | 0.8 | 10.7 | 16 | 9 | N |  |  | OP | X | 1 | 2012 | 2012 |  |  | N | IPP Non-CHP | IPP | IPP | 2 | X | GEO | Renewable | 16 | 0 | 1 | 0
Operable | 34691 | Ormat Nevada Inc |  | 61912 | McGinness Hills 3 | NV | Vertical | Lander | G1A | Geothermal | BT |  | S | X | X |  |  | 24.8 | 0.8 | 24.8 | 24.8 | 12 | N |  |  | OP | X | 4 | 2021 | 2021 |  |  | N | IPP Non-CHP | IPP | IPP | 2 | X | GEO | Renewable | 24.8 | 0 | 1 | 0
Operable | 34691 | Ormat Nevada Inc |  | 61912 | McGinness Hills 3 | NV | Vertical | Lander | OEC31 | Geothermal | BT |  | S | X | X |  |  | 37 | 0.8 | 24.7 | 37 | 20 | N |  |  | OP | X | 12 | 2018 | 2018 |  |  | N | IPP Non-CHP | IPP | IPP | 2 | X | GEO | Renewable | 37 | 0 | 1 | 0
Operable | 34691 | Ormat Nevada Inc |  | 61912 | McGinness Hills 3 | NV | Vertical | Lander | OEC32 | Geothermal | BT |  | S | X | X |  |  | 37 | 0.8 | 24.7 | 37 | 20 | N |  |  | OP | X | 12 | 2018 | 2018 |  |  | N | IPP Non-CHP | IPP | IPP | 2 | X | GEO | Renewable | 37 | 0 | 1 | 0
Operable | 63843 | Ormond Beach Power, LLC |  | 350 | Ormond Beach | CA | Vertical | Ventura | 1 | Natural Gas Steam Turbine | ST |  | S | X | X | ORMOND_7_UNIT 1_ | ORMOND1G_7_B1 | 806 | 0.85 | 741 | 741 | 100 | N |  |  | OP | X | 8 | 1971 | Pre-2000 | 1 | 2027 | N | IPP Non-CHP | IPP | IPP | 2 | X | NG | Non-Renewable | 0 | 806 | 0 | 1
Operable | 63843 | Ormond Beach Power, LLC |  | 350 | Ormond Beach | CA | Vertical | Ventura | 2 | Natural Gas Steam Turbine | ST |  | S | X | X | ORMOND_7_UNIT 2 | ORMOND2G_7_B1 | 806 | 0.85 | 750 | 750 | 50 | N |  |  | OP | X | 3 | 1973 | Pre-2000 | 1 | 2027 | N | IPP Non-CHP | IPP | IPP | 2 | X | NG | Non-Renewable | 0 | 806 | 0 | 1
Operable | 60227 | ORNI 37 LLC |  | 60419 | Don A Campbell 2 Geothermal | NV | Vertical | Mineral | DAC2G | Geothermal | BT |  | S | X | X |  |  | 25 | 0.8 | 16.2 | 22.5 | 16.2 | N |  |  | OP | X | 9 | 2015 | 2015 |  |  | N | IPP Non-CHP | IPP | IPP | 2 | X | GEO | Renewable | 25 | 0 | 1 | 0
Operable | 60230 | ORNI 47, LLC |  | 58533 | Don A Campbell 1 Geothermal | NV | Vertical | Mineral | 1 | Geothermal | BT |  | S | X | X |  |  | 22.5 | 0.8 | 14.8 | 22.5 | 11.5 | N |  |  | OP | X | 1 | 2014 | 2014 |  |  | N | IPP Non-CHP | IPP | IPP | 2 | X | GEO | Renewable | 22.5 | 0 | 1 | 0
Operable | 14173 | Oroville Cogeneration LP |  | 54477 | Oroville Cogeneration LP | CA | Vertical | Butte | GEN1 | Natural Gas Internal Combustion Engine | IC |  | S | X | X |  |  | 1.1 | 1 | 1.1 | 1.1 | 0.1 | N |  |  | SB | Y | 1 | 1990 | Pre-2000 |  |  | Y | Industrial CHP | Customer Sited | Other | 7 | T | NG | Non-Renewable | 0 | 1.1 | 0 | 1
Operable | 14173 | Oroville Cogeneration LP |  | 54477 | Oroville Cogeneration LP | CA | Vertical | Butte | GEN2 | Natural Gas Internal Combustion Engine | IC |  | S | X | X |  |  | 1.1 | 1 | 1.1 | 1.1 | 0.1 | N |  |  | SB | Y | 1 | 1990 | Pre-2000 |  |  | Y | Industrial CHP | Customer Sited | Other | 7 | T | NG | Non-Renewable | 0 | 1.1 | 0 | 1
Operable | 14173 | Oroville Cogeneration LP |  | 54477 | Oroville Cogeneration LP | CA | Vertical | Butte | GEN3 | Natural Gas Internal Combustion Engine | IC |  | S | X | X |  |  | 1.1 | 1 | 1.1 | 1.1 | 0.1 | N |  |  | SB | Y | 1 | 1990 | Pre-2000 |  |  | Y | Industrial CHP | Customer Sited | Other | 7 | T | NG | Non-Renewable | 0 | 1.1 | 0 | 1
Operable | 14173 | Oroville Cogeneration LP |  | 54477 | Oroville Cogeneration LP | CA | Vertical | Butte | GEN4 | Natural Gas Internal Combustion Engine | IC |  | S | X | X |  |  | 1.1 | 1 | 1.1 | 1.1 | 0.1 | N |  |  | SB | Y | 1 | 1990 | Pre-2000 |  |  | Y | Industrial CHP | Customer Sited | Other | 7 | T | NG | Non-Renewable | 0 | 1.1 | 0 | 1
Operable | 14173 | Oroville Cogeneration LP |  | 54477 | Oroville Cogeneration LP | CA | Vertical | Butte | GEN5 | Natural Gas Internal Combustion Engine | IC |  | S | X | X |  |  | 1.1 | 1 | 1.1 | 1.1 | 0.1 | N |  |  | SB | Y | 1 | 1990 | Pre-2000 |  |  | Y | Industrial CHP | Customer Sited | Other | 7 | T | NG | Non-Renewable | 0 | 1.1 | 0 | 1
Operable | 14173 | Oroville Cogeneration LP |  | 54477 | Oroville Cogeneration LP | CA | Vertical | Butte | GEN6 | Natural Gas Internal Combustion Engine | IC |  | S | X | X |  |  | 1.1 | 1 | 1.1 | 1.1 | 0.1 | N |  |  | SB | Y | 1 | 1990 | Pre-2000 |  |  | Y | Industrial CHP | Customer Sited | Other | 7 | T | NG | Non-Renewable | 0 | 1.1 | 0 | 1
Operable | 14173 | Oroville Cogeneration LP |  | 54477 | Oroville Cogeneration LP | CA | Vertical | Butte | GEN7 | Natural Gas Internal Combustion Engine | IC |  | S | X | X |  |  | 1.1 | 1 | 1.1 | 1.1 | 0.1 | N |  |  | SB | Y | 1 | 1990 | Pre-2000 |  |  | Y | Industrial CHP | Customer Sited | Other | 7 | T | NG | Non-Renewable | 0 | 1.1 | 0 | 1
Operable | 63038 | Orrtanna Power, LLC |  | 3112 | Orrtanna | PA | Restructured | Adams | 1 | Petroleum Liquids | GT |  | S | X | X | 50745 | ORRTANNA 13KV ORRTAN | 27 | 0.85 | 20.2 | 26 | 18 | N |  |  | OP | X | 5 | 1971 | Pre-2000 |  |  | N | IPP Non-CHP | IPP | IPP | 2 | X | DFO | Non-Renewable | 0 | 27 | 0 | 1
Operable | 63773 | Orsted Onshore North America |  | 64149 | Western Trail Wind, LLC | TX | Restructured | Wilbarger | WTW | Onshore Wind Turbine | WT |  | S | X | X |  |  | 366.6 |  | 366.6 | 366.6 | 0 | N |  |  | OP | X | 4 | 2022 | 2022 |  |  | N | IPP Non-CHP | IPP | IPP | 2 | X | WND | Renewable | 366.6 | 0 | 1 | 0
Operable | 60397 | Osborn Wind Energy LLC |  | 60672 | Osborn Wind Energy | MO | Vertical | DeKalb | GEN1 | Onshore Wind Turbine | WT |  | S | X | X |  |  | 200.9 |  | 195.8 | 195.8 | 37 | N |  |  | OP | X | 12 | 2016 | 2016 |  |  | N | IPP Non-CHP | IPP | IPP | 2 | X | WND | Renewable | 200.9 | 0 | 1 | 0
Operable | 56121 | Osceola Windpower II |  | 56913 | Osceola Windpower II | IA | Vertical | Osceola | CL25 | Onshore Wind Turbine | WT |  | S | X | X |  |  | 49.6 |  | 49.6 | 49.6 | 2.5 | N |  |  | OP | X | 9 | 2008 | 2008 |  |  | N | IPP Non-CHP | IPP | IPP | 2 | X | WND | Renewable | 49.6 | 0 | 1 | 0
Operable | 55901 | Osceola Windpower LLC |  | 56645 | Osceola Windpower LLC | IA | Vertical | Osceola | CL25 | Onshore Wind Turbine | WT |  | S | X | X |  |  | 98.2 |  | 98.2 | 98.2 | 5 | N |  |  | OP | X | 7 | 2008 | 2008 |  |  | N | IPP Non-CHP | IPP | IPP | 2 | X | WND | Renewable | 98.2 | 0 | 1 | 0
Operable | 60610 | OSLH, LLC |  | 60976 | OSLH, LLC | OR | Vertical | Deschutes | PV1 | Solar Photovoltaic | PV |  | S | X | X |  |  | 9.9 |  | 9.9 | 9.9 |  | N |  |  | OP | X | 12 | 2016 | 2016 |  |  | N | IPP Non-CHP | IPP | IPP | 2 | X | SUN | Renewable | 9.9 | 0 | 1 | 0
Operable | 14240 | Oswego City of |  | 2574 | High Dam | NY | Restructured | Oswego | 1 | Conventional Hydroelectric | HY |  | S | X | X |  |  | 2.8 | 1 | 2.2 | 2.2 | 0.7 | N |  |  | OP | X | 8 | 1928 | Pre-2000 |  |  | N | Electric Utility | Utility | Municipal | 1 | X | WAT | Renewable | 2.8 | 0 | 1 | 0
Operable | 14240 | Oswego City of |  | 2574 | High Dam | NY | Restructured | Oswego | 2 | Conventional Hydroelectric | HY |  | S | X | X |  |  | 2.8 | 1 | 2.2 | 2.2 | 0.7 | N |  |  | OP | X | 8 | 1928 | Pre-2000 |  |  | N | Electric Utility | Utility | Municipal | 1 | X | WAT | Renewable | 2.8 | 0 | 1 | 0
Operable | 14240 | Oswego City of |  | 2574 | High Dam | NY | Restructured | Oswego | 3 | Conventional Hydroelectric | HY |  | S | X | X |  |  | 2.8 | 1 | 2.2 | 2.2 | 0.7 | N |  |  | OP | X | 8 | 1928 | Pre-2000 |  |  | N | Electric Utility | Utility | Municipal | 1 | X | WAT | Renewable | 2.8 | 0 | 1 | 0
Operable | 14240 | Oswego City of |  | 2574 | High Dam | NY | Restructured | Oswego | 4 | Conventional Hydroelectric | HY |  | S | X | X |  |  | 3.5 | 1 | 2.2 | 2.2 | 0.7 | N |  |  | OP | X | 8 | 1949 | Pre-2000 |  |  | N | Electric Utility | Utility | Municipal | 1 | X | WAT | Renewable | 3.5 | 0 | 1 | 0
Operable | 14222 | Oswego County |  | 50907 | Oswego County Energy Recovery | NY | Restructured | Oswego | UNT1 | Municipal Solid Waste | ST |  | S | X | X |  |  | 1.8 | 0.8 | 1.7 | 1.7 | 0.4 | N |  |  | OP | X | 2 | 1986 | Pre-2000 |  |  | Y | Commercial CHP | Customer Sited | Other | 5 | B | MSW | Renewable | 1.8 | 0 | 1 | 0
Operable | 14222 | Oswego County |  | 50907 | Oswego County Energy Recovery | NY | Restructured | Oswego | UNT2 | Municipal Solid Waste | ST |  | S | X | X |  |  | 1.8 | 0.8 | 1.7 | 1.7 | 0.4 | N |  |  | OP | X | 2 | 1986 | Pre-2000 |  |  | Y | Commercial CHP | Customer Sited | Other | 5 | B | MSW | Renewable | 1.8 | 0 | 1 | 0
Operable | 64701 | Oswego Harbor Power |  | 2594 | Oswego Harbor Power | NY | Restructured | Oswego | ST5 | Petroleum Liquids | ST |  | W | X | X |  |  | 901.8 | 0.925 | 807 | 812 | 150 | N |  |  | OP | X | 6 | 1975 | Pre-2000 |  |  | N | IPP Non-CHP | IPP | IPP | 2 | X | RFO | Non-Renewable | 0 | 901.8 | 0 | 1
Operable | 64701 | Oswego Harbor Power |  | 2594 | Oswego Harbor Power | NY | Restructured | Oswego | ST6 | Petroleum Liquids | ST |  | W | X | X |  |  | 901.8 | 0.925 | 808.2 | 808.7 | 150 | N |  |  | OP | X | 12 | 1979 | Pre-2000 |  |  | N | IPP Non-CHP | IPP | IPP | 2 | X | RFO | Non-Renewable | 0 | 901.8 | 0 | 1 | NG
Operable | 14274 | Otay Mesa Energy Center LLC |  | 55345 | Otay Mesa Generating Project | CA | Vertical | San Diego | 2025-01-01 | Natural Gas Fired Combined Cycle | CT | CC1 | S | X | N |  |  | 198.9 | 0.85 | 159 | 166 | 85 | N |  |  | OP | X | 10 | 2009 | 2009 |  |  | N | IPP Non-CHP | IPP | IPP | 2 | X | NG | Non-Renewable | 0 | 198.9 | 0 | 1
Operable | 14274 | Otay Mesa Energy Center LLC |  | 55345 | Otay Mesa Generating Project | CA | Vertical | San Diego | 2025-01-02 | Natural Gas Fired Combined Cycle | CT | CC1 | S | X | N |  |  | 198.9 | 0.85 | 159 | 166 | 85 | N |  |  | OP | X | 10 | 2009 | 2009 |  |  | N | IPP Non-CHP | IPP | IPP | 2 | X | NG | Non-Renewable | 0 | 198.9 | 0 | 1
Operable | 14274 | Otay Mesa Energy Center LLC |  | 55345 | Otay Mesa Generating Project | CA | Vertical | San Diego | 2025-01-03 | Natural Gas Fired Combined Cycle | CA | CC1 | S | Y | X |  |  | 290.7 | 0.9 | 258 | 261 | 50 | N |  |  | OP | X | 10 | 2009 | 2009 |  |  | N | IPP Non-CHP | IPP | IPP | 2 | X | NG | Non-Renewable | 0 | 290.7 | 0 | 1
Operable | 61756 | Otis Elevator Company |  | 62228 | Otis Elevator Company Solar | SC | Vertical | Florence | O1614 | Solar Photovoltaic | PV |  | S | X | X |  |  | 1 |  | 1 | 1 |  | N |  |  | OP | X | 5 | 2018 | 2018 |  |  | N | Industrial Non-CHP | Customer Sited | Other | 6 | X | SUN | Renewable | 1 | 0 | 1 | 0
Operable | 55703 | Otsego Paper Inc |  | 55799 | Otsego Mill Power Plant | MI | Vertical | Allegan | NRTH | Natural Gas Fired Combustion Turbine | GT |  | S | X | X |  |  | 10.6 | 0.88 | 8.8 | 10.5 | 0.5 | N |  |  | OP | X | 11 | 1995 | Pre-2000 |  |  | Y | Industrial CHP | Customer Sited | Other | 7 | T | NG | Non-Renewable | 0 | 10.6 | 0 | 1
Operable | 55703 | Otsego Paper Inc |  | 55799 | Otsego Mill Power Plant | MI | Vertical | Allegan | SOTH | Natural Gas Fired Combustion Turbine | GT |  | S | X | X |  |  | 10.6 | 0.88 | 8.8 | 10.5 | 0.5 | N |  |  | OP | X | 11 | 1995 | Pre-2000 |  |  | Y | Industrial CHP | Customer Sited | Other | 7 | T | NG | Non-Renewable | 0 | 10.6 | 0 | 1
Operable | 58093 | Otter Creek Ethanol LLC - Poet Ashton |  | 58138 | Otter Creek Ethanol Poet - Ashton | IA | Vertical | Osceola | 1 | Natural Gas Fired Combustion Turbine | GT |  | S | X | X |  |  | 7.5 | 0.96 | 5.5 | 9 | 3 | N |  |  | OP | X | 3 | 2004 | 2004 |  |  | Y | Industrial CHP | Customer Sited | Other | 7 | T | NG | Non-Renewable | 0 | 7.5 | 0 | 1
Operable | 62739 | Otter River Road Solar LLC |  | 62870 | Gardner - Otter River Road | MA | Restructured | Worcester | 79711 | Solar Photovoltaic | PV |  | S | X | X |  |  | 2.5 |  | 2.5 | 2.5 |  | N |  |  | OP | X | 10 | 2019 | 2019 |  |  | N | IPP Non-CHP | IPP | IPP | 2 | X | SUN | Renewable | 2.5 | 0 | 1 | 0
Operable | 14232 | Otter Tail Power Co |  | 1943 | Hoot Lake | MN | Vertical | Otter Tail | H1 | Conventional Hydroelectric | HY |  | S | X | X |  |  | 1 | 0.8 | 0.8 | 0.8 | 0 | N |  |  | OP | X | 9 | 1914 | Pre-2000 |  |  | N | Electric Utility | Utility | Investor Owned Utility | 1 | X | WAT | Renewable | 1 | 0 | 1 | 0
Operable | 14232 | Otter Tail Power Co |  | 2801 | Jamestown | ND | Vertical | Stutsman | 1 | Petroleum Liquids | GT |  | S | X | X | OTP.JMSPK1 | OTP.JMSPK1 | 24.1 | 0.9 | 20.2 | 28 | 6 | N |  |  | SB | Y | 5 | 1976 | Pre-2000 |  |  | N | Electric Utility | Utility | Investor Owned Utility | 1 | X | DFO | Non-Renewable | 0 | 24.1 | 0 | 1
Operable | 14232 | Otter Tail Power Co |  | 2801 | Jamestown | ND | Vertical | Stutsman | 2 | Petroleum Liquids | GT |  | S | X | X | OTP.JMSPK2 | OTP.JMSPK2 | 24.1 | 0.9 | 20.4 | 25.9 | 6 | N |  |  | SB | Y | 12 | 1978 | Pre-2000 |  |  | N | Electric Utility | Utility | Investor Owned Utility | 1 | X | DFO | Non-Renewable | 0 | 24.1 | 0 | 1
Operable | 14232 | Otter Tail Power Co |  | 3352 | Lake Preston | SD | Vertical | Kingsbury | 1A | Petroleum Liquids | GT |  | S | X | X | OTP.HETLA | OTP.HETLA | 24.1 | 0.9 | 18.9 | 24.4 | 6 | N |  |  | SB | Y | 6 | 1978 | Pre-2000 |  |  | N | Electric Utility | Utility | Investor Owned Utility | 1 | X | DFO | Non-Renewable | 0 | 24.1 | 0 | 1
Operable | 14232 | Otter Tail Power Co |  | 6098 | Big Stone | SD | Vertical | Grant | 1 | Conventional Steam Coal | ST |  | J | X | X | OTP.BIGSTON1 | OTP.BIGSTON1 | 450 | 0.9 | 475 | 475 | 125 | N |  |  | OP | X | 5 | 1975 | Pre-2000 |  |  | Y | Electric Utility | Utility | Investor Owned Utility | 1 | T | SUB | Non-Renewable | 0 | 450 | 0 | 1 | DFO | AB
Operable | 14232 | Otter Tail Power Co |  | 6098 | Big Stone | SD | Vertical | Grant | D1 | Petroleum Liquids | IC |  | J | X | X |  |  | 1 | 0.8 | 0.6 | 0.6 | 0.1 | N |  |  | SB | Y | 5 | 1975 | Pre-2000 |  |  | N | Electric Utility | Utility | Investor Owned Utility | 1 | X | DFO | Non-Renewable | 0 | 1 | 0 | 1
Operable | 14232 | Otter Tail Power Co |  | 7947 | Solway CT | MN | Vertical | Beltrami | 1 | Natural Gas Fired Combustion Turbine | GT |  | S | X | X | OTP.SLWAY01 | OTP.SLWAY01 | 50 | 0.85 | 42.3 | 50 | 15 | N |  |  | OP | X | 5 | 2003 | 2003 |  |  | N | Electric Utility | Utility | Investor Owned Utility | 1 | X | NG | Non-Renewable | 0 | 50 | 0 | 1 | DFO
Operable | 14232 | Otter Tail Power Co |  | 7947 | Solway CT | MN | Vertical | Beltrami | D1 | Petroleum Liquids | IC |  | S | X | X |  |  | 1.3 | 0.8 | 1.3 | 1.3 | 0.1 | N |  |  | OP | X | 8 | 2005 | 2005 |  |  | N | Electric Utility | Utility | Investor Owned Utility | 1 | X | DFO | Non-Renewable | 0 | 1.3 | 0 | 1
Operable | 14232 | Otter Tail Power Co |  | 8222 | Coyote | ND | Vertical | Mercer | 1 | Conventional Steam Coal | ST |  | J | X | X | OTP.COYOT1 | OTP.COYOT1 | 450 | 0.9 | 427 | 427 | 150 | N |  |  | OP | X | 5 | 1981 | Pre-2000 |  |  | N | Electric Utility | Utility | Investor Owned Utility | 1 | X | LIG | Non-Renewable | 0 | 450 | 0 | 1
Operable | 14232 | Otter Tail Power Co |  | 57031 | Luverne Wind Energy Center | ND | Vertical | Steele | 1 | Onshore Wind Turbine | WT |  | S | X | X | OTP.MPWR | OTP.MPWR | 49.5 |  | 49.5 | 49.5 | 0.1 | N |  |  | OP | X | 9 | 2009 | 2009 |  |  | N | Electric Utility | Utility | Investor Owned Utility | 1 | X | WND | Renewable | 49.5 | 0 | 1 | 0
Operable | 14232 | Otter Tail Power Co |  | 57032 | Ashtabula Wind Energy Center | ND | Vertical | Barnes | 1 | Onshore Wind Turbine | WT |  | S | X | X | OTP.ASHTABULA | OTP.ASHTABULA | 48 |  | 48 | 48 | 0.1 | N |  |  | OP | X | 10 | 2008 | 2008 |  |  | N | Electric Utility | Utility | Investor Owned Utility | 1 | X | WND | Renewable | 48 | 0 | 1 | 0
Operable | 14232 | Otter Tail Power Co |  | 57033 | Langdon Wind Energy Center | ND | Vertical | Cavalier | 1 | Onshore Wind Turbine | WT |  | S | X | X | OTP.LANGDN1 | OTP.LANGDN1 | 40.5 |  | 40.5 | 40.5 | 0.1 | N |  |  | OP | X | 12 | 2007 | 2007 |  |  | N | Electric Utility | Utility | Investor Owned Utility | 1 | X | WND | Renewable | 40.5 | 0 | 1 | 0
Operable | 14232 | Otter Tail Power Co |  | 57048 | Merricourt Wind Energy Center | ND | Vertical | McIntosh | 1 | Onshore Wind Turbine | WT |  | S | X | X | MDU.MERICOURT | MDU.MERICOURT | 150 |  | 150 | 150 | 2 | N |  |  | OP | X | 12 | 2020 | 2020 |  |  | N | Electric Utility | Utility | Investor Owned Utility | 1 | X | WND | Renewable | 150 | 0 | 1 | 0
Operable | 14232 | Otter Tail Power Co |  | 57387 | Ashtabula Wind III LLC | ND | Vertical | Barnes | GE16 | Onshore Wind Turbine | WT |  | S | X | X |  |  | 62.4 |  | 62.4 | 62.4 | 3.1 | N |  |  | OP | X | 12 | 2010 | 2010 |  |  | N | Electric Utility | Utility | Investor Owned Utility | 1 | X | WND | Renewable | 62.4 | 0 | 1 | 0
Operable | 14232 | Otter Tail Power Co |  | 61144 | Astoria Station | SD | Vertical | Deuel | 1 | Natural Gas Fired Combustion Turbine | GT |  | S | X | X | OTP.ASTORIA | OTP.ASTORIA | 349 | 0.85 | 242.7 | 288.8 | 142 | N |  |  | OP | X | 4 | 2021 | 2021 |  |  | N | Electric Utility | Utility | Investor Owned Utility | 1 | X | NG | Non-Renewable | 0 | 349 | 0 | 1
Operable | 14232 | Otter Tail Power Co |  | 65066 | Hoot Lake Solar | MN | Vertical | Otter Tail | 1 | Solar Photovoltaic | PV |  | S | X | X | OTP.HLSOLAR | OTP.HLSOLAR | 49.9 | 0.95 | 49.9 | 49.9 |  | N |  |  | OP | X | 8 | 2023 | 2023 |  |  | N | Electric Utility | Utility | Investor Owned Utility | 1 | X | SUN | Renewable | 49.9 | 0 | 1 | 0
Operable | 14236 | Ottumwa City of |  | 1173 | Ottumwa City of | IA | Vertical | Wapello | 1 | Conventional Hydroelectric | HY |  | S | X | X |  |  | 1 | 0.8 | 1 | 1 | 0.5 | N |  |  | OS | X | 8 | 1931 | Pre-2000 |  |  | N | Electric Utility | Utility | Municipal | 1 | X | WAT | Renewable | 1 | 0 | 1 | 0
Operable | 14236 | Ottumwa City of |  | 1173 | Ottumwa City of | IA | Vertical | Wapello | 2 | Conventional Hydroelectric | HY |  | S | X | X |  |  | 1.2 | 0.8 | 1.2 | 1.2 | 0.3 | N |  |  | OP | X | 8 | 1931 | Pre-2000 |  |  | N | Electric Utility | Utility | Municipal | 1 | X | WAT | Renewable | 1.2 | 0 | 1 | 0
Operable | 14236 | Ottumwa City of |  | 1173 | Ottumwa City of | IA | Vertical | Wapello | 3 | Conventional Hydroelectric | HY |  | S | X | X |  |  | 1 | 0.8 | 1 | 1 | 0.3 | N |  |  | OP | X | 8 | 1931 | Pre-2000 |  |  | N | Electric Utility | Utility | Municipal | 1 | X | WAT | Renewable | 1 | 0 | 1 | 0
Operable | 58083 | Outback Solar, LLC |  | 58131 | Outback Solar At Christmas Valley | OR | Vertical | Lake | PV1 | Solar Photovoltaic | PV |  | S | X | X |  |  | 4.4 |  | 4.4 | 4.4 |  | N |  |  | OP | X | 10 | 2012 | 2012 |  |  | N | IPP Non-CHP | IPP | IPP | 2 | X | SUN | Renewable | 4.4 | 0 | 1 | 0
Operable | 62112 | Overlook Medical Center |  | 62622 | Overlook Medical Center | NJ | Restructured | Union | CHPS3 | Petroleum Liquids | IC |  | S | X | X |  |  | 2 | 0.7 | 2 | 2 | 0.3 | N |  |  | SB | N | 1 | 2012 | 2012 |  |  | Y | Commercial CHP | Customer Sited | Other | 5 | T | DFO | Non-Renewable | 0 | 2 | 0 | 1
Operable | 66074 | Overlook Solar Partners, LLC |  | 67194 | ME - EDFR - Phase I - Bristol | ME | Restructured | Lincoln | BRIST | Solar Photovoltaic | PV |  | S | X | X |  |  | 5 |  | 5 | 5 |  | N |  |  | OP | X | 12 | 2023 | 2023 |  |  | N | IPP Non-CHP | IPP | IPP | 2 | X | SUN | Renewable | 5 | 0 | 1 | 0
Operable | 65734 | Overman Solar, LLC |  | 66721 | Overman Solar | NC | Vertical | Wayne | OVRMN | Solar Photovoltaic | PV |  | S | X | X |  |  | 5 |  | 5 | 5 |  | N |  |  | OP | X | 12 | 2021 | 2021 |  |  | N | IPP Non-CHP | IPP | IPP | 2 | X | SUN | Renewable | 5 | 0 | 1 | 0
Operable | 59916 | Owen Solar LLC |  | 58742 | Owen Solar | NC | Vertical | Catawba | PV1 | Solar Photovoltaic | PV |  | S | X | X |  |  | 5 |  | 5 | 5 |  | N |  |  | OP | X | 4 | 2016 | 2016 |  |  | N | IPP Non-CHP | IPP | IPP | 2 | X | SUN | Renewable | 5 | 0 | 1 | 0
Operable | 63110 | Owlville Creek Solar 2, LLC |  | 63340 | Owlville Creek Solar 2, LLC | NY | Restructured | Madison | 20660 | Batteries | BA |  | S | X | X |  |  | 3 |  | 3 | 3 |  | N |  |  | OP | X | 7 | 2022 | 2022 |  |  | N | IPP Non-CHP | IPP | IPP | 2 | X | MWH | Other | 0 | 0 | 0 | 0
Operable | 63110 | Owlville Creek Solar 2, LLC |  | 63340 | Owlville Creek Solar 2, LLC | NY | Restructured | Madison | 6609 | Solar Photovoltaic | PV |  | S | X | X |  |  | 5 |  | 5 | 4 |  | N |  |  | OP | X | 12 | 2020 | 2020 |  |  | N | IPP Non-CHP | IPP | IPP | 2 | X | SUN | Renewable | 5 | 0 | 1 | 0
Operable | 63111 | Owlville Creek Solar, LLC |  | 63341 | Owlville Creek Solar, LLC | NY | Restructured | Madison | 20660 | Batteries | BA |  | S | X | X |  |  | 3 |  | 3 | 3 |  | N |  |  | OP | X | 7 | 2022 | 2022 |  |  | N | IPP Non-CHP | IPP | IPP | 2 | X | MWH | Other | 0 | 0 | 0 | 0
Operable | 63111 | Owlville Creek Solar, LLC |  | 63341 | Owlville Creek Solar, LLC | NY | Restructured | Madison | 6608 | Solar Photovoltaic | PV |  | S | X | X |  |  | 5 |  | 5 | 4 |  | N |  |  | OP | X | 12 | 2020 | 2020 |  |  | N | IPP Non-CHP | IPP | IPP | 2 | X | SUN | Renewable | 5 | 0 | 1 | 0
Operable | 14243 | Owyhee Irrigation District |  | 50360 | Michell Butte Power Project | OR | Vertical | Malheur | GEN1 | Conventional Hydroelectric | HY |  | S | X | X |  |  | 1 | 0.8 | 1 | 1 | 0.4 | N |  |  | OP | X | 5 | 1989 | Pre-2000 |  |  | N | IPP Non-CHP | IPP | IPP | 2 | X | WAT | Renewable | 1 | 0 | 1 | 0
Operable | 14243 | Owyhee Irrigation District |  | 50361 | Owyhee Dam Power Project | OR | Vertical | Malheur | GEN1 | Conventional Hydroelectric | HY |  | S | X | X |  |  | 5 | 1 | 5 | 5 | 0.8 | N |  |  | OP | X | 8 | 1985 | Pre-2000 |  |  | N | IPP Non-CHP | IPP | IPP | 2 | X | WAT | Renewable | 5 | 0 | 1 | 0
Operable | 14243 | Owyhee Irrigation District |  | 50362 | Tunnel 1 Power Project | OR | Vertical | Malheur | GEN1 | Conventional Hydroelectric | HY |  | S | X | X |  |  | 8.5 | 1 | 8.5 | 8.5 | 1 | N |  |  | OP | X | 6 | 1993 | Pre-2000 |  |  | N | IPP Non-CHP | IPP | IPP | 2 | X | WAT | Renewable | 8.5 | 0 | 1 | 0
Operable | 58653 | Oxbow Creek Energy LLC |  | 58714 | Oxbow Creek | PA | Restructured | Wyoming | GEN1 | Natural Gas Internal Combustion Engine | IC |  | S | X | X | 2156110331 | 2156110331 | 4.4 | 0.8 | 4.2 | 4.2 | 2 | N |  |  | OP | X | 12 | 2019 | 2019 |  |  | N | IPP Non-CHP | IPP | IPP | 2 | X | NG | Non-Renewable | 0 | 4.4 | 0 | 1
Operable | 58653 | Oxbow Creek Energy LLC |  | 58714 | Oxbow Creek | PA | Restructured | Wyoming | GEN2 | Natural Gas Internal Combustion Engine | IC |  | S | X | X | 2156110331 | 2156110331 | 4.4 | 0.8 | 4.2 | 4.2 | 2 | N |  |  | OP | X | 12 | 2019 | 2019 |  |  | N | IPP Non-CHP | IPP | IPP | 2 | X | NG | Non-Renewable | 0 | 4.4 | 0 | 1
Operable | 58653 | Oxbow Creek Energy LLC |  | 58714 | Oxbow Creek | PA | Restructured | Wyoming | GEN3 | Natural Gas Internal Combustion Engine | IC |  | S | X | X | 2156110331 | 2156110331 | 4.4 | 0.8 | 4.2 | 4.2 | 2 | N |  |  | OP | X | 12 | 2019 | 2019 |  |  | N | IPP Non-CHP | IPP | IPP | 2 | X | NG | Non-Renewable | 0 | 4.4 | 0 | 1
Operable | 58653 | Oxbow Creek Energy LLC |  | 58714 | Oxbow Creek | PA | Restructured | Wyoming | GEN4 | Natural Gas Internal Combustion Engine | IC |  | S | X | X | 2156110331 | 2156110331 | 4.4 | 0.8 | 4.2 | 4.2 | 2 | N |  |  | OP | X | 12 | 2019 | 2019 |  |  | N | IPP Non-CHP | IPP | IPP | 2 | X | NG | Non-Renewable | 0 | 4.4 | 0 | 1
Operable | 58653 | Oxbow Creek Energy LLC |  | 58714 | Oxbow Creek | PA | Restructured | Wyoming | GEN5 | Natural Gas Internal Combustion Engine | IC |  | S | X | X | 2156110331 | 2156110331 | 4.4 | 0.8 | 4.2 | 4.2 | 2 | N |  |  | OP | X | 12 | 2019 | 2019 |  |  | N | IPP Non-CHP | IPP | IPP | 2 | X | NG | Non-Renewable | 0 | 4.4 | 0 | 1
Operable | 22045 | Oxnard City of |  | 50224 | Oxnard Wastewater Treatment Plant | CA | Vertical | Ventura | 7610 | Other Waste Biomass | IC |  | S | X | X |  |  | 0.5 | 0.8 | 0.4 | 0.4 | 0.4 | N |  |  | OP | X | 8 | 1981 | Pre-2000 |  |  | Y | Commercial CHP | Customer Sited | Other | 5 | T | OBG | Renewable | 0.5 | 0 | 1 | 0 | NG | PG
Operable | 22045 | Oxnard City of |  | 50224 | Oxnard Wastewater Treatment Plant | CA | Vertical | Ventura | 7710 | Other Waste Biomass | IC |  | S | X | X |  |  | 0.5 | 0.8 | 0.4 | 0.4 | 0.4 | N |  |  | OP | X | 8 | 1981 | Pre-2000 |  |  | Y | Commercial CHP | Customer Sited | Other | 5 | T | OBG | Renewable | 0.5 | 0 | 1 | 0 | NG | PG
Operable | 22045 | Oxnard City of |  | 50224 | Oxnard Wastewater Treatment Plant | CA | Vertical | Ventura | 7810 | Other Waste Biomass | IC |  | S | X | X |  |  | 0.5 | 0.8 | 0.4 | 0.4 | 0.4 | N |  |  | OP | X | 8 | 1981 | Pre-2000 |  |  | Y | Commercial CHP | Customer Sited | Other | 5 | T | OBG | Renewable | 0.5 | 0 | 1 | 0 | NG | PG
Operable | 65704 | Oxon Run Community Renewable Energy Facility |  | 66698 | Oxon Run CREF | DC | Restructured | District of Columbia | OCREF | Solar Photovoltaic | PV |  | W | X | X |  |  | 2 |  | 2 | 2 |  | N |  |  | OP | X | 12 | 2021 | 2021 |  |  | N | Electric Utility | Utility | Municipal | 1 | X | SUN | Renewable | 2 | 0 | 1 | 0
Operable | 63183 | Oxy Renewable Energy LLC |  | 63388 | Oxy Renewable Energy - Goldsmith | TX | Restructured | Ector | SOLAR | Solar Photovoltaic | PV |  | S | X | X | ERCOT LZ WEST |  | 16.8 | 1 | 16.8 | 11.8 |  | N |  |  | OP | X | 5 | 2020 | 2020 |  |  | N | IPP Non-CHP | IPP | IPP | 2 | X | SUN | Renewable | 16.8 | 0 | 1 | 0
Operable | 14254 | Oxy Vinyls LP |  | 50043 | Houston Chemical Complex Battleground | TX | Restructured | Harris | GT1 | Natural Gas Fired Combined Cycle | CT | CC1 | S | X | N | DIB | DIB | 104.2 | 0.9 | 66 | 74 | 52 | N |  |  | OP | X | 5 | 1982 | Pre-2000 |  |  | Y | Industrial CHP | Customer Sited | Other | 7 | T | NG | Non-Renewable | 0 | 104.2 | 0 | 1
Operable | 14254 | Oxy Vinyls LP |  | 50043 | Houston Chemical Complex Battleground | TX | Restructured | Harris | GT2 | Natural Gas Fired Combined Cycle | CT | CC1 | S | X | N | DIB | DIB | 104.2 | 0.9 | 66 | 74 | 52 | N |  |  | OP | X | 6 | 1982 | Pre-2000 |  |  | Y | Industrial CHP | Customer Sited | Other | 7 | T | NG | Non-Renewable | 0 | 104.2 | 0 | 1
Operable | 14254 | Oxy Vinyls LP |  | 50043 | Houston Chemical Complex Battleground | TX | Restructured | Harris | GT3 | Natural Gas Fired Combined Cycle | CT | CC1 | S | X | N | DIB | DIB | 84.9 | 0.9 | 69 | 78 | 55 | N |  |  | OP | X | 6 | 2005 | 2005 |  |  | Y | Industrial CHP | Customer Sited | Other | 7 | T | NG | Non-Renewable | 0 | 84.9 | 0 | 1
Operable | 14254 | Oxy Vinyls LP |  | 50043 | Houston Chemical Complex Battleground | TX | Restructured | Harris | ST | Natural Gas Fired Combined Cycle | CA | CC1 | S | Y | X | DIB | DIB | 87.4 | 0.85 | 62 | 74 | 25 | N |  |  | OP | X | 8 | 1982 | Pre-2000 |  |  | Y | Industrial CHP | Customer Sited | Other | 7 | T | NG | Non-Renewable | 0 | 87.4 | 0 | 1
Operable | 63710 | OYA 2643 Moore Road LLC |  | 64091 | Moore Road Community Solar | NY | Restructured | Niagara | MROCS | Solar Photovoltaic | PV |  | S | X | X |  |  | 5 | 1 | 5 | 5 |  | N |  |  | OP | X | 12 | 2019 | 2019 |  |  | N | IPP Non-CHP | IPP | IPP | 2 | X | SUN | Renewable | 5 | 0 | 1 | 0
Operable | 63708 | OYA Blanchard Road 2 LLC |  | 64087 | Blanchard Road 2 Community Solar | NY | Restructured | Jefferson | BR2CS | Solar Photovoltaic | PV |  | S | X | X |  |  | 5 |  | 5 | 5 |  | N |  |  | OP | X | 12 | 2019 | 2019 |  |  | N | IPP Non-CHP | IPP | IPP | 2 | X | SUN | Renewable | 5 | 0 | 1 | 0
Operable | 63708 | OYA Blanchard Road 2 LLC |  | 64087 | Blanchard Road 2 Community Solar | NY | Restructured | Jefferson | BR2S | Batteries | BA |  | S | X | X |  |  | 5 |  | 5 | 5 |  | N |  |  | OP | X | 12 | 2019 | 2019 |  |  | N | IPP Non-CHP | IPP | IPP | 2 | X | MWH | Other | 0 | 0 | 0 | 0
Operable | 63707 | OYA Blanchard Road LLC |  | 64084 | Blanchard Road 1 Community Solar | NY | Restructured | Jefferson | BR1CS | Solar Photovoltaic | PV |  | S | X | X |  |  | 5 |  | 5 | 5 |  | N |  |  | OP | X | 12 | 2019 | 2019 |  |  | N | IPP Non-CHP | IPP | IPP | 2 | X | SUN | Renewable | 5 | 0 | 1 | 0
Operable | 63707 | OYA Blanchard Road LLC |  | 64084 | Blanchard Road 1 Community Solar | NY | Restructured | Jefferson | BR1S | Batteries | BA |  | S | X | X |  |  | 5 |  | 5 | 5 |  | N |  |  | OP | X | 12 | 2019 | 2019 |  |  | N | IPP Non-CHP | IPP | IPP | 2 | X | MWH | Other | 0 | 0 | 0 | 0
Operable | 64768 | OYA Church Road A LLC |  | 65459 | OYA Church Road | NY | Restructured | Onondaga | NY005 | Solar Photovoltaic | PV |  | S | X | X |  |  | 5 |  | 5 | 5 |  | N |  |  | OP | X | 12 | 2022 | 2022 |  |  | N | IPP Non-CHP | IPP | IPP | 2 | X | SUN | Renewable | 5 | 0 | 1 | 0
Operable | 63711 | OYA Great Lakes Seaway LLC |  | 64092 | Great Lakes Seaway Community Solar | NY | Restructured | Jefferson | GLSCS | Solar Photovoltaic | PV |  | S | X | X |  |  | 5 |  | 5 | 5 |  | N |  |  | OP | X | 12 | 2019 | 2019 |  |  | N | IPP Non-CHP | IPP | IPP | 2 | X | SUN | Renewable | 5 | 0 | 1 | 0
Operable | 63711 | OYA Great Lakes Seaway LLC |  | 64092 | Great Lakes Seaway Community Solar | NY | Restructured | Jefferson | GLSS | Batteries | BA |  | S | X | X |  |  | 5 |  | 5 | 5 |  | N |  |  | OP | X | 12 | 2019 | 2019 |  |  | N | IPP Non-CHP | IPP | IPP | 2 | X | MWH | Other | 0 | 0 | 0 | 0
Operable | 64767 | OYA Main Street LLC |  | 65436 | OYA Main Street | NY | Restructured | Livingston | NY006 | Solar Photovoltaic | PV |  | S | X | X |  |  | 5 |  | 5 | 5 |  | N |  |  | OP | X | 12 | 2022 | 2022 |  |  | N | IPP Non-CHP | IPP | IPP | 2 | X | SUN | Renewable | 5 | 0 | 1 | 0
Operable | 63709 | OYA NYS Rte 12 LLC |  | 64090 | NYS Rte 12 Community Solar | NY | Restructured | Jefferson | NR12S | Batteries | BA |  | S | X | X |  |  | 5 |  | 5 | 5 |  | N |  |  | OP | X | 12 | 2019 | 2019 |  |  | N | IPP Non-CHP | IPP | IPP | 2 | X | MWH | Other | 0 | 0 | 0 | 0
Operable | 63709 | OYA NYS Rte 12 LLC |  | 64090 | NYS Rte 12 Community Solar | NY | Restructured | Jefferson | NYR12 | Solar Photovoltaic | PV |  | S | X | X |  |  | 5 |  | 5 | 5 |  | N |  |  | OP | X | 12 | 2019 | 2019 |  |  | N | IPP Non-CHP | IPP | IPP | 2 | X | SUN | Renewable | 5 | 0 | 1 | 0
Operable | 64766 | OYA Pulaski LLC |  | 65435 | OYA Pulaski | NY | Restructured | Oswego | NY004 | Solar Photovoltaic | PV |  | S | X | X |  |  | 3.5 |  | 3.5 | 3.5 |  | N |  |  | OP | X | 11 | 2022 | 2022 |  |  | N | IPP Non-CHP | IPP | IPP | 2 | X | SUN | Renewable | 3.5 | 0 | 1 | 0
Operable | 64700 | OYA Robinson Road, LLC |  | 65378 | OYA Robinson Road | NY | Restructured | Jefferson | NY002 | Solar Photovoltaic | PV |  | S | X | X |  |  | 5 |  | 5 | 5 |  | N |  |  | OP | X | 6 | 2022 | 2022 |  |  | N | IPP Non-CHP | IPP | IPP | 2 | X | SUN | Renewable | 5 | 0 | 1 | 0
Operable | 64699 | OYA State Route 122, LLC |  | 65379 | OYA State Route 122 | NY | Restructured | Franklin | NY001 | Solar Photovoltaic | PV |  | S | X | X |  |  | 4.5 |  | 4.5 | 4.5 |  | N |  |  | OP | X | 12 | 2021 | 2021 |  |  | N | IPP Non-CHP | IPP | IPP | 2 | X | SUN | Renewable | 4.5 | 0 | 1 | 0
Operable | 64765 | OYA Wayside Drive LLC |  | 65434 | OYA Wayside Drive | NY | Restructured | Jefferson | NY003 | Solar Photovoltaic | PV |  | S | X | X |  |  | 5 |  | 5 | 5 |  | N |  |  | OP | X | 10 | 2022 | 2022 |  |  | N | IPP Non-CHP | IPP | IPP | 2 | X | SUN | Renewable | 5 | 0 | 1 | 0
Operable | 14289 | Ozarks Electric Coop Corp - (AR) |  | 60924 | Ozarks Natural Energy Community Solar | AR | Vertical | Washington | GEN1 | Solar Photovoltaic | PV |  | W | X | X |  |  | 1 |  | 1 | 1 |  | N |  |  | OP | X | 4 | 2016 | 2016 |  |  | N | Electric Utility | Utility | Cooperative | 1 | X | SUN | Renewable | 1 | 0 | 1 | 0
Operable | 63804 | Pacific Energy Solutions, LLC |  | 64190 | Waipio Peninsula | HI | Vertical | Honolulu | 82803 | Solar Photovoltaic | PV |  | S | X | X |  |  | 11 |  | 10.2 | 10.2 |  | N |  |  | OP | X | 10 | 2015 | 2015 |  |  | N | IPP Non-CHP | IPP | IPP | 2 | X | SUN | Renewable | 11 | 0 | 1 | 0
Operable | 14328 | Pacific Gas & Electric Co. |  | 180 | Volta 2 | CA | Vertical | Shasta | 1 | Conventional Hydroelectric | HY |  | S | X | X | VOLTA2_7_N002 | VOLTA2_7_N002 | 1 | 0.84 | 0.9 | 0.9 | 0 | N |  |  | OP | X | 11 | 1981 | Pre-2000 |  |  | N | Electric Utility | Utility | Investor Owned Utility | 1 | X | WAT | Renewable | 1 | 0 | 1 | 0
Operable | 14328 | Pacific Gas & Electric Co. |  | 214 | Alta Powerhouse | CA | Vertical | Placer | 1 | Conventional Hydroelectric | HY |  | S | X | X | BONNIEN_7_N002 | BONNIEN_7_N002 | 1 | 1 | 1 | 1 | 0 | N |  |  | OP | X | 11 | 1902 | Pre-2000 |  |  | N | Electric Utility | Utility | Investor Owned Utility | 1 | X | WAT | Renewable | 1 | 0 | 1 | 0
Operable | 14328 | Pacific Gas & Electric Co. |  | 217 | Balch 1 | CA | Vertical | Fresno | 1 | Conventional Hydroelectric | HY |  | S | X | X | BALCH1_7_B2 | BALCH1_7_B2 | 31 | 0.94 | 31 | 31 | 0 | N |  |  | OP | X | 2 | 1927 | Pre-2000 |  |  | N | Electric Utility | Utility | Investor Owned Utility | 1 | X | WAT | Renewable | 31 | 0 | 1 | 0
Operable | 14328 | Pacific Gas & Electric Co. |  | 218 | Balch 2 | CA | Vertical | Fresno | 2 | Conventional Hydroelectric | HY |  | S | X | X | BLCH38750_7_B1 | BLCH38750_7_B1 | 48.6 | 0.9 | 52.5 | 52.5 | 0 | N |  |  | OP | X | 11 | 1958 | Pre-2000 |  |  | N | Electric Utility | Utility | Investor Owned Utility | 1 | X | WAT | Renewable | 48.6 | 0 | 1 | 0
Operable | 14328 | Pacific Gas & Electric Co. |  | 218 | Balch 2 | CA | Vertical | Fresno | 3 | Conventional Hydroelectric | HY |  | S | X | X | BLCH38751_7_B1 | BLCH38751_7_B1 | 48.6 | 0.9 | 52.5 | 52.5 | 0 | N |  |  | OP | X | 12 | 1958 | Pre-2000 |  |  | N | Electric Utility | Utility | Investor Owned Utility | 1 | X | WAT | Renewable | 48.6 | 0 | 1 | 0
Operable | 14328 | Pacific Gas & Electric Co. |  | 219 | Belden | CA | Vertical | Plumas | 1 | Conventional Hydroelectric | HY |  | S | X | X | BELDEN_7_B1 | BELDEN_7_B1 | 117.9 | 0.9 | 125 | 125 | 0 | N |  |  | OA | X | 9 | 1969 | Pre-2000 |  |  | N | Electric Utility | Utility | Investor Owned Utility | 1 | X | WAT | Renewable | 117.9 | 0 | 1 | 0
Operable | 14328 | Pacific Gas & Electric Co. |  | 220 | Bucks Creek | CA | Vertical | Plumas | H1 | Conventional Hydroelectric | HY |  | S | X | X | BUCKCK_7_PL1X2-APND | BUCKCK_7_PL1X2-APND | 33 | 1 | 32.5 | 32.5 | 0 | N |  |  | OP | X | 3 | 1928 | Pre-2000 |  |  | N | Electric Utility | Utility | Investor Owned Utility | 1 | X | WAT | Renewable | 33 | 0 | 1 | 0
Operable | 14328 | Pacific Gas & Electric Co. |  | 220 | Bucks Creek | CA | Vertical | Plumas | H2 | Conventional Hydroelectric | HY |  | S | X | X | BUCKCK_7_PL1X2-APND | BUCKCK_7_PL1X2-APND | 33 | 1 | 32.5 | 32.5 | 0 | N |  |  | OA | X | 3 | 1928 | Pre-2000 |  |  | N | Electric Utility | Utility | Investor Owned Utility | 1 | X | WAT | Renewable | 33 | 0 | 1 | 0
Operable | 14328 | Pacific Gas & Electric Co. |  | 221 | Butt Valley | CA | Vertical | Plumas | 1 | Conventional Hydroelectric | HY |  | S | X | X | BUTTVLLY_7_B1 | BUTTVLLY_7_B1 | 40 | 0.9 | 41 | 41 | 0 | N |  |  | OP | X | 12 | 1958 | Pre-2000 |  |  | N | Electric Utility | Utility | Investor Owned Utility | 1 | X | WAT | Renewable | 40 | 0 | 1 | 0
Operable | 14328 | Pacific Gas & Electric Co. |  | 222 | Caribou 1 | CA | Vertical | Plumas | 1 | Conventional Hydroelectric | HY |  | S | X | X | CARABOU_7_B12 | CARABOU_7_B12 | 23.8 | 0.9 | 25 | 25 | 0 | N |  |  | OP | X | 6 | 1921 | Pre-2000 |  |  | N | Electric Utility | Utility | Investor Owned Utility | 1 | X | WAT | Renewable | 23.8 | 0 | 1 | 0
Operable | 14328 | Pacific Gas & Electric Co. |  | 222 | Caribou 1 | CA | Vertical | Plumas | 2 | Conventional Hydroelectric | HY |  | S | X | X | CARBOU_7_PL2X3-APND | CARBOU_7_PL2X3-APND | 25 | 0.9 | 25 | 25 | 0 | N |  |  | OP | X | 6 | 1921 | Pre-2000 |  |  | N | Electric Utility | Utility | Investor Owned Utility | 1 | X | WAT | Renewable | 25 | 0 | 1 | 0
Operable | 14328 | Pacific Gas & Electric Co. |  | 222 | Caribou 1 | CA | Vertical | Plumas | 3 | Conventional Hydroelectric | HY |  | S | X | X | CARBOU_7_PL2X3-APND | CARBOU_7_PL2X3-APND | 25 | 0.9 | 25 | 25 | 0 | N |  |  | OP | X | 5 | 1924 | Pre-2000 |  |  | N | Electric Utility | Utility | Investor Owned Utility | 1 | X | WAT | Renewable | 25 | 0 | 1 | 0
Operable | 14328 | Pacific Gas & Electric Co. |  | 223 | Caribou 2 | CA | Vertical | Plumas | 4 | Conventional Hydroelectric | HY |  | S | X | X | CARBOU_7_PL4X5-APND | CARBOU_7_PL4X5-APND | 60.3 | 0.9 | 60 | 60 | 0 | N |  |  | OP | X | 11 | 1958 | Pre-2000 |  |  | N | Electric Utility | Utility | Investor Owned Utility | 1 | X | WAT | Renewable | 60.3 | 0 | 1 | 0
Operable | 14328 | Pacific Gas & Electric Co. |  | 223 | Caribou 2 | CA | Vertical | Plumas | 5 | Conventional Hydroelectric | HY |  | S | X | X | CARBOU_7_PL4X5-APND | CARBOU_7_PL4X5-APND | 57.6 | 0.9 | 60 | 60 | 0 | N |  |  | OA | X | 11 | 1958 | Pre-2000 |  |  | N | Electric Utility | Utility | Investor Owned Utility | 1 | X | WAT | Renewable | 57.6 | 0 | 1 | 0
Operable | 14328 | Pacific Gas & Electric Co. |  | 224 | Centerville PH | CA | Vertical | Butte | 1 | Conventional Hydroelectric | HY |  | S | X | X | CNTRVL12_7_N002 | CNTRVL12_7_N002 | 5.5 | 1 | 5.5 | 5.5 | 0 | N |  |  | OS | X | 5 | 1900 | Pre-2000 |  |  | N | Electric Utility | Utility | Investor Owned Utility | 1 | X | WAT | Renewable | 5.5 | 0 | 1 | 0
Operable | 14328 | Pacific Gas & Electric Co. |  | 224 | Centerville PH | CA | Vertical | Butte | 2 | Conventional Hydroelectric | HY |  | S | X | X | CNTRVL12_7_N002 | CNTRVL12_7_N002 | 0.9 | 1 | 0.9 | 0.9 | 0 | N |  |  | OS | X | 5 | 1900 | Pre-2000 |  |  | N | Electric Utility | Utility | Investor Owned Utility | 1 | X | WAT | Renewable | 0.9 | 0 | 1 | 0
Operable | 14328 | Pacific Gas & Electric Co. |  | 227 | Coleman PH | CA | Vertical | Shasta | 1 | Conventional Hydroelectric | HY |  | S | X | X | COLEMAN_7_B1 | COLEMAN_7_B1 | 12.1 | 0.9 | 13 | 13 | 0 | N |  |  | OP | X | 6 | 1979 | Pre-2000 |  |  | N | Electric Utility | Utility | Investor Owned Utility | 1 | X | WAT | Renewable | 12.1 | 0 | 1 | 0
Operable | 14328 | Pacific Gas & Electric Co. |  | 229 | Cow Creek | CA | Vertical | Shasta | 1 | Conventional Hydroelectric | HY |  | S | X | X | COWCREEK_6_N001 | COWCREEK_6_N001 | 0.7 | 0.8 | 0.9 | 0.9 | 0 | N |  |  | OP | X | 1 | 1907 | Pre-2000 | 12 | 2025 | N | Electric Utility | Utility | Investor Owned Utility | 1 | X | WAT | Renewable | 0.7 | 0 | 1 | 0
Operable | 14328 | Pacific Gas & Electric Co. |  | 229 | Cow Creek | CA | Vertical | Shasta | 2 | Conventional Hydroelectric | HY |  | S | X | X | COWCREEK_6_N001 | COWCREEK_6_N001 | 0.7 | 0.8 | 0.9 | 0.9 | 0 | N |  |  | OP | X | 1 | 1907 | Pre-2000 | 12 | 2025 | N | Electric Utility | Utility | Investor Owned Utility | 1 | X | WAT | Renewable | 0.7 | 0 | 1 | 0
Operable | 14328 | Pacific Gas & Electric Co. |  | 231 | Cresta | CA | Vertical | Butte | 1 | Conventional Hydroelectric | HY |  | S | X | X | CRESTA_7_PL1X2-APND | CRESTA_7_PL1X2-APND | 36.9 | 0.9 | 35 | 35 | 0 | N |  |  | OP | X | 11 | 1949 | Pre-2000 |  |  | N | Electric Utility | Utility | Investor Owned Utility | 1 | X | WAT | Renewable | 36.9 | 0 | 1 | 0
Operable | 14328 | Pacific Gas & Electric Co. |  | 231 | Cresta | CA | Vertical | Butte | 2 | Conventional Hydroelectric | HY |  | S | X | X | CRESTA_7_PL1X2-APND | CRESTA_7_PL1X2-APND | 36.9 | 0.9 | 35 | 35 | 0 | N |  |  | OP | X | 1 | 1950 | Pre-2000 |  |  | N | Electric Utility | Utility | Investor Owned Utility | 1 | X | WAT | Renewable | 36.9 | 0 | 1 | 0
Operable | 14328 | Pacific Gas & Electric Co. |  | 232 | De Sabla | CA | Vertical | Butte | 1 | Conventional Hydroelectric | HY |  | S | X | X | DESABLA_7_B1 | DESABLA_7_B1 | 18.4 | 0.9 | 18.5 | 18.5 | 0 | N |  |  | OP | X | 2 | 1963 | Pre-2000 |  |  | N | Electric Utility | Utility | Investor Owned Utility | 1 | X | WAT | Renewable | 18.4 | 0 | 1 | 0
Operable | 14328 | Pacific Gas & Electric Co. |  | 233 | Deer Creek PH | CA | Vertical | Nevada | 1 | Conventional Hydroelectric | HY |  | S | X | X | DEERCRK_7_B1 | DEERCRK_7_B1 | 5.5 | 0.8 | 5.7 | 5.7 | 0 | N |  |  | OP | X | 5 | 1908 | Pre-2000 |  |  | N | Electric Utility | Utility | Investor Owned Utility | 1 | X | WAT | Renewable | 5.5 | 0 | 1 | 0
Operable | 14328 | Pacific Gas & Electric Co. |  | 235 | Drum 1 | CA | Vertical | Placer | 1 | Conventional Hydroelectric | HY |  | S | X | X | DRUM_7_PL1X2-APND | DRUM_7_PL1X2-APND | 12 | 0.9 | 13.2 | 13.2 | 0 | N |  |  | OP | X | 11 | 1913 | Pre-2000 |  |  | N | Electric Utility | Utility | Investor Owned Utility | 1 | X | WAT | Renewable | 12 | 0 | 1 | 0
Operable | 14328 | Pacific Gas & Electric Co. |  | 235 | Drum 1 | CA | Vertical | Placer | 2 | Conventional Hydroelectric | HY |  | S | X | X | DRUM_7_PL1X2-APND | DRUM_7_PL1X2-APND | 12 | 0.9 | 13.2 | 13.2 | 0 | N |  |  | OP | X | 11 | 1913 | Pre-2000 |  |  | N | Electric Utility | Utility | Investor Owned Utility | 1 | X | WAT | Renewable | 12 | 0 | 1 | 0
Operable | 14328 | Pacific Gas & Electric Co. |  | 235 | Drum 1 | CA | Vertical | Placer | 3 | Conventional Hydroelectric | HY |  | S | X | X | DRUM_7_PL3X4-APND | DRUM_7_PL3X4-APND | 12 | 0.9 | 13.2 | 13.2 | 0 | N |  |  | OP | X | 4 | 1922 | Pre-2000 |  |  | N | Electric Utility | Utility | Investor Owned Utility | 1 | X | WAT | Renewable | 12 | 0 | 1 | 0
Operable | 14328 | Pacific Gas & Electric Co. |  | 235 | Drum 1 | CA | Vertical | Placer | 4 | Conventional Hydroelectric | HY |  | S | X | X | DRUM_7_PL3X4-APND | DRUM_7_PL3X4-APND | 13.2 | 0.9 | 14.4 | 14.4 | 0 | N |  |  | OP | X | 6 | 1928 | Pre-2000 |  |  | N | Electric Utility | Utility | Investor Owned Utility | 1 | X | WAT | Renewable | 13.2 | 0 | 1 | 0
Operable | 14328 | Pacific Gas & Electric Co. |  | 236 | Drum 2 | CA | Vertical | Placer | 5 | Conventional Hydroelectric | HY |  | S | X | X | DRUM5_7_B1 | DRUM5_7_B1 | 53.1 | 0.9 | 49.5 | 49.5 | 0 | N |  |  | OP | X | 12 | 1965 | Pre-2000 |  |  | N | Electric Utility | Utility | Investor Owned Utility | 1 | X | WAT | Renewable | 53.1 | 0 | 1 | 0
Operable | 14328 | Pacific Gas & Electric Co. |  | 237 | Dutch Flat | CA | Vertical | Placer | 1 | Conventional Hydroelectric | HY |  | S | X | X | DTCHFLT1_7_B1 | DTCHFLT1_7_B1 | 22 | 0.8 | 22 | 22 | 0 | N |  |  | OP | X | 3 | 1943 | Pre-2000 |  |  | N | Electric Utility | Utility | Investor Owned Utility | 1 | X | WAT | Renewable | 22 | 0 | 1 | 0
Operable | 14328 | Pacific Gas & Electric Co. |  | 239 | Electra | CA | Vertical | Amador | 1 | Conventional Hydroelectric | HY |  | S | X | X | ELECTR_7_PL1X3-APND | ELECTR_7_PL1X3-APND | 32.3 | 0.9 | 30.7 | 30.7 | 0 | N |  |  | OP | X | 6 | 1948 | Pre-2000 |  |  | N | Electric Utility | Utility | Investor Owned Utility | 1 | X | WAT | Renewable | 32.3 | 0 | 1 | 0
Operable | 14328 | Pacific Gas & Electric Co. |  | 239 | Electra | CA | Vertical | Amador | 2 | Conventional Hydroelectric | HY |  | S | X | X | ELECTR_7_PL1X3-APND | ELECTR_7_PL1X3-APND | 35.1 | 0.9 | 30.7 | 30.7 | 0 | N |  |  | OP | X | 6 | 1948 | Pre-2000 |  |  | N | Electric Utility | Utility | Investor Owned Utility | 1 | X | WAT | Renewable | 35.1 | 0 | 1 | 0
Operable | 14328 | Pacific Gas & Electric Co. |  | 239 | Electra | CA | Vertical | Amador | 3 | Conventional Hydroelectric | HY |  | S | X | X | ELECTR_7_PL1X3-APND | ELECTR_7_PL1X3-APND | 35.1 | 0.9 | 36.6 | 36.6 | 0 | N |  |  | OP | X | 6 | 1948 | Pre-2000 |  |  | N | Electric Utility | Utility | Investor Owned Utility | 1 | X | WAT | Renewable | 35.1 | 0 | 1 | 0
Operable | 14328 | Pacific Gas & Electric Co. |  | 240 | Haas | CA | Vertical | Fresno | H1 | Conventional Hydroelectric | HY |  | S | X | X | HAASPH_7_PL1X2-APND | HAASPH_7_PL1X2-APND | 67.5 | 0.9 | 72 | 72 | 0 | N |  |  | OP | X | 12 | 1958 | Pre-2000 |  |  | N | Electric Utility | Utility | Investor Owned Utility | 1 | X | WAT | Renewable | 67.5 | 0 | 1 | 0
Operable | 14328 | Pacific Gas & Electric Co. |  | 240 | Haas | CA | Vertical | Fresno | H2 | Conventional Hydroelectric | HY |  | S | X | X | HAASPH_7_PL1X2-APND | HAASPH_7_PL1X2-APND | 67.5 | 0.9 | 72 | 72 | 0 | N |  |  | OP | X | 12 | 1958 | Pre-2000 |  |  | N | Electric Utility | Utility | Investor Owned Utility | 1 | X | WAT | Renewable | 67.5 | 0 | 1 | 0
Operable | 14328 | Pacific Gas & Electric Co. |  | 241 | Halsey | CA | Vertical | Placer | 1 | Conventional Hydroelectric | HY |  | S | X | X | HALSEYF_7_B1 | HALSEYF_7_B1 | 13.6 | 0.8 | 11 | 11 | 0 | N |  |  | OA | X | 12 | 1916 | Pre-2000 |  |  | N | Electric Utility | Utility | Investor Owned Utility | 1 | X | WAT | Renewable | 13.6 | 0 | 1 | 0
Operable | 14328 | Pacific Gas & Electric Co. |  | 242 | Hamilton Branch | CA | Vertical | Plumas | 1 | Conventional Hydroelectric | HY |  | S | X | X | HAMILBR_7_N002 | HAMILBR_7_N002 | 2.6 | 0.8 | 2.4 | 2.4 | 0 | N |  |  | OS | X | 8 | 1921 | Pre-2000 |  |  | N | Electric Utility | Utility | Investor Owned Utility | 1 | X | WAT | Renewable | 2.6 | 0 | 1 | 0
Operable | 14328 | Pacific Gas & Electric Co. |  | 242 | Hamilton Branch | CA | Vertical | Plumas | 2 | Conventional Hydroelectric | HY |  | S | X | X | HAMILBR_7_N002 | HAMILBR_7_N002 | 2.7 | 0.85 | 2.4 | 2.4 | 0 | N |  |  | OS | X | 8 | 1921 | Pre-2000 |  |  | N | Electric Utility | Utility | Investor Owned Utility | 1 | X | WAT | Renewable | 2.7 | 0 | 1 | 0
Operable | 14328 | Pacific Gas & Electric Co. |  | 243 | Hat Creek 1 | CA | Vertical | Shasta | 1 | Conventional Hydroelectric | HY |  | S | X | X | HATCRK1_7_B1 | HATCRK1_7_B1 | 10 | 0.8 | 8.5 | 8.5 | 0 | N |  |  | OP | X | 8 | 1921 | Pre-2000 |  |  | N | Electric Utility | Utility | Investor Owned Utility | 1 | X | WAT | Renewable | 10 | 0 | 1 | 0
Operable | 14328 | Pacific Gas & Electric Co. |  | 244 | Hat Creek 2 | CA | Vertical | Shasta | 1 | Conventional Hydroelectric | HY |  | S | X | X | HATCRK2_7_B1 | HATCRK2_7_B1 | 10 | 0.8 | 8.5 | 8.5 | 0 | N |  |  | OP | X | 9 | 1921 | Pre-2000 |  |  | N | Electric Utility | Utility | Investor Owned Utility | 1 | X | WAT | Renewable | 10 | 0 | 1 | 0
Operable | 14328 | Pacific Gas & Electric Co. |  | 246 | Humboldt Bay | CA | Vertical | Humboldt | IC1 | Natural Gas Internal Combustion Engine | IC |  | S | X | X | HMBUNIT1_7_GN010 | HMBUNIT1_7_GN010 | 16.7 | 0.8 | 16.3 | 16.3 | 14.5 | N |  |  | OP | X | 9 | 2010 | 2010 |  |  | N | Electric Utility | Utility | Investor Owned Utility | 1 | X | NG | Non-Renewable | 0 | 16.7 | 0 | 1 | DFO | OBG
Operable | 14328 | Pacific Gas & Electric Co. |  | 246 | Humboldt Bay | CA | Vertical | Humboldt | IC10 | Natural Gas Internal Combustion Engine | IC |  | S | X | X | HMBUNIT2_7_GN010 | HMBUNIT2_7_GN010 | 16.7 | 0.8 | 16.3 | 16.3 | 14.5 | N |  |  | OP | X | 9 | 2010 | 2010 |  |  | N | Electric Utility | Utility | Investor Owned Utility | 1 | X | NG | Non-Renewable | 0 | 16.7 | 0 | 1 | DFO | OBG
Operable | 14328 | Pacific Gas & Electric Co. |  | 246 | Humboldt Bay | CA | Vertical | Humboldt | IC2 | Natural Gas Internal Combustion Engine | IC |  | S | X | X | HMBUNIT1_7_GN010 | HMBUNIT1_7_GN010 | 16.7 | 0.8 | 16.3 | 16.3 | 14.5 | N |  |  | OP | X | 9 | 2010 | 2010 |  |  | N | Electric Utility | Utility | Investor Owned Utility | 1 | X | NG | Non-Renewable | 0 | 16.7 | 0 | 1 | DFO | OBG
Operable | 14328 | Pacific Gas & Electric Co. |  | 246 | Humboldt Bay | CA | Vertical | Humboldt | IC3 | Natural Gas Internal Combustion Engine | IC |  | S | X | X | HMBUNIT1_7_GN010 | HMBUNIT1_7_GN010 | 16.7 | 0.8 | 16.3 | 16.3 | 14.5 | N |  |  | OP | X | 3 | 2011 | 2011 |  |  | N | Electric Utility | Utility | Investor Owned Utility | 1 | X | NG | Non-Renewable | 0 | 16.7 | 0 | 1 | DFO | OBG
Operable | 14328 | Pacific Gas & Electric Co. |  | 246 | Humboldt Bay | CA | Vertical | Humboldt | IC4 | Natural Gas Internal Combustion Engine | IC |  | S | X | X | HMBUNIT3_7_GN010 | HMBUNIT3_7_GN010 | 16.7 | 0.8 | 16.3 | 16.3 | 14.5 | N |  |  | OP | X | 9 | 2010 | 2010 |  |  | N | Electric Utility | Utility | Investor Owned Utility | 1 | X | NG | Non-Renewable | 0 | 16.7 | 0 | 1 | DFO | OBG
Operable | 14328 | Pacific Gas & Electric Co. |  | 246 | Humboldt Bay | CA | Vertical | Humboldt | IC5 | Natural Gas Internal Combustion Engine | IC |  | S | X | X | HMBUNIT3_7_GN010 | HMBUNIT3_7_GN010 | 16.7 | 0.8 | 16.3 | 16.3 | 15.4 | N |  |  | OP | X | 9 | 2010 | 2010 |  |  | N | Electric Utility | Utility | Investor Owned Utility | 1 | X | NG | Non-Renewable | 0 | 16.7 | 0 | 1 | DFO | OBG
Operable | 14328 | Pacific Gas & Electric Co. |  | 246 | Humboldt Bay | CA | Vertical | Humboldt | IC6 | Natural Gas Internal Combustion Engine | IC |  | S | X | X | HMBUNIT3_7_GN010 | HMBUNIT3_7_GN010 | 16.7 | 0.8 | 16.3 | 16.3 | 14.5 | N |  |  | OP | X | 9 | 2010 | 2010 |  |  | N | Electric Utility | Utility | Investor Owned Utility | 1 | X | NG | Non-Renewable | 0 | 16.7 | 0 | 1 | DFO | OBG
Operable | 14328 | Pacific Gas & Electric Co. |  | 246 | Humboldt Bay | CA | Vertical | Humboldt | IC7 | Natural Gas Internal Combustion Engine | IC |  | S | X | X | HMBUNIT3_7_GN010 | HMBUNIT3_7_GN010 | 16.7 | 0.8 | 16.3 | 16.3 | 14.5 | N |  |  | OP | X | 9 | 2010 | 2010 |  |  | N | Electric Utility | Utility | Investor Owned Utility | 1 | X | NG | Non-Renewable | 0 | 16.7 | 0 | 1 | DFO | OBG
Operable | 14328 | Pacific Gas & Electric Co. |  | 246 | Humboldt Bay | CA | Vertical | Humboldt | IC8 | Natural Gas Internal Combustion Engine | IC |  | S | X | X | HMBUNIT2_7_GN010 | HMBUNIT2_7_GN010 | 16.7 | 0.8 | 16.3 | 16.3 | 14.5 | N |  |  | OP | X | 9 | 2010 | 2010 |  |  | N | Electric Utility | Utility | Investor Owned Utility | 1 | X | NG | Non-Renewable | 0 | 16.7 | 0 | 1 | DFO | OBG
Operable | 14328 | Pacific Gas & Electric Co. |  | 246 | Humboldt Bay | CA | Vertical | Humboldt | IC9 | Natural Gas Internal Combustion Engine | IC |  | S | X | X | HMBUNIT2_7_GN010 | HMBUNIT2_7_GN010 | 16.7 | 0.8 | 16.7 | 16.7 | 14.5 | N |  |  | OP | X | 9 | 2010 | 2010 |  |  | N | Electric Utility | Utility | Investor Owned Utility | 1 | X | NG | Non-Renewable | 0 | 16.7 | 0 | 1 | DFO | OBG
Operable | 14328 | Pacific Gas & Electric Co. |  | 248 | Inskip | CA | Vertical | Tehama | 1 | Conventional Hydroelectric | HY |  | S | X | X | INSKIP_7_B1 | INSKIP_7_B1 | 7.6 | 0.9 | 8 | 8 | 0 | N |  |  | OS | X | 10 | 1979 | Pre-2000 |  |  | N | Electric Utility | Utility | Investor Owned Utility | 1 | X | WAT | Renewable | 7.6 | 0 | 1 | 0
Operable | 14328 | Pacific Gas & Electric Co. |  | 249 | James B Black | CA | Vertical | Shasta | 1 | Conventional Hydroelectric | HY |  | S | X | X | JBBLACK1_7_B1 | JBBLACK1_7_B1 | 85.1 | 0.9 | 86 | 86 | 0 | N |  |  | OP | X | 2 | 1966 | Pre-2000 |  |  | N | Electric Utility | Utility | Investor Owned Utility | 1 | X | WAT | Renewable | 85.1 | 0 | 1 | 0
Operable | 14328 | Pacific Gas & Electric Co. |  | 249 | James B Black | CA | Vertical | Shasta | 2 | Conventional Hydroelectric | HY |  | S | X | X | JBBLACK2_7_B1 | JBBLACK2_7_B1 | 83.5 | 0.9 | 86 | 86 | 0 | N |  |  | OP | X | 12 | 1965 | Pre-2000 |  |  | N | Electric Utility | Utility | Investor Owned Utility | 1 | X | WAT | Renewable | 83.5 | 0 | 1 | 0
Operable | 14328 | Pacific Gas & Electric Co. |  | 250 | Kerckhoff | CA | Vertical | Fresno | H1 | Conventional Hydroelectric | HY |  | S | X | X | KERCK1G1_7_B2 | KERCK1G1_7_B2 | 11.3 | 1 | 12.6 | 12.6 | 0.5 | N |  |  | OS | X | 8 | 1920 | Pre-2000 |  |  | N | Electric Utility | Utility | Investor Owned Utility | 1 | X | WAT | Renewable | 11.3 | 0 | 1 | 0
Operable | 14328 | Pacific Gas & Electric Co. |  | 250 | Kerckhoff | CA | Vertical | Fresno | H3 | Conventional Hydroelectric | HY |  | S | X | X | KERCK1G3_7_B1 | KERCK1G3_7_B1 | 11.3 | 1 | 12.6 | 12.6 | 0.5 | N |  |  | OS | X | 8 | 1920 | Pre-2000 |  |  | N | Electric Utility | Utility | Investor Owned Utility | 1 | X | WAT | Renewable | 11.3 | 0 | 1 | 0
Operable | 14328 | Pacific Gas & Electric Co. |  | 253 | Kilarc | CA | Vertical | Shasta | 1 | Conventional Hydroelectric | HY |  | S | X | X | KILRC1-2_7_B1 | KILRC1-2_7_B1 | 1.5 | 1 | 1.6 | 1.6 | 0 | N |  |  | OS | X | 6 | 1904 | Pre-2000 | 12 | 2025 | N | Electric Utility | Utility | Investor Owned Utility | 1 | X | WAT | Renewable | 1.5 | 0 | 1 | 0
Operable | 14328 | Pacific Gas & Electric Co. |  | 254 | Kings River PH | CA | Vertical | Fresno | H1 | Conventional Hydroelectric | HY |  | S | X | X | KINGSRIV_7_B1 | KINGSRIV_7_B1 | 48.6 | 0.9 | 52 | 52 | 0 | N |  |  | OP | X | 3 | 1962 | Pre-2000 |  |  | N | Electric Utility | Utility | Investor Owned Utility | 1 | X | WAT | Renewable | 48.6 | 0 | 1 | 0
Operable | 14328 | Pacific Gas & Electric Co. |  | 255 | Lime Saddle | CA | Vertical | Butte | 1 | Conventional Hydroelectric | HY |  | S | X | X | CLARKRD_7_N003 | CLARKRD_7_N003 | 1 | 1 | 1 | 1 | 0 | N |  |  | OS | X | 8 | 1906 | Pre-2000 |  |  | N | Electric Utility | Utility | Investor Owned Utility | 1 | X | WAT | Renewable | 1 | 0 | 1 | 0
Operable | 14328 | Pacific Gas & Electric Co. |  | 255 | Lime Saddle | CA | Vertical | Butte | 2 | Conventional Hydroelectric | HY |  | S | X | X | CLARKRD_7_N003 | CLARKRD_7_N003 | 1 | 1 | 1 | 1 | 0 | N |  |  | OS | X | 8 | 1906 | Pre-2000 |  |  | N | Electric Utility | Utility | Investor Owned Utility | 1 | X | WAT | Renewable | 1 | 0 | 1 | 0
Operable | 14328 | Pacific Gas & Electric Co. |  | 264 | Phoenix | CA | Vertical | Tuolumne | 1 | Conventional Hydroelectric | HY |  | S | X | X | PHOENIX_7_N001 | PHOENIX_7_N001 | 1.6 | 0.8 | 2 | 2 | 0 | N |  |  | OP | X | 2 | 1940 | Pre-2000 |  |  | N | Electric Utility | Utility | Investor Owned Utility | 1 | X | WAT | Renewable | 1.6 | 0 | 1 | 0
Operable | 14328 | Pacific Gas & Electric Co. |  | 265 | Pit 1 | CA | Vertical | Shasta | H1 | Conventional Hydroelectric | HY |  | S | X | X | PIT1U1_7_B1 | PIT1U1_7_B1 | 34.6 | 0.9 | 30.5 | 30.5 | 0 | N |  |  | OP | X | 9 | 1922 | Pre-2000 |  |  | N | Electric Utility | Utility | Investor Owned Utility | 1 | X | WAT | Renewable | 34.6 | 0 | 1 | 0
Operable | 14328 | Pacific Gas & Electric Co. |  | 265 | Pit 1 | CA | Vertical | Shasta | H2 | Conventional Hydroelectric | HY |  | S | X | X | PIT1U1_7_B2 | PIT1U1_7_B2 | 34.6 | 0.9 | 30.5 | 30.5 | 0 | N |  |  | OP | X | 9 | 1922 | Pre-2000 |  |  | N | Electric Utility | Utility | Investor Owned Utility | 1 | X | WAT | Renewable | 34.6 | 0 | 1 | 0
Operable | 14328 | Pacific Gas & Electric Co. |  | 266 | Pit 3 | CA | Vertical | Shasta | H1 | Conventional Hydroelectric | HY |  | S | X | X | PIT3_7_PL1X3-APND | PIT3_7_PL1X3-APND | 26.7 | 0.9 | 23.3 | 23.3 | 0 | N |  |  | OP | X | 7 | 1925 | Pre-2000 |  |  | N | Electric Utility | Utility | Investor Owned Utility | 1 | X | WAT | Renewable | 26.7 | 0 | 1 | 0
Operable | 14328 | Pacific Gas & Electric Co. |  | 266 | Pit 3 | CA | Vertical | Shasta | H2 | Conventional Hydroelectric | HY |  | S | X | X | PIT3_7_PL1X3-APND | PIT3_7_PL1X3-APND | 26.7 | 0.9 | 23.3 | 23.3 | 0 | N |  |  | OP | X | 7 | 1925 | Pre-2000 |  |  | N | Electric Utility | Utility | Investor Owned Utility | 1 | X | WAT | Renewable | 26.7 | 0 | 1 | 0
Operable | 14328 | Pacific Gas & Electric Co. |  | 266 | Pit 3 | CA | Vertical | Shasta | H3 | Conventional Hydroelectric | HY |  | S | X | X | PIT3_7_PL1X3-APND | PIT3_7_PL1X3-APND | 26.7 | 0.9 | 23.3 | 23.3 | 0 | N |  |  | OP | X | 7 | 1925 | Pre-2000 |  |  | N | Electric Utility | Utility | Investor Owned Utility | 1 | X | WAT | Renewable | 26.7 | 0 | 1 | 0
Operable | 14328 | Pacific Gas & Electric Co. |  | 267 | Pit 4 | CA | Vertical | Shasta | 1 | Conventional Hydroelectric | HY |  | S | X | X | PIT4_7_PL1X2-APND | PIT4_7_PL1X2-APND | 51.7 | 0.9 | 47.5 | 47.5 | 0 | N |  |  | OP | X | 10 | 1955 | Pre-2000 |  |  | N | Electric Utility | Utility | Investor Owned Utility | 1 | X | WAT | Renewable | 51.7 | 0 | 1 | 0
Operable | 14328 | Pacific Gas & Electric Co. |  | 267 | Pit 4 | CA | Vertical | Shasta | 2 | Conventional Hydroelectric | HY |  | S | X | X | PIT4_7_PL1X2-APND | PIT4_7_PL1X2-APND | 51.7 | 0.9 | 47.5 | 47.5 | 0 | N |  |  | OP | X | 7 | 1955 | Pre-2000 |  |  | N | Electric Utility | Utility | Investor Owned Utility | 1 | X | WAT | Renewable | 51.7 | 0 | 1 | 0
Operable | 14328 | Pacific Gas & Electric Co. |  | 268 | Pit 5 | CA | Vertical | Shasta | H1 | Conventional Hydroelectric | HY |  | S | X | X | PIT5_7_PL1X2-APND | PIT5_7_PL1X2-APND | 38.2 | 0.87 | 40 | 40 | 0 | N |  |  | OP | X | 4 | 1944 | Pre-2000 |  |  | N | Electric Utility | Utility | Investor Owned Utility | 1 | X | WAT | Renewable | 38.2 | 0 | 1 | 0
Operable | 14328 | Pacific Gas & Electric Co. |  | 268 | Pit 5 | CA | Vertical | Shasta | H2 | Conventional Hydroelectric | HY |  | S | X | X | PIT5_7_PL1X2-APND | PIT5_7_PL1X2-APND | 38.2 | 0.87 | 40 | 40 | 0 | N |  |  | OP | X | 4 | 1944 | Pre-2000 |  |  | N | Electric Utility | Utility | Investor Owned Utility | 1 | X | WAT | Renewable | 38.2 | 0 | 1 | 0
Operable | 14328 | Pacific Gas & Electric Co. |  | 268 | Pit 5 | CA | Vertical | Shasta | H3 | Conventional Hydroelectric | HY |  | S | X | X | PIT5_7_PL3X4-APND | PIT5_7_PL3X4-APND | 33.2 | 0.8 | 40 | 40 | 0 | N |  |  | OP | X | 4 | 1944 | Pre-2000 |  |  | N | Electric Utility | Utility | Investor Owned Utility | 1 | X | WAT | Renewable | 33.2 | 0 | 1 | 0
Operable | 14328 | Pacific Gas & Electric Co. |  | 268 | Pit 5 | CA | Vertical | Shasta | H4 | Conventional Hydroelectric | HY |  | S | X | X | PIT5_7_PL3X4-APND | PIT5_7_PL3X4-APND | 32 | 0.8 | 40 | 40 | 0 | N |  |  | OP | X | 4 | 1944 | Pre-2000 |  |  | N | Electric Utility | Utility | Investor Owned Utility | 1 | X | WAT | Renewable | 32 | 0 | 1 | 0
Operable | 14328 | Pacific Gas & Electric Co. |  | 269 | Pit 6 | CA | Vertical | Shasta | H1 | Conventional Hydroelectric | HY |  | S | X | X | PIT6U1_7_B1 | PIT6U1_7_B1 | 39.6 | 0.9 | 40 | 40 | 0 | N |  |  | OP | X | 8 | 1965 | Pre-2000 |  |  | N | Electric Utility | Utility | Investor Owned Utility | 1 | X | WAT | Renewable | 39.6 | 0 | 1 | 0
Operable | 14328 | Pacific Gas & Electric Co. |  | 269 | Pit 6 | CA | Vertical | Shasta | H2 | Conventional Hydroelectric | HY |  | S | X | X | PIT6U2_7_B1 | PIT6U2_7_B1 | 39.6 | 0.9 | 40 | 40 | 0 | N |  |  | OP | X | 8 | 1965 | Pre-2000 |  |  | N | Electric Utility | Utility | Investor Owned Utility | 1 | X | WAT | Renewable | 39.6 | 0 | 1 | 0
Operable | 14328 | Pacific Gas & Electric Co. |  | 270 | Pit 7 | CA | Vertical | Shasta | H1 | Conventional Hydroelectric | HY |  | S | X | X | PIT7U1_7_B1 | PIT7U1_7_B1 | 57.6 | 0.9 | 56 | 56 | 0 | N |  |  | OP | X | 9 | 1965 | Pre-2000 |  |  | N | Electric Utility | Utility | Investor Owned Utility | 1 | X | WAT | Renewable | 57.6 | 0 | 1 | 0
Operable | 14328 | Pacific Gas & Electric Co. |  | 270 | Pit 7 | CA | Vertical | Shasta | H2 | Conventional Hydroelectric | HY |  | S | X | X | PIT7U2_7_B1 | PIT7U2_7_B1 | 52.2 | 0.9 | 57 | 57 | 0 | N |  |  | OP | X | 9 | 1965 | Pre-2000 |  |  | N | Electric Utility | Utility | Investor Owned Utility | 1 | X | WAT | Renewable | 52.2 | 0 | 1 | 0
Operable | 14328 | Pacific Gas & Electric Co. |  | 272 | Poe | CA | Vertical | Butte | 1 | Conventional Hydroelectric | HY |  | S | X | X | POE1_7_B1 | POE1_7_B1 | 71.4 | 0.9 | 60 | 60 | 0 | N |  |  | OP | X | 10 | 1958 | Pre-2000 |  |  | N | Electric Utility | Utility | Investor Owned Utility | 1 | X | WAT | Renewable | 71.4 | 0 | 1 | 0
Operable | 14328 | Pacific Gas & Electric Co. |  | 272 | Poe | CA | Vertical | Butte | 2 | Conventional Hydroelectric | HY |  | S | X | X | POE2_7_B1 | POE2_7_B1 | 71.4 | 0.9 | 60 | 60 | 0 | N |  |  | OP | X | 10 | 1958 | Pre-2000 |  |  | N | Electric Utility | Utility | Investor Owned Utility | 1 | X | WAT | Renewable | 71.4 | 0 | 1 | 0
Operable | 14328 | Pacific Gas & Electric Co. |  | 274 | Potter Valley | CA | Vertical | Mendocino | 1 | Conventional Hydroelectric | HY |  | S | X | X | POTTRVLY_7_N002 | POTTRVLY_7_N002 | 4.4 | 0.8 | 4.5 | 4.5 | 0 | N |  |  | OS | X | 2 | 1939 | Pre-2000 |  |  | N | Electric Utility | Utility | Investor Owned Utility | 1 | X | WAT | Renewable | 4.4 | 0 | 1 | 0
Operable | 14328 | Pacific Gas & Electric Co. |  | 274 | Potter Valley | CA | Vertical | Mendocino | 2 | Conventional Hydroelectric | HY |  | S | X | X | POTTRVLY_7_N002 | POTTRVLY_7_N002 | 2 | 0.8 | 2 | 2 | 0 | N |  |  | OS | X | 3 | 1910 | Pre-2000 |  |  | N | Electric Utility | Utility | Investor Owned Utility | 1 | X | WAT | Renewable | 2 | 0 | 1 | 0
Operable | 14328 | Pacific Gas & Electric Co. |  | 274 | Potter Valley | CA | Vertical | Mendocino | 3 | Conventional Hydroelectric | HY |  | S | X | X | POTTRVLY_7_N002 | POTTRVLY_7_N002 | 3 | 1 | 2.7 | 2.7 | 0 | N |  |  | OS | X | 9 | 1917 | Pre-2000 |  |  | N | Electric Utility | Utility | Investor Owned Utility | 1 | X | WAT | Renewable | 3 | 0 | 1 | 0
Operable | 14328 | Pacific Gas & Electric Co. |  | 275 | Rock Creek | CA | Vertical | Plumas | H1 | Conventional Hydroelectric | HY |  | S | X | X | ROCKCK1_7_B1 | ROCKCK1_7_B1 | 63 | 0.9 | 63 | 63 | 0 | N |  |  | OP | X | 3 | 1950 | Pre-2000 |  |  | N | Electric Utility | Utility | Investor Owned Utility | 1 | X | WAT | Renewable | 63 | 0 | 1 | 0
Operable | 14328 | Pacific Gas & Electric Co. |  | 275 | Rock Creek | CA | Vertical | Plumas | H2 | Conventional Hydroelectric | HY |  | S | X | X | ROCKCK2_7_B1 | ROCKCK2_7_B1 | 63 | 0.9 | 63 | 63 | 0 | N |  |  | OP | X | 3 | 1950 | Pre-2000 |  |  | N | Electric Utility | Utility | Investor Owned Utility | 1 | X | WAT | Renewable | 63 | 0 | 1 | 0
Operable | 14328 | Pacific Gas & Electric Co. |  | 276 | San Joaquin 2 | CA | Vertical | Madera | 1 | Conventional Hydroelectric | HY |  | S | X | X | SJNO2_6_N002 | SJNO2_6_N002 | 2.8 | 0.8 | 3.2 | 3.2 | 0 | N |  |  | OP | X | 9 | 1917 | Pre-2000 |  |  | N | Electric Utility | Utility | Investor Owned Utility | 1 | X | WAT | Renewable | 2.8 | 0 | 1 | 0
Operable | 14328 | Pacific Gas & Electric Co. |  | 277 | San Joaquin 3 | CA | Vertical | Madera | 3 | Conventional Hydroelectric | HY |  | S | X | X | CRANEVLY_6_N002 | CRANEVLY_6_N002 | 4 | 0.8 | 4.2 | 4.2 | 0 | N |  |  | OS | X | 8 | 1923 | Pre-2000 |  |  | N | Electric Utility | Utility | Investor Owned Utility | 1 | X | WAT | Renewable | 4 | 0 | 1 | 0
Operable | 14328 | Pacific Gas & Electric Co. |  | 279 | Salt Springs | CA | Vertical | Amador | 1 | Conventional Hydroelectric | HY |  | S | X | X | SALTSP_7_UNITS-APND | SALTSP_7_UNITS-APND | 12.3 | 0.85 | 11 | 11 | 0 | N |  |  | OP | X | 6 | 1931 | Pre-2000 |  |  | N | Electric Utility | Utility | Investor Owned Utility | 1 | X | WAT | Renewable | 12.3 | 0 | 1 | 0
Operable | 14328 | Pacific Gas & Electric Co. |  | 279 | Salt Springs | CA | Vertical | Amador | 2 | Conventional Hydroelectric | HY |  | S | X | X | SALTSP_7_UNITS-APND | SALTSP_7_UNITS-APND | 29.7 | 0.9 | 33 | 33 | 0 | N |  |  | OP | X | 4 | 1953 | Pre-2000 |  |  | N | Electric Utility | Utility | Investor Owned Utility | 1 | X | WAT | Renewable | 29.7 | 0 | 1 | 0
Operable | 14328 | Pacific Gas & Electric Co. |  | 280 | South | CA | Vertical | Tehama | 1 | Conventional Hydroelectric | HY |  | S | X | X | SOUTHG_7_B1 | SOUTHG_7_B1 | 6.7 | 0.9 | 7 | 7 | 0 | N |  |  | OP | X | 12 | 1979 | Pre-2000 |  |  | N | Electric Utility | Utility | Investor Owned Utility | 1 | X | WAT | Renewable | 6.7 | 0 | 1 | 0
Operable | 14328 | Pacific Gas & Electric Co. |  | 281 | Spaulding 1 | CA | Vertical | Nevada | 1 | Conventional Hydroelectric | HY |  | S | X | X | SPAULD_6_UNIT12-APND | SPAULD_6_UNIT12-APND | 7 | 0.8 | 7 | 7 | 0 | N |  |  | OP | X | 5 | 1928 | Pre-2000 |  |  | N | Electric Utility | Utility | Investor Owned Utility | 1 | X | WAT | Renewable | 7 | 0 | 1 | 0
Operable | 14328 | Pacific Gas & Electric Co. |  | 282 | Spaulding 2 | CA | Vertical | Nevada | 1 | Conventional Hydroelectric | HY |  | S | X | X | SPAULD_6_UNIT12-APND | SPAULD_6_UNIT12-APND | 3.7 | 0.9 | 4.4 | 4.4 | 0 | N |  |  | OA | X | 7 | 1928 | Pre-2000 |  |  | N | Electric Utility | Utility | Investor Owned Utility | 1 | X | WAT | Renewable | 3.7 | 0 | 1 | 0
Operable | 14328 | Pacific Gas & Electric Co. |  | 283 | Spaulding 3 | CA | Vertical | Nevada | 1 | Conventional Hydroelectric | HY |  | S | X | X | SPAULD3_7_B1 | SPAULD3_7_B1 | 6.6 | 0.9 | 5.8 | 5.8 | 0 | N |  |  | OP | X | 2 | 1929 | Pre-2000 |  |  | N | Electric Utility | Utility | Investor Owned Utility | 1 | X | WAT | Renewable | 6.6 | 0 | 1 | 0
Operable | 14328 | Pacific Gas & Electric Co. |  | 284 | Spring Gap | CA | Vertical | Tuolumne | 1 | Conventional Hydroelectric | HY |  | S | X | X | SPRNGGP_7_B1 | SPRNGGP_7_B1 | 6 | 0.8 | 7 | 7 | 0 | N |  |  | OP | X | 9 | 1921 | Pre-2000 |  |  | N | Electric Utility | Utility | Investor Owned Utility | 1 | X | WAT | Renewable | 6 | 0 | 1 | 0
Operable | 14328 | Pacific Gas & Electric Co. |  | 285 | Stanislaus | CA | Vertical | Tuolumne | HC1 | Conventional Hydroelectric | HY |  | S | X | X | STANISLS_7_B1 | STANISLS_7_B1 | 81.9 | 0.9 | 91 | 91 | 0 | N |  |  | OP | X | 3 | 1963 | Pre-2000 |  |  | N | Electric Utility | Utility | Investor Owned Utility | 1 | X | WAT | Renewable | 81.9 | 0 | 1 | 0
Operable | 14328 | Pacific Gas & Electric Co. |  | 287 | Tiger Creek | CA | Vertical | Amador | H1 | Conventional Hydroelectric | HY |  | S | X | X | TIGRCK_7_UNITS-APND | TIGRCK_7_UNITS-APND | 25.5 | 0.85 | 29 | 29 | 0 | N |  |  | OP | X | 8 | 1931 | Pre-2000 |  |  | N | Electric Utility | Utility | Investor Owned Utility | 1 | X | WAT | Renewable | 25.5 | 0 | 1 | 0
Operable | 14328 | Pacific Gas & Electric Co. |  | 287 | Tiger Creek | CA | Vertical | Amador | H2 | Conventional Hydroelectric | HY |  | S | X | X | TIGRCK_7_UNITS-APND | TIGRCK_7_UNITS-APND | 26.7 | 0.85 | 29 | 29 | 0 | N |  |  | OP | X | 6 | 1931 | Pre-2000 |  |  | N | Electric Utility | Utility | Investor Owned Utility | 1 | X | WAT | Renewable | 26.7 | 0 | 1 | 0
Operable | 14328 | Pacific Gas & Electric Co. |  | 289 | Tule River | CA | Vertical | Tulare | 1 | Conventional Hydroelectric | HY |  | S | X | X | SPRINGVL_6_N002 | SPRINGVL_6_N002 | 4.2 | 1 | 3.2 | 3.2 | 0 | N |  |  | OS | X | 1 | 1914 | Pre-2000 |  |  | N | Electric Utility | Utility | Investor Owned Utility | 1 | X | WAT | Renewable | 4.2 | 0 | 1 | 0
Operable | 14328 | Pacific Gas & Electric Co. |  | 289 | Tule River | CA | Vertical | Tulare | 2 | Conventional Hydroelectric | HY |  | S | X | X | SPRINGVL_6_N002 | SPRINGVL_6_N002 | 4.2 | 1 | 3.2 | 3.2 | 0 | N |  |  | OS | X | 1 | 1914 | Pre-2000 |  |  | N | Electric Utility | Utility | Investor Owned Utility | 1 | X | WAT | Renewable | 4.2 | 0 | 1 | 0
Operable | 14328 | Pacific Gas & Electric Co. |  | 290 | Volta 1 | CA | Vertical | Shasta | 1 | Conventional Hydroelectric | HY |  | S | X | X | VOLTA1_7_B1 | VOLTA1_7_B1 | 8.5 | 0.9 | 9 | 9 | 0 | N |  |  | OS | X | 4 | 1980 | Pre-2000 |  |  | N | Electric Utility | Utility | Investor Owned Utility | 1 | X | WAT | Renewable | 8.5 | 0 | 1 | 0
Operable | 14328 | Pacific Gas & Electric Co. |  | 291 | West Point PH | CA | Vertical | Amador | 1 | Conventional Hydroelectric | HY |  | S | X | X | WESTPNT_7_B2 | WESTPNT_7_B2 | 13.6 | 0.85 | 14.5 | 14.5 | 0 | N |  |  | OP | X | 11 | 1948 | Pre-2000 |  |  | N | Electric Utility | Utility | Investor Owned Utility | 1 | X | WAT | Renewable | 13.6 | 0 | 1 | 0
Operable | 14328 | Pacific Gas & Electric Co. |  | 292 | Wise | CA | Vertical | Placer | 1 | Conventional Hydroelectric | HY |  | S | X | X | WISE1_7_B1 | WISE1_7_B1 | 13.6 | 0.8 | 14 | 14 | 0 | N |  |  | OP | X | 3 | 1917 | Pre-2000 |  |  | N | Electric Utility | Utility | Investor Owned Utility | 1 | X | WAT | Renewable | 13.6 | 0 | 1 | 0
Operable | 14328 | Pacific Gas & Electric Co. |  | 292 | Wise | CA | Vertical | Placer | 2 | Conventional Hydroelectric | HY |  | S | X | X | WISE2_7_B1 | WISE2_7_B1 | 2.8 | 0.9 | 3.2 | 3.2 | 0 | N |  |  | OP | X | 12 | 1986 | Pre-2000 |  |  | N | Electric Utility | Utility | Investor Owned Utility | 1 | X | WAT | Renewable | 2.8 | 0 | 1 | 0
Operable | 14328 | Pacific Gas & Electric Co. |  | 293 | A G Wishon | CA | Vertical | Madera | 1 | Conventional Hydroelectric | HY |  | S | X | X | WISHON_6_UNITS-APND | WISHON_6_UNITS-APND | 3.2 | 0.8 | 5 | 5 | 0 | N |  |  | OP | X | 9 | 1910 | Pre-2000 |  |  | N | Electric Utility | Utility | Investor Owned Utility | 1 | X | WAT | Renewable | 3.2 | 0 | 1 | 0
Operable | 14328 | Pacific Gas & Electric Co. |  | 293 | A G Wishon | CA | Vertical | Madera | 2 | Conventional Hydroelectric | HY |  | S | X | X | WISHON_6_UNITS-APND | WISHON_6_UNITS-APND | 3.2 | 0.8 | 5 | 5 | 0 | N |  |  | OP | X | 9 | 1910 | Pre-2000 |  |  | N | Electric Utility | Utility | Investor Owned Utility | 1 | X | WAT | Renewable | 3.2 | 0 | 1 | 0
Operable | 14328 | Pacific Gas & Electric Co. |  | 293 | A G Wishon | CA | Vertical | Madera | 3 | Conventional Hydroelectric | HY |  | S | X | X | WISHON_6_UNITS-APND | WISHON_6_UNITS-APND | 3.2 | 0.8 | 5 | 5 | 0 | N |  |  | OP | X | 9 | 1910 | Pre-2000 |  |  | N | Electric Utility | Utility | Investor Owned Utility | 1 | X | WAT | Renewable | 3.2 | 0 | 1 | 0
Operable | 14328 | Pacific Gas & Electric Co. |  | 293 | A G Wishon | CA | Vertical | Madera | 4 | Conventional Hydroelectric | HY |  | S | X | X | WISHON_6_UNITS-APND | WISHON_6_UNITS-APND | 3.2 | 0.8 | 5 | 5 | 0 | N |  |  | OP | X | 9 | 1910 | Pre-2000 |  |  | N | Electric Utility | Utility | Investor Owned Utility | 1 | X | WAT | Renewable | 3.2 | 0 | 1 | 0
Operable | 14328 | Pacific Gas & Electric Co. |  | 626 | Oak Flat | CA | Vertical | Plumas | 1 | Conventional Hydroelectric | HY |  | S | X | X | BCKSCRK_7_N002 | BCKSCRK_7_N002 | 1.4 | 0.86 | 1.3 | 1.3 | 0 | N |  |  | OS | X | 11 | 1985 | Pre-2000 |  |  | N | Electric Utility | Utility | Investor Owned Utility | 1 | X | WAT | Renewable | 1.4 | 0 | 1 | 0
Operable | 14328 | Pacific Gas & Electric Co. |  | 632 | Newcastle | CA | Vertical | Placer | 1 | Conventional Hydroelectric | HY |  | S | X | X | NEWCSTLE_7_B1 | NEWCSTLE_7_B1 | 12.7 | 0.9 | 11.5 | 11.5 | 0 | N |  |  | OP | X | 12 | 1986 | Pre-2000 |  |  | N | Electric Utility | Utility | Investor Owned Utility | 1 | X | WAT | Renewable | 12.7 | 0 | 1 | 0
Operable | 14328 | Pacific Gas & Electric Co. |  | 682 | Kerckhoff 2 | CA | Vertical | Fresno | 1 | Conventional Hydroelectric | HY |  | S | X | X | KERCKHOF_7_B1 | KERCKHOF_7_B1 | 139.5 | 0.9 | 155 | 155 | 5 | N |  |  | OP | X | 5 | 1983 | Pre-2000 |  |  | N | Electric Utility | Utility | Investor Owned Utility | 1 | X | WAT | Renewable | 139.5 | 0 | 1 | 0
Operable | 14328 | Pacific Gas & Electric Co. |  | 714 | Toadtown | CA | Vertical | Butte | 1 | Conventional Hydroelectric | HY |  | S | X | X | TOADTWN_7_N002 | TOADTWN_7_N002 | 1.8 | 0.95 | 1.5 | 1.5 | 0 | N |  |  | OP | X | 4 | 1986 | Pre-2000 |  |  | N | Electric Utility | Utility | Investor Owned Utility | 1 | X | WAT | Renewable | 1.8 | 0 | 1 | 0
Operable | 14328 | Pacific Gas & Electric Co. |  | 6099 | Diablo Canyon | CA | Vertical | San Luis Obispo | 1 | Nuclear | ST |  | S | X | X | DIABLO1_7_B1 | DIABLO1_7_B1 | 1159 | 0.9 | 1122 | 1122 | 0 | N |  |  | OP | X | 5 | 1985 | Pre-2000 |  |  | N | Electric Utility | Utility | Investor Owned Utility | 1 | X | NUC | Other | 0 | 0 | 0 | 0
Operable | 14328 | Pacific Gas & Electric Co. |  | 6099 | Diablo Canyon | CA | Vertical | San Luis Obispo | 2 | Nuclear | ST |  | S | X | X | DIABLO2_7_B1 | DIABLO2_7_B1 | 1164 | 0.9 | 1118 | 1118 | 0 | N |  |  | OP | X | 3 | 1986 | Pre-2000 | 8 | 2025 | N | Electric Utility | Utility | Investor Owned Utility | 1 | X | NUC | Other | 0 | 0 | 0 | 0
Operable | 14328 | Pacific Gas & Electric Co. |  | 6100 | Helms Pumped Storage | CA | Vertical | Fresno | 1 | Hydroelectric Pumped Storage | PS |  | S | X | X | HELMS1_7_B1 | HELMS1_7_B1 | 351 | 0.9 | 404 | 404 | 83 | N |  |  | OP | X | 6 | 1984 | Pre-2000 |  |  | N | Electric Utility | Utility | Investor Owned Utility | 1 | X | WAT | Renewable | 351 | 0 | 1 | 0
Operable | 14328 | Pacific Gas & Electric Co. |  | 6100 | Helms Pumped Storage | CA | Vertical | Fresno | 2 | Hydroelectric Pumped Storage | PS |  | S | X | X | HELMS2_7_B1 | HELMS2_7_B1 | 351 | 0.9 | 404 | 404 | 83 | N |  |  | OP | X | 6 | 1984 | Pre-2000 |  |  | N | Electric Utility | Utility | Investor Owned Utility | 1 | X | WAT | Renewable | 351 | 0 | 1 | 0
Operable | 14328 | Pacific Gas & Electric Co. |  | 6100 | Helms Pumped Storage | CA | Vertical | Fresno | 3 | Hydroelectric Pumped Storage | PS |  | S | X | X | HELMS3_7_B1 | HELMS3_7_B1 | 351 | 0.9 | 404 | 404 | 83 | N |  |  | OP | X | 6 | 1984 | Pre-2000 |  |  | N | Electric Utility | Utility | Investor Owned Utility | 1 | X | WAT | Renewable | 351 | 0 | 1 | 0
Operable | 14328 | Pacific Gas & Electric Co. |  | 56476 | Gateway Generating Station | CA | Vertical | Contra Costa | A | Natural Gas Fired Combined Cycle | CT | CC1 | S | X | N | GATWAY_2_PL1X3-APND | GATWAY_2_PL1X3-APND | 203.2 | 0.85 | 177 | 181.4 | 75 | N |  |  | OP | X | 1 | 2009 | 2009 |  |  | N | Electric Utility | Utility | Investor Owned Utility | 1 | X | NG | Non-Renewable | 0 | 203.2 | 0 | 1
Operable | 14328 | Pacific Gas & Electric Co. |  | 56476 | Gateway Generating Station | CA | Vertical | Contra Costa | B | Natural Gas Fired Combined Cycle | CT | CC1 | S | X | N | GATWAY_2_PL1X3-APND | GATWAY_2_PL1X3-APND | 203.2 | 0.85 | 177 | 181.4 | 75 | N |  |  | OP | X | 1 | 2009 | 2009 |  |  | N | Electric Utility | Utility | Investor Owned Utility | 1 | X | NG | Non-Renewable | 0 | 203.2 | 0 | 1
Operable | 14328 | Pacific Gas & Electric Co. |  | 56476 | Gateway Generating Station | CA | Vertical | Contra Costa | C | Natural Gas Fired Combined Cycle | CA | CC1 | S | Y | X | GATWAY_2_PL1X3-APND | GATWAY_2_PL1X3-APND | 213.3 | 0.85 | 209.4 | 223 | 55 | N |  |  | OP | X | 1 | 2009 | 2009 |  |  | N | Electric Utility | Utility | Investor Owned Utility | 1 | X | NG | Non-Renewable | 0 | 213.3 | 0 | 1
Operable | 14328 | Pacific Gas & Electric Co. |  | 56532 | Colusa Generating Station | CA | Vertical | Colusa | A | Natural Gas Fired Combined Cycle | CT | CC1 | S | X | Y | COLUSA_2_PL1X3-APND | COLUSA_2_PL1X3-APND | 181.5 | 0.85 | 167 | 181 | 110 | N |  |  | OP | X | 12 | 2010 | 2010 |  |  | N | Electric Utility | Utility | Investor Owned Utility | 1 | X | NG | Non-Renewable | 0 | 181.5 | 0 | 1
Operable | 14328 | Pacific Gas & Electric Co. |  | 56532 | Colusa Generating Station | CA | Vertical | Colusa | B | Natural Gas Fired Combined Cycle | CT | CC1 | S | X | Y | COLUSA_2_PL1X3-APND | COLUSA_2_PL1X3-APND | 181.5 | 0.85 | 167 | 181 | 110 | N |  |  | OP | X | 12 | 2010 | 2010 |  |  | N | Electric Utility | Utility | Investor Owned Utility | 1 | X | NG | Non-Renewable | 0 | 181.5 | 0 | 1
Operable | 14328 | Pacific Gas & Electric Co. |  | 56532 | Colusa Generating Station | CA | Vertical | Colusa | C | Natural Gas Fired Combined Cycle | CA | CC1 | S | Y | X | COLUSA_2_PL1X3-APND | COLUSA_2_PL1X3-APND | 349.4 | 0.85 | 306 | 306 | 40 | N |  |  | OP | X | 12 | 2010 | 2010 |  |  | N | Electric Utility | Utility | Investor Owned Utility | 1 | X | NG | Non-Renewable | 0 | 349.4 | 0 | 1
Operable | 14328 | Pacific Gas & Electric Co. |  | 57041 | Vaca Dixon Solar Station | CA | Vertical | Solano | 1 | Solar Photovoltaic | PV |  | S | X | X | VACADIX_1_GN001 | VACADIX_1_GN001 | 2 |  | 2 | 2 |  | N |  |  | OP | X | 12 | 2009 | 2009 |  |  | N | Electric Utility | Utility | Investor Owned Utility | 1 | X | SUN | Renewable | 2 | 0 | 1 | 0
Operable | 14328 | Pacific Gas & Electric Co. |  | 57497 | Stroud Solar Station | CA | Vertical | Fresno | 1 | Solar Photovoltaic | PV |  | S | X | X | STROUD_6_N003 | STROUD_6_N003 | 20 |  | 20 | 20 |  | N |  |  | OP | X | 9 | 2011 | 2011 |  |  | N | Electric Utility | Utility | Investor Owned Utility | 1 | X | SUN | Renewable | 20 | 0 | 1 | 0
Operable | 14328 | Pacific Gas & Electric Co. |  | 57498 | Five Points Solar Station | CA | Vertical | Fresno | 1 | Solar Photovoltaic | PV |  | S | X | X | SCHLNDLR_7_N002 | SCHLNDLR_7_N002 | 15 |  | 15 | 15 |  | N |  |  | OP | X | 9 | 2011 | 2011 |  |  | N | Electric Utility | Utility | Investor Owned Utility | 1 | X | SUN | Renewable | 15 | 0 | 1 | 0
Operable | 14328 | Pacific Gas & Electric Co. |  | 57499 | Westside Solar Station | CA | Vertical | Fresno | 1 | Solar Photovoltaic | PV |  | S | X | X | SCHLNDLR_7_N003 | SCHLNDLR_7_N003 | 15 |  | 15 | 15 |  | N |  |  | OP | X | 8 | 2011 | 2011 |  |  | N | Electric Utility | Utility | Investor Owned Utility | 1 | X | SUN | Renewable | 15 | 0 | 1 | 0
Operable | 14328 | Pacific Gas & Electric Co. |  | 57521 | Giffen | CA | Vertical | Fresno | 1 | Solar Photovoltaic | PV |  | S | X | X | GIFFGEN_7_N002 | GIFFGEN_7_N002 | 10 |  | 10 | 10 |  | N |  |  | OP | X | 6 | 2012 | 2012 |  |  | N | Electric Utility | Utility | Investor Owned Utility | 1 | X | SUN | Renewable | 10 | 0 | 1 | 0
Operable | 14328 | Pacific Gas & Electric Co. |  | 57522 | Cantua Solar Station | CA | Vertical | Fresno | 1 | Solar Photovoltaic | PV |  | S | X | X | CANTGEN_7_N002 | CANTGEN_7_N002 | 20 |  | 20 | 20 |  | N |  |  | OP | X | 6 | 2012 | 2012 |  |  | N | Electric Utility | Utility | Investor Owned Utility | 1 | X | SUN | Renewable | 20 | 0 | 1 | 0
Operable | 14328 | Pacific Gas & Electric Co. |  | 57523 | Huron Solar Station | CA | Vertical | Fresno | 1 | Solar Photovoltaic | PV |  | S | X | X | HURONGEN_7_ND002 | HURONGEN_7_ND002 | 20 |  | 20 | 20 |  | N |  |  | OP | X | 6 | 2012 | 2012 |  |  | N | Electric Utility | Utility | Investor Owned Utility | 1 | X | SUN | Renewable | 20 | 0 | 1 | 0
Operable | 14328 | Pacific Gas & Electric Co. |  | 57891 | Guernsey Solar Station | CA | Vertical | Kings | 1 | Solar Photovoltaic | PV |  | S | X | X | GUERSEY_7_N001 | GUERSEY_7_N001 | 20 |  | 20 | 20 |  | N |  |  | OP | X | 8 | 2013 | 2013 |  |  | N | Electric Utility | Utility | Investor Owned Utility | 1 | X | SUN | Renewable | 20 | 0 | 1 | 0
Operable | 14328 | Pacific Gas & Electric Co. |  | 57892 | Gates Solar Station | CA | Vertical | Fresno | 1 | Solar Photovoltaic | PV |  | S | X | X | GATESBK4_7_N002 | GATESBK4_7_N002 | 20 |  | 20 | 20 |  | N |  |  | OP | X | 6 | 2013 | 2013 |  |  | N | Electric Utility | Utility | Investor Owned Utility | 1 | X | SUN | Renewable | 20 | 0 | 1 | 0
Operable | 14328 | Pacific Gas & Electric Co. |  | 58206 | West Gates Solar Station | CA | Vertical | Fresno | 1 | Solar Photovoltaic | PV |  | S | X | X | GATESBK4_7_N003 | GATESBK4_7_N003 | 10 |  | 10 | 10 |  | N |  |  | OP | X | 5 | 2013 | 2013 |  |  | N | Electric Utility | Utility | Investor Owned Utility | 1 | X | SUN | Renewable | 10 | 0 | 1 | 0
Operable | 14328 | Pacific Gas & Electric Co. |  | 62564 | Elkhorn Battery Energy Storage System | CA | Vertical | Monterey | ELKHO | Batteries | BA |  | S | X | X |  |  | 182.5 | 0.95 | 182.5 | 182.5 |  | N |  |  | OP | X | 4 | 2022 | 2022 |  |  | N | Electric Utility | Utility | Investor Owned Utility | 1 | X | MWH | Other | 0 | 0 | 0 | 0
Operable | 14323 | Pacific Northwest Generating Coop |  | 7725 | Coffin Butte | OR | Vertical | Benton | 1 | Landfill Gas | IC |  | S | X | X |  |  | 0.8 | 0.8 | 0.8 | 0.8 | 0.5 | N |  |  | OP | X | 10 | 1995 | Pre-2000 |  |  | N | Electric Utility | Utility | Cooperative | 1 | X | LFG | Renewable | 0.8 | 0 | 1 | 0
Operable | 14323 | Pacific Northwest Generating Coop |  | 7725 | Coffin Butte | OR | Vertical | Benton | 2 | Landfill Gas | IC |  | S | X | X |  |  | 0.8 | 0.8 | 0.8 | 0.8 | 0.5 | N |  |  | OP | X | 10 | 1995 | Pre-2000 |  |  | N | Electric Utility | Utility | Cooperative | 1 | X | LFG | Renewable | 0.8 | 0 | 1 | 0
Operable | 14323 | Pacific Northwest Generating Coop |  | 7725 | Coffin Butte | OR | Vertical | Benton | 3 | Landfill Gas | IC |  | S | X | X |  |  | 0.8 | 0.8 | 0.8 | 0.8 | 0.5 | N |  |  | OP | X | 10 | 1995 | Pre-2000 |  |  | N | Electric Utility | Utility | Cooperative | 1 | X | LFG | Renewable | 0.8 | 0 | 1 | 0
Operable | 14323 | Pacific Northwest Generating Coop |  | 7725 | Coffin Butte | OR | Vertical | Benton | 4 | Landfill Gas | IC |  | S | X | X |  |  | 1.6 | 1 | 1.6 | 1.6 | 0.8 | N |  |  | OP | X | 10 | 2007 | 2007 |  |  | N | Electric Utility | Utility | Cooperative | 1 | X | LFG | Renewable | 1.6 | 0 | 1 | 0
Operable | 14323 | Pacific Northwest Generating Coop |  | 7725 | Coffin Butte | OR | Vertical | Benton | 5 | Landfill Gas | IC |  | S | X | X |  |  | 1.6 | 1 | 1.6 | 1.6 | 0.8 | N |  |  | OP | X | 10 | 2007 | 2007 |  |  | N | Electric Utility | Utility | Cooperative | 1 | X | LFG | Renewable | 1.6 | 0 | 1 | 0
Operable | 14354 | PacifiCorp |  | 294 | Copco 1 | CA | Vertical | Siskiyou | 1 | Conventional Hydroelectric | HY |  | S | X | X |  |  | 10 | 0.8 | 14 | 14 | 0 | N |  |  | OP | X | 1 | 1918 | Pre-2000 | 1 | 2024 | N | Electric Utility | Utility | Investor Owned Utility | 1 | X | WAT | Renewable | 10 | 0 | 1 | 0
Operable | 14354 | PacifiCorp |  | 294 | Copco 1 | CA | Vertical | Siskiyou | 2 | Conventional Hydroelectric | HY |  | S | X | X |  |  | 10 | 0.8 | 14 | 14 | 0 | N |  |  | OP | X | 11 | 1918 | Pre-2000 | 1 | 2024 | N | Electric Utility | Utility | Investor Owned Utility | 1 | X | WAT | Renewable | 10 | 0 | 1 | 0
Operable | 14354 | PacifiCorp |  | 296 | Fall Creek | CA | Vertical | Siskiyou | 1 | Conventional Hydroelectric | HY |  | S | X | X |  |  | 0.5 | 1 | 0.4 | 0.4 | 0 | N |  |  | OP | X | 9 | 1903 | Pre-2000 |  |  | N | Electric Utility | Utility | Investor Owned Utility | 1 | X | WAT | Renewable | 0.5 | 0 | 1 | 0
Operable | 14354 | PacifiCorp |  | 296 | Fall Creek | CA | Vertical | Siskiyou | 2 | Conventional Hydroelectric | HY |  | S | X | X |  |  | 0.4 | 1 | 0.4 | 0.4 | 0 | N |  |  | OP | X | 8 | 1907 | Pre-2000 |  |  | N | Electric Utility | Utility | Investor Owned Utility | 1 | X | WAT | Renewable | 0.4 | 0 | 1 | 0
Operable | 14354 | PacifiCorp |  | 296 | Fall Creek | CA | Vertical | Siskiyou | 3 | Conventional Hydroelectric | HY |  | S | X | X |  |  | 1.2 | 1 | 1.1 | 1.1 | 0 | N |  |  | OP | X | 1 | 1910 | Pre-2000 |  |  | N | Electric Utility | Utility | Investor Owned Utility | 1 | X | WAT | Renewable | 1.2 | 0 | 1 | 0
Operable | 14354 | PacifiCorp |  | 297 | Iron Gate | CA | Vertical | Siskiyou | 1 | Conventional Hydroelectric | HY |  | S | X | X |  |  | 18 | 0.95 | 18.8 | 18.8 | 0 | N |  |  | OP | X | 2 | 1962 | Pre-2000 | 1 | 2024 | N | Electric Utility | Utility | Investor Owned Utility | 1 | X | WAT | Renewable | 18 | 0 | 1 | 0
Operable | 14354 | PacifiCorp |  | 299 | Blundell | UT | Vertical | Beaver | 1 | Geothermal | ST |  | S | X | X |  |  | 26.1 | 0.85 | 23 | 23 | 4 | N |  |  | OP | X | 7 | 1984 | Pre-2000 |  |  | N | Electric Utility | Utility | Investor Owned Utility | 1 | X | GEO | Renewable | 26.1 | 0 | 1 | 0
Operable | 14354 | PacifiCorp |  | 299 | Blundell | UT | Vertical | Beaver | 2 | Geothermal | ST |  | S | X | X |  |  | 12 | 0.85 | 8.7 | 10.8 | 4 | N |  |  | OP | X | 12 | 2007 | 2007 |  |  | N | Electric Utility | Utility | Investor Owned Utility | 1 | X | GEO | Renewable | 12 | 0 | 1 | 0
Operable | 14354 | PacifiCorp |  | 825 | Ashton | ID | Vertical | Fremont | 1 | Conventional Hydroelectric | HY |  | S | X | X |  |  | 2.7 | 0.9 | 2.7 | 2.7 | 0 | N |  |  | OP | X | 7 | 1917 | Pre-2000 |  |  | N | Electric Utility | Utility | Investor Owned Utility | 1 | X | WAT | Renewable | 2.7 | 0 | 1 | 0
Operable | 14354 | PacifiCorp |  | 825 | Ashton | ID | Vertical | Fremont | 2 | Conventional Hydroelectric | HY |  | S | X | X |  |  | 2 | 0.8 | 2.2 | 2.2 | 0 | N |  |  | OP | X | 7 | 1925 | Pre-2000 |  |  | N | Electric Utility | Utility | Investor Owned Utility | 1 | X | WAT | Renewable | 2 | 0 | 1 | 0
Operable | 14354 | PacifiCorp |  | 825 | Ashton | ID | Vertical | Fremont | 3 | Conventional Hydroelectric | HY |  | S | X | X |  |  | 2 | 0.8 | 2.2 | 2.2 | 0 | N |  |  | OP | X | 7 | 1925 | Pre-2000 |  |  | N | Electric Utility | Utility | Investor Owned Utility | 1 | X | WAT | Renewable | 2 | 0 | 1 | 0
Operable | 14354 | PacifiCorp |  | 827 | Grace | ID | Vertical | Caribou | 3 | Conventional Hydroelectric | HY |  | S | X | X |  |  | 11 | 0.9 | 11 | 11 | 0 | N |  |  | OP | X | 7 | 1923 | Pre-2000 |  |  | N | Electric Utility | Utility | Investor Owned Utility | 1 | X | WAT | Renewable | 11 | 0 | 1 | 0
Operable | 14354 | PacifiCorp |  | 827 | Grace | ID | Vertical | Caribou | 4 | Conventional Hydroelectric | HY |  | S | X | X |  |  | 11 | 0.9 | 11 | 11 | 0 | N |  |  | OP | X | 7 | 1923 | Pre-2000 |  |  | N | Electric Utility | Utility | Investor Owned Utility | 1 | X | WAT | Renewable | 11 | 0 | 1 | 0
Operable | 14354 | PacifiCorp |  | 827 | Grace | ID | Vertical | Caribou | 5 | Conventional Hydroelectric | HY |  | S | X | X |  |  | 11 | 0.9 | 11 | 11 | 0 | N |  |  | OP | X | 7 | 1923 | Pre-2000 |  |  | N | Electric Utility | Utility | Investor Owned Utility | 1 | X | WAT | Renewable | 11 | 0 | 1 | 0
Operable | 14354 | PacifiCorp |  | 829 | Oneida | ID | Vertical | Franklin | 1 | Conventional Hydroelectric | HY |  | S | X | X |  |  | 10 | 0.9 | 9.3 | 9.3 | 0 | N |  |  | OP | X | 7 | 1915 | Pre-2000 |  |  | N | Electric Utility | Utility | Investor Owned Utility | 1 | X | WAT | Renewable | 10 | 0 | 1 | 0
Operable | 14354 | PacifiCorp |  | 829 | Oneida | ID | Vertical | Franklin | 2 | Conventional Hydroelectric | HY |  | S | X | X |  |  | 10 | 0.9 | 9.3 | 9.3 | 0 | N |  |  | OP | X | 7 | 1916 | Pre-2000 |  |  | N | Electric Utility | Utility | Investor Owned Utility | 1 | X | WAT | Renewable | 10 | 0 | 1 | 0
Operable | 14354 | PacifiCorp |  | 829 | Oneida | ID | Vertical | Franklin | 3 | Conventional Hydroelectric | HY |  | S | X | X |  |  | 10 | 0.9 | 9.3 | 9.3 | 0 | N |  |  | OP | X | 7 | 1920 | Pre-2000 |  |  | N | Electric Utility | Utility | Investor Owned Utility | 1 | X | WAT | Renewable | 10 | 0 | 1 | 0
Operable | 14354 | PacifiCorp |  | 831 | Soda | ID | Vertical | Caribou | 1 | Conventional Hydroelectric | HY |  | S | X | X |  |  | 7.6 | 0.855 | 7.6 | 7.6 | 0 | N |  |  | OP | X | 7 | 1924 | Pre-2000 |  |  | N | Electric Utility | Utility | Investor Owned Utility | 1 | X | WAT | Renewable | 7.6 | 0 | 1 | 0
Operable | 14354 | PacifiCorp |  | 831 | Soda | ID | Vertical | Caribou | 2 | Conventional Hydroelectric | HY |  | S | X | X |  |  | 7 | 0.855 | 7.6 | 7.6 | 0 | N |  |  | OP | X | 7 | 1924 | Pre-2000 |  |  | N | Electric Utility | Utility | Investor Owned Utility | 1 | X | WAT | Renewable | 7 | 0 | 1 | 0
Operable | 14354 | PacifiCorp |  | 987 | Last Chance | ID | Vertical | Caribou | 1 | Conventional Hydroelectric | HY |  | S | X | X |  |  | 0.2 | 1 | 0.2 | 0.2 | 0 | N |  |  | OP | X | 2 | 1984 | Pre-2000 |  |  | N | Electric Utility | Utility | Investor Owned Utility | 1 | X | WAT | Renewable | 0.2 | 0 | 1 | 0
Operable | 14354 | PacifiCorp |  | 987 | Last Chance | ID | Vertical | Caribou | 2 | Conventional Hydroelectric | HY |  | S | X | X |  |  | 0.5 | 1 | 0.4 | 0.4 | 0 | N |  |  | OP | X | 2 | 1984 | Pre-2000 |  |  | N | Electric Utility | Utility | Investor Owned Utility | 1 | X | WAT | Renewable | 0.5 | 0 | 1 | 0
Operable | 14354 | PacifiCorp |  | 987 | Last Chance | ID | Vertical | Caribou | 3 | Conventional Hydroelectric | HY |  | S | X | X |  |  | 1 | 1 | 0.8 | 0.8 | 0 | N |  |  | OP | X | 2 | 1984 | Pre-2000 |  |  | N | Electric Utility | Utility | Investor Owned Utility | 1 | X | WAT | Renewable | 1 | 0 | 1 | 0
Operable | 14354 | PacifiCorp |  | 3020 | Clearwater 1 | OR | Vertical | Douglas | 1 | Conventional Hydroelectric | HY |  | S | X | X |  |  | 15 | 0.85 | 17.9 | 17.9 | 0 | N |  |  | OP | X | 6 | 1953 | Pre-2000 |  |  | N | Electric Utility | Utility | Investor Owned Utility | 1 | X | WAT | Renewable | 15 | 0 | 1 | 0
Operable | 14354 | PacifiCorp |  | 3021 | Clearwater 2 | OR | Vertical | Douglas | 1 | Conventional Hydroelectric | HY |  | S | X | X |  |  | 26 | 0.85 | 31 | 31 | 0 | N |  |  | OP | X | 11 | 1953 | Pre-2000 |  |  | N | Electric Utility | Utility | Investor Owned Utility | 1 | X | WAT | Renewable | 26 | 0 | 1 | 0
Operable | 14354 | PacifiCorp |  | 3024 | Eagle Point | OR | Vertical | Jackson | 1 | Conventional Hydroelectric | HY |  | S | X | X |  |  | 2.8 | 0.9 | 2.8 | 2.8 | 0 | N |  |  | OP | X | 11 | 1957 | Pre-2000 |  |  | N | Electric Utility | Utility | Investor Owned Utility | 1 | X | WAT | Renewable | 2.8 | 0 | 1 | 0
Operable | 14354 | PacifiCorp |  | 3025 | East Side | OR | Vertical | Klamath | 1 | Conventional Hydroelectric | HY |  | S | X | X |  |  | 3.2 | 1 | 3 | 3 | 0 | N |  |  | OP | X | 8 | 1924 | Pre-2000 |  |  | N | Electric Utility | Utility | Investor Owned Utility | 1 | X | WAT | Renewable | 3.2 | 0 | 1 | 0
Operable | 14354 | PacifiCorp |  | 3026 | Fish Creek | OR | Vertical | Douglas | 1 | Conventional Hydroelectric | HY |  | S | X | X |  |  | 11 | 0.85 | 10.4 | 10.4 | 0 | N |  |  | OP | X | 6 | 1952 | Pre-2000 |  |  | N | Electric Utility | Utility | Investor Owned Utility | 1 | X | WAT | Renewable | 11 | 0 | 1 | 0
Operable | 14354 | PacifiCorp |  | 3028 | John C Boyle | OR | Vertical | Klamath | 1 | Conventional Hydroelectric | HY |  | S | X | X |  |  | 50.3 | 0.95 | 50.4 | 50.4 | 0 | N |  |  | OP | X | 10 | 1958 | Pre-2000 | 1 | 2024 | N | Electric Utility | Utility | Investor Owned Utility | 1 | X | WAT | Renewable | 50.3 | 0 | 1 | 0
Operable | 14354 | PacifiCorp |  | 3028 | John C Boyle | OR | Vertical | Klamath | 2 | Conventional Hydroelectric | HY |  | S | X | X |  |  | 48.4 | 0.95 | 47.6 | 47.6 | 0 | N |  |  | OP | X | 10 | 1958 | Pre-2000 | 1 | 2024 | N | Electric Utility | Utility | Investor Owned Utility | 1 | X | WAT | Renewable | 48.4 | 0 | 1 | 0
Operable | 14354 | PacifiCorp |  | 3029 | Lemolo 1 | OR | Vertical | Douglas | 1 | Conventional Hydroelectric | HY |  | S | X | X |  |  | 32 | 0.95 | 32 | 32 | 0 | N |  |  | OP | X | 7 | 1955 | Pre-2000 |  |  | N | Electric Utility | Utility | Investor Owned Utility | 1 | X | WAT | Renewable | 32 | 0 | 1 | 0
Operable | 14354 | PacifiCorp |  | 3032 | Prospect 1 | OR | Vertical | Jackson | 1 | Conventional Hydroelectric | HY |  | S | X | X |  |  | 3.8 | 0.8 | 4.6 | 4.6 | 0 | N |  |  | OP | X | 1 | 1912 | Pre-2000 |  |  | N | Electric Utility | Utility | Investor Owned Utility | 1 | X | WAT | Renewable | 3.8 | 0 | 1 | 0
Operable | 14354 | PacifiCorp |  | 3033 | Prospect 2 | OR | Vertical | Jackson | 1 | Conventional Hydroelectric | HY |  | S | X | X |  |  | 16 | 0.8 | 18 | 18 | 0 | N |  |  | OP | X | 1 | 1928 | Pre-2000 |  |  | N | Electric Utility | Utility | Investor Owned Utility | 1 | X | WAT | Renewable | 16 | 0 | 1 | 0
Operable | 14354 | PacifiCorp |  | 3033 | Prospect 2 | OR | Vertical | Jackson | 2 | Conventional Hydroelectric | HY |  | S | X | X |  |  | 16 | 0.8 | 18 | 18 | 0 | N |  |  | OP | X | 2 | 1928 | Pre-2000 |  |  | N | Electric Utility | Utility | Investor Owned Utility | 1 | X | WAT | Renewable | 16 | 0 | 1 | 0
Operable | 14354 | PacifiCorp |  | 3034 | Prospect 3 | OR | Vertical | Jackson | 1 | Conventional Hydroelectric | HY |  | S | X | X |  |  | 7.2 | 0.8 | 7.7 | 7.7 | 0 | N |  |  | OP | X | 4 | 1932 | Pre-2000 |  |  | N | Electric Utility | Utility | Investor Owned Utility | 1 | X | WAT | Renewable | 7.2 | 0 | 1 | 0
Operable | 14354 | PacifiCorp |  | 3035 | Prospect 4 | OR | Vertical | Jackson | 1 | Conventional Hydroelectric | HY |  | S | X | X |  |  | 1 | 0.8 | 0.9 | 0.9 | 0 | N |  |  | OP | X | 11 | 1944 | Pre-2000 |  |  | N | Electric Utility | Utility | Investor Owned Utility | 1 | X | WAT | Renewable | 1 | 0 | 1 | 0
Operable | 14354 | PacifiCorp |  | 3036 | Slide Creek | OR | Vertical | Douglas | 1 | Conventional Hydroelectric | HY |  | S | X | X |  |  | 18 | 0.85 | 18 | 18 | 0 | N |  |  | OP | X | 7 | 1951 | Pre-2000 |  |  | N | Electric Utility | Utility | Investor Owned Utility | 1 | X | WAT | Renewable | 18 | 0 | 1 | 0
Operable | 14354 | PacifiCorp |  | 3037 | Soda Springs | OR | Vertical | Douglas | 1 | Conventional Hydroelectric | HY |  | S | X | X |  |  | 11 | 0.85 | 11.6 | 11.6 | 0 | N |  |  | OP | X | 3 | 1952 | Pre-2000 |  |  | N | Electric Utility | Utility | Investor Owned Utility | 1 | X | WAT | Renewable | 11 | 0 | 1 | 0
Operable | 14354 | PacifiCorp |  | 3040 | Toketee Falls | OR | Vertical | Douglas | 1 | Conventional Hydroelectric | HY |  | S | X | X |  |  | 14.2 | 0.85 | 15 | 15 | 0 | N |  |  | OP | X | 2 | 1950 | Pre-2000 |  |  | N | Electric Utility | Utility | Investor Owned Utility | 1 | X | WAT | Renewable | 14.2 | 0 | 1 | 0
Operable | 14354 | PacifiCorp |  | 3040 | Toketee Falls | OR | Vertical | Douglas | 2 | Conventional Hydroelectric | HY |  | S | X | X |  |  | 14.2 | 0.85 | 15 | 15 | 0 | N |  |  | OP | X | 12 | 1949 | Pre-2000 |  |  | N | Electric Utility | Utility | Investor Owned Utility | 1 | X | WAT | Renewable | 14.2 | 0 | 1 | 0
Operable | 14354 | PacifiCorp |  | 3040 | Toketee Falls | OR | Vertical | Douglas | 3 | Conventional Hydroelectric | HY |  | S | X | X |  |  | 14.2 | 0.85 | 15 | 15 | 0 | N |  |  | OP | X | 3 | 1950 | Pre-2000 |  |  | N | Electric Utility | Utility | Investor Owned Utility | 1 | X | WAT | Renewable | 14.2 | 0 | 1 | 0
Operable | 14354 | PacifiCorp |  | 3041 | Wallowa Falls | OR | Vertical | Wallowa | 1 | Conventional Hydroelectric | HY |  | S | X | X |  |  | 1.1 | 0.8 | 1.1 | 1.1 | 0 | N |  |  | OP | X | 7 | 1921 | Pre-2000 |  |  | N | Electric Utility | Utility | Investor Owned Utility | 1 | X | WAT | Renewable | 1.1 | 0 | 1 | 0
Operable | 14354 | PacifiCorp |  | 3646 | Cutler Hydro | UT | Vertical | Box Elder | 1 | Conventional Hydroelectric | HY |  | S | X | X |  |  | 15 | 0.8 | 15 | 15 | 0 | N |  |  | OP | X | 7 | 1927 | Pre-2000 |  |  | N | Electric Utility | Utility | Investor Owned Utility | 1 | X | WAT | Renewable | 15 | 0 | 1 | 0
Operable | 14354 | PacifiCorp |  | 3646 | Cutler Hydro | UT | Vertical | Box Elder | 2 | Conventional Hydroelectric | HY |  | S | X | X |  |  | 15 | 0.8 | 15 | 15 | 0 | N |  |  | OP | X | 7 | 1927 | Pre-2000 |  |  | N | Electric Utility | Utility | Investor Owned Utility | 1 | X | WAT | Renewable | 15 | 0 | 1 | 0
Operable | 14354 | PacifiCorp |  | 3648 | Gadsby | UT | Vertical | Salt Lake | 1 | Natural Gas Steam Turbine | ST |  | S | X | X |  |  | 69 | 0.85 | 64 | 64 | 25 | N |  |  | OP | X | 9 | 1951 | Pre-2000 | 12 | 2032 | N | Electric Utility | Utility | Investor Owned Utility | 1 | X | NG | Non-Renewable | 0 | 69 | 0 | 1
Operable | 14354 | PacifiCorp |  | 3648 | Gadsby | UT | Vertical | Salt Lake | 2 | Natural Gas Steam Turbine | ST |  | S | X | X |  |  | 69 | 0.8 | 69 | 69 | 20 | N |  |  | OP | X | 12 | 1952 | Pre-2000 | 12 | 2032 | N | Electric Utility | Utility | Investor Owned Utility | 1 | X | NG | Non-Renewable | 0 | 69 | 0 | 1
Operable | 14354 | PacifiCorp |  | 3648 | Gadsby | UT | Vertical | Salt Lake | 3 | Natural Gas Steam Turbine | ST |  | S | X | X |  |  | 113.6 | 0.85 | 104.5 | 104.5 | 25 | N |  |  | OP | X | 6 | 1955 | Pre-2000 | 12 | 2032 | N | Electric Utility | Utility | Investor Owned Utility | 1 | X | NG | Non-Renewable | 0 | 113.6 | 0 | 1
Operable | 14354 | PacifiCorp |  | 3648 | Gadsby | UT | Vertical | Salt Lake | 4 | Natural Gas Fired Combustion Turbine | GT |  | S | X | X |  |  | 60.4 | 0.85 | 39.6 | 40.7 | 10 | N |  |  | OP | X | 7 | 2002 | 2002 | 12 | 2032 | N | Electric Utility | Utility | Investor Owned Utility | 1 | X | NG | Non-Renewable | 0 | 60.4 | 0 | 1
Operable | 14354 | PacifiCorp |  | 3648 | Gadsby | UT | Vertical | Salt Lake | 5 | Natural Gas Fired Combustion Turbine | GT |  | S | X | X |  |  | 60.4 | 0.85 | 39.6 | 40.7 | 10 | N |  |  | OP | X | 7 | 2002 | 2002 | 12 | 2032 | N | Electric Utility | Utility | Investor Owned Utility | 1 | X | NG | Non-Renewable | 0 | 60.4 | 0 | 1
Operable | 14354 | PacifiCorp |  | 3648 | Gadsby | UT | Vertical | Salt Lake | 6 | Natural Gas Fired Combustion Turbine | GT |  | S | X | X |  |  | 60.4 | 0.85 | 36.9 | 40.7 | 10 | N |  |  | OP | X | 8 | 2002 | 2002 | 12 | 2032 | N | Electric Utility | Utility | Investor Owned Utility | 1 | X | NG | Non-Renewable | 0 | 60.4 | 0 | 1
Operable | 14354 | PacifiCorp |  | 3651 | Granite | UT | Vertical | Salt Lake | 1 | Conventional Hydroelectric | HY |  | S | X | X |  |  | 2 | 1 | 1.2 | 1.2 | 0 | N |  |  | OP | X | 8 | 1896 | Pre-2000 |  |  | N | Electric Utility | Utility | Investor Owned Utility | 1 | X | WAT | Renewable | 2 | 0 | 1 | 0
Operable | 14354 | PacifiCorp |  | 3656 | Pioneer | UT | Vertical | Weber | 1 | Conventional Hydroelectric | HY |  | S | X | X |  |  | 2.5 | 1 | 2 | 2 | 0 | N |  |  | OP | X | 6 | 1910 | Pre-2000 |  |  | N | Electric Utility | Utility | Investor Owned Utility | 1 | X | WAT | Renewable | 2.5 | 0 | 1 | 0
Operable | 14354 | PacifiCorp |  | 3656 | Pioneer | UT | Vertical | Weber | 2 | Conventional Hydroelectric | HY |  | S | X | X |  |  | 2.5 | 1 | 2 | 2 | 0 | N |  |  | OP | X | 6 | 1910 | Pre-2000 |  |  | N | Electric Utility | Utility | Investor Owned Utility | 1 | X | WAT | Renewable | 2.5 | 0 | 1 | 0
Operable | 14354 | PacifiCorp |  | 3659 | Stairs | UT | Vertical | Salt Lake | 3 | Conventional Hydroelectric | HY |  | S | X | X |  |  | 1 | 1 | 1.2 | 1.2 | 0 | N |  |  | OP | X | 7 | 1912 | Pre-2000 |  |  | N | Electric Utility | Utility | Investor Owned Utility | 1 | X | WAT | Renewable | 1 | 0 | 1 | 0
Operable | 14354 | PacifiCorp |  | 3661 | Weber | UT | Vertical | Weber | 1 | Conventional Hydroelectric | HY |  | S | X | X |  |  | 3.8 | 1 | 2 | 2 | 0 | N |  |  | OP | X | 7 | 1911 | Pre-2000 |  |  | N | Electric Utility | Utility | Investor Owned Utility | 1 | X | WAT | Renewable | 3.8 | 0 | 1 | 0
Operable | 14354 | PacifiCorp |  | 3847 | Merwin | WA | Vertical | Cowlitz | 1 | Conventional Hydroelectric | HY |  | S | X | X |  |  | 45 | 0.8 | 50 | 50 | 0 | N |  |  | OP | X | 1 | 1932 | Pre-2000 |  |  | N | Electric Utility | Utility | Investor Owned Utility | 1 | X | WAT | Renewable | 45 | 0 | 1 | 0
Operable | 14354 | PacifiCorp |  | 3847 | Merwin | WA | Vertical | Cowlitz | 2 | Conventional Hydroelectric | HY |  | S | X | X |  |  | 45 | 0.8 | 50 | 50 | 0 | N |  |  | OP | X | 12 | 1949 | Pre-2000 |  |  | N | Electric Utility | Utility | Investor Owned Utility | 1 | X | WAT | Renewable | 45 | 0 | 1 | 0
Operable | 14354 | PacifiCorp |  | 3847 | Merwin | WA | Vertical | Cowlitz | 3 | Conventional Hydroelectric | HY |  | S | X | X |  |  | 45 | 0.8 | 50 | 50 | 0 | N |  |  | OP | X | 9 | 1958 | Pre-2000 |  |  | N | Electric Utility | Utility | Investor Owned Utility | 1 | X | WAT | Renewable | 45 | 0 | 1 | 0
Operable | 14354 | PacifiCorp |  | 3847 | Merwin | WA | Vertical | Cowlitz | House | Conventional Hydroelectric | HY |  | S | X | X |  |  | 1 | 0.8 | 1 | 1 | 0 | N |  |  | OP | X | 7 | 1931 | Pre-2000 |  |  | N | Electric Utility | Utility | Investor Owned Utility | 1 | X | WAT | Renewable | 1 | 0 | 1 | 0
Operable | 14354 | PacifiCorp |  | 3850 | Swift 1 | WA | Vertical | Skamania | HY11 | Conventional Hydroelectric | HY |  | S | X | X |  |  | 80 | 1 | 87.9 | 87.9 | 0 | N |  |  | OP | X | 12 | 1958 | Pre-2000 |  |  | N | Electric Utility | Utility | Investor Owned Utility | 1 | X | WAT | Renewable | 80 | 0 | 1 | 0
Operable | 14354 | PacifiCorp |  | 3850 | Swift 1 | WA | Vertical | Skamania | HY12 | Conventional Hydroelectric | HY |  | S | X | X |  |  | 80 | 1 | 87.9 | 87.9 | 0 | N |  |  | OP | X | 12 | 1958 | Pre-2000 |  |  | N | Electric Utility | Utility | Investor Owned Utility | 1 | X | WAT | Renewable | 80 | 0 | 1 | 0
Operable | 14354 | PacifiCorp |  | 3850 | Swift 1 | WA | Vertical | Skamania | HY13 | Conventional Hydroelectric | HY |  | S | X | X |  |  | 80 | 1 | 87.9 | 87.9 | 0 | N |  |  | OP | X | 12 | 1958 | Pre-2000 |  |  | N | Electric Utility | Utility | Investor Owned Utility | 1 | X | WAT | Renewable | 80 | 0 | 1 | 0
Operable | 14354 | PacifiCorp |  | 3852 | Yale | WA | Vertical | Cowlitz | 1 | Conventional Hydroelectric | HY |  | S | X | X |  |  | 67 | 1 | 81.8 | 81.8 | 0 | N |  |  | OP | X | 9 | 1953 | Pre-2000 |  |  | N | Electric Utility | Utility | Investor Owned Utility | 1 | X | WAT | Renewable | 67 | 0 | 1 | 0
Operable | 14354 | PacifiCorp |  | 3852 | Yale | WA | Vertical | Cowlitz | 2 | Conventional Hydroelectric | HY |  | S | X | X |  |  | 67 | 1 | 81.8 | 81.8 | 0 | N |  |  | OP | X | 11 | 1953 | Pre-2000 |  |  | N | Electric Utility | Utility | Investor Owned Utility | 1 | X | WAT | Renewable | 67 | 0 | 1 | 0
Operable | 14354 | PacifiCorp |  | 4158 | Dave Johnston | WY | Vertical | Converse | 1 | Conventional Steam Coal | ST |  | S | X | X |  |  | 113.6 | 0.85 | 93 | 99 | 45 | N |  |  | OP | X | 2 | 1959 | Pre-2000 | 12 | 2027 | N | Electric Utility | Utility | Investor Owned Utility | 1 | X | SUB | Non-Renewable | 0 | 113.6 | 0 | 1 | DFO
Operable | 14354 | PacifiCorp |  | 4158 | Dave Johnston | WY | Vertical | Converse | 2 | Conventional Steam Coal | ST |  | S | X | X |  |  | 113.6 | 0.85 | 102 | 106 | 45 | N |  |  | OP | X | 1 | 1961 | Pre-2000 | 12 | 2027 | N | Electric Utility | Utility | Investor Owned Utility | 1 | X | SUB | Non-Renewable | 0 | 113.6 | 0 | 1 | DFO
Operable | 14354 | PacifiCorp |  | 4158 | Dave Johnston | WY | Vertical | Converse | 3 | Conventional Steam Coal | ST |  | S | X | X |  |  | 229.5 | 0.9 | 220 | 220 | 100 | N |  |  | OP | X | 12 | 1964 | Pre-2000 | 12 | 2027 | N | Electric Utility | Utility | Investor Owned Utility | 1 | X | SUB | Non-Renewable | 0 | 229.5 | 0 | 1 | DFO
Operable | 14354 | PacifiCorp |  | 4158 | Dave Johnston | WY | Vertical | Converse | 4 | Conventional Steam Coal | ST |  | S | X | X |  |  | 360 | 0.9 | 330 | 330 | 125 | N |  |  | OP | X | 7 | 1972 | Pre-2000 | 12 | 2027 | N | Electric Utility | Utility | Investor Owned Utility | 1 | X | SUB | Non-Renewable | 0 | 360 | 0 | 1 | DFO
Operable | 14354 | PacifiCorp |  | 4162 | Naughton | WY | Vertical | Lincoln | 1 | Conventional Steam Coal | ST |  | S | X | X |  |  | 163.2 | 0.85 | 156 | 156 | 21 | N |  |  | OP | X | 5 | 1963 | Pre-2000 | 12 | 2025 | N | Electric Utility | Utility | Investor Owned Utility | 1 | X | SUB | Non-Renewable | 0 | 163.2 | 0 | 1
Operable | 14354 | PacifiCorp |  | 4162 | Naughton | WY | Vertical | Lincoln | 2 | Conventional Steam Coal | ST |  | S | X | X |  |  | 217.6 | 0.85 | 201 | 201 | 28 | N |  |  | OP | X | 10 | 1968 | Pre-2000 | 12 | 2025 | N | Electric Utility | Utility | Investor Owned Utility | 1 | X | SUB | Non-Renewable | 0 | 217.6 | 0 | 1
Operable | 14354 | PacifiCorp |  | 4162 | Naughton | WY | Vertical | Lincoln | 3 | Natural Gas Steam Turbine | ST |  | S | X | X |  |  | 326.4 | 0.85 | 247 | 247 | 27 | N |  |  | OP | X | 10 | 1971 | Pre-2000 | 12 | 2029 | N | Electric Utility | Utility | Investor Owned Utility | 1 | X | NG | Non-Renewable | 0 | 326.4 | 0 | 1
Operable | 14354 | PacifiCorp |  | 6101 | Wyodak | WY | Vertical | Campbell | 1 | Conventional Steam Coal | ST |  | J | X | X |  |  | 362.1 | 0.9 | 332 | 335 | 130 | N |  |  | OP | X | 9 | 1978 | Pre-2000 | 12 | 2039 | N | Electric Utility | Utility | Investor Owned Utility | 1 | X | SUB | Non-Renewable | 0 | 362.1 | 0 | 1
Operable | 14354 | PacifiCorp |  | 6165 | Hunter | UT | Vertical | Emery | 1 | Conventional Steam Coal | ST |  | J | X | X |  |  | 488.3 | 0.93 | 446 | 446 | 80 | N |  |  | OP | X | 6 | 1978 | Pre-2000 |  |  | N | Electric Utility | Utility | Investor Owned Utility | 1 | X | BIT | Non-Renewable | 0 | 488.3 | 0 | 1
Operable | 14354 | PacifiCorp |  | 6165 | Hunter | UT | Vertical | Emery | 2 | Conventional Steam Coal | ST |  | J | X | X |  |  | 488.3 | 0.93 | 446 | 446 | 80 | N |  |  | OP | X | 6 | 1980 | Pre-2000 |  |  | N | Electric Utility | Utility | Investor Owned Utility | 1 | X | BIT | Non-Renewable | 0 | 488.3 | 0 | 1
Operable | 14354 | PacifiCorp |  | 6165 | Hunter | UT | Vertical | Emery | 3 | Conventional Steam Coal | ST |  | S | X | X |  |  | 495.6 | 0.94 | 471 | 471 | 60 | N |  |  | OP | X | 6 | 1983 | Pre-2000 |  |  | N | Electric Utility | Utility | Investor Owned Utility | 1 | X | BIT | Non-Renewable | 0 | 495.6 | 0 | 1
Operable | 14354 | PacifiCorp |  | 6265 | Swift 2 | WA | Vertical | Cowlitz | 21 | Conventional Hydroelectric | HY |  | W | X | X |  |  | 36 | 0.9 | 34 | 34 | 0 | N |  |  | OS | X | 1 | 1959 | Pre-2000 |  |  | N | Electric Utility | Utility | Investor Owned Utility | 1 | X | WAT | Renewable | 36 | 0 | 1 | 0
Operable | 14354 | PacifiCorp |  | 6265 | Swift 2 | WA | Vertical | Cowlitz | 22 | Conventional Hydroelectric | HY |  | W | X | X |  |  | 36 | 0.9 | 31 | 31 | 0 | N |  |  | OS | X | 12 | 1958 | Pre-2000 |  |  | N | Electric Utility | Utility | Investor Owned Utility | 1 | X | WAT | Renewable | 36 | 0 | 1 | 0
Operable | 14354 | PacifiCorp |  | 6421 | Lemolo 2 | OR | Vertical | Douglas | 1 | Conventional Hydroelectric | HY |  | S | X | X |  |  | 43.7 | 0.97 | 38.5 | 38.5 | 0 | N |  |  | OP | X | 11 | 1956 | Pre-2000 |  |  | N | Electric Utility | Utility | Investor Owned Utility | 1 | X | WAT | Renewable | 43.7 | 0 | 1 | 0
Operable | 14354 | PacifiCorp |  | 6459 | Big Fork | MT | Vertical | Flathead | 1 | Conventional Hydroelectric | HY |  | S | X | X |  |  | 1.7 | 0.8 | 1.9 | 1.9 | 0 | N |  |  | OP | X | 7 | 1927 | Pre-2000 |  |  | N | Electric Utility | Utility | Investor Owned Utility | 1 | X | WAT | Renewable | 1.7 | 0 | 1 | 0
Operable | 14354 | PacifiCorp |  | 6459 | Big Fork | MT | Vertical | Flathead | 2 | Conventional Hydroelectric | HY |  | S | X | X |  |  | 1.7 | 0.8 | 1.9 | 1.9 | 0 | N |  |  | OP | X | 7 | 1928 | Pre-2000 |  |  | N | Electric Utility | Utility | Investor Owned Utility | 1 | X | WAT | Renewable | 1.7 | 0 | 1 | 0
Operable | 14354 | PacifiCorp |  | 6459 | Big Fork | MT | Vertical | Flathead | 3 | Conventional Hydroelectric | HY |  | S | X | X |  |  | 0.7 | 0.8 | 0.8 | 0.8 | 0 | N |  |  | OP | X | 7 | 1910 | Pre-2000 |  |  | N | Electric Utility | Utility | Investor Owned Utility | 1 | X | WAT | Renewable | 0.7 | 0 | 1 | 0
Operable | 14354 | PacifiCorp |  | 6484 | Bend | OR | Vertical | Deschutes | 1 | Conventional Hydroelectric | HY |  | S | X | X |  |  | 0.2 | 0.8 | 0.2 | 0.2 | 0 | N |  |  | OP | X | 7 | 1913 | Pre-2000 |  |  | N | Electric Utility | Utility | Investor Owned Utility | 1 | X | WAT | Renewable | 0.2 | 0 | 1 | 0
Operable | 14354 | PacifiCorp |  | 6484 | Bend | OR | Vertical | Deschutes | 2 | Conventional Hydroelectric | HY |  | S | X | X |  |  | 0.3 | 1 | 0.3 | 0.3 | 0 | N |  |  | OP | X | 7 | 1916 | Pre-2000 |  |  | N | Electric Utility | Utility | Investor Owned Utility | 1 | X | WAT | Renewable | 0.3 | 0 | 1 | 0
Operable | 14354 | PacifiCorp |  | 6484 | Bend | OR | Vertical | Deschutes | 3 | Conventional Hydroelectric | HY |  | S | X | X |  |  | 0.6 | 1 | 0.5 | 0.5 | 0 | N |  |  | OP | X | 7 | 1917 | Pre-2000 |  |  | N | Electric Utility | Utility | Investor Owned Utility | 1 | X | WAT | Renewable | 0.6 | 0 | 1 | 0
Operable | 14354 | PacifiCorp |  | 8066 | Jim Bridger | WY | Vertical | Sweetwater | 1 | Conventional Steam Coal | ST |  | J | X | X |  |  | 577.9 | 0.95 | 531 | 531 | 50 | N |  |  | OP | X | 11 | 1974 | Pre-2000 | 12 | 2037 | N | Electric Utility | Utility | Investor Owned Utility | 1 | X | SUB | Non-Renewable | 0 | 577.9 | 0 | 1
Operable | 14354 | PacifiCorp |  | 8066 | Jim Bridger | WY | Vertical | Sweetwater | 2 | Conventional Steam Coal | ST |  | J | X | X |  |  | 586.2 | 0.95 | 539 | 539 | 40 | N |  |  | OP | X | 12 | 1975 | Pre-2000 | 12 | 2037 | N | Electric Utility | Utility | Investor Owned Utility | 1 | X | SUB | Non-Renewable | 0 | 586.2 | 0 | 1
Operable | 14354 | PacifiCorp |  | 8066 | Jim Bridger | WY | Vertical | Sweetwater | 3 | Conventional Steam Coal | ST |  | J | X | X |  |  | 577.9 | 0.95 | 523 | 523 | 65 | N |  |  | OP | X | 9 | 1976 | Pre-2000 | 12 | 2037 | N | Electric Utility | Utility | Investor Owned Utility | 1 | X | SUB | Non-Renewable | 0 | 577.9 | 0 | 1
Operable | 14354 | PacifiCorp |  | 8066 | Jim Bridger | WY | Vertical | Sweetwater | 4 | Conventional Steam Coal | ST |  | J | X | X |  |  | 584 | 0.96 | 526 | 526 | 65 | N |  |  | OP | X | 11 | 1979 | Pre-2000 | 12 | 2037 | N | Electric Utility | Utility | Investor Owned Utility | 1 | X | SUB | Non-Renewable | 0 | 584 | 0 | 1
Operable | 14354 | PacifiCorp |  | 8069 | Huntington | UT | Vertical | Emery | 1 | Conventional Steam Coal | ST |  | S | X | X |  |  | 498 | 0.92 | 459 | 459 | 60 | N |  |  | OP | X | 6 | 1977 | Pre-2000 | 12 | 2036 | N | Electric Utility | Utility | Investor Owned Utility | 1 | X | BIT | Non-Renewable | 0 | 498 | 0 | 1
Operable | 14354 | PacifiCorp |  | 8069 | Huntington | UT | Vertical | Emery | 2 | Conventional Steam Coal | ST |  | S | X | X |  |  | 517.5 | 0.9 | 450 | 450 | 60 | N |  |  | OP | X | 7 | 1974 | Pre-2000 | 12 | 2036 | N | Electric Utility | Utility | Investor Owned Utility | 1 | X | BIT | Non-Renewable | 0 | 517.5 | 0 | 1
Operable | 14354 | PacifiCorp |  | 55607 | Foote Creek I | WY | Vertical | Carbon | GEN1 | Onshore Wind Turbine | WT |  | S | X | X |  |  | 41.4 |  | 41.4 | 41.4 | 0 | N |  |  | OP | X | 4 | 1999 | Pre-2000 |  |  | N | Electric Utility | Utility | Investor Owned Utility | 1 | X | WND | Renewable | 41.4 | 0 | 1 | 0
Operable | 14354 | PacifiCorp |  | 55608 | Foote Creek II | WY | Vertical | Carbon | GEN1 | Onshore Wind Turbine | WT |  | S | X | X |  |  | 1.8 |  | 1.8 | 1.8 | 0 | N |  |  | OA | X | 6 | 1999 | Pre-2000 |  |  | N | Electric Utility | Utility | Investor Owned Utility | 1 | X | WND | Renewable | 1.8 | 0 | 1 | 0
Operable | 14354 | PacifiCorp |  | 55609 | Foote Creek III | WY | Vertical | Carbon | GEN1 | Onshore Wind Turbine | WT |  | S | X | X |  |  | 24.8 |  | 24.8 | 24.8 | 0 | N |  |  | OP | X | 6 | 1999 | Pre-2000 |  |  | N | Electric Utility | Utility | Investor Owned Utility | 1 | X | WND | Renewable | 24.8 | 0 | 1 | 0
Operable | 14354 | PacifiCorp |  | 55610 | Foote Creek IV | WY | Vertical | Carbon | GEN1 | Onshore Wind Turbine | WT |  | S | X | X |  |  | 16.8 |  | 16.8 | 16.8 | 0 | N |  |  | OP | X | 8 | 2000 | 2000 |  |  | N | Electric Utility | Utility | Investor Owned Utility | 1 | X | WND | Renewable | 16.8 | 0 | 1 | 0
Operable | 14354 | PacifiCorp |  | 55662 | Chehalis Generating Facility | WA | Vertical | Lewis | CA | Natural Gas Fired Combined Cycle | CA | CC1 | S | N | X |  |  | 195.5 | 0.85 | 157 | 167 | 100 | N |  |  | OP | X | 8 | 2003 | 2003 | 12 | 2043 | N | Electric Utility | Utility | Investor Owned Utility | 1 | X | NG | Non-Renewable | 0 | 195.5 | 0 | 1
Operable | 14354 | PacifiCorp |  | 55662 | Chehalis Generating Facility | WA | Vertical | Lewis | CT1 | Natural Gas Fired Combined Cycle | CT | CC1 | S | X | N |  |  | 198.9 | 0.85 | 160 | 170 | 100 | N |  |  | OP | X | 8 | 2003 | 2003 | 12 | 2043 | N | Electric Utility | Utility | Investor Owned Utility | 1 | X | NG | Non-Renewable | 0 | 198.9 | 0 | 1
Operable | 14354 | PacifiCorp |  | 55662 | Chehalis Generating Facility | WA | Vertical | Lewis | CT2 | Natural Gas Fired Combined Cycle | CT | CC1 | S | X | N |  |  | 198.9 | 0.85 | 160 | 170 | 100 | N |  |  | OP | X | 8 | 2003 | 2003 | 12 | 2043 | N | Electric Utility | Utility | Investor Owned Utility | 1 | X | NG | Non-Renewable | 0 | 198.9 | 0 | 1
Operable | 14354 | PacifiCorp |  | 56102 | Currant Creek | UT | Vertical | Juab | CT1A | Natural Gas Fired Combined Cycle | CT | CC1 | S | X | N |  |  | 146.2 | 0.85 | 135 | 143 | 75 | N |  |  | OP | X | 6 | 2005 | 2005 |  |  | N | Electric Utility | Utility | Investor Owned Utility | 1 | X | NG | Non-Renewable | 0 | 146.2 | 0 | 1
Operable | 14354 | PacifiCorp |  | 56102 | Currant Creek | UT | Vertical | Juab | CT1B | Natural Gas Fired Combined Cycle | CT | CC1 | S | X | N |  |  | 146.2 | 0.85 | 135 | 143 | 75 | N |  |  | OP | X | 6 | 2005 | 2005 |  |  | N | Electric Utility | Utility | Investor Owned Utility | 1 | X | NG | Non-Renewable | 0 | 146.2 | 0 | 1
Operable | 14354 | PacifiCorp |  | 56102 | Currant Creek | UT | Vertical | Juab | ST1 | Natural Gas Fired Combined Cycle | CA | CC1 | S | Y | X |  |  | 274.5 | 0.9 | 254 | 269 | 130 | N |  |  | OP | X | 4 | 2006 | 2006 |  |  | N | Electric Utility | Utility | Investor Owned Utility | 1 | X | NG | Non-Renewable | 0 | 274.5 | 0 | 1
Operable | 14354 | PacifiCorp |  | 56237 | Lake Side Power Plant | UT | Vertical | Utah | CT01 | Natural Gas Fired Combined Cycle | CT | CC1 | S | X | N |  |  | 182.7 | 0.9 | 169 | 174 | 120 | N |  |  | OP | X | 9 | 2007 | 2007 |  |  | N | Electric Utility | Utility | Investor Owned Utility | 1 | X | NG | Non-Renewable | 0 | 182.7 | 0 | 1
Operable | 14354 | PacifiCorp |  | 56237 | Lake Side Power Plant | UT | Vertical | Utah | CT02 | Natural Gas Fired Combined Cycle | CT | CC1 | S | X | N |  |  | 182.7 | 0.9 | 169 | 174 | 120 | N |  |  | OP | X | 9 | 2007 | 2007 |  |  | N | Electric Utility | Utility | Investor Owned Utility | 1 | X | NG | Non-Renewable | 0 | 182.7 | 0 | 1
Operable | 14354 | PacifiCorp |  | 56237 | Lake Side Power Plant | UT | Vertical | Utah | CT21 | Natural Gas Fired Combined Cycle | CT | CC2 | S | X | N |  |  | 185.4 | 0.9 | 178 | 183.2 | 130 | N |  |  | OP | X | 5 | 2014 | 2014 |  |  | N | Electric Utility | Utility | Investor Owned Utility | 1 | X | NG | Non-Renewable | 0 | 185.4 | 0 | 1
Operable | 14354 | PacifiCorp |  | 56237 | Lake Side Power Plant | UT | Vertical | Utah | CT22 | Natural Gas Fired Combined Cycle | CT | CC2 | S | X | N |  |  | 185.4 | 0.9 | 178 | 183.2 | 130 | N |  |  | OP | X | 5 | 2014 | 2014 |  |  | N | Electric Utility | Utility | Investor Owned Utility | 1 | X | NG | Non-Renewable | 0 | 185.4 | 0 | 1
Operable | 14354 | PacifiCorp |  | 56237 | Lake Side Power Plant | UT | Vertical | Utah | ST01 | Natural Gas Fired Combined Cycle | CA | CC1 | S | Y | X |  |  | 225.9 | 0.9 | 209 | 215 | 140 | N |  |  | OP | X | 9 | 2007 | 2007 |  |  | N | Electric Utility | Utility | Investor Owned Utility | 1 | X | NG | Non-Renewable | 0 | 225.9 | 0 | 1
Operable | 14354 | PacifiCorp |  | 56237 | Lake Side Power Plant | UT | Vertical | Utah | ST2 | Natural Gas Fired Combined Cycle | CA | CC2 | S | Y | X |  |  | 284.4 | 0.9 | 273 | 281 | 140 | N |  |  | OP | X | 5 | 2014 | 2014 |  |  | N | Electric Utility | Utility | Investor Owned Utility | 1 | X | NG | Non-Renewable | 0 | 284.4 | 0 | 1
Operable | 14354 | PacifiCorp |  | 56360 | Leaning Juniper | OR | Vertical | Gilliam | 1 | Onshore Wind Turbine | WT |  | S | X | X |  |  | 110.4 |  | 100.5 | 100.5 | 0 | N |  |  | OP | X | 10 | 2006 | 2006 |  |  | N | Electric Utility | Utility | Investor Owned Utility | 1 | X | WND | Renewable | 110.4 | 0 | 1 | 0
Operable | 14354 | PacifiCorp |  | 56466 | Marengo Wind Plant | WA | Vertical | Columbia | 1 | Onshore Wind Turbine | WT |  | S | X | X |  |  | 156 |  | 156 | 156 | 0 | N |  |  | OP | X | 8 | 2007 | 2007 |  |  | N | Electric Utility | Utility | Investor Owned Utility | 1 | X | WND | Renewable | 156 | 0 | 1 | 0
Operable | 14354 | PacifiCorp |  | 56466 | Marengo Wind Plant | WA | Vertical | Columbia | 2 | Onshore Wind Turbine | WT |  | S | X | X |  |  | 78 |  | 78 | 78 | 0 | N |  |  | OP | X | 1 | 2008 | 2008 |  |  | N | Electric Utility | Utility | Investor Owned Utility | 1 | X | WND | Renewable | 78 | 0 | 1 | 0
Operable | 14354 | PacifiCorp |  | 56666 | Goodnoe Hills | WA | Vertical | Klickitat | 1 | Onshore Wind Turbine | WT |  | S | X | X |  |  | 103.4 |  | 94 | 94 | 0 | N |  |  | OP | X | 6 | 2008 | 2008 |  |  | N | Electric Utility | Utility | Investor Owned Utility | 1 | X | WND | Renewable | 103.4 | 0 | 1 | 0
Operable | 14354 | PacifiCorp |  | 56841 | Glenrock | WY | Vertical | Converse | 1 | Onshore Wind Turbine | WT |  | S | X | X |  |  | 119.6 |  | 99 | 99 | 0 | N |  |  | OP | X | 12 | 2008 | 2008 |  |  | N | Electric Utility | Utility | Investor Owned Utility | 1 | X | WND | Renewable | 119.6 | 0 | 1 | 0
Operable | 14354 | PacifiCorp |  | 56841 | Glenrock | WY | Vertical | Converse | 2 | Onshore Wind Turbine | WT |  | S | X | X |  |  | 46 |  | 39 | 39 | 0 | N |  |  | OP | X | 1 | 2009 | 2009 |  |  | N | Electric Utility | Utility | Investor Owned Utility | 1 | X | WND | Renewable | 46 | 0 | 1 | 0
Operable | 14354 | PacifiCorp |  | 56842 | Rolling Hills | WY | Vertical | Converse | 1 | Onshore Wind Turbine | WT |  | S | X | X |  |  | 115.8 |  | 99 | 99 | 0 | N |  |  | OP | X | 1 | 2009 | 2009 |  |  | N | Electric Utility | Utility | Investor Owned Utility | 1 | X | WND | Renewable | 115.8 | 0 | 1 | 0
Operable | 14354 | PacifiCorp |  | 56843 | Seven Mile Hill | WY | Vertical | Carbon | 1 | Onshore Wind Turbine | WT |  | S | X | X |  |  | 122.1 |  | 99 | 99 | 0 | N |  |  | OP | X | 12 | 2008 | 2008 |  |  | N | Electric Utility | Utility | Investor Owned Utility | 1 | X | WND | Renewable | 122.1 | 0 | 1 | 0
Operable | 14354 | PacifiCorp |  | 56843 | Seven Mile Hill | WY | Vertical | Carbon | 2 | Onshore Wind Turbine | WT |  | S | X | X |  |  | 24.1 |  | 19.5 | 19.5 | 0 | N |  |  | OP | X | 12 | 2008 | 2008 |  |  | N | Electric Utility | Utility | Investor Owned Utility | 1 | X | WND | Renewable | 24.1 | 0 | 1 | 0
Operable | 14354 | PacifiCorp |  | 57039 | McFadden Ridge | WY | Vertical | Albany | 1 | Onshore Wind Turbine | WT |  | S | X | X |  |  | 35.2 |  | 28.8 | 28.5 | 0 | N |  |  | OP | X | 10 | 2009 | 2009 |  |  | N | Electric Utility | Utility | Investor Owned Utility | 1 | X | WND | Renewable | 35.2 | 0 | 1 | 0
Operable | 14354 | PacifiCorp |  | 57040 | High Plains | WY | Vertical | Albany | 1 | Onshore Wind Turbine | WT |  | S | X | X |  |  | 122.1 |  | 99 | 99 | 0 | N |  |  | OP | X | 9 | 2009 | 2009 |  |  | N | Electric Utility | Utility | Investor Owned Utility | 1 | X | WND | Renewable | 122.1 | 0 | 1 | 0
Operable | 14354 | PacifiCorp |  | 57299 | Dunlap | WY | Vertical | Carbon | 1 | Onshore Wind Turbine | WT |  | S | X | X |  |  | 129.5 |  | 111 | 111 | 0 | N |  |  | OP | X | 10 | 2010 | 2010 |  |  | N | Electric Utility | Utility | Investor Owned Utility | 1 | X | WND | Renewable | 129.5 | 0 | 1 | 0
Operable | 14354 | PacifiCorp |  | 58150 | Black Cap Solar Plant | OR | Vertical | Lake | 1 | Solar Photovoltaic | PV |  | S | X | X |  |  | 2 |  | 2 | 2 |  | N |  |  | OP | X | 10 | 2012 | 2012 |  |  | N | Electric Utility | Utility | Investor Owned Utility | 1 | X | SUN | Renewable | 2 | 0 | 1 | 0
Operable | 14354 | PacifiCorp |  | 59757 | Pryor Mountain Wind | MT | Vertical | Carbon | 1 | Onshore Wind Turbine | WT |  | S | X | X |  |  | 239.8 |  | 239.8 | 239.8 | 1 | N |  |  | OP | X | 4 | 2021 | 2021 |  |  | N | Electric Utility | Utility | Investor Owned Utility | 1 | X | WND | Renewable | 239.8 | 0 | 1 | 0
Operable | 14354 | PacifiCorp |  | 62516 | TB Flats | WY | Vertical | Carbon | 1 | Onshore Wind Turbine | WT |  | S | X | X |  |  | 503.2 |  | 503.2 | 503.2 | 1 | N |  |  | OP | X | 10 | 2021 | 2021 |  |  | N | Electric Utility | Utility | Investor Owned Utility | 1 | X | WND | Renewable | 503.2 | 0 | 1 | 0
Operable | 14354 | PacifiCorp |  | 62591 | Ekola Flats | WY | Vertical | Carbon | 1 | Onshore Wind Turbine | WT |  | S | X | X |  |  | 250.9 |  | 250.9 | 250.9 | 0 | N |  |  | OP | X | 12 | 2020 | 2020 |  |  | N | Electric Utility | Utility | Investor Owned Utility | 1 | X | WND | Renewable | 250.9 | 0 | 1 | 0
Operable | 14354 | PacifiCorp |  | 63915 | Cedar Springs II | WY | Vertical | Converse | 82634 | Onshore Wind Turbine | WT |  | S | X | X |  |  | 200 |  | 198.8 | 198.8 | 0 | N |  |  | OP | X | 12 | 2020 | 2020 |  |  | N | Electric Utility | Utility | Investor Owned Utility | 1 | X | WND | Renewable | 200 | 0 | 1 | 0
Operable | 14362 | Packaging Corp of America |  | 50296 | Packaging Corp of America | TN | Vertical | Hardin | GEN1 | Wood/Wood Waste Biomass | ST |  | S | X | X |  |  | 50 | 0.95 | 50 | 50 | 2 | N |  |  | OP | X | 2 | 1985 | Pre-2000 |  |  | Y | Industrial CHP | Customer Sited | Other | 7 | T | WDS | Renewable | 50 | 0 | 1 | 0 | BLQ | NG | TDF | BIT
Operable | 14362 | Packaging Corp of America |  | 50296 | Packaging Corp of America | TN | Vertical | Hardin | GEN2 | Wood/Wood Waste Biomass | ST |  | S | X | X |  |  | 22.5 | 0.9 | 22.5 | 22.5 | 2 | N |  |  | OP | X | 10 | 2010 | 2010 |  |  | Y | Industrial CHP | Customer Sited | Other | 7 | T | BLQ | Renewable | 22.5 | 0 | 1 | 0 | NG
Operable | 1924 | Packaging Corporation of America |  | 10488 | DeRidder Mill | LA | Vertical | Beauregard | TG | Wood/Wood Waste Biomass | ST |  | S | X | X |  |  | 61.5 | 0.95 | 61.5 | 61.5 | 16 | N |  |  | OP | X | 10 | 1969 | Pre-2000 |  |  | Y | Industrial CHP | Customer Sited | Other | 7 | T | BLQ | Renewable | 61.5 | 0 | 1 | 0 | WDS | NG
Operable | 55772 | Paducah Power System |  | 56556 | PPS Power Plant No 1 | KY | Vertical | McCracken | 1 | Natural Gas Fired Combustion Turbine | GT |  | S | X | X | N/A | N/A | 60 | 0.85 | 55 | 62 | 15 | N |  |  | OP | X | 6 | 2010 | 2010 |  |  | N | Electric Utility | Utility | Municipal | 1 | X | NG | Non-Renewable | 0 | 60 | 0 | 1
Operable | 55772 | Paducah Power System |  | 56556 | PPS Power Plant No 1 | KY | Vertical | McCracken | 2 | Natural Gas Fired Combustion Turbine | GT |  | S | X | X | N/A | N/A | 60 | 0.85 | 55 | 62 | 15 | N |  |  | OP | X | 6 | 2010 | 2010 |  |  | N | Electric Utility | Utility | Municipal | 1 | X | NG | Non-Renewable | 0 | 60 | 0 | 1
Operable | 61603 | Page Solar Farm, LLC |  | 62018 | Page Solar | NC | Vertical | Johnston | PGRI1 | Solar Photovoltaic | PV |  | S | X | X |  |  | 1.6 |  | 1.6 | 1.6 |  | N |  |  | OP | X | 12 | 2018 | 2018 |  |  | N | IPP Non-CHP | IPP | IPP | 2 | X | SUN | Renewable | 1.6 | 0 | 1 | 0
Operable | 14395 | Palm Springs City of |  | 50674 | Municipal Cogen Plant | CA | Vertical | Riverside | GEN1A | Natural Gas Internal Combustion Engine | IC |  | S | X | X |  |  | 1.2 | 1 | 1.2 | 1.2 | 0.5 | N |  |  | OP | X | 11 | 2015 | 2015 |  |  | N | Commercial Non-CHP | Customer Sited | Other | 4 | X | NG | Non-Renewable | 0 | 1.2 | 0 | 1
Operable | 64149 | Palmer Community Solar LLC |  | 64503 | Palmer Community Solar LLC CSG | MN | Vertical | Chisago | PALM | Solar Photovoltaic | PV |  | S | X | X |  |  | 1 | 1 | 1 | 1 |  | N |  |  | OP | X | 8 | 2021 | 2021 |  |  | N | IPP Non-CHP | IPP | IPP | 2 | X | SUN | Renewable | 1 | 0 | 1 | 0
Operable | 24931 | Palmer Hydroelectric |  | 54580 | Curtis Palmer Hydroelectric | NY | Restructured | Saratoga | C1 | Conventional Hydroelectric | HY |  | S | X | X |  |  | 2.6 | 0.8 | 2.5 | 2.5 | 0.9 | N |  |  | OP | X | 3 | 1986 | Pre-2000 |  |  | N | IPP Non-CHP | IPP | IPP | 2 | X | WAT | Renewable | 2.6 | 0 | 1 | 0
Operable | 24931 | Palmer Hydroelectric |  | 54580 | Curtis Palmer Hydroelectric | NY | Restructured | Saratoga | C2 | Conventional Hydroelectric | HY |  | S | X | X |  |  | 2.6 | 0.8 | 2.5 | 2.5 | 0.9 | N |  |  | OP | X | 1 | 1986 | Pre-2000 |  |  | N | IPP Non-CHP | IPP | IPP | 2 | X | WAT | Renewable | 2.6 | 0 | 1 | 0
Operable | 24931 | Palmer Hydroelectric |  | 54580 | Curtis Palmer Hydroelectric | NY | Restructured | Saratoga | C3 | Conventional Hydroelectric | HY |  | S | X | X |  |  | 2.6 | 0.8 | 2.4 | 2.4 | 2.3 | N |  |  | OP | X | 12 | 1985 | Pre-2000 |  |  | N | IPP Non-CHP | IPP | IPP | 2 | X | WAT | Renewable | 2.6 | 0 | 1 | 0
Operable | 24931 | Palmer Hydroelectric |  | 54580 | Curtis Palmer Hydroelectric | NY | Restructured | Saratoga | C4 | Conventional Hydroelectric | HY |  | S | X | X |  |  | 1 | 0.8 | 1.1 | 1.1 | 0.2 | N |  |  | OP | X | 11 | 1985 | Pre-2000 |  |  | N | IPP Non-CHP | IPP | IPP | 2 | X | WAT | Renewable | 1 | 0 | 1 | 0
Operable | 24931 | Palmer Hydroelectric |  | 54580 | Curtis Palmer Hydroelectric | NY | Restructured | Saratoga | C5 | Conventional Hydroelectric | HY |  | S | X | X |  |  | 1 | 0.8 | 1.1 | 1.1 | 0.2 | N |  |  | OP | X | 10 | 1985 | Pre-2000 |  |  | N | IPP Non-CHP | IPP | IPP | 2 | X | WAT | Renewable | 1 | 0 | 1 | 0
Operable | 24931 | Palmer Hydroelectric |  | 54580 | Curtis Palmer Hydroelectric | NY | Restructured | Saratoga | P1 | Conventional Hydroelectric | HY |  | S | X | X |  |  | 24.6 | 0.9 | 25 | 25 | 6 | N |  |  | OP | X | 11 | 1986 | Pre-2000 |  |  | N | IPP Non-CHP | IPP | IPP | 2 | X | WAT | Renewable | 24.6 | 0 | 1 | 0
Operable | 24931 | Palmer Hydroelectric |  | 54580 | Curtis Palmer Hydroelectric | NY | Restructured | Saratoga | P2 | Conventional Hydroelectric | HY |  | S | X | X |  |  | 24.6 | 0.9 | 25 | 25 | 6 | N |  |  | OP | X | 10 | 1986 | Pre-2000 |  |  | N | IPP Non-CHP | IPP | IPP | 2 | X | WAT | Renewable | 24.6 | 0 | 1 | 0
Operable | 59653 | Palmer Solar LLC |  | 59866 | Palmer Solar LLC | MA | Restructured | Hampden | 11111 | Solar Photovoltaic | PV |  | S | X | X |  |  | 2.5 |  | 2.5 | 2.5 |  | N |  |  | OP | X | 12 | 2013 | 2013 |  |  | N | IPP Non-CHP | IPP | IPP | 2 | X | SUN | Renewable | 2.5 | 0 | 1 | 0
Operable | 61815 | Palmer's Creek Wind Farm, LLC |  | 62291 | Palmer's Creek Wind Farm, LLC | MN | Vertical | Chippewa | PCWF | Onshore Wind Turbine | WT |  | S | X | X | WAUEGRANITFUNPALMERCREEK_WF_RA | WAPA Granite Falls 115 kV substation | 44.6 |  | 44.6 | 44.6 | 0.1 | N |  |  | OP | X | 12 | 2018 | 2018 |  |  | N | IPP Non-CHP | IPP | IPP | 2 | X | WND | Renewable | 44.6 | 0 | 1 | 0
Operable | 63248 | Palmetto Power Management LLC |  | 58312 | Warrenton Farm | NC | Vertical | Warren | 1 | Solar Photovoltaic | PV |  | W | X | X |  |  | 4 |  | 4 | 4 |  | N |  |  | OP | X | 12 | 2012 | 2012 |  |  | N | IPP Non-CHP | IPP | IPP | 2 | X | SUN | Renewable | 4 | 0 | 1 | 0
Operable | 63248 | Palmetto Power Management LLC |  | 58314 | Belwood Farm | NC | Vertical | Cleveland | 1 | Solar Photovoltaic | PV |  | W | X | X |  |  | 4 |  | 4 | 4 |  | N |  |  | OP | X | 12 | 2012 | 2012 |  |  | N | IPP Non-CHP | IPP | IPP | 2 | X | SUN | Renewable | 4 | 0 | 1 | 0
Operable | 63248 | Palmetto Power Management LLC |  | 58316 | Railroad Farm | NC | Vertical | Robeson | 1 | Solar Photovoltaic | PV |  | W | X | X |  |  | 5 |  | 5 | 5 |  | N |  |  | OP | X | 10 | 2012 | 2012 |  |  | N | IPP Non-CHP | IPP | IPP | 2 | X | SUN | Renewable | 5 | 0 | 1 | 0
Operable | 63248 | Palmetto Power Management LLC |  | 58317 | Watts Farm | NC | Vertical | Robeson | 1 | Solar Photovoltaic | PV |  | W | X | X |  |  | 5 |  | 5 | 5 |  | N |  |  | OP | X | 7 | 2012 | 2012 |  |  | N | IPP Non-CHP | IPP | IPP | 2 | X | SUN | Renewable | 5 | 0 | 1 | 0
Operable | 63248 | Palmetto Power Management LLC |  | 58336 | Mile Farm | NC | Vertical | Durham | 1 | Solar Photovoltaic | PV |  | W | X | X |  |  | 5 |  | 5 | 5 |  | N |  |  | OP | X | 6 | 2014 | 2014 |  |  | N | IPP Non-CHP | IPP | IPP | 2 | X | SUN | Renewable | 5 | 0 | 1 | 0
Operable | 63248 | Palmetto Power Management LLC |  | 58343 | Yanceyville Farm | NC | Vertical | Caswell | 1 | Solar Photovoltaic | PV |  | W | X | X |  |  | 5 |  | 5 | 5 |  | N |  |  | OP | X | 12 | 2013 | 2013 |  |  | N | IPP Non-CHP | IPP | IPP | 2 | X | SUN | Renewable | 5 | 0 | 1 | 0
Operable | 63248 | Palmetto Power Management LLC |  | 58453 | Dixon Dairy Road Solar | NC | Vertical | Cleveland | 1 | Solar Photovoltaic | PV |  | S | X | X |  |  | 4 |  | 4 | 4 |  | N |  |  | OP | X | 12 | 2011 | 2011 |  |  | N | IPP Non-CHP | IPP | IPP | 2 | X | SUN | Renewable | 4 | 0 | 1 | 0
Operable | 63248 | Palmetto Power Management LLC |  | 58851 | Oakboro Farm | NC | Vertical | Scotland | 1 | Solar Photovoltaic | PV |  | W | X | X |  |  | 5 |  | 5 | 5 |  | N |  |  | OP | X | 9 | 2014 | 2014 |  |  | N | IPP Non-CHP | IPP | IPP | 2 | X | SUN | Renewable | 5 | 0 | 1 | 0
Operable | 63248 | Palmetto Power Management LLC |  | 59105 | Market Farm | NC | Vertical | Rockingham | 1 | Solar Photovoltaic | PV |  | W | X | X |  |  | 4.9 |  | 4.9 | 4.9 |  | N |  |  | OP | X | 10 | 2014 | 2014 |  |  | N | IPP Non-CHP | IPP | IPP | 2 | X | SUN | Renewable | 4.9 | 0 | 1 | 0
Operable | 63248 | Palmetto Power Management LLC |  | 64308 | Dissigno Healdsburg FPV, LLC | CA | Vertical | Sonoma | HLDBG | Solar Photovoltaic | PV |  | W | X | X |  |  | 3 |  | 3 | 3 |  | N |  |  | OP | X | 12 | 2020 | 2020 |  |  | N | IPP Non-CHP | IPP | IPP | 2 | X | SUN | Renewable | 3 | 0 | 1 | 0
Operable | 59238 | Palo Duro Wind |  | 59475 | Palo Duro Wind | TX | Restructured | Ochiltree | GE1.7 | Onshore Wind Turbine | WT |  | S | X | X |  |  | 249.9 |  | 249.9 | 249.9 | 0 | N |  |  | OP | X | 12 | 2014 | 2014 |  |  | N | IPP Non-CHP | IPP | IPP | 2 | X | WND | Renewable | 249.9 | 0 | 1 | 0
Operable | 64035 | Pamlico Partners Solar, LLC |  | 58799 | Pamlico Partners Solar | NC | Vertical | Beaufort | 1 | Solar Photovoltaic | PV |  | S | X | X |  |  | 5 |  | 5 | 5 |  | N |  |  | OP | X | 12 | 2013 | 2013 |  |  | N | IPP Non-CHP | IPP | IPP | 2 | X | SUN | Renewable | 5 | 0 | 1 | 0
Operable | 61612 | Panda Solar NC 1, LLC |  | 62089 | Panda Solar NC 1, LLC | NC | Vertical | Robeson | 20002 | Solar Photovoltaic | PV |  | S | X | X |  |  | 1 |  | 1 | 1 | 1 | N |  |  | OP | X | 4 | 2019 | 2019 | 4 | 2049 | N | IPP Non-CHP | IPP | IPP | 2 | X | SUN | Renewable | 1 | 0 | 1 | 0
Operable | 61663 | Panda Solar NC 10, LLC |  | 62128 | Panda Solar NC 10, LLC | NC | Vertical | Cumberland | 20031 | Solar Photovoltaic | PV |  | S | X | X |  |  | 2 |  | 2 | 2 | 2 | N |  |  | OP | X | 6 | 2019 | 2019 | 6 | 2049 | N | IPP Non-CHP | IPP | IPP | 2 | X | SUN | Renewable | 2 | 0 | 1 | 0
Operable | 61664 | Panda Solar NC 11, LLC |  | 62129 | Panda Solar NC 11, LLC | NC | Vertical | Cumberland | 20032 | Solar Photovoltaic | PV |  | S | X | X |  |  | 2 |  | 2 | 2 | 2 | N |  |  | OP | X | 6 | 2019 | 2019 | 6 | 2049 | N | IPP Non-CHP | IPP | IPP | 2 | X | SUN | Renewable | 2 | 0 | 1 | 0
Operable | 61655 | Panda Solar NC 2, LLC |  | 62120 | Panda Solar NC 2, LLC | NC | Vertical | Robeson | 20003 | Solar Photovoltaic | PV |  | S | X | X |  |  | 2 |  | 2 | 2 | 2 | N |  |  | OP | X | 4 | 2019 | 2019 | 4 | 2049 | N | IPP Non-CHP | IPP | IPP | 2 | X | SUN | Renewable | 2 | 0 | 1 | 0
Operable | 61656 | Panda Solar NC 3, LLC |  | 62121 | Panda Solar NC 3, LLC | NC | Vertical | Robeson | 20011 | Solar Photovoltaic | PV |  | S | X | X |  |  | 2 |  | 2 | 2 | 2 | N |  |  | OP | X | 6 | 2019 | 2019 | 6 | 2049 | N | IPP Non-CHP | IPP | IPP | 2 | X | SUN | Renewable | 2 | 0 | 1 | 0
Operable | 61657 | Panda Solar NC 4, LLC |  | 62122 | Panda Solar NC 4, LLC | NC | Vertical | Bladen | 20009 | Solar Photovoltaic | PV |  | S | X | X |  |  | 2 |  | 2 | 2 | 2 | N |  |  | OP | X | 6 | 2019 | 2019 |  |  | N | IPP Non-CHP | IPP | IPP | 2 | X | SUN | Renewable | 2 | 0 | 1 | 0
Operable | 61658 | Panda Solar NC 5, LLC |  | 62123 | Panda Solar NC 5, LLC | NC | Vertical | Cumberland | 20007 | Solar Photovoltaic | PV |  | S | X | X |  |  | 1 |  | 1 | 1 | 1 | N |  |  | OP | X | 6 | 2019 | 2019 | 6 | 2049 | N | IPP Non-CHP | IPP | IPP | 2 | X | SUN | Renewable | 1 | 0 | 1 | 0
Operable | 61660 | Panda Solar NC 6, LLC |  | 62124 | Panda Solar NC 6, LLC | NC | Vertical | Columbus | 20028 | Solar Photovoltaic | PV |  | S | X | X |  |  | 1 |  | 1 | 1 | 1 | N |  |  | OP | X | 6 | 2019 | 2019 | 6 | 2049 | N | IPP Non-CHP | IPP | IPP | 2 | X | SUN | Renewable | 1 | 0 | 1 | 0
Operable | 61659 | Panda Solar NC 7 , LLC |  | 62125 | Panda Solar NC 7, LLC | NC | Vertical | Sampson | 20038 | Solar Photovoltaic | PV |  | S | X | X |  |  | 1.5 |  | 1.5 | 1.5 | 1.5 | N |  |  | OP | X | 7 | 2019 | 2019 |  |  | N | IPP Non-CHP | IPP | IPP | 2 | X | SUN | Renewable | 1.5 | 0 | 1 | 0
Operable | 61661 | Panda Solar NC 8, LLC |  | 62126 | Panda Solar NC 8, LLC | NC | Vertical | Moore | 20052 | Solar Photovoltaic | PV |  | S | X | X |  |  | 2 |  | 2 | 2 | 2 | N |  |  | OP | X | 9 | 2019 | 2019 | 9 | 2049 | N | IPP Non-CHP | IPP | IPP | 2 | X | SUN | Renewable | 2 | 0 | 1 | 0
Operable | 61662 | Panda Solar NC 9, LLC |  | 62127 | Panda Solar NC 9, LLC | NC | Vertical | Cumberland | 20022 | Solar Photovoltaic | PV |  | S | X | X |  |  | 2 |  | 2 | 2 | 2 | N |  |  | OP | X | 6 | 2019 | 2019 | 6 | 2049 | N | IPP Non-CHP | IPP | IPP | 2 | X | SUN | Renewable | 2 | 0 | 1 | 0
Operable | 56019 | Panoche Energy Center, LLC |  | 56803 | Panoche Energy Center | CA | Vertical | Fresno | 1 | Natural Gas Fired Combustion Turbine | GT |  | S | X | X |  |  | 108 | 0.9 | 97 | 104.2 | 50 | N |  |  | OP | X | 6 | 2009 | 2009 |  |  | N | IPP Non-CHP | IPP | IPP | 2 | X | NG | Non-Renewable | 0 | 108 | 0 | 1
Operable | 56019 | Panoche Energy Center, LLC |  | 56803 | Panoche Energy Center | CA | Vertical | Fresno | 2 | Natural Gas Fired Combustion Turbine | GT |  | S | X | X |  |  | 108 | 0.9 | 97 | 104.2 | 50 | N |  |  | OP | X | 7 | 2009 | 2009 |  |  | N | IPP Non-CHP | IPP | IPP | 2 | X | NG | Non-Renewable | 0 | 108 | 0 | 1
Operable | 56019 | Panoche Energy Center, LLC |  | 56803 | Panoche Energy Center | CA | Vertical | Fresno | 3 | Natural Gas Fired Combustion Turbine | GT |  | S | X | X |  |  | 108 | 0.9 | 97 | 104.2 | 50 | N |  |  | OP | X | 6 | 2009 | 2009 |  |  | N | IPP Non-CHP | IPP | IPP | 2 | X | NG | Non-Renewable | 0 | 108 | 0 | 1
Operable | 56019 | Panoche Energy Center, LLC |  | 56803 | Panoche Energy Center | CA | Vertical | Fresno | 4 | Natural Gas Fired Combustion Turbine | GT |  | S | X | X |  |  | 108 | 0.9 | 97 | 104.2 | 50 | N |  |  | OP | X | 7 | 2009 | 2009 |  |  | N | IPP Non-CHP | IPP | IPP | 2 | X | NG | Non-Renewable | 0 | 108 | 0 | 1
Operable | 58388 | Pantex (NNSA) |  | 58404 | Pantex | TX | Restructured | Carson | 1 | Onshore Wind Turbine | WT |  | S | X | X |  |  | 11.5 |  | 11.5 | 11.5 | 0 | N |  |  | OP | X | 6 | 2014 | 2014 |  |  | N | Commercial Non-CHP | Customer Sited | Other | 4 | X | WND | Renewable | 11.5 | 0 | 1 | 0
Operable | 14432 | Panther Creek Power Operating, LLC |  | 50776 | Panther Creek Energy Facility | PA | Restructured | Carbon | GEN1 | Conventional Steam Coal | ST |  | S | X | X | Panther 50746 | PJM RFC | 94 | 0.85 | 80 | 80 | 35 | N |  |  | OP | X | 7 | 1992 | Pre-2000 |  |  | N | IPP Non-CHP | IPP | IPP | 2 | X | WC | Non-Renewable | 0 | 94 | 0 | 1
Operable | 58553 | PAR Petroleum |  | 10093 | Tesoro Hawaii | HI | Vertical | Honolulu | GEN1 | Petroleum Liquids | GT |  | S | X | X |  |  | 20 | 0.8 | 20 | 20 | 5 | N |  |  | OP | X | 12 | 1982 | Pre-2000 |  |  | Y | Industrial CHP | Customer Sited | Other | 7 | T | WO | Non-Renewable | 0 | 20 | 0 | 1 | DFO | JF
Operable | 60842 | Paradise Solar Urban Renewal, LLC |  | 58569 | Paradise Solar Energy Center | NJ | Restructured | Gloucester | 1 | Solar Photovoltaic | PV |  | S | X | X |  |  | 5 |  | 5 | 5 |  | N |  |  | OP | X | 3 | 2011 | 2011 |  |  | N | IPP Non-CHP | IPP | IPP | 2 | X | SUN | Renewable | 5 | 0 | 1 | 0
Operable | 14446 | Paragould Light & Water Comm |  | 7283 | Paragould Turbine | AR | Vertical | Greene | 1 | Natural Gas Fired Combustion Turbine | GT |  | S | X | X | PARAGOULD | PARAGOULD | 3.4 | 0.8 | 3.4 | 3.4 | 3 | N |  |  | OP | X | 8 | 1990 | Pre-2000 |  |  | N | Electric Utility | Utility | Municipal | 1 | X | NG | Non-Renewable | 0 | 3.4 | 0 | 1
Operable | 14446 | Paragould Light & Water Comm |  | 7283 | Paragould Turbine | AR | Vertical | Greene | 2 | Natural Gas Fired Combustion Turbine | GT |  | S | X | X | PARAGOULD | PARAGOULD | 3.4 | 0.8 | 3.4 | 3.4 | 3 | N |  |  | OP | X | 8 | 1990 | Pre-2000 |  |  | N | Electric Utility | Utility | Municipal | 1 | X | NG | Non-Renewable | 0 | 3.4 | 0 | 1
Operable | 14446 | Paragould Light & Water Comm |  | 7283 | Paragould Turbine | AR | Vertical | Greene | 3 | Natural Gas Fired Combustion Turbine | GT |  | S | X | X | PARAGOULD | PARAGOULD | 3.4 | 0.8 | 3.4 | 3.4 | 3 | N |  |  | OP | X | 8 | 1990 | Pre-2000 |  |  | N | Electric Utility | Utility | Municipal | 1 | X | NG | Non-Renewable | 0 | 3.4 | 0 | 1
Operable | 14446 | Paragould Light & Water Comm |  | 7283 | Paragould Turbine | AR | Vertical | Greene | 4 | Natural Gas Fired Combustion Turbine | GT |  | S | X | X | PARAGOULD | PARAGOULD | 3.4 | 0.8 | 3.4 | 3.4 | 3 | N |  |  | OP | X | 8 | 1990 | Pre-2000 |  |  | N | Electric Utility | Utility | Municipal | 1 | X | NG | Non-Renewable | 0 | 3.4 | 0 | 1
Operable | 14446 | Paragould Light & Water Comm |  | 7283 | Paragould Turbine | AR | Vertical | Greene | 5 | Petroleum Liquids | IC |  | S | X | X |  |  | 0.3 | 0.8 | 0.2 | 0.2 | 0.2 | N |  |  | SB | Y | 2 | 1991 | Pre-2000 |  |  | N | Electric Utility | Utility | Municipal | 1 | X | DFO | Non-Renewable | 0 | 0.3 | 0 | 1
Operable | 14446 | Paragould Light & Water Comm |  | 8015 | Paragould Reciprocating | AR | Vertical | Greene | 11 | Natural Gas Internal Combustion Engine | IC |  | S | X | X | PARAGOULD | PARAGOULD | 6.4 | 0.8 | 6 | 6 | 6 | N |  |  | OP | X | 7 | 2001 | 2001 |  |  | N | Electric Utility | Utility | Municipal | 1 | X | NG | Non-Renewable | 0 | 6.4 | 0 | 1
Operable | 14446 | Paragould Light & Water Comm |  | 8015 | Paragould Reciprocating | AR | Vertical | Greene | 21 | Natural Gas Internal Combustion Engine | IC |  | S | X | X | PARAGOULD | PARAGOULD | 6.4 | 0.8 | 6 | 6 | 6 | N |  |  | OP | X | 7 | 2001 | 2001 |  |  | N | Electric Utility | Utility | Municipal | 1 | X | NG | Non-Renewable | 0 | 6.4 | 0 | 1
Operable | 14446 | Paragould Light & Water Comm |  | 8015 | Paragould Reciprocating | AR | Vertical | Greene | 31 | Natural Gas Internal Combustion Engine | IC |  | S | X | X | PARAGOULD | PARAGOULD | 6.4 | 0.8 | 6 | 6 | 6 | N |  |  | OP | X | 7 | 2001 | 2001 |  |  | N | Electric Utility | Utility | Municipal | 1 | X | NG | Non-Renewable | 0 | 6.4 | 0 | 1
Operable | 14446 | Paragould Light & Water Comm |  | 67188 | Paragould Solar Farm | AR | Vertical | Greene | 1 | Solar Photovoltaic | PV |  | S | X | X |  |  | 1.5 |  | 1.5 | 1.5 |  | N |  |  | OP | X | 11 | 2021 | 2021 |  |  | N | Electric Utility | Utility | Municipal | 1 | X | SUN | Renewable | 1.5 | 0 | 1 | 0
Operable | 58564 | Paramount Group Inc |  | 58607 | One Market Plaza | CA | Vertical | San Francisco | 1 | Natural Gas Internal Combustion Engine | IC |  | S | X | X |  |  | 0.5 | 0.85 | 0.5 | 0.5 | 0.3 | N |  |  | OP | X | 12 | 2003 | 2003 |  |  | Y | Commercial CHP | Customer Sited | Other | 5 | T | NG | Non-Renewable | 0 | 0.5 | 0 | 1
Operable | 58564 | Paramount Group Inc |  | 58607 | One Market Plaza | CA | Vertical | San Francisco | 2 | Natural Gas Internal Combustion Engine | IC |  | S | X | X |  |  | 0.5 | 0.85 | 0.5 | 0.5 | 0.3 | N |  |  | OP | X | 12 | 2003 | 2003 |  |  | Y | Commercial CHP | Customer Sited | Other | 5 | T | NG | Non-Renewable | 0 | 0.5 | 0 | 1
Operable | 58564 | Paramount Group Inc |  | 58607 | One Market Plaza | CA | Vertical | San Francisco | 3 | Natural Gas Internal Combustion Engine | IC |  | S | X | X |  |  | 0.5 | 0.85 | 0.5 | 0.5 | 0.3 | N |  |  | OP | X | 12 | 2003 | 2003 |  |  | Y | Commercial CHP | Customer Sited | Other | 5 | T | NG | Non-Renewable | 0 | 0.5 | 0 | 1
Operable | 57438 | Paramount Petroleum Corporation |  | 58058 | Paramount Refinery | CA | Vertical | Los Angeles | 1 | Natural Gas Fired Combustion Turbine | GT |  | S | X | X |  |  | 6.7 | 0.92 | 6.5 | 6.5 | 3 | N |  |  | OS | X | 12 | 2002 | 2002 |  |  | Y | Industrial CHP | Customer Sited | Other | 7 | T | NG | Non-Renewable | 0 | 6.7 | 0 | 1
Operable | 65517 | Paris Farm Solar, LLC |  | 66471 | Eiffel Solar Project | TX | Restructured | Lamar | EIFEL | Solar Photovoltaic | PV |  | S | X | X |  |  | 240 |  | 240 | 240 |  | N |  |  | OP | X | 11 | 2023 | 2023 |  |  | N | IPP Non-CHP | IPP | IPP | 2 | X | SUN | Renewable | 240 | 0 | 1 | 0
Operable | 54700 | Paris Generation LP |  | 50109 | Paris Energy Center | TX | Restructured | Lamar | GEN1 | Natural Gas Fired Combined Cycle | CT | CC1 | S | X | N | TNSKA_CC1 | TNSKA_CC1 | 87.8 | 0.85 | 76 | 87 | 40 | N |  |  | OP | X | 7 | 1989 | Pre-2000 |  |  | N | IPP Non-CHP | IPP | IPP | 2 | X | NG | Non-Renewable | 0 | 87.8 | 0 | 1 | DFO
Operable | 54700 | Paris Generation LP |  | 50109 | Paris Energy Center | TX | Restructured | Lamar | GEN2 | Natural Gas Fired Combined Cycle | CT | CC1 | S | X | N | TNSKA_CC1 | TNSKA_CC1 | 87.8 | 0.85 | 76 | 87 | 40 | N |  |  | OP | X | 7 | 1989 | Pre-2000 |  |  | N | IPP Non-CHP | IPP | IPP | 2 | X | NG | Non-Renewable | 0 | 87.8 | 0 | 1 | DFO
Operable | 54700 | Paris Generation LP |  | 50109 | Paris Energy Center | TX | Restructured | Lamar | GEN3 | Natural Gas Fired Combined Cycle | CA | CC1 | S | Y | X | TNSKA_CC1 | TNSKA_CC1 | 90 | 0.85 | 87 | 89 | 20 | N |  |  | OP | X | 12 | 1989 | Pre-2000 |  |  | N | IPP Non-CHP | IPP | IPP | 2 | X | NG | Non-Renewable | 0 | 90 | 0 | 1
Operable | 63502 | Partin Solar, LLC |  | 63827 | Partin Solar | NC | Vertical | Surry | 95 | Solar Photovoltaic | PV |  | S | X | X |  |  | 50 |  | 50 | 50 |  | N |  |  | OP | X | 10 | 2023 | 2023 |  |  | N | IPP Non-CHP | IPP | IPP | 2 | X | SUN | Renewable | 50 | 0 | 1 | 0
Operable | 63491 | Partridgeville Road Solar 1, LLC |  | 63804 | Partridgeville Hybrid CSG | MA | Restructured | Worcester | PAR | Solar Photovoltaic | PV |  | S | X | X |  |  | 3.3 |  | 3.3 | 3.3 |  | N |  |  | OP | X | 1 | 2020 | 2020 |  |  | N | IPP Non-CHP | IPP | IPP | 2 | X | SUN | Renewable | 3.3 | 0 | 1 | 0
Operable | 63491 | Partridgeville Road Solar 1, LLC |  | 63804 | Partridgeville Hybrid CSG | MA | Restructured | Worcester | PBESS | Batteries | BA |  | S | X | X |  |  | 2 |  | 2 | 2 | 0 | N |  |  | OP | X | 1 | 2020 | 2020 |  |  | N | IPP Non-CHP | IPP | IPP | 2 | X | MWH | Other | 0 | 0 | 0 | 0
Operable | 11059 | Pasadena Cogeneration LP |  | 55047 | Pasadena Cogeneration | TX | Restructured | Harris | CTG1 | Natural Gas Fired Combined Cycle | CT | P1 | W | X | N |  |  | 175 | 1 | 167 | 175 | 65 | N |  |  | OP | X | 6 | 1998 | Pre-2000 |  |  | Y | IPP CHP | IPP | IPP | 3 | T | NG | Non-Renewable | 0 | 175 | 0 | 1
Operable | 11059 | Pasadena Cogeneration LP |  | 55047 | Pasadena Cogeneration | TX | Restructured | Harris | CTG2 | Natural Gas Fired Combined Cycle | CT | P2 | W | X | N |  |  | 185 | 1 | 171 | 180 | 80 | N |  |  | OP | X | 6 | 2000 | 2000 |  |  | Y | IPP CHP | IPP | IPP | 3 | T | NG | Non-Renewable | 0 | 185 | 0 | 1
Operable | 11059 | Pasadena Cogeneration LP |  | 55047 | Pasadena Cogeneration | TX | Restructured | Harris | CTG3 | Natural Gas Fired Combined Cycle | CT | P2 | W | X | N |  |  | 185 | 1 | 171 | 180 | 80 | N |  |  | OP | X | 6 | 2000 | 2000 |  |  | Y | IPP CHP | IPP | IPP | 3 | T | NG | Non-Renewable | 0 | 185 | 0 | 1
Operable | 11059 | Pasadena Cogeneration LP |  | 55047 | Pasadena Cogeneration | TX | Restructured | Harris | STG1 | Natural Gas Fired Combined Cycle | CA | P1 | W | N | X |  |  | 85 | 1 | 71 | 72 | 60 | N |  |  | OP | X | 6 | 1998 | Pre-2000 |  |  | Y | IPP CHP | IPP | IPP | 3 | T | NG | Non-Renewable | 0 | 85 | 0 | 1
Operable | 11059 | Pasadena Cogeneration LP |  | 55047 | Pasadena Cogeneration | TX | Restructured | Harris | STG2 | Natural Gas Fired Combined Cycle | CA | P2 | W | N | X |  |  | 185 | 1 | 166 | 169 | 80 | N |  |  | OP | X | 6 | 2000 | 2000 |  |  | Y | IPP CHP | IPP | IPP | 3 | T | NG | Non-Renewable | 0 | 185 | 0 | 1
Operable | 57445 | Pasadena Refining System Inc |  | 58069 | PRSI FCC Generator | TX | Restructured | Harris | 55M1 | Petroleum Coke | ST |  | S | X | X |  |  | 4.7 | 0.9 | 3 | 3 | 0 | N |  |  | OS | X | 4 | 1979 | Pre-2000 |  |  | Y | Industrial CHP | Customer Sited | Other | 7 | B | PC | Non-Renewable | 0 | 4.7 | 0 | 1
Operable | 14519 | Pasco County |  | 50666 | Pasco Cnty Solid Waste Resource Recovery | FL | Vertical | Pasco | GEN1 | Municipal Solid Waste | ST |  | S | X | X |  |  | 31.2 | 0.95 | 26 | 26 | 5 | N |  |  | OP | X | 5 | 1991 | Pre-2000 |  |  | N | IPP Non-CHP | IPP | IPP | 2 | X | MSW | Renewable | 31.2 | 0 | 1 | 0
Operable | 14539 | Passaic Valley Water Comm |  | 50311 | Passaic Valley Water Commission | NJ | Restructured | Passaic | GEN1 | Conventional Hydroelectric | HY |  | S | X | X |  |  | 0.6 | 0.89 | 0.6 | 0.6 | 0.3 | N |  |  | OS | X | 1 | 1935 | Pre-2000 |  |  | N | IPP Non-CHP | IPP | IPP | 2 | X | WAT | Renewable | 0.6 | 0 | 1 | 0
Operable | 14539 | Passaic Valley Water Comm |  | 50311 | Passaic Valley Water Commission | NJ | Restructured | Passaic | GEN2 | Conventional Hydroelectric | HY |  | S | X | X |  |  | 0.6 | 0.89 | 0.6 | 0.6 | 0.3 | N |  |  | OS | X | 1 | 1935 | Pre-2000 |  |  | N | IPP Non-CHP | IPP | IPP | 2 | X | WAT | Renewable | 0.6 | 0 | 1 | 0
Operable | 14539 | Passaic Valley Water Comm |  | 50311 | Passaic Valley Water Commission | NJ | Restructured | Passaic | GEN3 | Conventional Hydroelectric | HY |  | S | X | X |  |  | 0.6 | 0.89 | 0.6 | 0.6 | 0.3 | N |  |  | OS | X | 1 | 1935 | Pre-2000 |  |  | N | IPP Non-CHP | IPP | IPP | 2 | X | WAT | Renewable | 0.6 | 0 | 1 | 0
Operable | 14539 | Passaic Valley Water Comm |  | 50311 | Passaic Valley Water Commission | NJ | Restructured | Passaic | GEN4 | Conventional Hydroelectric | HY |  | S | X | X |  |  | 0.6 | 0.89 | 0.6 | 0.6 | 0.3 | N |  |  | OS | X | 1 | 1935 | Pre-2000 |  |  | N | IPP Non-CHP | IPP | IPP | 2 | X | WAT | Renewable | 0.6 | 0 | 1 | 0
Operable | 59895 | Patheon Manufacturing Service LLC |  | 54887 | DSM Pharmaceuticals | NC | Vertical | Pitt | GEN1 | Natural Gas Fired Combustion Turbine | GT |  | S | X | X |  |  | 4 | 0.85 | 3.5 | 4 | 0.5 | N |  |  | SB | Y | 8 | 1993 | Pre-2000 |  |  | Y | Industrial CHP | Customer Sited | Other | 7 | T | NG | Non-Renewable | 0 | 4 | 0 | 1 | DFO
Operable | 59895 | Patheon Manufacturing Service LLC |  | 54887 | DSM Pharmaceuticals | NC | Vertical | Pitt | GEN2 | Petroleum Liquids | IC |  | S | X | X |  |  | 0.3 | 0.8 | 0.3 | 0.3 | 0.3 | N |  |  | SB | Y | 10 | 1994 | Pre-2000 |  |  | N | Industrial CHP | Customer Sited | Other | 7 | X | DFO | Non-Renewable | 0 | 0.3 | 0 | 1
Operable | 59895 | Patheon Manufacturing Service LLC |  | 54887 | DSM Pharmaceuticals | NC | Vertical | Pitt | GEN3 | Petroleum Liquids | IC |  | S | X | X |  |  | 1.1 | 0.8 | 1.1 | 1.1 | 1 | N |  |  | SB | Y | 7 | 1994 | Pre-2000 |  |  | N | Industrial CHP | Customer Sited | Other | 7 | X | DFO | Non-Renewable | 0 | 1.1 | 0 | 1
Operable | 59895 | Patheon Manufacturing Service LLC |  | 54887 | DSM Pharmaceuticals | NC | Vertical | Pitt | GEN4 | Petroleum Liquids | IC |  | S | X | X |  |  | 1.2 | 0.8 | 1.2 | 1.2 | 1 | N |  |  | SB | Y | 8 | 1987 | Pre-2000 |  |  | N | Industrial CHP | Customer Sited | Other | 7 | X | DFO | Non-Renewable | 0 | 1.2 | 0 | 1
Operable | 59895 | Patheon Manufacturing Service LLC |  | 54887 | DSM Pharmaceuticals | NC | Vertical | Pitt | GEN5 | Petroleum Liquids | IC |  | S | X | X |  |  | 1 | 0.8 | 1 | 1 | 1 | N |  |  | SB | Y | 7 | 1999 | Pre-2000 |  |  | N | Industrial CHP | Customer Sited | Other | 7 | X | DFO | Non-Renewable | 0 | 1 | 0 | 1
Operable | 59895 | Patheon Manufacturing Service LLC |  | 54887 | DSM Pharmaceuticals | NC | Vertical | Pitt | GEN6 | Petroleum Liquids | IC |  | S | X | X |  |  | 1.2 | 0.8 | 1.2 | 1.2 | 1 | N |  |  | SB | Y | 11 | 2003 | 2003 |  |  | N | Industrial CHP | Customer Sited | Other | 7 | X | DFO | Non-Renewable | 0 | 1.2 | 0 | 1
Operable | 59895 | Patheon Manufacturing Service LLC |  | 54887 | DSM Pharmaceuticals | NC | Vertical | Pitt | GEN7 | Petroleum Liquids | IC |  | S | X | X |  |  | 0.1 | 0.8 | 0.1 | 0.1 | 0.1 | N |  |  | SB | N | 8 | 2015 | 2015 |  |  | N | Industrial CHP | Customer Sited | Other | 7 | X | DFO | Non-Renewable | 0 | 0.1 | 0 | 1
Operable | 59895 | Patheon Manufacturing Service LLC |  | 54887 | DSM Pharmaceuticals | NC | Vertical | Pitt | GEN8 | Petroleum Liquids | IC |  | S | X | X |  |  | 0.3 | 0.8 | 0.3 | 0.3 | 0.3 | N |  |  | SB | N | 8 | 2015 | 2015 |  |  | N | Industrial CHP | Customer Sited | Other | 7 | X | DFO | Non-Renewable | 0 | 0.3 | 0 | 1
Operable | 56545 | Pattern Operators LP |  | 56654 | Hatchet Ridge Wind Project | CA | Vertical | Shasta | 1 | Onshore Wind Turbine | WT |  | W | X | X |  |  | 101.2 |  | 101.2 | 101.2 | 101.2 | N |  |  | OP | X | 12 | 2010 | 2010 |  |  | N | IPP Non-CHP | IPP | IPP | 2 | X | WND | Renewable | 101.2 | 0 | 1 | 0
Operable | 56545 | Pattern Operators LP |  | 56661 | Pattern Gulf Wind | TX | Restructured | Kenedy | 1 | Onshore Wind Turbine | WT |  | W | X | X |  |  | 283.2 |  | 283.2 | 283.2 | 283.2 | N |  |  | OP | X | 12 | 2008 | 2008 |  |  | N | IPP Non-CHP | IPP | IPP | 2 | X | WND | Renewable | 283.2 | 0 | 1 | 0
Operable | 56545 | Pattern Operators LP |  | 57189 | Lost Creek Wind Energy Facility | MO | Vertical | DeKalb | LCW | Onshore Wind Turbine | WT |  | S | X | X |  |  | 150 |  | 150 | 150 | 150 | N |  |  | OP | X | 5 | 2010 | 2010 |  |  | N | IPP Non-CHP | IPP | IPP | 2 | X | WND | Renewable | 150 | 0 | 1 | 0
Operable | 56545 | Pattern Operators LP |  | 57192 | Spring Valley Wind Project | NV | Vertical | White Pine | WTG | Onshore Wind Turbine | WT |  | W | X | X |  |  | 150 |  | 150 | 150 | 150 | N |  |  | OP | X | 8 | 2012 | 2012 |  |  | N | IPP Non-CHP | IPP | IPP | 2 | X | WND | Renewable | 150 | 0 | 1 | 0
Operable | 56545 | Pattern Operators LP |  | 57514 | Ocotillo Express LLC | CA | Vertical | Imperial | WTG | Onshore Wind Turbine | WT |  | W | X | X |  |  | 265.4 |  | 265.4 | 265.4 | 265.4 | N |  |  | OP | X | 12 | 2012 | 2012 |  |  | N | IPP Non-CHP | IPP | IPP | 2 | X | WND | Renewable | 265.4 | 0 | 1 | 0
Operable | 56545 | Pattern Operators LP |  | 57678 | Post Rock Wind Power Project, LLC | KS | Vertical | Ellsworth | 1 | Onshore Wind Turbine | WT |  | S | X | X |  |  | 201 |  | 201 | 201 | 0 | N |  |  | OP | X | 9 | 2012 | 2012 |  |  | N | IPP Non-CHP | IPP | IPP | 2 | X | WND | Renewable | 201 | 0 | 1 | 0
Operable | 56545 | Pattern Operators LP |  | 58242 | Pattern Panhandle Wind LLC | TX | Restructured | Carson | 1 | Onshore Wind Turbine | WT |  | W | X | X |  |  | 218 |  | 218 | 218 | 218 | N |  |  | OP | X | 7 | 2014 | 2014 |  |  | N | IPP Non-CHP | IPP | IPP | 2 | X | WND | Renewable | 218 | 0 | 1 | 0
Operable | 56545 | Pattern Operators LP |  | 58720 | Pattern Panhandle Wind 2 LLC | TX | Restructured | Carson | 1 | Onshore Wind Turbine | WT |  | S | X | X |  |  | 181.7 |  | 181.7 | 181.7 | 181.7 | N |  |  | OP | X | 11 | 2014 | 2014 |  |  | N | IPP Non-CHP | IPP | IPP | 2 | X | WND | Renewable | 181.7 | 0 | 1 | 0
Operable | 56545 | Pattern Operators LP |  | 59442 | Logans Gap Wind LLC | TX | Restructured | Comanche | 1 | Onshore Wind Turbine | WT |  | W | X | X |  |  | 200.1 |  | 200.1 | 200.1 | 0.1 | N |  |  | OP | X | 8 | 2015 | 2015 |  |  | N | IPP Non-CHP | IPP | IPP | 2 | X | WND | Renewable | 200.1 | 0 | 1 | 0
Operable | 56545 | Pattern Operators LP |  | 59547 | Fowler Ridge IV Wind Farm LLC | IN | Vertical | Benton | 1 | Onshore Wind Turbine | WT |  | W | X | X |  |  | 150 |  | 150 | 150 | 150 | N |  |  | OP | X | 1 | 2016 | 2016 |  |  | N | IPP Non-CHP | IPP | IPP | 2 | X | WND | Renewable | 150 | 0 | 1 | 0
Operable | 56545 | Pattern Operators LP |  | 60145 | Broadview Energy JN, LLC | NM | Vertical | Curry | 1 | Onshore Wind Turbine | WT |  | W | X | X |  |  | 181.7 |  | 181.7 | 181.7 | 181.7 | N |  |  | OP | X | 3 | 2017 | 2017 |  |  | N | IPP Non-CHP | IPP | IPP | 2 | X | WND | Renewable | 181.7 | 0 | 1 | 0
Operable | 56545 | Pattern Operators LP |  | 60152 | Broadview Energy KW, LLC | NM | Vertical | Curry | 1 | Onshore Wind Turbine | WT |  | W | X | X |  |  | 142.6 |  | 142.6 | 142.6 | 142.6 | N |  |  | OP | X | 3 | 2017 | 2017 |  |  | N | IPP Non-CHP | IPP | IPP | 2 | X | WND | Renewable | 142.6 | 0 | 1 | 0
Operable | 56545 | Pattern Operators LP |  | 60317 | Grady Wind Energy Center, LLC | NM | Vertical | Curry | 1 | Onshore Wind Turbine | WT |  | W | X | X |  |  | 220.5 |  | 220.5 | 220.5 | 200 | N |  |  | OP | X | 8 | 2019 | 2019 |  |  | N | IPP Non-CHP | IPP | IPP | 2 | X | WND | Renewable | 220.5 | 0 | 1 | 0
Operable | 56545 | Pattern Operators LP |  | 61858 | Stillwater Wind, LLC | MT | Vertical | Stillwater | WT | Onshore Wind Turbine | WT |  | S | X | X |  |  | 79.7 |  | 79.7 | 79.7 | 79.7 | N |  |  | OP | X | 10 | 2018 | 2018 |  |  | N | IPP Non-CHP | IPP | IPP | 2 | X | WND | Renewable | 79.7 | 0 | 1 | 0
Operable | 56545 | Pattern Operators LP |  | 63981 | Red Cloud Wind LLC | NM | Vertical | Lincoln | 1 | Onshore Wind Turbine | WT |  | S | X | X |  |  | 350 |  | 350 | 350 | 70 | N |  |  | OP | X | 12 | 2021 | 2021 |  |  | N | IPP Non-CHP | IPP | IPP | 2 | X | WND | Renewable | 350 | 0 | 1 | 0
Operable | 56545 | Pattern Operators LP |  | 64054 | Clines Corners Wind Farm LLC | NM | Vertical | Torrance | 1 | Onshore Wind Turbine | WT |  | S | X | X |  |  | 325 |  | 325 | 325 | 70 | N |  |  | OP | X | 12 | 2021 | 2021 |  |  | N | IPP Non-CHP | IPP | IPP | 2 | X | WND | Renewable | 325 | 0 | 1 | 0
Operable | 56545 | Pattern Operators LP |  | 64065 | Duran Mesa LLC | NM | Vertical | Lincoln | 1 | Onshore Wind Turbine | WT |  | S | X | X |  |  | 105 |  | 105 | 105 | 70 | N |  |  | OP | X | 12 | 2021 | 2021 |  |  | N | IPP Non-CHP | IPP | IPP | 2 | X | WND | Renewable | 105 | 0 | 1 | 0
Operable | 56545 | Pattern Operators LP |  | 64066 | Tecolote Wind LLC | NM | Vertical | Lincoln | 1 | Onshore Wind Turbine | WT |  | S | X | X |  |  | 272 |  | 272 | 272 | 70 | N |  |  | OP | X | 12 | 2021 | 2021 |  |  | N | IPP Non-CHP | IPP | IPP | 2 | X | WND | Renewable | 272 | 0 | 1 | 0
Operable | 56916 | PaTu Wind Farm LLC |  | 57578 | PaTu Wind Farm LLC | OR | Vertical | Sherman | PATU | Onshore Wind Turbine | WT |  | S | X | X |  |  | 9 |  | 9 | 9 | 0 | N |  |  | OP | X | 12 | 2010 | 2010 |  |  | N | IPP Non-CHP | IPP | IPP | 2 | X | WND | Renewable | 9 | 0 | 1 | 0
Operable | 58245 | Patua Acquisition Company, LLC |  | 58319 | Patua Acquisition Project, LLC | NV | Vertical | Churchill | 1 | Geothermal | BT |  | S | X | X |  |  | 16 | 0.9 | 10 | 10 | 0 | N |  |  | OP | X | 12 | 2013 | 2013 |  |  | N | IPP Non-CHP | IPP | IPP | 2 | X | GEO | Renewable | 16 | 0 | 1 | 0
Operable | 58245 | Patua Acquisition Company, LLC |  | 58319 | Patua Acquisition Project, LLC | NV | Vertical | Churchill | 3 | Geothermal | BT |  | S | X | X |  |  | 16 | 0.9 | 10 | 10 | 0 | N |  |  | OP | X | 12 | 2013 | 2013 |  |  | N | IPP Non-CHP | IPP | IPP | 2 | X | GEO | Renewable | 16 | 0 | 1 | 0
Operable | 58245 | Patua Acquisition Company, LLC |  | 58319 | Patua Acquisition Project, LLC | NV | Vertical | Churchill | 5 | Geothermal | BT |  | S | X | X |  |  | 16 | 0.9 | 10 | 10 | 0 | N |  |  | OP | X | 12 | 2013 | 2013 |  |  | N | IPP Non-CHP | IPP | IPP | 2 | X | GEO | Renewable | 16 | 0 | 1 | 0
Operable | 58245 | Patua Acquisition Company, LLC |  | 58319 | Patua Acquisition Project, LLC | NV | Vertical | Churchill | PV-01 | Solar Photovoltaic | PV |  | S | X | X |  |  | 10.6 |  | 10.6 | 10.6 |  | N |  |  | OP | X | 7 | 2017 | 2017 |  |  | N | IPP Non-CHP | IPP | IPP | 2 | X | SUN | Renewable | 10.6 | 0 | 1 | 0
Operable | 56936 | Paulding Wind Farm II LLC |  | 57620 | Paulding Wind Farm II | OH | Restructured | Paulding | GEN1 | Onshore Wind Turbine | WT |  | S | X | X |  |  | 99 |  | 99 | 99 | 0.7 | N |  |  | OP | X | 7 | 2011 | 2011 |  |  | N | IPP Non-CHP | IPP | IPP | 2 | X | WND | Renewable | 99 | 0 | 1 | 0
Operable | 60258 | Paulding Wind Farm III LLC |  | 60470 | Paulding Wind Farm III | OH | Restructured | Paulding | 1 | Onshore Wind Turbine | WT |  | S | X | X |  |  | 100.8 |  | 100.8 | 100.8 | 28 | N |  |  | OP | X | 12 | 2016 | 2016 |  |  | N | IPP Non-CHP | IPP | IPP | 2 | X | WND | Renewable | 100.8 | 0 | 1 | 0
Operable | 62796 | Paulding Wind Farm IV LLC |  | 62944 | Timber Road IV | OH | Restructured | Paulding | TRIV | Onshore Wind Turbine | WT |  | S | X | X |  |  | 125.1 |  | 125.1 | 125.1 | 0.7 | N |  |  | OP | X | 1 | 2020 | 2020 |  |  | N | IPP Non-CHP | IPP | IPP | 2 | X | WND | Renewable | 125.1 | 0 | 1 | 0
Operable | 19691 | Paulsboro Refining Company - LLC |  | 50628 | Paulsboro Refinery | NJ | Restructured | Gloucester | GEN1 | Natural Gas Fired Combustion Turbine | GT | UTI1 | S | X | X |  |  | 30.5 | 0.8 | 27 | 30.5 | 2 | N |  |  | OP | X | 9 | 1991 | Pre-2000 |  |  | Y | Industrial CHP | Customer Sited | Other | 7 | T | NG | Non-Renewable | 0 | 30.5 | 0 | 1 | OG | DFO
Operable | 19691 | Paulsboro Refining Company - LLC |  | 50628 | Paulsboro Refinery | NJ | Restructured | Gloucester | GEN2 | Other Gases | ST | UTI1 | S | X | X |  |  | 15 | 0.85 | 14.5 | 14.5 | 2 | N |  |  | OP | X | 8 | 1982 | Pre-2000 |  |  | Y | Industrial CHP | Customer Sited | Other | 7 | T | OG | Non-Renewable | 0 | 15 | 0 | 1 | DFO | NG
Operable | 19691 | Paulsboro Refining Company - LLC |  | 50628 | Paulsboro Refinery | NJ | Restructured | Gloucester | GEN3 | Other Gases | ST | UTI1 | S | X | X |  |  | 15 | 0.8 | 14.5 | 14.5 | 2 | N |  |  | OP | X | 9 | 1991 | Pre-2000 |  |  | Y | Industrial CHP | Customer Sited | Other | 7 | T | OG | Non-Renewable | 0 | 15 | 0 | 1 | DFO | NG
Operable | 19691 | Paulsboro Refining Company - LLC |  | 50628 | Paulsboro Refinery | NJ | Restructured | Gloucester | GEN4 | Petroleum Coke | OT |  | S | X | X |  |  | 18 | 0.8 | 11.6 | 11.6 | 2 | N |  |  | OS | X | 11 | 2006 | 2006 |  |  | N | Industrial CHP | Customer Sited | Other | 7 | X | PC | Non-Renewable | 0 | 18 | 0 | 1
Operable | 63397 | Paulson Community Solar LLC |  | 63678 | Paulson Community (CSG) | MN | Vertical | Le Sueur | PAUL | Solar Photovoltaic | PV |  | S | X | X |  |  | 1 |  | 1 | 1 |  | N |  |  | OP | X | 4 | 2020 | 2020 |  |  | N | IPP Non-CHP | IPP | IPP | 2 | X | SUN | Renewable | 1 | 0 | 1 | 0
Operable | 60238 | Pavant Solar II LLC |  | 60449 | Pavant Solar II LLC | UT | Vertical | Millard | PSII | Solar Photovoltaic | PV |  | S | X | X |  |  | 50 |  | 50 | 50 |  | N |  |  | OP | X | 11 | 2016 | 2016 |  |  | N | IPP Non-CHP | IPP | IPP | 2 | X | SUN | Renewable | 50 | 0 | 1 | 0
Operable | 60438 | Paynesville Community Solar |  | 60715 | Paynesville Community Solar | MN | Vertical | Stearns | PCS1 | Solar Photovoltaic | PV |  | S | X | X |  |  | 1 |  | 0.9 | 0.9 |  | N |  |  | OP | X | 12 | 2016 | 2016 |  |  | N | IPP Non-CHP | IPP | IPP | 2 | X | SUN | Renewable | 1 | 0 | 1 | 0
Operable | 60438 | Paynesville Community Solar |  | 60715 | Paynesville Community Solar | MN | Vertical | Stearns | PCS2 | Solar Photovoltaic | PV |  | S | X | X |  |  | 1 |  | 0.9 | 0.9 |  | N |  |  | OP | X | 12 | 2016 | 2016 |  |  | N | IPP Non-CHP | IPP | IPP | 2 | X | SUN | Renewable | 1 | 0 | 1 | 0
Operable | 60438 | Paynesville Community Solar |  | 60715 | Paynesville Community Solar | MN | Vertical | Stearns | PCS3 | Solar Photovoltaic | PV |  | S | X | X |  |  | 1 |  | 0.9 | 0.9 |  | N |  |  | OP | X | 12 | 2016 | 2016 |  |  | N | IPP Non-CHP | IPP | IPP | 2 | X | SUN | Renewable | 1 | 0 | 1 | 0
Operable | 60438 | Paynesville Community Solar |  | 60715 | Paynesville Community Solar | MN | Vertical | Stearns | PCS4 | Solar Photovoltaic | PV |  | S | X | X |  |  | 1 |  | 0.9 | 0.9 |  | N |  |  | OP | X | 12 | 2016 | 2016 |  |  | N | IPP Non-CHP | IPP | IPP | 2 | X | SUN | Renewable | 1 | 0 | 1 | 0
Operable | 60438 | Paynesville Community Solar |  | 60715 | Paynesville Community Solar | MN | Vertical | Stearns | PCS5 | Solar Photovoltaic | PV |  | S | X | X |  |  | 1 |  | 0.9 | 0.9 |  | N |  |  | OP | X | 1 | 2017 | 2017 |  |  | N | IPP Non-CHP | IPP | IPP | 2 | X | SUN | Renewable | 1 | 0 | 1 | 0
Operable | 14600 | Payson City Corporation |  | 7408 | Payson | UT | Vertical | Utah | 86-1 | Natural Gas Internal Combustion Engine | IC |  | S | X | X |  |  | 2.6 | 0.8 | 2.6 | 2.6 | 1.8 | N |  |  | OP | X | 6 | 1988 | Pre-2000 |  |  | N | Electric Utility | Utility | Municipal | 1 | X | NG | Non-Renewable | 0 | 2.6 | 0 | 1 | DFO
Operable | 14600 | Payson City Corporation |  | 7408 | Payson | UT | Vertical | Utah | 86-2 | Natural Gas Internal Combustion Engine | IC |  | S | X | X |  |  | 2.6 | 0.8 | 2.6 | 2.6 | 1.8 | N |  |  | OP | X | 6 | 1988 | Pre-2000 |  |  | N | Electric Utility | Utility | Municipal | 1 | X | NG | Non-Renewable | 0 | 2.6 | 0 | 1 | DFO
Operable | 14600 | Payson City Corporation |  | 7408 | Payson | UT | Vertical | Utah | 86-3 | Natural Gas Internal Combustion Engine | IC |  | S | X | X |  |  | 2.5 | 0.8 | 2 | 2 | 1.8 | N |  |  | OP | X | 8 | 1995 | Pre-2000 |  |  | N | Electric Utility | Utility | Municipal | 1 | X | NG | Non-Renewable | 0 | 2.5 | 0 | 1 | DFO
Operable | 14600 | Payson City Corporation |  | 7408 | Payson | UT | Vertical | Utah | 86-4 | Natural Gas Internal Combustion Engine | IC |  | S | X | X |  |  | 2 | 0.8 | 2 | 2 | 1.5 | N |  |  | OP | X | 4 | 1995 | Pre-2000 |  |  | N | Electric Utility | Utility | Municipal | 1 | X | NG | Non-Renewable | 0 | 2 | 0 | 1 | DFO
Operable | 60557 | PB Nutclif Master, LLC |  | 10123 | Hoffmann LaRoche | NJ | Restructured | Essex | TG01 | Natural Gas Fired Combustion Turbine | GT |  | S | X | X |  |  | 5.3 | 0.9 | 4.1 | 5.3 | 2.8 | N |  |  | OP | X | 5 | 2004 | 2004 |  |  | Y | Industrial CHP | Customer Sited | Other | 7 | T | NG | Non-Renewable | 0 | 5.3 | 0 | 1 | DFO
Operable | 60557 | PB Nutclif Master, LLC |  | 10123 | Hoffmann LaRoche | NJ | Restructured | Essex | TG03 | Natural Gas Fired Combustion Turbine | GT |  | S | X | X |  |  | 5.3 | 0.9 | 4.1 | 5.3 | 2.8 | N |  |  | OP | X | 5 | 2004 | 2004 |  |  | Y | Industrial CHP | Customer Sited | Other | 7 | T | NG | Non-Renewable | 0 | 5.3 | 0 | 1 | DFO
Operable | 14369 | PCA-Tomahawk Mill |  | 50476 | Packaging of America Tomahawk Mill | WI | Vertical | Lincoln | GEN1 | Natural Gas Steam Turbine | ST |  | S | X | X |  |  | 6.3 | 1 | 5.4 | 5.8 | 0.1 | N |  |  | OP | X | 6 | 1948 | Pre-2000 |  |  | Y | Industrial CHP | Customer Sited | Other | 7 | T | NG | Non-Renewable | 0 | 6.3 | 0 | 1 | WDS | BLQ | DFO | OBS
Operable | 14369 | PCA-Tomahawk Mill |  | 50476 | Packaging of America Tomahawk Mill | WI | Vertical | Lincoln | GEN2 | Natural Gas Steam Turbine | ST |  | S | X | X |  |  | 9.4 | 1 | 8.2 | 8.9 | 0.1 | N |  |  | OP | X | 8 | 1978 | Pre-2000 |  |  | Y | Industrial CHP | Customer Sited | Other | 7 | T | NG | Non-Renewable | 0 | 9.4 | 0 | 1 | WDS | BLQ | DFO | OBS
Operable | 14369 | PCA-Tomahawk Mill |  | 50476 | Packaging of America Tomahawk Mill | WI | Vertical | Lincoln | GEN3 | Conventional Hydroelectric | HY |  | S | X | X |  |  | 1 | 1 | 0.5 | 0.6 | 0.1 | N |  |  | OP | X | 1 | 1920 | Pre-2000 |  |  | N | Industrial CHP | Customer Sited | Other | 7 | X | WAT | Renewable | 1 | 0 | 1 | 0
Operable | 14369 | PCA-Tomahawk Mill |  | 50476 | Packaging of America Tomahawk Mill | WI | Vertical | Lincoln | GEN4 | Conventional Hydroelectric | HY |  | S | X | X |  |  | 1 | 1 | 0.3 | 0.2 | 0.1 | N |  |  | OP | X | 1 | 1920 | Pre-2000 |  |  | N | Industrial CHP | Customer Sited | Other | 7 | X | WAT | Renewable | 1 | 0 | 1 | 0
Operable | 14369 | PCA-Tomahawk Mill |  | 50476 | Packaging of America Tomahawk Mill | WI | Vertical | Lincoln | GEN5 | Conventional Hydroelectric | HY |  | S | X | X |  |  | 1 | 1 | 0.3 | 0.3 | 0.1 | N |  |  | OP | X | 1 | 1920 | Pre-2000 |  |  | N | Industrial CHP | Customer Sited | Other | 7 | X | WAT | Renewable | 1 | 0 | 1 | 0
Operable | 59833 | PCA-Valdosta Mill |  | 60084 | PCA-Valdosta Mill | GA | Vertical | Lowndes | TG1 | Wood/Wood Waste Biomass | ST |  | S | X | X | N/A | N/A | 10.1 | 0.8 | 10.1 | 10.1 | 1 | N |  |  | OP | X | 1 | 1954 | Pre-2000 |  |  | Y | Industrial CHP | Customer Sited | Other | 7 | T | WDS | Renewable | 10.1 | 0 | 1 | 0 | NG | RFO | OBL
Operable | 59833 | PCA-Valdosta Mill |  | 60084 | PCA-Valdosta Mill | GA | Vertical | Lowndes | TG2 | Wood/Wood Waste Biomass | ST |  | S | X | X |  |  | 7.5 | 0.8 | 7.5 | 7.5 | 1 | N |  |  | OP | X | 1 | 1954 | Pre-2000 |  |  | Y | Industrial CHP | Customer Sited | Other | 7 | T | WDS | Renewable | 7.5 | 0 | 1 | 0 | NG | RFO | OBL
Operable | 59833 | PCA-Valdosta Mill |  | 60084 | PCA-Valdosta Mill | GA | Vertical | Lowndes | TG3 | Wood/Wood Waste Biomass | ST |  | S | X | X |  |  | 52.3 | 0.85 | 52.3 | 52.3 | 5 | N |  |  | OP | X | 10 | 2011 | 2011 |  |  | Y | Industrial CHP | Customer Sited | Other | 7 | T | BLQ | Renewable | 52.3 | 0 | 1 | 0 | NG
Operable | 57442 | PCA, Filer City Mill |  | 58066 | PCA, Filer City Mill | MI | Vertical | Manistee | TG2 | Natural Gas Steam Turbine | ST |  | S | X | X |  |  | 8 | 0.8 | 8 | 8 | 0.5 | N |  |  | OP | X | 1 | 1950 | Pre-2000 |  |  | Y | Industrial CHP | Customer Sited | Other | 7 | T | NG | Non-Renewable | 0 | 8 | 0 | 1 | PUR | OBG
Operable | 57442 | PCA, Filer City Mill |  | 58066 | PCA, Filer City Mill | MI | Vertical | Manistee | TG3 | Natural Gas Steam Turbine | ST |  | S | X | X |  |  | 11.5 | 0.8 | 11.5 | 11.5 | 2 | N |  |  | OP | X | 1 | 1950 | Pre-2000 |  |  | Y | Industrial CHP | Customer Sited | Other | 7 | T | NG | Non-Renewable | 0 | 11.5 | 0 | 1 | PUR | OBG
Operable | 58749 | PCI Nitrogen LLC |  | 58870 | Rentech Nitrogen Pasadena Cogeneration | TX | Restructured | Harris | MG202 | All Other | ST |  | S | X | X |  |  | 15.4 | 0.85 | 14 | 14.2 | 0 | N |  |  | OP | X | 3 | 2015 | 2015 |  |  | Y | IPP CHP | IPP | IPP | 3 | B | WH | Other | 0 | 0 | 0 | 0
Operable | 61348 | PCS Energy, LLC |  | 61718 | Aerolease | CA | Vertical | Los Angeles | APLEX | Solar Photovoltaic | PV |  | S | X | X |  |  | 1.3 | 1 | 1.1 | 0.9 |  | N |  |  | OP | X | 8 | 2018 | 2018 |  |  | N | Industrial Non-CHP | Customer Sited | Other | 6 | X | SUN | Renewable | 1.3 | 0 | 1 | 0
Operable | 15237 | PCS Nitrogen LP |  | 50341 | PCS Nitrogen Fertilizer LP | LA | Vertical | Iberville | GEN2 | All Other | ST |  | S | X | X |  |  | 10 | 0.8 | 8 | 8 | 1 | N |  |  | OS | X | 3 | 2006 | 2006 |  |  | N | Industrial Non-CHP | Customer Sited | Other | 6 | X | WH | Other | 0 | 0 | 0 | 0
Operable | 15237 | PCS Nitrogen LP |  | 50341 | PCS Nitrogen Fertilizer LP | LA | Vertical | Iberville | GEN3 | Petroleum Liquids | IC |  | S | X | X |  |  | 2 | 0.8 | 1.8 | 1.8 | 0.1 | N |  |  | SB | Y | 10 | 2010 | 2010 |  |  | N | Industrial Non-CHP | Customer Sited | Other | 6 | X | DFO | Non-Renewable | 0 | 2 | 0 | 1
Operable | 15237 | PCS Nitrogen LP |  | 50341 | PCS Nitrogen Fertilizer LP | LA | Vertical | Iberville | GEN4 | Petroleum Liquids | IC |  | S | X | X |  |  | 2 | 0.8 | 1.8 | 1.8 | 0.1 | N |  |  | SB | Y | 10 | 2014 | 2014 |  |  | N | Industrial Non-CHP | Customer Sited | Other | 6 | X | DFO | Non-Renewable | 0 | 2 | 0 | 1
Operable | 22175 | PCS Phosphate |  | 50509 | PCS Phosphate | NC | Vertical | Beaufort | GEN1 | All Other | ST |  | S | X | X |  |  | 54 | 0.97 | 54 | 54 | 5 | N |  |  | OP | X | 12 | 1984 | Pre-2000 |  |  | Y | Industrial CHP | Customer Sited | Other | 7 | B | WH | Other | 0 | 0 | 0 | 0
Operable | 57106 | Peak Power 1, LLC |  | 57789 | Peak Power 1 Cogen | NY | Restructured | New York | GEN1 | Natural Gas Internal Combustion Engine | IC |  | S | X | X |  |  | 2.1 | 0.8 | 2 | 2 | 0.5 | N |  |  | OP | X | 7 | 2010 | 2010 |  |  | Y | Commercial CHP | Customer Sited | Other | 5 | T | NG | Non-Renewable | 0 | 2.1 | 0 | 1
Operable | 57106 | Peak Power 1, LLC |  | 57789 | Peak Power 1 Cogen | NY | Restructured | New York | GEN2 | Natural Gas Internal Combustion Engine | IC |  | S | X | X |  |  | 2.1 | 0.8 | 2 | 2 | 0.5 | N |  |  | OP | X | 7 | 2010 | 2010 |  |  | Y | Commercial CHP | Customer Sited | Other | 5 | T | NG | Non-Renewable | 0 | 2.1 | 0 | 1
Operable | 57106 | Peak Power 1, LLC |  | 57789 | Peak Power 1 Cogen | NY | Restructured | New York | GEN3 | Natural Gas Internal Combustion Engine | IC |  | S | X | X |  |  | 2.1 | 0.8 | 2 | 2 | 0.5 | N |  |  | OP | X | 7 | 2010 | 2010 |  |  | Y | Commercial CHP | Customer Sited | Other | 5 | T | NG | Non-Renewable | 0 | 2.1 | 0 | 1
Operable | 61199 | Peaker Power, LLC |  | 60459 | Port Comfort Power LLC | TX | Restructured | Calhoun | PC1 | Natural Gas Fired Combustion Turbine | GT |  | S | X | X | CALHOUN_ALL |  | 60.5 | 0.85 | 43 | 46 | 20 | N |  |  | OP | X | 7 | 2017 | 2017 |  |  | N | IPP Non-CHP | IPP | IPP | 2 | X | NG | Non-Renewable | 0 | 60.5 | 0 | 1
Operable | 61199 | Peaker Power, LLC |  | 60459 | Port Comfort Power LLC | TX | Restructured | Calhoun | PC2 | Natural Gas Fired Combustion Turbine | GT |  | S | X | X | CALHOUN_ALL |  | 60.5 | 0.85 | 43 | 46 | 20 | N |  |  | OP | X | 7 | 2017 | 2017 |  |  | N | IPP Non-CHP | IPP | IPP | 2 | X | NG | Non-Renewable | 0 | 60.5 | 0 | 1
Operable | 61199 | Peaker Power, LLC |  | 60460 | Chamon Power LLC | TX | Restructured | Harris | CH1 | Natural Gas Fired Combustion Turbine | GT |  | S | X | X | CHAMON_UN1 |  | 60.5 | 0.85 | 43 | 46 | 20 | N |  |  | OP | X | 10 | 2017 | 2017 |  |  | N | IPP Non-CHP | IPP | IPP | 2 | X | NG | Non-Renewable | 0 | 60.5 | 0 | 1
Operable | 61199 | Peaker Power, LLC |  | 60460 | Chamon Power LLC | TX | Restructured | Harris | CH2 | Natural Gas Fired Combustion Turbine | GT |  | S | X | X | CHAMON_UN2 |  | 60.5 | 0.85 | 43 | 46 | 20 | N |  |  | OP | X | 10 | 2017 | 2017 |  |  | N | IPP Non-CHP | IPP | IPP | 2 | X | NG | Non-Renewable | 0 | 60.5 | 0 | 1
Operable | 14628 | Pecos Wind I LP |  | 55796 | Woodward Mountain I | TX | Restructured | Pecos | 1 | Onshore Wind Turbine | WT |  | W | X | X |  |  | 82 |  | 82 | 82 | 8 | N |  |  | OP | X | 7 | 2001 | 2001 |  |  | N | IPP Non-CHP | IPP | IPP | 2 | X | WND | Renewable | 82 | 0 | 1 | 0
Operable | 14629 | Pecos Wind II LP |  | 55795 | Woodward Mountain II | TX | Restructured | Pecos | 1 | Onshore Wind Turbine | WT |  | S | X | X |  |  | 78 |  | 78 | 78 | 8 | N |  |  | OP | X | 7 | 2001 | 2001 |  |  | N | IPP Non-CHP | IPP | IPP | 2 | X | WND | Renewable | 78 | 0 | 1 | 0
Operable | 60823 | Pegasus Community Solar |  | 61175 | Pegasus Community Solar | MN | Vertical | Stearns | CPCS1 | Solar Photovoltaic | PV |  | S | X | X |  |  | 1 |  | 0.9 | 0.9 |  | N |  |  | OP | X | 8 | 2017 | 2017 |  |  | N | IPP Non-CHP | IPP | IPP | 2 | X | SUN | Renewable | 1 | 0 | 1 | 0
Operable | 60823 | Pegasus Community Solar |  | 61175 | Pegasus Community Solar | MN | Vertical | Stearns | CPCS2 | Solar Photovoltaic | PV |  | S | X | X |  |  | 1 |  | 0.9 | 0.9 |  | N |  |  | OP | X | 8 | 2017 | 2017 |  |  | N | IPP Non-CHP | IPP | IPP | 2 | X | SUN | Renewable | 1 | 0 | 1 | 0
Operable | 61521 | Pegasus Wind, LLC |  | 61916 | Pegasus Wind | MI | Vertical | Tuscola | PWEC | Onshore Wind Turbine | WT |  | S | X | X |  |  | 48 |  | 48 | 48 | 0 | N |  |  | OP | X | 12 | 2019 | 2019 |  |  | N | IPP Non-CHP | IPP | IPP | 2 | X | WND | Renewable | 48 | 0 | 1 | 0
Operable | 61521 | Pegasus Wind, LLC |  | 61916 | Pegasus Wind | MI | Vertical | Tuscola | PWEC2 | Onshore Wind Turbine | WT |  | S | X | X |  |  | 130 |  | 130 | 130 | 0 | N |  |  | OP | X | 9 | 2020 | 2020 |  |  | N | IPP Non-CHP | IPP | IPP | 2 | X | WND | Renewable | 130 | 0 | 1 | 0
Operable | 22174 | PEI Power Corp |  | 50279 | Archbald Power Station | PA | Restructured | Lackawanna | GEN1 | Natural Gas Steam Turbine | ST |  | S | X | X | 1048035 | ARCHTAP13 KV PEI 1 | 23.2 | 1 | 20 | 20 | 10 | N |  |  | OP | X | 9 | 1988 | Pre-2000 |  |  | N | IPP Non-CHP | IPP | IPP | 2 | X | NG | Non-Renewable | 0 | 23.2 | 0 | 1 | LFG
Operable | 22174 | PEI Power Corp |  | 50279 | Archbald Power Station | PA | Restructured | Lackawanna | GEN5 | Landfill Gas | GT |  | S | X | X | 87901559 | ARCHTAP 13 KV PEI 5 | 4.6 | 1 | 4 | 4.6 | 2 | N |  |  | OP | X | 2 | 2010 | 2010 |  |  | N | IPP Non-CHP | IPP | IPP | 2 | X | LFG | Renewable | 4.6 | 0 | 1 | 0
Operable | 22174 | PEI Power Corp |  | 50279 | Archbald Power Station | PA | Restructured | Lackawanna | GEN6 | Landfill Gas | GT |  | S | X | X | 87901561 | ARCHTAP 13 KV PEI 6 | 4.6 | 1 | 4 | 4.6 | 2 | N |  |  | OP | X | 2 | 2010 | 2010 |  |  | N | IPP Non-CHP | IPP | IPP | 2 | X | LFG | Renewable | 4.6 | 0 | 1 | 0
Operable | 22174 | PEI Power Corp |  | 50279 | Archbald Power Station | PA | Restructured | Lackawanna | Gen2 | Natural Gas Fired Combustion Turbine | GT |  | S | X | X | 1048036 | ARCHBTAP13 KV PEI 2 | 60.5 | 1 | 43.7 | 50 | 25 | N |  |  | OP | X | 5 | 2001 | 2001 |  |  | N | IPP Non-CHP | IPP | IPP | 2 | X | NG | Non-Renewable | 0 | 60.5 | 0 | 1
Operable | 29297 | Pelican Utility |  | 6702 | Pelican | AK | Vertical | Skagway Hoonah Angoon | HC1 | Conventional Hydroelectric | HY |  | W | X | X |  |  | 0.6 | 0.8 | 0.5 | 0.5 | 0.1 | N |  |  | OP | X | 7 | 1984 | Pre-2000 |  |  | N | Electric Utility | Utility | Municipal | 1 | X | WAT | Renewable | 0.6 | 0 | 1 | 0
Operable | 29297 | Pelican Utility |  | 6702 | Pelican | AK | Vertical | Skagway Hoonah Angoon | HC2 | Conventional Hydroelectric | HY |  | W | X | X |  |  | 0.8 | 0.8 | 0.1 | 0.1 | 0.1 | N |  |  | OS | X | 5 | 1984 | Pre-2000 |  |  | N | Electric Utility | Utility | Municipal | 1 | X | WAT | Renewable | 0.8 | 0 | 1 | 0
Operable | 29297 | Pelican Utility |  | 6702 | Pelican | AK | Vertical | Skagway Hoonah Angoon | IC6 | Petroleum Liquids | IC |  | W | X | X |  |  | 0.4 | 0.9 | 0.4 | 0.4 | 0.2 | N |  |  | OP | X | 9 | 2008 | 2008 |  |  | N | Electric Utility | Utility | Municipal | 1 | X | DFO | Non-Renewable | 0 | 0.4 | 0 | 1
Operable | 29297 | Pelican Utility |  | 6702 | Pelican | AK | Vertical | Skagway Hoonah Angoon | IC7 | Petroleum Liquids | IC |  | W | X | X |  |  | 0.4 | 0.9 | 0.4 | 0.4 | 0.2 | N |  |  | OP | X | 9 | 2008 | 2008 |  |  | N | Electric Utility | Utility | Municipal | 1 | X | DFO | Non-Renewable | 0 | 0.4 | 0 | 1
Operable | 29297 | Pelican Utility |  | 6702 | Pelican | AK | Vertical | Skagway Hoonah Angoon | IC8 | Petroleum Liquids | IC |  | W | X | X |  |  | 0.2 | 0.8 | 0.2 | 0.2 | 0.1 | N |  |  | OS | X | 9 | 2008 | 2008 | 5 | 2024 | N | Electric Utility | Utility | Municipal | 1 | X | DFO | Non-Renewable | 0 | 0.2 | 0 | 1
Operable | 63056 | Pembroke Lakes Mall |  | 63256 | Pembroke Lakes Mall | FL | Vertical | Broward | PLM | Solar Photovoltaic | PV |  | W | X | X |  |  | 1.1 | 1 | 1.1 | 1.1 |  | N |  |  | OP | X | 1 | 2016 | 2016 |  |  | N | Commercial Non-CHP | Customer Sited | Other | 4 | X | SUN | Renewable | 1.1 | 0 | 1 | 0
Operable | 64987 | Pendleton Solar 1, LLC |  | 65724 | Pendleton Solar 1 | NY | Restructured | Niagara | 15889 | Solar Photovoltaic | PV |  | S | X | X |  |  | 5 |  | 5 | 4.8 |  | N |  |  | OP | X | 10 | 2020 | 2020 |  |  | N | IPP Non-CHP | IPP | IPP | 2 | X | SUN | Renewable | 5 | 0 | 1 | 0
Operable | 58159 | Penn State University |  | 58194 | West Campus Steam Plant | PA | Restructured | Centre | CT2 | Natural Gas Fired Combustion Turbine | GT |  | S | X | X |  |  | 6.1 | 1 | 4.5 | 6.1 | 3 | N |  |  | OP | X | 12 | 2021 | 2021 |  |  | Y | Commercial CHP | Customer Sited | Other | 5 | T | NG | Non-Renewable | 0 | 6.1 | 0 | 1 | DFO
Operable | 58159 | Penn State University |  | 58194 | West Campus Steam Plant | PA | Restructured | Centre | WC 4 | Natural Gas Steam Turbine | ST |  | S | X | X |  |  | 2.9 | 0.8 | 1.5 | 2.8 | 0.4 | N |  |  | OP | X | 2 | 2017 | 2017 |  |  | Y | Commercial CHP | Customer Sited | Other | 5 | T | NG | Non-Renewable | 0 | 2.9 | 0 | 1 | DFO
Operable | 58159 | Penn State University |  | 58194 | West Campus Steam Plant | PA | Restructured | Centre | WC 5 | Natural Gas Steam Turbine | ST |  | S | X | X |  |  | 2.2 | 0.8 | 1.5 | 2.2 | 0.2 | N |  |  | OP | X | 2 | 2017 | 2017 |  |  | Y | Commercial CHP | Customer Sited | Other | 5 | T | NG | Non-Renewable | 0 | 2.2 | 0 | 1 | DFO
Operable | 58159 | Penn State University |  | 58194 | West Campus Steam Plant | PA | Restructured | Centre | WC6 | Natural Gas Steam Turbine | ST |  | S | X | X |  |  | 2.8 | 0.9 | 1.8 | 2.1 | 0.2 | N |  |  | OP | X | 12 | 2021 | 2021 |  |  | N | Commercial CHP | Customer Sited | Other | 5 | X | NG | Non-Renewable | 0 | 2.8 | 0 | 1 | DFO
Operable | 58159 | Penn State University |  | 58195 | East Campus Steam Plant | PA | Restructured | Centre | CT1 | Natural Gas Fired Combustion Turbine | GT |  | S | X | X |  |  | 7 | 0.8 | 7.4 | 8.9 | 3.3 | N |  |  | OP | X | 6 | 2011 | 2011 |  |  | Y | Commercial CHP | Customer Sited | Other | 5 | T | NG | Non-Renewable | 0 | 7 | 0 | 1 | DFO
Operable | 42659 | Pennsylvania Renewable Resources |  | 52173 | Conemaugh Hydro Plant | PA | Restructured | Westmoreland | GEN1 | Conventional Hydroelectric | HY |  | J | X | X |  |  | 7.5 | 0.9 | 2 | 4 | 1.1 | N |  |  | OP | X | 2 | 1989 | Pre-2000 |  |  | N | IPP Non-CHP | IPP | IPP | 2 | X | WAT | Renewable | 7.5 | 0 | 1 | 0
Operable | 42659 | Pennsylvania Renewable Resources |  | 52173 | Conemaugh Hydro Plant | PA | Restructured | Westmoreland | GEN2 | Conventional Hydroelectric | HY |  | J | X | X |  |  | 7.5 | 0.9 | 2 | 4 | 1.1 | N |  |  | OP | X | 2 | 1989 | Pre-2000 |  |  | N | IPP Non-CHP | IPP | IPP | 2 | X | WAT | Renewable | 7.5 | 0 | 1 | 0
Operable | 14762 | Pensacola Christian College |  | 50310 | Standby Generation Plant | FL | Vertical | Escambia | 1 | Natural Gas Internal Combustion Engine | IC |  | S | X | X |  |  | 1.1 | 0.8 | 1.1 | 1.1 | 0 | N |  |  | SB | Y | 4 | 1988 | Pre-2000 |  |  | N | Commercial Non-CHP | Customer Sited | Other | 4 | X | NG | Non-Renewable | 0 | 1.1 | 0 | 1
Operable | 14762 | Pensacola Christian College |  | 50310 | Standby Generation Plant | FL | Vertical | Escambia | 1SB | Natural Gas Internal Combustion Engine | IC |  | S | X | X |  |  | 1.3 | 0.9 | 1.3 | 1.3 | 0 | N |  |  | SB | Y | 1 | 2006 | 2006 |  |  | N | Commercial Non-CHP | Customer Sited | Other | 4 | X | NG | Non-Renewable | 0 | 1.3 | 0 | 1
Operable | 14762 | Pensacola Christian College |  | 50310 | Standby Generation Plant | FL | Vertical | Escambia | 2 | Natural Gas Internal Combustion Engine | IC |  | S | X | X |  |  | 1.1 | 0.8 | 1.1 | 1.1 | 0 | N |  |  | SB | Y | 4 | 1988 | Pre-2000 |  |  | N | Commercial Non-CHP | Customer Sited | Other | 4 | X | NG | Non-Renewable | 0 | 1.1 | 0 | 1
Operable | 14762 | Pensacola Christian College |  | 50310 | Standby Generation Plant | FL | Vertical | Escambia | 2SB | Natural Gas Internal Combustion Engine | IC |  | S | X | X |  |  | 1.3 | 0.9 | 1.3 | 1.3 | 0 | N |  |  | SB | Y | 1 | 2006 | 2006 |  |  | N | Commercial Non-CHP | Customer Sited | Other | 4 | X | NG | Non-Renewable | 0 | 1.3 | 0 | 1
Operable | 14762 | Pensacola Christian College |  | 50310 | Standby Generation Plant | FL | Vertical | Escambia | 3 | Natural Gas Internal Combustion Engine | IC |  | S | X | X |  |  | 1.1 | 0.8 | 1.1 | 1.1 | 0 | N |  |  | SB | Y | 10 | 1988 | Pre-2000 |  |  | N | Commercial Non-CHP | Customer Sited | Other | 4 | X | NG | Non-Renewable | 0 | 1.1 | 0 | 1
Operable | 14762 | Pensacola Christian College |  | 50310 | Standby Generation Plant | FL | Vertical | Escambia | 3SB | Natural Gas Internal Combustion Engine | IC |  | S | X | X |  |  | 1.3 | 0.9 | 1.3 | 1.3 | 0 | N |  |  | SB | Y | 1 | 2006 | 2006 |  |  | N | Commercial Non-CHP | Customer Sited | Other | 4 | X | NG | Non-Renewable | 0 | 1.3 | 0 | 1
Operable | 14762 | Pensacola Christian College |  | 50310 | Standby Generation Plant | FL | Vertical | Escambia | 4SB | Natural Gas Internal Combustion Engine | IC |  | S | X | X |  |  | 1.3 | 0.9 | 1.3 | 1.3 | 0 | N |  |  | SB | Y | 1 | 2006 | 2006 |  |  | N | Commercial Non-CHP | Customer Sited | Other | 4 | X | NG | Non-Renewable | 0 | 1.3 | 0 | 1
Operable | 14762 | Pensacola Christian College |  | 50310 | Standby Generation Plant | FL | Vertical | Escambia | 5SB | Natural Gas Internal Combustion Engine | IC |  | S | X | X |  |  | 1.3 | 0.9 | 1.3 | 1.3 | 0 | N |  |  | SB | Y | 1 | 2006 | 2006 |  |  | N | Commercial Non-CHP | Customer Sited | Other | 4 | X | NG | Non-Renewable | 0 | 1.3 | 0 | 1
Operable | 14762 | Pensacola Christian College |  | 50310 | Standby Generation Plant | FL | Vertical | Escambia | 6SB | Natural Gas Internal Combustion Engine | IC |  | S | X | X |  |  | 1.3 | 0.9 | 1.3 | 1.3 | 0 | N |  |  | SB | Y | 1 | 2006 | 2006 |  |  | N | Commercial Non-CHP | Customer Sited | Other | 4 | X | NG | Non-Renewable | 0 | 1.3 | 0 | 1
Operable | 14762 | Pensacola Christian College |  | 50310 | Standby Generation Plant | FL | Vertical | Escambia | 7SB | Natural Gas Internal Combustion Engine | IC |  | S | X | X |  |  | 1.3 | 0.9 | 1.3 | 1.3 | 0 | N |  |  | SB | Y | 1 | 2006 | 2006 |  |  | N | Commercial Non-CHP | Customer Sited | Other | 4 | X | NG | Non-Renewable | 0 | 1.3 | 0 | 1
Operable | 14762 | Pensacola Christian College |  | 50310 | Standby Generation Plant | FL | Vertical | Escambia | 8SB | Natural Gas Internal Combustion Engine | IC |  | S | X | X |  |  | 1.3 | 0.9 | 1.3 | 1.3 | 0 | N |  |  | SB | Y | 1 | 2006 | 2006 |  |  | N | Commercial Non-CHP | Customer Sited | Other | 4 | X | NG | Non-Renewable | 0 | 1.3 | 0 | 1
Operable | 61566 | Peony Solar, LLC |  | 61976 | Peony Solar | SC | Vertical | Orangeburg | PGRG1 | Solar Photovoltaic | PV |  | S | X | X |  |  | 39 |  | 39 | 39 |  | N |  |  | OP | X | 12 | 2018 | 2018 |  |  | N | IPP Non-CHP | IPP | IPP | 2 | X | SUN | Renewable | 39 | 0 | 1 | 0
Operable | 65619 | Pepin Garden LLC |  | 66577 | Pepin Garden | MN | Vertical | Wabasha | MNC02 | Solar Photovoltaic | PV |  | S | X | X |  |  | 0.9 |  | 0.9 | 0.9 |  | N |  |  | OP | X | 11 | 2023 | 2023 |  |  | N | IPP Non-CHP | IPP | IPP | 2 | X | SUN | Renewable | 0.9 | 0 | 1 | 0
Operable | 59724 | Pepperidge Farm, Inc.- Bloomfield |  | 59967 | Pepperidge Farm Bloomfield | CT | Restructured | Hartford | FCB | Other Natural Gas | FC |  | S | X | X |  |  | 1.2 |  | 0.8 | 0.8 | 0.6 | N |  |  | OP | X | 9 | 2008 | 2008 |  |  | Y | Industrial CHP | Customer Sited | Other | 7 | T | NG | Non-Renewable | 0 | 1.2 | 0 | 1
Operable | 59724 | Pepperidge Farm, Inc.- Bloomfield |  | 59967 | Pepperidge Farm Bloomfield | CT | Restructured | Hartford | FCC | Other Natural Gas | FC |  | S | X | X |  |  | 1.4 |  | 1.3 | 1.3 | 0.6 | N |  |  | OP | X | 8 | 2016 | 2016 |  |  | N | Industrial CHP | Customer Sited | Other | 7 | X | NG | Non-Renewable | 0 | 1.4 | 0 | 1
Operable | 61288 | Perennial Wind, LLC |  | 61677 | Perennial Windfarm | NE | Vertical | Fillmore | T-1 | Onshore Wind Turbine | WT |  | S | X | X |  |  | 2.3 |  | 2.3 | 2.3 | 0.1 | N |  |  | OP | X | 7 | 2018 | 2018 |  |  | N | IPP Non-CHP | IPP | IPP | 2 | X | WND | Renewable | 2.3 | 0 | 1 | 0
Operable | 61288 | Perennial Wind, LLC |  | 61677 | Perennial Windfarm | NE | Vertical | Fillmore | T-2 | Onshore Wind Turbine | WT |  | S | X | X |  |  | 2.3 |  | 2.3 | 2.3 | 0.1 | N |  |  | OP | X | 7 | 2018 | 2018 |  |  | N | IPP Non-CHP | IPP | IPP | 2 | X | WND | Renewable | 2.3 | 0 | 1 | 0
Operable | 61288 | Perennial Wind, LLC |  | 61677 | Perennial Windfarm | NE | Vertical | Fillmore | T-3 | Onshore Wind Turbine | WT |  | S | X | X |  |  | 2.3 |  | 2.3 | 2.3 | 0.1 | N |  |  | OP | X | 7 | 2018 | 2018 |  |  | N | IPP Non-CHP | IPP | IPP | 2 | X | WND | Renewable | 2.3 | 0 | 1 | 0
Operable | 58759 | Perpetual Energy Systems |  | 58889 | ASTI | CA | Vertical | Sonoma | ASTI | Solar Photovoltaic | PV |  | S | X | X |  |  | 1.2 |  | 1.2 | 1.2 |  | N |  |  | OP | X | 2 | 2009 | 2009 |  |  | N | IPP Non-CHP | IPP | IPP | 2 | X | SUN | Renewable | 1.2 | 0 | 1 | 0
Operable | 58759 | Perpetual Energy Systems |  | 58890 | Beringer | CA | Vertical | Sonoma | BERI | Solar Photovoltaic | PV |  | S | X | X |  |  | 1.4 |  | 1.4 | 1.4 |  | N |  |  | OP | X | 1 | 2009 | 2009 |  |  | N | IPP Non-CHP | IPP | IPP | 2 | X | SUN | Renewable | 1.4 | 0 | 1 | 0
Operable | 58132 | Perrin Ranch Wind LLC |  | 58155 | Perrin Ranch Wind LLC | AZ | Vertical | Coconino | GEN1 | Onshore Wind Turbine | WT |  | S | X | X |  |  | 99.2 |  | 99.2 | 99.2 | 5 | N |  |  | OP | X | 1 | 2012 | 2012 |  |  | N | IPP Non-CHP | IPP | IPP | 2 | X | WND | Renewable | 99.2 | 0 | 1 | 0
Operable | 63643 | Peterman Solar II, LLC |  | 63989 | Peterman II | IL | Restructured | Kankakee | PETE | Solar Photovoltaic | PV |  | S | X | X |  |  | 2 |  | 2 | 2 |  | N |  |  | OP | X | 5 | 2021 | 2021 |  |  | N | IPP Non-CHP | IPP | IPP | 2 | X | SUN | Renewable | 2 | 0 | 1 | 0
Operable | 14856 | Petersburg Borough - (AK) |  | 91 | Petersburg | AK | Vertical | Wrangell Petersburg | 4 | Conventional Hydroelectric | HY |  | S | X | X |  |  | 1.8 | 0.8 | 1.8 | 1.8 | 0.7 | N |  |  | OP | X | 12 | 2023 | 2023 |  |  | N | Electric Utility | Utility | Municipal | 1 | X | WAT | Renewable | 1.8 | 0 | 1 | 0
Operable | 14856 | Petersburg Borough - (AK) |  | 91 | Petersburg | AK | Vertical | Wrangell Petersburg | IC1 | Petroleum Liquids | IC |  | S | X | X |  |  | 2.6 | 0.8 | 1.7 | 1.7 | 1.4 | N |  |  | OP | X | 12 | 1972 | Pre-2000 |  |  | N | Electric Utility | Utility | Municipal | 1 | X | DFO | Non-Renewable | 0 | 2.6 | 0 | 1
Operable | 14856 | Petersburg Borough - (AK) |  | 91 | Petersburg | AK | Vertical | Wrangell Petersburg | IC3 | Petroleum Liquids | IC |  | S | X | X |  |  | 1.2 | 0.8 | 1 | 1 | 0.5 | N |  |  | OP | X | 10 | 1965 | Pre-2000 |  |  | N | Electric Utility | Utility | Municipal | 1 | X | DFO | Non-Renewable | 0 | 1.2 | 0 | 1
Operable | 14856 | Petersburg Borough - (AK) |  | 91 | Petersburg | AK | Vertical | Wrangell Petersburg | IC4 | Petroleum Liquids | IC |  | S | X | X |  |  | 0.6 | 0.8 | 0.6 | 0.6 | 0.3 | N |  |  | OP | X | 3 | 1979 | Pre-2000 |  |  | N | Electric Utility | Utility | Municipal | 1 | X | DFO | Non-Renewable | 0 | 0.6 | 0 | 1
Operable | 14856 | Petersburg Borough - (AK) |  | 91 | Petersburg | AK | Vertical | Wrangell Petersburg | IC5 | Petroleum Liquids | IC |  | S | X | X |  |  | 0.8 | 0.8 | 0.7 | 0.7 | 0.4 | N |  |  | OP | X | 3 | 1979 | Pre-2000 |  |  | N | Electric Utility | Utility | Municipal | 1 | X | DFO | Non-Renewable | 0 | 0.8 | 0 | 1
Operable | 14856 | Petersburg Borough - (AK) |  | 91 | Petersburg | AK | Vertical | Wrangell Petersburg | IC6 | Petroleum Liquids | IC |  | S | X | X |  |  | 2.6 | 0.8 | 2.3 | 2.3 | 1.5 | N |  |  | OP | X | 9 | 1993 | Pre-2000 |  |  | N | Electric Utility | Utility | Municipal | 1 | X | DFO | Non-Renewable | 0 | 2.6 | 0 | 1
Operable | 14856 | Petersburg Borough - (AK) |  | 91 | Petersburg | AK | Vertical | Wrangell Petersburg | IC7 | Petroleum Liquids | IC |  | S | X | X |  |  | 2.6 | 0.8 | 2.3 | 2.3 | 1.5 | N |  |  | OP | X | 8 | 2001 | 2001 |  |  | N | Electric Utility | Utility | Municipal | 1 | X | DFO | Non-Renewable | 0 | 2.6 | 0 | 1
Operable | 14856 | Petersburg Borough - (AK) |  | 91 | Petersburg | AK | Vertical | Wrangell Petersburg | IC8 | Petroleum Liquids | IC |  | S | X | X |  |  | 2.5 | 0.8 | 2.2 | 2.2 | 1.2 | N |  |  | OP | X | 10 | 2012 | 2012 |  |  | N | Electric Utility | Utility | Municipal | 1 | X | DFO | Non-Renewable | 0 | 2.5 | 0 | 1
Operable | 60920 | Peterson Road Solar, LLC |  | 61307 | Peterson Road Solar | MA | Restructured | Hampden | 2076 | Solar Photovoltaic | PV |  | S | X | X |  |  | 2.5 |  | 2.5 | 2 |  | N |  |  | OP | X | 4 | 2017 | 2017 |  |  | N | IPP Non-CHP | IPP | IPP | 2 | X | SUN | Renewable | 2.5 | 0 | 1 | 0
Operable | 59177 | Petra Engineering |  | 59439 | COC Surry LFG, LLC | NC | Vertical | Surry | UNIT1 | Landfill Gas | IC |  | W | X | X |  |  | 1.6 | 0.8 | 1.5 | 1.5 | 0.4 | N |  |  | OP | X | 5 | 2013 | 2013 |  |  | N | IPP Non-CHP | IPP | IPP | 2 | X | LFG | Renewable | 1.6 | 0 | 1 | 0
Operable | 58365 | Petra Nova Power I LLC |  | 58378 | Petra Nova Carbon Capture Cogen | TX | Restructured | Fort Bend | GT2 | Natural Gas Fired Combustion Turbine | GT |  | S | X | X | PNPI_GT2_RN | PNPI_GT2_RN | 82.2 | 0.8 | 74 | 81 | 74 | N |  |  | OA | X | 6 | 2013 | 2013 |  |  | Y | IPP CHP | IPP | IPP | 3 | T | NG | Non-Renewable | 0 | 82.2 | 0 | 1
Operable | 14928 | Pfizer Inc |  | 54236 | Pfizer Groton Plant | CT | Restructured | New London | GT-1 | Natural Gas Fired Combustion Turbine | GT |  | S | X | X |  |  | 10 | 0.8 | 9.5 | 10.5 | 4.5 | N |  |  | OP | X | 9 | 2009 | 2009 |  |  | Y | Industrial CHP | Customer Sited | Other | 7 | T | NG | Non-Renewable | 0 | 10 | 0 | 1 | DFO
Operable | 14928 | Pfizer Inc |  | 54236 | Pfizer Groton Plant | CT | Restructured | New London | TG 3 | Natural Gas Steam Turbine | ST |  | S | X | X |  |  | 10 | 0.97 | 10 | 10 | 0.8 | N |  |  | OP | X | 1 | 1952 | Pre-2000 |  |  | Y | Industrial CHP | Customer Sited | Other | 7 | T | NG | Non-Renewable | 0 | 10 | 0 | 1 | DFO
Operable | 14928 | Pfizer Inc |  | 54236 | Pfizer Groton Plant | CT | Restructured | New London | TG 4 | Natural Gas Steam Turbine | ST |  | S | X | X |  |  | 10 | 0.94 | 5 | 5 | 0.8 | N |  |  | OP | X | 1 | 1994 | Pre-2000 |  |  | Y | Industrial CHP | Customer Sited | Other | 7 | T | NG | Non-Renewable | 0 | 10 | 0 | 1 | DFO
Operable | 14928 | Pfizer Inc |  | 54236 | Pfizer Groton Plant | CT | Restructured | New London | TG5 | Natural Gas Steam Turbine | ST |  | S | X | X |  |  | 7.5 | 0.8 | 7.5 | 7.5 | 0.5 | N |  |  | OP | X | 8 | 2001 | 2001 |  |  | Y | Industrial CHP | Customer Sited | Other | 7 | T | NG | Non-Renewable | 0 | 7.5 | 0 | 1 | DFO
Operable | 60400 | Phantom Solar, LLC |  | 60774 | Phantom Solar | TX | Restructured | Bell | GEN1 | Solar Photovoltaic | PV |  | S | X | X |  |  | 15.4 |  | 15.4 | 15.4 |  | N |  |  | OP | X | 4 | 2017 | 2017 |  |  | N | IPP Non-CHP | IPP | IPP | 2 | X | SUN | Renewable | 15.4 | 0 | 1 | 0
Operable | 64549 | Phare Garden LLC |  | 65223 | Phare Garden | MN | Vertical | Renville | CGS | Solar Photovoltaic | PV |  | S | X | X |  |  | 0.9 |  | 0.9 | 0.9 |  | N |  |  | OP | X | 12 | 2023 | 2023 |  |  | N | IPP Non-CHP | IPP | IPP | 2 | X | SUN | Renewable | 0.9 | 0 | 1 | 0
Operable | 58539 | Pheasant Run Wind LLC |  | 58580 | Pheasant Run Wind LLC | MI | Vertical | Huron | 1 | Onshore Wind Turbine | WT |  | S | X | X |  |  | 74.8 |  | 74.8 | 74.8 | 3.7 | N |  |  | OP | X | 12 | 2013 | 2013 |  |  | N | IPP Non-CHP | IPP | IPP | 2 | X | WND | Renewable | 74.8 | 0 | 1 | 0
Operable | 63125 | Phelan Pinon Hills Community Services District |  | 63376 | Phelan Pinon Hills CSD Solar | CA | Vertical | San Bernardino | PPHS | Solar Photovoltaic | PV |  | S | X | X |  |  | 1.2 |  | 1.1 | 0.8 |  | N |  |  | OP | X | 11 | 2015 | 2015 |  |  | N | IPP Non-CHP | IPP | IPP | 2 | X | SUN | Renewable | 1.2 | 0 | 1 | 0
Operable | 65154 | Phelan Solar LLC |  | 65970 | Sheep Creek Community Solar Farm | CA | Vertical | San Bernardino | 1 | Solar Photovoltaic | PV |  | S | X | X |  |  | 3 |  | 3 | 3 |  | N |  |  | OP | X | 8 | 2023 | 2023 |  |  | N | IPP Non-CHP | IPP | IPP | 2 | X | SUN | Renewable | 3 | 0 | 1 | 0
Operable | 14925 | Phelps Dodge Refining Corp |  | 54628 | Phelps Dodge Refining | TX | Restructured | El Paso | 2607 | Natural Gas Fired Combustion Turbine | GT |  | S | X | X |  |  | 3.5 | 0.8 | 2.6 | 3 | 2.6 | N |  |  | OS | X | 10 | 1986 | Pre-2000 |  |  | Y | Industrial CHP | Customer Sited | Other | 7 | T | NG | Non-Renewable | 0 | 3.5 | 0 | 1
Operable | 14925 | Phelps Dodge Refining Corp |  | 54628 | Phelps Dodge Refining | TX | Restructured | El Paso | 2608 | Natural Gas Fired Combustion Turbine | GT |  | S | X | X |  |  | 3.5 | 0.8 | 2.6 | 3 | 2.6 | N |  |  | OS | X | 10 | 1986 | Pre-2000 |  |  | Y | Industrial CHP | Customer Sited | Other | 7 | T | NG | Non-Renewable | 0 | 3.5 | 0 | 1
Operable | 14925 | Phelps Dodge Refining Corp |  | 54628 | Phelps Dodge Refining | TX | Restructured | El Paso | 3001 | Natural Gas Fired Combustion Turbine | GT |  | S | X | X |  |  | 4.2 | 0.8 | 3.2 | 3.8 | 3.2 | N |  |  | OP | X | 6 | 1992 | Pre-2000 |  |  | Y | Industrial CHP | Customer Sited | Other | 7 | T | NG | Non-Renewable | 0 | 4.2 | 0 | 1
Operable | 14925 | Phelps Dodge Refining Corp |  | 54628 | Phelps Dodge Refining | TX | Restructured | El Paso | 3002 | Natural Gas Fired Combustion Turbine | GT |  | S | X | X |  |  | 4.2 | 0.8 | 3.2 | 3.8 | 3.2 | N |  |  | OP | X | 6 | 1992 | Pre-2000 |  |  | Y | Industrial CHP | Customer Sited | Other | 7 | T | NG | Non-Renewable | 0 | 4.2 | 0 | 1
Operable | 14925 | Phelps Dodge Refining Corp |  | 54628 | Phelps Dodge Refining | TX | Restructured | El Paso | 3003 | Natural Gas Fired Combustion Turbine | GT |  | S | X | X |  |  | 4.2 | 0.8 | 3.2 | 3.8 | 3.2 | N |  |  | OP | X | 6 | 1992 | Pre-2000 |  |  | Y | Industrial CHP | Customer Sited | Other | 7 | T | NG | Non-Renewable | 0 | 4.2 | 0 | 1
Operable | 61353 | Philadelphia Authority for Industrial Development |  | 61737 | Navy Yard Peaker Station | PA | Restructured | Philadelphia | GEN1 | Natural Gas Internal Combustion Engine | IC |  | S | X | X |  |  | 2 | 0.8 | 2 | 2 | 1.4 | N |  |  | OP | X | 12 | 2017 | 2017 |  |  | N | IPP Non-CHP | Utility | Municipal | 2 | X | NG | Non-Renewable | 0 | 2 | 0 | 1
Operable | 61353 | Philadelphia Authority for Industrial Development |  | 61737 | Navy Yard Peaker Station | PA | Restructured | Philadelphia | GEN2 | Natural Gas Internal Combustion Engine | IC |  | S | X | X |  |  | 2 | 0.8 | 2 | 2 | 1.4 | N |  |  | OP | X | 12 | 2017 | 2017 |  |  | N | IPP Non-CHP | Utility | Municipal | 2 | X | NG | Non-Renewable | 0 | 2 | 0 | 1
Operable | 61353 | Philadelphia Authority for Industrial Development |  | 61737 | Navy Yard Peaker Station | PA | Restructured | Philadelphia | GEN3 | Natural Gas Internal Combustion Engine | IC |  | S | X | X |  |  | 2 | 0.8 | 2 | 2 | 1.4 | N |  |  | OP | X | 12 | 2017 | 2017 |  |  | N | IPP Non-CHP | Utility | Municipal | 2 | X | NG | Non-Renewable | 0 | 2 | 0 | 1
Operable | 61353 | Philadelphia Authority for Industrial Development |  | 61737 | Navy Yard Peaker Station | PA | Restructured | Philadelphia | GEN4 | Natural Gas Internal Combustion Engine | IC |  | S | X | X |  |  | 2 | 0.8 | 2 | 2 | 1.4 | N |  |  | OP | X | 12 | 2018 | 2018 |  |  | N | IPP Non-CHP | Utility | Municipal | 2 | X | NG | Non-Renewable | 0 | 2 | 0 | 1
Operable | 56205 | Philadelphia Water Department |  | 58326 | PWD Northeast WPCP Biogas Cogen Plant | PA | Restructured | Philadelphia | NBG1 | Other Waste Biomass | IC |  | W | X | X |  |  | 1.4 | 1 | 1.4 | 1.4 | 0.7 | N |  |  | OP | X | 12 | 2013 | 2013 |  |  | Y | Commercial CHP | Customer Sited | Other | 5 | T | OBG | Renewable | 1.4 | 0 | 1 | 0 | NG
Operable | 56205 | Philadelphia Water Department |  | 58326 | PWD Northeast WPCP Biogas Cogen Plant | PA | Restructured | Philadelphia | NBG2 | Other Waste Biomass | IC |  | W | X | X |  |  | 1.4 | 1 | 1.4 | 1.4 | 0.7 | N |  |  | OP | X | 12 | 2013 | 2013 |  |  | Y | Commercial CHP | Customer Sited | Other | 5 | T | OBG | Renewable | 1.4 | 0 | 1 | 0 | NG
Operable | 56205 | Philadelphia Water Department |  | 58326 | PWD Northeast WPCP Biogas Cogen Plant | PA | Restructured | Philadelphia | NBG3 | Other Waste Biomass | IC |  | W | X | X |  |  | 1.4 | 1 | 1.4 | 1.4 | 0.7 | N |  |  | OP | X | 12 | 2013 | 2013 |  |  | Y | Commercial CHP | Customer Sited | Other | 5 | T | OBG | Renewable | 1.4 | 0 | 1 | 0 | NG
Operable | 56205 | Philadelphia Water Department |  | 58326 | PWD Northeast WPCP Biogas Cogen Plant | PA | Restructured | Philadelphia | NBG4 | Other Waste Biomass | IC |  | W | X | X |  |  | 1.4 | 1 | 1.4 | 1.4 | 0.7 | N |  |  | OP | X | 12 | 2013 | 2013 |  |  | Y | Commercial CHP | Customer Sited | Other | 5 | T | OBG | Renewable | 1.4 | 0 | 1 | 0 | NG
Operable | 14465 | Philip Morris USA - Park 500 |  | 50275 | Park 500 Philip Morris USA | VA | Vertical | Chesterfield | TG3 | Natural Gas Steam Turbine | ST |  | S | X | X |  |  | 13 | 0.8 | 10.5 | 11.5 | 4.5 | N |  |  | OP | X | 9 | 1983 | Pre-2000 |  |  | Y | Industrial CHP | Customer Sited | Other | 7 | T | NG | Non-Renewable | 0 | 13 | 0 | 1 | DFO
Operable | 50095 | Phillips 66 |  | 56294 | Bayway Refinery | NJ | Restructured | Union | FGX | All Other | OT |  | S | X | X |  |  | 11.2 | 0.94 | 11.2 | 11.2 | 0 | N |  |  | OP | X | 12 | 1967 | Pre-2000 |  |  | N | Industrial Non-CHP | Customer Sited | Other | 6 | X | WH | Other | 0 | 0 | 0 | 0
Operable | 38215 | Phillips 66 - Los Angeles |  | 54451 | Los Angeles Refinery Wilmington | CA | Vertical | Los Angeles | G2 | Other Gases | GT |  | S | X | X |  |  | 58.5 | 0.8 | 50 | 52 | 35 | N |  |  | OP | X | 5 | 1988 | Pre-2000 |  |  | Y | Industrial CHP | Customer Sited | Other | 7 | T | OG | Non-Renewable | 0 | 58.5 | 0 | 1 | NG
Operable | 54916 | Phillips 66 Billings Refinery |  | 56496 | Phillips 66 Billings Refinery | MT | Vertical | Yellowstone | 3701 | Other Gases | ST |  | S | X | X |  |  | 1.6 | 0.8 | 1.5 | 1.5 | 0.5 | N |  |  | OA | X | 12 | 2007 | 2007 |  |  | N | Industrial Non-CHP | Customer Sited | Other | 6 | X | OG | Non-Renewable | 0 | 1.6 | 0 | 1 | NG
Operable | 4208 | Phillips 66 Company |  | 50119 | Phillips 66 Rodeo Refinery | CA | Vertical | Contra Costa | GENA | Other Gases | GT |  | S | X | X |  |  | 18.3 | 0.85 | 15.3 | 16.5 | 12 | N |  |  | OP | X | 5 | 1987 | Pre-2000 |  |  | Y | Industrial CHP | Customer Sited | Other | 7 | T | OG | Non-Renewable | 0 | 18.3 | 0 | 1 | NG
Operable | 4208 | Phillips 66 Company |  | 50119 | Phillips 66 Rodeo Refinery | CA | Vertical | Contra Costa | GENB | Other Gases | GT |  | S | X | X |  |  | 18.3 | 0.85 | 15.4 | 16.6 | 12 | N |  |  | OP | X | 5 | 1987 | Pre-2000 |  |  | Y | Industrial CHP | Customer Sited | Other | 7 | T | OG | Non-Renewable | 0 | 18.3 | 0 | 1 | NG
Operable | 4208 | Phillips 66 Company |  | 50119 | Phillips 66 Rodeo Refinery | CA | Vertical | Contra Costa | GENC | Other Gases | GT |  | S | X | X |  |  | 18.3 | 0.85 | 14.9 | 16.4 | 12 | N |  |  | OP | X | 5 | 1987 | Pre-2000 |  |  | Y | Industrial CHP | Customer Sited | Other | 7 | T | OG | Non-Renewable | 0 | 18.3 | 0 | 1 | NG
Operable | 65629 | Phillips Route 82 Solar LLC |  | 66583 | Phillips Route 82 Solar LLC | NY | Restructured | Dutchess | 5658 | Solar Photovoltaic | PV |  | S | X | X |  |  | 5 |  | 5 | 5 |  | N |  |  | OP | X | 6 | 2022 | 2022 |  |  | N | IPP Non-CHP | IPP | IPP | 2 | X | SUN | Renewable | 5 | 0 | 1 | 0
Operable | 64504 | Phobos Solar, LLC |  | 65106 | Phobos Solar, LLC | NC | Vertical | Nash | PGR33 | Solar Photovoltaic | PV |  | S | X | X |  |  | 78.8 | 0.95 | 78.8 | 78.8 |  | N |  |  | OP | X | 1 | 2023 | 2023 |  |  | N | IPP Non-CHP | IPP | IPP | 2 | X | SUN | Renewable | 78.8 | 0 | 1 | 0
Operable | 61515 | Phoebe Energy Project, LLC |  | 61906 | Phoebe Solar | TX | Restructured | Winkler | PHOEB | Solar Photovoltaic | PV |  | S | X | X |  |  | 250 |  | 250 | 250 |  | N |  |  | OP | X | 11 | 2019 | 2019 |  |  | N | IPP Non-CHP | IPP | IPP | 2 | X | SUN | Renewable | 250 | 0 | 1 | 0
Operable | 62767 | Phoenix Contact Services, Inc |  | 62901 | Phoenix Contact - CCHP Plant | PA | Restructured | Dauphin | CCHP | Natural Gas Fired Combustion Turbine | GT |  | S | X | X |  |  | 1 | 1 | 1 | 1 | 0.1 | N |  |  | OP | X | 3 | 2014 | 2014 |  |  | Y | Industrial CHP | Customer Sited | Other | 7 | T | NG | Non-Renewable | 0 | 1 | 0 | 1
Operable | 62656 | Phoenix Solar South Farms LLC |  | 62735 | Phoenix Solar South Farms LLC Solar Farm | IL | Restructured | Champaign | M1358 | Solar Photovoltaic | PV |  | W | X | X |  |  | 4.7 |  | 4.7 | 4.7 |  | N |  |  | OP | X | 12 | 2015 | 2015 |  |  | N | IPP Non-CHP | IPP | IPP | 2 | X | SUN | Renewable | 4.7 | 0 | 1 | 0
Operable | 60048 | PHR Holdings LLC |  | 60264 | Bacliff | TX | Restructured | Galveston | BCGT1 | Natural Gas Fired Combustion Turbine | GT |  | S | X | X | BAC_BAC_CTG1 | BAC_BAC_CTG1 | 71.2 | 0.9 | 54 | 60 | 54 | N |  |  | OP | X | 7 | 2018 | 2018 |  |  | N | IPP Non-CHP | IPP | IPP | 2 | X | NG | Non-Renewable | 0 | 71.2 | 0 | 1
Operable | 60048 | PHR Holdings LLC |  | 60264 | Bacliff | TX | Restructured | Galveston | BCGT2 | Natural Gas Fired Combustion Turbine | GT |  | S | X | X | BAC_BAC_CTG2 | BAC_BAC_CTG2 | 71.2 | 0.9 | 54 | 60 | 54 | N |  |  | OP | X | 7 | 2018 | 2018 |  |  | N | IPP Non-CHP | IPP | IPP | 2 | X | NG | Non-Renewable | 0 | 71.2 | 0 | 1
Operable | 60048 | PHR Holdings LLC |  | 60264 | Bacliff | TX | Restructured | Galveston | BCGT3 | Natural Gas Fired Combustion Turbine | GT |  | S | X | X | BAC_BAC_CTG3 | BAC_BAC_CTG3 | 71.2 | 0.9 | 54 | 60 | 54 | N |  |  | OP | X | 7 | 2018 | 2018 |  |  | N | IPP Non-CHP | IPP | IPP | 2 | X | NG | Non-Renewable | 0 | 71.2 | 0 | 1
Operable | 60048 | PHR Holdings LLC |  | 60264 | Bacliff | TX | Restructured | Galveston | BCGT4 | Natural Gas Fired Combustion Turbine | GT |  | S | X | X | BAC_BAC_CTG4 | BAC_BAC_CTG4 | 71.2 | 0.9 | 54 | 60 | 54 | N |  |  | OP | X | 7 | 2018 | 2018 |  |  | N | IPP Non-CHP | IPP | IPP | 2 | X | NG | Non-Renewable | 0 | 71.2 | 0 | 1
Operable | 60048 | PHR Holdings LLC |  | 60264 | Bacliff | TX | Restructured | Galveston | BCGT5 | Natural Gas Fired Combustion Turbine | GT |  | S | X | X | BAC_BAC_CTG5 | BAC_BAC_CTG5 | 71.2 | 0.9 | 54 | 60 | 54 | N |  |  | OP | X | 7 | 2018 | 2018 |  |  | N | IPP Non-CHP | IPP | IPP | 2 | X | NG | Non-Renewable | 0 | 71.2 | 0 | 1
Operable | 60048 | PHR Holdings LLC |  | 60264 | Bacliff | TX | Restructured | Galveston | BCGT6 | Natural Gas Fired Combustion Turbine | GT |  | S | X | X | BAC_BAC_CTG6 | BAC_BAC_CTG6 | 71.2 | 0.9 | 54 | 60 | 54 | N |  |  | OP | X | 7 | 2018 | 2018 |  |  | N | IPP Non-CHP | IPP | IPP | 2 | X | NG | Non-Renewable | 0 | 71.2 | 0 | 1
Operable | 60524 | Pico Energy, LLC |  | 57343 | Cargill B6 Biofactory | ID | Vertical | Gooding | 1 | Other Waste Biomass | IC |  | S | X | X |  |  | 1.1 | 1 | 1.1 | 1.1 | 0.1 | N |  |  | OP | X | 12 | 2009 | 2009 |  |  | Y | IPP CHP | IPP | IPP | 3 | T | OBG | Renewable | 1.1 | 0 | 1 | 0
Operable | 60524 | Pico Energy, LLC |  | 57343 | Cargill B6 Biofactory | ID | Vertical | Gooding | 2 | Other Waste Biomass | IC |  | S | X | X |  |  | 1.1 | 1 | 1.1 | 1.1 | 0.1 | N |  |  | OP | X | 12 | 2009 | 2009 |  |  | Y | IPP CHP | IPP | IPP | 3 | T | OBG | Renewable | 1.1 | 0 | 1 | 0
Operable | 38021 | Piedmont Athens Regional Medical Center |  | 55319 | Athens Regional Medical Center | GA | Vertical | Clarke | CT1 | Petroleum Liquids | IC |  | S | X | X |  |  | 0.7 | 0.8 | 0.7 | 0.7 | 0 | N |  |  | SB | N | 1 | 1994 | Pre-2000 |  |  | N | Commercial Non-CHP | Customer Sited | Other | 4 | X | DFO | Non-Renewable | 0 | 0.7 | 0 | 1
Operable | 38021 | Piedmont Athens Regional Medical Center |  | 55319 | Athens Regional Medical Center | GA | Vertical | Clarke | CT3 | Petroleum Liquids | IC |  | S | X | X |  |  | 0.7 | 0.8 | 0.7 | 0.7 | 0 | N |  |  | SB | N | 1 | 1994 | Pre-2000 |  |  | N | Commercial Non-CHP | Customer Sited | Other | 4 | X | DFO | Non-Renewable | 0 | 0.7 | 0 | 1
Operable | 38021 | Piedmont Athens Regional Medical Center |  | 55319 | Athens Regional Medical Center | GA | Vertical | Clarke | STEG3 | Petroleum Liquids | IC |  | S | X | X |  |  | 0.8 | 0.8 | 0.8 | 0.8 | 0 | N |  |  | SB | N | 6 | 2007 | 2007 |  |  | N | Commercial Non-CHP | Customer Sited | Other | 4 | X | DFO | Non-Renewable | 0 | 0.8 | 0 | 1
Operable | 38021 | Piedmont Athens Regional Medical Center |  | 55319 | Athens Regional Medical Center | GA | Vertical | Clarke | STEG4 | Petroleum Liquids | IC |  | S | X | X |  |  | 0.8 | 0.8 | 0.8 | 0.8 | 0 | N |  |  | SB | N | 6 | 2007 | 2007 |  |  | N | Commercial Non-CHP | Customer Sited | Other | 4 | X | DFO | Non-Renewable | 0 | 0.8 | 0 | 1
Operable | 38021 | Piedmont Athens Regional Medical Center |  | 55319 | Athens Regional Medical Center | GA | Vertical | Clarke | STEG5 | Petroleum Liquids | IC |  | S | X | X |  |  | 0.8 | 0.8 | 0.8 | 0.8 | 0 | N |  |  | SB | N | 6 | 2007 | 2007 |  |  | N | Commercial Non-CHP | Customer Sited | Other | 4 | X | DFO | Non-Renewable | 0 | 0.8 | 0 | 1
Operable | 38021 | Piedmont Athens Regional Medical Center |  | 55319 | Athens Regional Medical Center | GA | Vertical | Clarke | STEG6 | Petroleum Liquids | IC |  | S | X | X |  |  | 0.8 | 0.8 | 0.8 | 0.8 | 0 | N |  |  | SB | N | 12 | 2007 | 2007 |  |  | N | Commercial Non-CHP | Customer Sited | Other | 4 | X | DFO | Non-Renewable | 0 | 0.8 | 0 | 1
Operable | 57282 | Piedmont Green Power LLC |  | 57909 | Piedmont Green Power | GA | Vertical | Lamar | GEN1 | Wood/Wood Waste Biomass | ST |  | S | X | X | SOCO Lamar County Substation | SOCO Lamar County Sub Station | 60 | 0.85 | 55 | 55 | 35 | N |  |  | OP | X | 4 | 2013 | 2013 |  |  | N | IPP Non-CHP | IPP | IPP | 2 | X | WDS | Renewable | 60 | 0 | 1 | 0
Operable | 60408 | Pierre Solar |  | 60686 | Pierre Solar | SD | Vertical | Hughes | PIERS | Solar Photovoltaic | PV |  | S | X | X |  |  | 1 |  | 1 | 1 |  | N |  |  | OP | X | 9 | 2016 | 2016 |  |  | N | IPP Non-CHP | IPP | IPP | 2 | X | SUN | Renewable | 1 | 0 | 1 | 0
Operable | 63202 | Pika Solar, LLC |  | 63462 | Pika Solar | OR | Vertical | Marion | PGR17 | Solar Photovoltaic | PV |  | S | X | X |  |  | 2.2 |  | 2.2 | 2.2 |  | N |  |  | OP | X | 12 | 2020 | 2020 |  |  | N | IPP Non-CHP | IPP | IPP | 2 | X | SUN | Renewable | 2.2 | 0 | 1 | 0
Operable | 59650 | Pikes Peak Solar Garden 1 LLC |  | 59848 | Pikes Peak Solar Garden 1 LLC CSG | CO | Vertical | El Paso | PPSG1 | Solar Photovoltaic | PV |  | S | X | X |  |  | 2 |  | 2 | 2 |  | N |  |  | OP | X | 7 | 2015 | 2015 |  |  | N | IPP Non-CHP | IPP | IPP | 2 | X | SUN | Renewable | 2 | 0 | 1 | 0
Operable | 60834 | Pima Energy Storage System |  | 61197 | Pima Energy Storage System | AZ | Vertical | Pima | PIMA | Batteries | BA |  | S | X | X |  |  | 10 |  | 10 | 10 | 0.1 | N |  |  | OP | X | 1 | 2017 | 2017 |  |  | N | IPP Non-CHP | IPP | IPP | 2 | X | MWH | Other | 0 | 0 | 0 | 0
Operable | 61295 | Pinal Central Energy Center, LLC |  | 61678 | Pinal Central Energy Center Hybrid | AZ | Vertical | Pinal | BA1 | Batteries | BA |  | S | X | X |  |  | 10 | 0.95 | 10 | 10 | 0.3 | N |  |  | OP | X | 4 | 2018 | 2018 |  |  | N | IPP Non-CHP | IPP | IPP | 2 | X | MWH | Other | 0 | 0 | 0 | 0
Operable | 61295 | Pinal Central Energy Center, LLC |  | 61678 | Pinal Central Energy Center Hybrid | AZ | Vertical | Pinal | PCEC | Solar Photovoltaic | PV |  | S | X | X |  |  | 20 | 0.95 | 20 | 20 |  | N |  |  | OP | X | 4 | 2018 | 2018 |  |  | N | IPP Non-CHP | IPP | IPP | 2 | X | SUN | Renewable | 20 | 0 | 1 | 0
Operable | 28764 | Pine Bluff Energy LLC |  | 55075 | Pine Bluff Energy Center | AR | Vertical | Jefferson | CT01 | Natural Gas Fired Combined Cycle | CT | CC01 | S | X | N | EAI.PBENRGY_CT | EAI.PBENRGY_CT | 180 | 0.85 | 141 | 160 | 100 | N |  |  | OP | X | 8 | 2001 | 2001 |  |  | Y | IPP CHP | IPP | IPP | 3 | T | NG | Non-Renewable | 0 | 180 | 0 | 1
Operable | 28764 | Pine Bluff Energy LLC |  | 55075 | Pine Bluff Energy Center | AR | Vertical | Jefferson | ST01 | Natural Gas Fired Combined Cycle | CA | CC01 | S | N | X | EAI.PBENRGY_ST | EAI.PBENRGY_ST | 50.4 | 0.9 | 38 | 42 | 12 | N |  |  | OP | X | 8 | 2001 | 2001 |  |  | Y | IPP CHP | IPP | IPP | 3 | T | NG | Non-Renewable | 0 | 50.4 | 0 | 1
Operable | 61298 | Pine Gate Renewables |  | 59997 | High Shoals PV1 | NC | Vertical | Gaston | HISHO | Solar Photovoltaic | PV |  | W | X | X |  |  | 16 |  | 16 | 16 |  | N |  |  | OP | X | 4 | 2022 | 2022 |  |  | N | IPP Non-CHP | IPP | IPP | 2 | X | SUN | Renewable | 16 | 0 | 1 | 0
Operable | 61298 | Pine Gate Renewables |  | 60627 | BRE NC Solar 3 | NC | Vertical | Granville | BEAM3 | Solar Photovoltaic | PV |  | S | X | X |  |  | 5 |  | 5 | 5 |  | N |  |  | OP | X | 12 | 2021 | 2021 |  |  | N | IPP Non-CHP | IPP | IPP | 2 | X | SUN | Renewable | 5 | 0 | 1 | 0
Operable | 61298 | Pine Gate Renewables |  | 63789 | East Nash PV2 | NC | Vertical | Nash | ENSH2 | Solar Photovoltaic | PV |  | S | X | X |  |  | 23.4 | 0.95 | 23.4 | 23.4 |  | N |  |  | OP | X | 12 | 2023 | 2023 |  |  | N | IPP Non-CHP | IPP | IPP | 2 | X | SUN | Renewable | 23.4 | 0 | 1 | 0
Operable | 61298 | Pine Gate Renewables |  | 66418 | Sonny Solar LLC | GA | Vertical | Elbert | PGR36 | Solar Photovoltaic | PV |  | S | X | X |  |  | 40 | 1 | 40 | 40 |  | N |  |  | OP | X | 6 | 2023 | 2023 |  |  | N | IPP Non-CHP | IPP | IPP | 2 | X | SUN | Renewable | 40 | 0 | 1 | 0
Operable | 60490 | Pine Island Holdco, LLC |  | 60835 | Pine Island Solar CSG | MN | Vertical | Olmsted | PINEI | Solar Photovoltaic | PV |  | S | X | X |  |  | 3.9 |  | 3.9 | 3.9 |  | N |  |  | OP | X | 2 | 2017 | 2017 |  |  | N | IPP Non-CHP | IPP | IPP | 2 | X | SUN | Renewable | 3.9 | 0 | 1 | 0
Operable | 64089 | Pine Road Solar, LLC |  | 64439 | Pine Road Solar, LLC CSG | IL | Restructured | DeKalb | PINE | Solar Photovoltaic | PV |  | S | X | X |  |  | 2 |  | 2 | 2 |  | N |  |  | OP | X | 4 | 2021 | 2021 |  |  | N | IPP Non-CHP | IPP | IPP | 2 | X | SUN | Renewable | 2 | 0 | 1 | 0
Operable | 64391 | Pine Valley Solar, LLC |  | 60298 | Pine Valley Solar Farm, LLC | NC | Vertical | Moore | PV1 | Solar Photovoltaic | PV |  | S | X | X |  |  | 5 |  | 5 | 5 |  | N |  |  | OP | X | 5 | 2022 | 2022 |  |  | N | IPP Non-CHP | IPP | IPP | 2 | X | SUN | Renewable | 5 | 0 | 1 | 0
Operable | 49837 | Pinelawn Power LLC |  | 56188 | Pinelawn Power LLC | NY | Restructured | Suffolk | CTG | Natural Gas Fired Combined Cycle | CT | CC1 | W | X | Y | Long Island - K | Long Island - K | 50 | 0.8 | 47 | 47 | 40 | N |  |  | OP | X | 7 | 2005 | 2005 |  |  | N | IPP Non-CHP | IPP | IPP | 2 | X | NG | Non-Renewable | 0 | 50 | 0 | 1 | KER
Operable | 49837 | Pinelawn Power LLC |  | 56188 | Pinelawn Power LLC | NY | Restructured | Suffolk | STG | Natural Gas Fired Combined Cycle | CA | CC1 | W | Y | X | Long Island - K | Long Island - K | 32 | 0.8 | 27.5 | 30.1 | 5 | N |  |  | OP | X | 10 | 2005 | 2005 |  |  | N | IPP Non-CHP | IPP | IPP | 2 | X | NG | Non-Renewable | 0 | 32 | 0 | 1
Operable | 64537 | Pinnacle Wind, LLC |  | 57595 | Pinnacle Wind Force LLC | WV | Vertical | Mineral | 1 | Onshore Wind Turbine | WT |  | S | X | X | PJM | PJM | 53.7 |  | 52.9 | 52.9 | 0.7 | N |  |  | OP | X | 12 | 2011 | 2011 |  |  | N | IPP Non-CHP | IPP | IPP | 2 | X | WND | Renewable | 53.7 | 0 | 1 | 0
Operable | 59868 | Pinyon Pines Wind I, LLC |  | 57834 | Pinyon Pine I | CA | Vertical | Kern | AW07 | Onshore Wind Turbine | WT |  | S | X | X |  |  | 168 |  | 168 | 168 | 1 | N |  |  | OP | X | 11 | 2012 | 2012 |  |  | N | IPP Non-CHP | IPP | IPP | 2 | X | WND | Renewable | 168 | 0 | 1 | 0
Operable | 59869 | Pinyon Pines Wind II, LLC |  | 57837 | Pinyon Pine II | CA | Vertical | Kern | AW09 | Onshore Wind Turbine | WT |  | S | X | X |  |  | 132 |  | 132 | 132 | 1 | N |  |  | OP | X | 11 | 2012 | 2012 |  |  | N | IPP Non-CHP | IPP | IPP | 2 | X | WND | Renewable | 132 | 0 | 1 | 0
Operable | 56895 | Pio Pico Energy Center LLC |  | 57555 | Pio Pico Energy Center | CA | Vertical | San Diego | CTG1 | Natural Gas Fired Combustion Turbine | GT |  | S | X | X | PIOPICO1_7_N001 | PIOPICO1_7_N001 | 131.8 | 0.85 | 106 | 111.3 | 50 | N |  |  | OP | X | 11 | 2016 | 2016 |  |  | N | IPP Non-CHP | IPP | IPP | 2 | X | NG | Non-Renewable | 0 | 131.8 | 0 | 1
Operable | 56895 | Pio Pico Energy Center LLC |  | 57555 | Pio Pico Energy Center | CA | Vertical | San Diego | CTG2 | Natural Gas Fired Combustion Turbine | GT |  | S | X | X | PIOPICO2_7_N001 | PIOPICO2_7_N001 | 131.8 | 0.85 | 106 | 112.7 | 50 | N |  |  | OP | X | 11 | 2016 | 2016 |  |  | N | IPP Non-CHP | IPP | IPP | 2 | X | NG | Non-Renewable | 0 | 131.8 | 0 | 1
Operable | 56895 | Pio Pico Energy Center LLC |  | 57555 | Pio Pico Energy Center | CA | Vertical | San Diego | CTG3 | Natural Gas Fired Combustion Turbine | GT |  | S | X | X | PIOPICO3_7_N001 | PIOPICO3_7_N001 | 131.8 | 0.85 | 106 | 112 | 50 | N |  |  | OP | X | 11 | 2016 | 2016 |  |  | N | IPP Non-CHP | IPP | IPP | 2 | X | NG | Non-Renewable | 0 | 131.8 | 0 | 1
Operable | 59880 | Pioneer Crossing Energy LLC |  | 56957 | Pioneer Crossing Energy, LLC | PA | Restructured | Berks | LFG1 | Landfill Gas | IC |  | S | X | X |  |  | 1.6 | 0.9 | 1.6 | 1.6 | 1.3 | N |  |  | OP | X | 10 | 2008 | 2008 |  |  | N | IPP Non-CHP | IPP | IPP | 2 | X | LFG | Renewable | 1.6 | 0 | 1 | 0
Operable | 59880 | Pioneer Crossing Energy LLC |  | 56957 | Pioneer Crossing Energy, LLC | PA | Restructured | Berks | LFG2 | Landfill Gas | IC |  | S | X | X |  |  | 1.6 | 0.9 | 1.6 | 1.6 | 1.3 | N |  |  | OP | X | 10 | 2008 | 2008 |  |  | N | IPP Non-CHP | IPP | IPP | 2 | X | LFG | Renewable | 1.6 | 0 | 1 | 0
Operable | 59880 | Pioneer Crossing Energy LLC |  | 56957 | Pioneer Crossing Energy, LLC | PA | Restructured | Berks | LFG3 | Landfill Gas | IC |  | S | X | X |  |  | 1.6 | 0.9 | 1.6 | 1.6 | 1.3 | N |  |  | OP | X | 10 | 2008 | 2008 |  |  | N | IPP Non-CHP | IPP | IPP | 2 | X | LFG | Renewable | 1.6 | 0 | 1 | 0
Operable | 59880 | Pioneer Crossing Energy LLC |  | 56957 | Pioneer Crossing Energy, LLC | PA | Restructured | Berks | LFG4 | Landfill Gas | IC |  | S | X | X |  |  | 1.6 | 0.9 | 1.6 | 1.6 | 1.3 | N |  |  | OP | X | 10 | 2008 | 2008 |  |  | N | IPP Non-CHP | IPP | IPP | 2 | X | LFG | Renewable | 1.6 | 0 | 1 | 0
Operable | 59880 | Pioneer Crossing Energy LLC |  | 56957 | Pioneer Crossing Energy, LLC | PA | Restructured | Berks | LFG5 | Landfill Gas | IC |  | S | X | X |  |  | 1.6 | 0.9 | 1.6 | 1.6 | 1.3 | N |  |  | OP | X | 11 | 2013 | 2013 |  |  | N | IPP Non-CHP | IPP | IPP | 2 | X | LFG | Renewable | 1.6 | 0 | 1 | 0
Operable | 55992 | Pioneer Prairie Wind Farm I, LLC |  | 56797 | Pioneer Prairie Wind Farm | IA | Vertical | Mitchell | 1 | Onshore Wind Turbine | WT |  | S | X | X |  |  | 300 |  | 300 | 300 | 2.4 | N |  |  | OP | X | 10 | 2008 | 2008 |  |  | N | IPP Non-CHP | IPP | IPP | 2 | X | WND | Renewable | 300 | 0 | 1 | 0
Operable | 63810 | Pioneer Solar (CO), LLC |  | 61991 | Pioneer Solar (CO), LLC | CO | Vertical | Adams | PI-QF | Solar Photovoltaic | PV |  | S | X | X |  |  | 80 |  | 80 | 80 |  | N |  |  | OP | X | 6 | 2021 | 2021 |  |  | N | IPP Non-CHP | IPP | IPP | 2 | X | SUN | Renewable | 80 | 0 | 1 | 0
Operable | 60207 | Pisgah Mountain, LLC |  | 60404 | Pisgah Mountain Wind | ME | Restructured | Penobscot | PISGA | Onshore Wind Turbine | WT |  | S | X | X | 48645 | 48645 | 9.1 | 1 | 9.1 | 9.1 | 0.1 | N |  |  | OP | X | 12 | 2016 | 2016 |  |  | N | IPP Non-CHP | IPP | IPP | 2 | X | WND | Renewable | 9.1 | 0 | 1 | 0
Operable | 15114 | Pittsfield Generating Company, LP |  | 50002 | Pittsfield Generating LP | MA | Restructured | Berkshire | GEN1 | Natural Gas Fired Combined Cycle | CT | CC1 | W | X | N | 326 UN.ALTRESCO13.8ALTR | UN.ALTRESCO13.8ALTR | 40.7 | 0.95 | 36.7 | 45 | 25 | N |  |  | OP | X | 7 | 1990 | Pre-2000 |  |  | Y | IPP CHP | IPP | IPP | 3 | T | NG | Non-Renewable | 0 | 40.7 | 0 | 1 | DFO
Operable | 15114 | Pittsfield Generating Company, LP |  | 50002 | Pittsfield Generating LP | MA | Restructured | Berkshire | GEN2 | Natural Gas Fired Combined Cycle | CT | CC1 | W | X | N | 326 UN.ALTRESCO13.8ALTR | 326 UN.ALTRESCO13.8ALTR | 40.7 | 0.95 | 35.2 | 44.1 | 25 | N |  |  | OP | X | 7 | 1990 | Pre-2000 |  |  | Y | IPP CHP | IPP | IPP | 3 | T | NG | Non-Renewable | 0 | 40.7 | 0 | 1 | DFO
Operable | 15114 | Pittsfield Generating Company, LP |  | 50002 | Pittsfield Generating LP | MA | Restructured | Berkshire | GEN3 | Natural Gas Fired Combined Cycle | CT | CC1 | W | X | N | 326 UN.ALTRESCO13.8ALTR | 326 UN.ALTRESCO13.8ALTR | 40.7 | 0.95 | 38.2 | 45.2 | 25 | N |  |  | OP | X | 7 | 1990 | Pre-2000 |  |  | Y | IPP CHP | IPP | IPP | 3 | T | NG | Non-Renewable | 0 | 40.7 | 0 | 1 | DFO
Operable | 15114 | Pittsfield Generating Company, LP |  | 50002 | Pittsfield Generating LP | MA | Restructured | Berkshire | GEN4 | Natural Gas Fired Combined Cycle | CA | CC1 | W | N | X | 326 UN.ALTRESCO13.8ALTR | 326 UN.ALTRESCO13.8ALTR | 53.4 | 0.95 | 47.6 | 51.5 | 6 | N |  |  | OP | X | 7 | 1990 | Pre-2000 |  |  | Y | IPP CHP | IPP | IPP | 3 | B | NG | Non-Renewable | 0 | 53.4 | 0 | 1
Operable | 63712 | Pittsfiled Solar LLC |  | 64078 | Pittsfield Solar LLC | ME | Restructured | Somerset | PSLLC | Solar Photovoltaic | PV |  | S | X | X |  |  | 9.9 |  | 9.9 | 9.9 |  | N |  |  | OP | X | 12 | 2017 | 2017 |  |  | N | IPP Non-CHP | IPP | IPP | 2 | X | SUN | Renewable | 9.9 | 0 | 1 | 0
Operable | 65539 | Pivot Energy |  | 66479 | Pivot Energy Minnesota Solar 10 | MN | Vertical | Stearns | PEM10 | Solar Photovoltaic | PV |  | S | X | X |  |  | 1 |  | 1 | 1 |  | N |  |  | OP | X | 6 | 2023 | 2023 |  |  | N | IPP Non-CHP | IPP | IPP | 2 | X | SUN | Renewable | 1 | 0 | 1 | 0
Operable | 65539 | Pivot Energy |  | 66480 | Pivot Energy Minnesota Solar 1 | MN | Vertical | Steele | PEMS1 | Solar Photovoltaic | PV |  | S | X | X |  |  | 1 |  | 1 | 1 |  | N |  |  | OP | X | 6 | 2023 | 2023 |  |  | N | IPP Non-CHP | IPP | IPP | 2 | X | SUN | Renewable | 1 | 0 | 1 | 0
Operable | 61723 | Pixelle Specialty Solution, LLC |  | 10244 | Pixelle Specialty Solutions LLC - Chillicothe Facility | OH | Restructured | Ross | T-10 | Wood/Wood Waste Biomass | ST |  | S | X | X |  |  | 10.6 | 0.9 | 7.3 | 4.5 | 5 | N |  |  | OS | X | 2 | 1952 | Pre-2000 |  |  | Y | Industrial CHP | Customer Sited | Other | 7 | T | BLQ | Renewable | 10.6 | 0 | 1 | 0 | NG | WDS | TDF | DFO
Operable | 61723 | Pixelle Specialty Solution, LLC |  | 10244 | Pixelle Specialty Solutions LLC - Chillicothe Facility | OH | Restructured | Ross | T-11 | Wood/Wood Waste Biomass | ST |  | S | X | X |  |  | 24 | 0.9 | 10.2 | 10.8 | 8 | N |  |  | OP | X | 2 | 1958 | Pre-2000 |  |  | Y | Industrial CHP | Customer Sited | Other | 7 | T | BLQ | Renewable | 24 | 0 | 1 | 0 | NG | WDS | TDF | DFO
Operable | 61723 | Pixelle Specialty Solution, LLC |  | 10244 | Pixelle Specialty Solutions LLC - Chillicothe Facility | OH | Restructured | Ross | T-12 | Wood/Wood Waste Biomass | ST |  | S | X | X |  |  | 31 | 0.9 | 15.8 | 19.5 | 10 | N |  |  | OP | X | 2 | 1967 | Pre-2000 |  |  | Y | Industrial CHP | Customer Sited | Other | 7 | T | BLQ | Renewable | 31 | 0 | 1 | 0 | NG | WDS | TDF | DFO
Operable | 61723 | Pixelle Specialty Solution, LLC |  | 10244 | Pixelle Specialty Solutions LLC - Chillicothe Facility | OH | Restructured | Ross | T-13 | Natural Gas Steam Turbine | ST |  | S | X | X |  |  | 27.2 | 0.9 | 10.6 | 13.3 | 7 | N |  |  | OP | X | 7 | 1978 | Pre-2000 |  |  | Y | Industrial CHP | Customer Sited | Other | 7 | T | NG | Non-Renewable | 0 | 27.2 | 0 | 1 | BLQ | WDS | TDF | DFO
Operable | 61723 | Pixelle Specialty Solution, LLC |  | 55861 | Stevens Point Mill | WI | Vertical | Portage | SP | Natural Gas Steam Turbine | ST |  | S | X | X |  |  | 7.6 | 0.8 | 7 | 7 | 7 | N |  |  | OP | X | 2 | 2002 | 2002 |  |  | Y | Industrial CHP | Customer Sited | Other | 7 | T | NG | Non-Renewable | 0 | 7.6 | 0 | 1
Operable | 61988 | Pixelle Specialty Solutions LLC - (PA) |  | 50397 | Pixelle Specialty Solutions LLC - Spring Grove Facility | PA | Restructured | York | GEN1 | Natural Gas Steam Turbine | ST |  | S | X | X | PHGLATFE115 KV NUG |  | 6 | 0.8 | 5 | 5 | 2 | N |  |  | OP | X | 7 | 1948 | Pre-2000 |  |  | Y | Industrial CHP | Customer Sited | Other | 7 | T | NG | Non-Renewable | 0 | 6 | 0 | 1 | BLQ | BIT | RFO | WDS | SLW
Operable | 61988 | Pixelle Specialty Solutions LLC - (PA) |  | 50397 | Pixelle Specialty Solutions LLC - Spring Grove Facility | PA | Restructured | York | GEN3 | Natural Gas Steam Turbine | ST |  | S | X | X | PHGLATFE115KV NUG |  | 5.1 | 0.8 | 4 | 4 | 1.2 | N |  |  | OP | X | 5 | 1948 | Pre-2000 |  |  | Y | Industrial CHP | Customer Sited | Other | 7 | T | NG | Non-Renewable | 0 | 5.1 | 0 | 1 | BLQ | RFO | BIT | SLW | WDS
Operable | 61988 | Pixelle Specialty Solutions LLC - (PA) |  | 50397 | Pixelle Specialty Solutions LLC - Spring Grove Facility | PA | Restructured | York | GEN4 | Natural Gas Steam Turbine | ST |  | S | X | X | PHGLATFE115 KV NUG |  | 7.5 | 0.8 | 8.7 | 8.7 | 3.5 | N |  |  | OP | X | 8 | 1962 | Pre-2000 |  |  | Y | Industrial CHP | Customer Sited | Other | 7 | T | NG | Non-Renewable | 0 | 7.5 | 0 | 1 | BLQ | BIT | RFO | SLW | WDS
Operable | 61988 | Pixelle Specialty Solutions LLC - (PA) |  | 50397 | Pixelle Specialty Solutions LLC - Spring Grove Facility | PA | Restructured | York | GEN5 | Conventional Steam Coal | ST |  | S | X | X | PHGLATFE115 KV NUG |  | 45.9 | 0.8 | 36.1 | 36.1 | 9 | N |  |  | OP | X | 5 | 1989 | Pre-2000 |  |  | Y | Industrial CHP | Customer Sited | Other | 7 | T | BIT | Non-Renewable | 0 | 45.9 | 0 | 1 | WDS | SLW | RFO
Operable | 61988 | Pixelle Specialty Solutions LLC - (PA) |  | 50397 | Pixelle Specialty Solutions LLC - Spring Grove Facility | PA | Restructured | York | GEN6 | Wood/Wood Waste Biomass | ST |  | S | X | X | PHGLATFE115 KV NUG |  | 39.1 | 0.8 | 31.2 | 31.2 | 8.2 | N |  |  | OP | X | 1 | 1994 | Pre-2000 |  |  | Y | Industrial CHP | Customer Sited | Other | 7 | T | BLQ | Renewable | 39.1 | 0 | 1 | 0 | NG | RFO | BIT | SLW | WDS
Operable | 15127 | Placer County Water Agency |  | 424 | French Meadows | CA | Vertical | Placer | 1 | Conventional Hydroelectric | HY |  | S | X | X |  |  | 15.3 | 0.9 | 16 | 16 | 0 | N |  |  | OP | X | 10 | 1966 | Pre-2000 |  |  | N | Electric Utility | Utility | Municipal | 1 | X | WAT | Renewable | 15.3 | 0 | 1 | 0
Operable | 15127 | Placer County Water Agency |  | 425 | Middle Fork | CA | Vertical | Placer | 1 | Conventional Hydroelectric | HY |  | S | X | X |  |  | 61.2 | 0.9 | 66 | 66 | 0 | N |  |  | OP | X | 10 | 1966 | Pre-2000 |  |  | N | Electric Utility | Utility | Municipal | 1 | X | WAT | Renewable | 61.2 | 0 | 1 | 0
Operable | 15127 | Placer County Water Agency |  | 425 | Middle Fork | CA | Vertical | Placer | 2 | Conventional Hydroelectric | HY |  | S | X | X |  |  | 61.2 | 0.9 | 66 | 66 | 0 | N |  |  | OP | X | 10 | 1966 | Pre-2000 |  |  | N | Electric Utility | Utility | Municipal | 1 | X | WAT | Renewable | 61.2 | 0 | 1 | 0
Operable | 15127 | Placer County Water Agency |  | 426 | Oxbow (CA) | CA | Vertical | Placer | 1 | Conventional Hydroelectric | HY |  | S | X | X |  |  | 6.1 | 0.9 | 6 | 6 | 0 | N |  |  | OP | X | 10 | 1966 | Pre-2000 |  |  | N | Electric Utility | Utility | Municipal | 1 | X | WAT | Renewable | 6.1 | 0 | 1 | 0
Operable | 15127 | Placer County Water Agency |  | 427 | Ralston | CA | Vertical | Placer | 1 | Conventional Hydroelectric | HY |  | S | X | X |  |  | 79.2 | 0.9 | 86 | 86 | 0 | N |  |  | OP | X | 10 | 1966 | Pre-2000 |  |  | N | Electric Utility | Utility | Municipal | 1 | X | WAT | Renewable | 79.2 | 0 | 1 | 0
Operable | 15173 | Placid Refining Co LLC |  | 50389 | Port Allen (LA) | LA | Vertical | West Baton Rouge | GEN1 | Natural Gas Fired Combustion Turbine | GT |  | S | X | X |  |  | 3.8 | 0.9 | 3.5 | 3.5 | 2 | N |  |  | OP | X | 5 | 1990 | Pre-2000 |  |  | Y | Industrial CHP | Customer Sited | Other | 7 | T | NG | Non-Renewable | 0 | 3.8 | 0 | 1
Operable | 15173 | Placid Refining Co LLC |  | 50389 | Port Allen (LA) | LA | Vertical | West Baton Rouge | GEN2 | Natural Gas Fired Combustion Turbine | GT |  | S | X | X |  |  | 3.8 | 0.9 | 3.5 | 3.5 | 2 | N |  |  | OP | X | 5 | 1990 | Pre-2000 |  |  | Y | Industrial CHP | Customer Sited | Other | 7 | T | NG | Non-Renewable | 0 | 3.8 | 0 | 1
Operable | 56067 | Plainfield Renewable Energy, LLC |  | 56847 | Plainfield Renewable Energy LLC | CT | Restructured | Windham | STG | Wood/Wood Waste Biomass | ST |  | S | X | X | Frybrook | 15509 | 43 | 0.95 | 37.5 | 37.5 | 20 | N |  |  | OP | X | 12 | 2013 | 2013 |  |  | N | IPP Non-CHP | IPP | IPP | 2 | X | WDS | Renewable | 43 | 0 | 1 | 0
Operable | 62070 | Plainfield Solar LLC |  | 62579 | Plainfield Community Solar LLC | MA | Restructured | Hampshire | 2999 | Solar Photovoltaic | PV |  | S | X | X |  |  | 2 |  | 2 | 2 |  | N |  |  | OP | X | 2 | 2019 | 2019 |  |  | N | IPP Non-CHP | IPP | IPP | 2 | X | SUN | Renewable | 2 | 0 | 1 | 0
Operable | 15142 | Plains End Operating Services LLC |  | 55650 | Plains End | CO | Vertical | Jefferson | GE10 | Natural Gas Internal Combustion Engine | IC |  | W | X | X |  |  | 5.7 | 0.8 | 5.7 | 5.7 | 3.6 | N |  |  | OP | X | 5 | 2002 | 2002 |  |  | N | IPP Non-CHP | IPP | IPP | 2 | X | NG | Non-Renewable | 0 | 5.7 | 0 | 1
Operable | 15142 | Plains End Operating Services LLC |  | 55650 | Plains End | CO | Vertical | Jefferson | GE11 | Natural Gas Internal Combustion Engine | IC |  | W | X | X |  |  | 5.7 | 0.8 | 5.7 | 5.7 | 3.6 | N |  |  | OP | X | 5 | 2002 | 2002 |  |  | N | IPP Non-CHP | IPP | IPP | 2 | X | NG | Non-Renewable | 0 | 5.7 | 0 | 1
Operable | 15142 | Plains End Operating Services LLC |  | 55650 | Plains End | CO | Vertical | Jefferson | GE12 | Natural Gas Internal Combustion Engine | IC |  | W | X | X |  |  | 5.7 | 0.8 | 5.7 | 5.7 | 3.6 | N |  |  | OP | X | 5 | 2002 | 2002 |  |  | N | IPP Non-CHP | IPP | IPP | 2 | X | NG | Non-Renewable | 0 | 5.7 | 0 | 1
Operable | 15142 | Plains End Operating Services LLC |  | 55650 | Plains End | CO | Vertical | Jefferson | GE13 | Natural Gas Internal Combustion Engine | IC |  | W | X | X |  |  | 5.7 | 0.8 | 5.7 | 5.7 | 3.6 | N |  |  | OP | X | 5 | 2002 | 2002 |  |  | N | IPP Non-CHP | IPP | IPP | 2 | X | NG | Non-Renewable | 0 | 5.7 | 0 | 1
Operable | 15142 | Plains End Operating Services LLC |  | 55650 | Plains End | CO | Vertical | Jefferson | GE14 | Natural Gas Internal Combustion Engine | IC |  | W | X | X |  |  | 5.7 | 0.8 | 5.7 | 5.7 | 3.6 | N |  |  | OP | X | 5 | 2002 | 2002 |  |  | N | IPP Non-CHP | IPP | IPP | 2 | X | NG | Non-Renewable | 0 | 5.7 | 0 | 1
Operable | 15142 | Plains End Operating Services LLC |  | 55650 | Plains End | CO | Vertical | Jefferson | GE15 | Natural Gas Internal Combustion Engine | IC |  | W | X | X |  |  | 5.7 | 0.8 | 5.7 | 5.7 | 3.6 | N |  |  | OP | X | 5 | 2002 | 2002 |  |  | N | IPP Non-CHP | IPP | IPP | 2 | X | NG | Non-Renewable | 0 | 5.7 | 0 | 1
Operable | 15142 | Plains End Operating Services LLC |  | 55650 | Plains End | CO | Vertical | Jefferson | GE16 | Natural Gas Internal Combustion Engine | IC |  | W | X | X |  |  | 5.7 | 0.8 | 5.7 | 5.7 | 3.6 | N |  |  | OP | X | 5 | 2002 | 2002 |  |  | N | IPP Non-CHP | IPP | IPP | 2 | X | NG | Non-Renewable | 0 | 5.7 | 0 | 1
Operable | 15142 | Plains End Operating Services LLC |  | 55650 | Plains End | CO | Vertical | Jefferson | GE17 | Natural Gas Internal Combustion Engine | IC |  | W | X | X |  |  | 5.7 | 0.8 | 5.7 | 5.7 | 3.6 | N |  |  | OP | X | 5 | 2002 | 2002 |  |  | N | IPP Non-CHP | IPP | IPP | 2 | X | NG | Non-Renewable | 0 | 5.7 | 0 | 1
Operable | 15142 | Plains End Operating Services LLC |  | 55650 | Plains End | CO | Vertical | Jefferson | GE18 | Natural Gas Internal Combustion Engine | IC |  | W | X | X |  |  | 5.7 | 0.8 | 5.7 | 5.7 | 3.6 | N |  |  | OP | X | 5 | 2002 | 2002 |  |  | N | IPP Non-CHP | IPP | IPP | 2 | X | NG | Non-Renewable | 0 | 5.7 | 0 | 1
Operable | 15142 | Plains End Operating Services LLC |  | 55650 | Plains End | CO | Vertical | Jefferson | GE19 | Natural Gas Internal Combustion Engine | IC |  | W | X | X |  |  | 5.7 | 0.8 | 5.7 | 5.7 | 3.6 | N |  |  | OP | X | 5 | 2002 | 2002 |  |  | N | IPP Non-CHP | IPP | IPP | 2 | X | NG | Non-Renewable | 0 | 5.7 | 0 | 1
Operable | 15142 | Plains End Operating Services LLC |  | 55650 | Plains End | CO | Vertical | Jefferson | GE20 | Natural Gas Internal Combustion Engine | IC |  | W | X | X |  |  | 5.7 | 0.8 | 5.7 | 5.7 | 3.6 | N |  |  | OP | X | 5 | 2002 | 2002 |  |  | N | IPP Non-CHP | IPP | IPP | 2 | X | NG | Non-Renewable | 0 | 5.7 | 0 | 1
Operable | 15142 | Plains End Operating Services LLC |  | 55650 | Plains End | CO | Vertical | Jefferson | GEN1 | Natural Gas Internal Combustion Engine | IC |  | W | X | X |  |  | 5.7 | 0.8 | 5.7 | 5.7 | 3.6 | N |  |  | OP | X | 5 | 2002 | 2002 |  |  | N | IPP Non-CHP | IPP | IPP | 2 | X | NG | Non-Renewable | 0 | 5.7 | 0 | 1
Operable | 15142 | Plains End Operating Services LLC |  | 55650 | Plains End | CO | Vertical | Jefferson | GEN2 | Natural Gas Internal Combustion Engine | IC |  | W | X | X |  |  | 5.7 | 0.8 | 5.7 | 5.7 | 3.6 | N |  |  | OP | X | 5 | 2002 | 2002 |  |  | N | IPP Non-CHP | IPP | IPP | 2 | X | NG | Non-Renewable | 0 | 5.7 | 0 | 1
Operable | 15142 | Plains End Operating Services LLC |  | 55650 | Plains End | CO | Vertical | Jefferson | GEN3 | Natural Gas Internal Combustion Engine | IC |  | W | X | X |  |  | 5.7 | 0.8 | 5.7 | 5.7 | 3.6 | N |  |  | OP | X | 5 | 2002 | 2002 |  |  | N | IPP Non-CHP | IPP | IPP | 2 | X | NG | Non-Renewable | 0 | 5.7 | 0 | 1
Operable | 15142 | Plains End Operating Services LLC |  | 55650 | Plains End | CO | Vertical | Jefferson | GEN4 | Natural Gas Internal Combustion Engine | IC |  | W | X | X |  |  | 5.7 | 0.8 | 5.7 | 5.7 | 3.6 | N |  |  | OP | X | 5 | 2002 | 2002 |  |  | N | IPP Non-CHP | IPP | IPP | 2 | X | NG | Non-Renewable | 0 | 5.7 | 0 | 1
Operable | 15142 | Plains End Operating Services LLC |  | 55650 | Plains End | CO | Vertical | Jefferson | GEN5 | Natural Gas Internal Combustion Engine | IC |  | W | X | X |  |  | 5.7 | 0.8 | 5.7 | 5.7 | 3.6 | N |  |  | OP | X | 5 | 2002 | 2002 |  |  | N | IPP Non-CHP | IPP | IPP | 2 | X | NG | Non-Renewable | 0 | 5.7 | 0 | 1
Operable | 15142 | Plains End Operating Services LLC |  | 55650 | Plains End | CO | Vertical | Jefferson | GEN6 | Natural Gas Internal Combustion Engine | IC |  | W | X | X |  |  | 5.7 | 0.8 | 5.7 | 5.7 | 3.6 | N |  |  | OP | X | 5 | 2002 | 2002 |  |  | N | IPP Non-CHP | IPP | IPP | 2 | X | NG | Non-Renewable | 0 | 5.7 | 0 | 1
Operable | 15142 | Plains End Operating Services LLC |  | 55650 | Plains End | CO | Vertical | Jefferson | GEN7 | Natural Gas Internal Combustion Engine | IC |  | W | X | X |  |  | 5.7 | 0.8 | 5.7 | 5.7 | 3.6 | N |  |  | OP | X | 5 | 2002 | 2002 |  |  | N | IPP Non-CHP | IPP | IPP | 2 | X | NG | Non-Renewable | 0 | 5.7 | 0 | 1
Operable | 15142 | Plains End Operating Services LLC |  | 55650 | Plains End | CO | Vertical | Jefferson | GEN8 | Natural Gas Internal Combustion Engine | IC |  | W | X | X |  |  | 5.7 | 0.8 | 5.7 | 5.7 | 3.6 | N |  |  | OP | X | 5 | 2002 | 2002 |  |  | N | IPP Non-CHP | IPP | IPP | 2 | X | NG | Non-Renewable | 0 | 5.7 | 0 | 1
Operable | 15142 | Plains End Operating Services LLC |  | 55650 | Plains End | CO | Vertical | Jefferson | GEN9 | Natural Gas Internal Combustion Engine | IC |  | W | X | X |  |  | 5.7 | 0.8 | 5.7 | 5.7 | 3.6 | N |  |  | OP | X | 5 | 2002 | 2002 |  |  | N | IPP Non-CHP | IPP | IPP | 2 | X | NG | Non-Renewable | 0 | 5.7 | 0 | 1
Operable | 15142 | Plains End Operating Services LLC |  | 56516 | Plains End II LLC | CO | Vertical | Jefferson | 2G01 | Natural Gas Internal Combustion Engine | IC |  | W | X | X |  |  | 8.4 | 0.8 | 7.4 | 8.3 | 4.2 | N |  |  | OP | X | 5 | 2008 | 2008 |  |  | N | IPP Non-CHP | IPP | IPP | 2 | X | NG | Non-Renewable | 0 | 8.4 | 0 | 1
Operable | 15142 | Plains End Operating Services LLC |  | 56516 | Plains End II LLC | CO | Vertical | Jefferson | 2G02 | Natural Gas Internal Combustion Engine | IC |  | W | X | X |  |  | 8.4 | 0.8 | 7.4 | 8.3 | 4.2 | N |  |  | OP | X | 5 | 2008 | 2008 |  |  | N | IPP Non-CHP | IPP | IPP | 2 | X | NG | Non-Renewable | 0 | 8.4 | 0 | 1
Operable | 15142 | Plains End Operating Services LLC |  | 56516 | Plains End II LLC | CO | Vertical | Jefferson | 2G03 | Natural Gas Internal Combustion Engine | IC |  | W | X | X |  |  | 8.4 | 0.8 | 7.4 | 8.3 | 4.2 | N |  |  | OP | X | 5 | 2008 | 2008 |  |  | N | IPP Non-CHP | IPP | IPP | 2 | X | NG | Non-Renewable | 0 | 8.4 | 0 | 1
Operable | 15142 | Plains End Operating Services LLC |  | 56516 | Plains End II LLC | CO | Vertical | Jefferson | 2G04 | Natural Gas Internal Combustion Engine | IC |  | W | X | X |  |  | 8.4 | 0.8 | 7.4 | 8.3 | 4.2 | N |  |  | OP | X | 5 | 2008 | 2008 |  |  | N | IPP Non-CHP | IPP | IPP | 2 | X | NG | Non-Renewable | 0 | 8.4 | 0 | 1
Operable | 15142 | Plains End Operating Services LLC |  | 56516 | Plains End II LLC | CO | Vertical | Jefferson | 2G05 | Natural Gas Internal Combustion Engine | IC |  | W | X | X |  |  | 8.4 | 0.8 | 7.4 | 8.3 | 4.2 | N |  |  | OP | X | 5 | 2008 | 2008 |  |  | N | IPP Non-CHP | IPP | IPP | 2 | X | NG | Non-Renewable | 0 | 8.4 | 0 | 1
Operable | 15142 | Plains End Operating Services LLC |  | 56516 | Plains End II LLC | CO | Vertical | Jefferson | 2G06 | Natural Gas Internal Combustion Engine | IC |  | W | X | X |  |  | 8.4 | 0.8 | 7.4 | 8.3 | 4.2 | N |  |  | OP | X | 5 | 2008 | 2008 |  |  | N | IPP Non-CHP | IPP | IPP | 2 | X | NG | Non-Renewable | 0 | 8.4 | 0 | 1
Operable | 15142 | Plains End Operating Services LLC |  | 56516 | Plains End II LLC | CO | Vertical | Jefferson | 2G07 | Natural Gas Internal Combustion Engine | IC |  | W | X | X |  |  | 8.4 | 0.8 | 7.4 | 8.3 | 4.2 | N |  |  | OP | X | 5 | 2008 | 2008 |  |  | N | IPP Non-CHP | IPP | IPP | 2 | X | NG | Non-Renewable | 0 | 8.4 | 0 | 1
Operable | 15142 | Plains End Operating Services LLC |  | 56516 | Plains End II LLC | CO | Vertical | Jefferson | 2G08 | Natural Gas Internal Combustion Engine | IC |  | W | X | X |  |  | 8.4 | 0.8 | 7.4 | 8.3 | 4.2 | N |  |  | OP | X | 5 | 2008 | 2008 |  |  | N | IPP Non-CHP | IPP | IPP | 2 | X | NG | Non-Renewable | 0 | 8.4 | 0 | 1
Operable | 15142 | Plains End Operating Services LLC |  | 56516 | Plains End II LLC | CO | Vertical | Jefferson | 2G09 | Natural Gas Internal Combustion Engine | IC |  | W | X | X |  |  | 8.4 | 0.8 | 7.4 | 8.3 | 4.2 | N |  |  | OP | X | 5 | 2008 | 2008 |  |  | N | IPP Non-CHP | IPP | IPP | 2 | X | NG | Non-Renewable | 0 | 8.4 | 0 | 1
Operable | 15142 | Plains End Operating Services LLC |  | 56516 | Plains End II LLC | CO | Vertical | Jefferson | 2G10 | Natural Gas Internal Combustion Engine | IC |  | W | X | X |  |  | 8.4 | 0.8 | 7.4 | 8.3 | 4.2 | N |  |  | OP | X | 5 | 2008 | 2008 |  |  | N | IPP Non-CHP | IPP | IPP | 2 | X | NG | Non-Renewable | 0 | 8.4 | 0 | 1
Operable | 15142 | Plains End Operating Services LLC |  | 56516 | Plains End II LLC | CO | Vertical | Jefferson | 2G11 | Natural Gas Internal Combustion Engine | IC |  | W | X | X |  |  | 8.4 | 0.8 | 7.4 | 8.3 | 4.2 | N |  |  | OP | X | 5 | 2008 | 2008 |  |  | N | IPP Non-CHP | IPP | IPP | 2 | X | NG | Non-Renewable | 0 | 8.4 | 0 | 1
Operable | 15142 | Plains End Operating Services LLC |  | 56516 | Plains End II LLC | CO | Vertical | Jefferson | 2G12 | Natural Gas Internal Combustion Engine | IC |  | W | X | X |  |  | 8.4 | 0.8 | 7.4 | 8.3 | 4.2 | N |  |  | OP | X | 5 | 2008 | 2008 |  |  | N | IPP Non-CHP | IPP | IPP | 2 | X | NG | Non-Renewable | 0 | 8.4 | 0 | 1
Operable | 15142 | Plains End Operating Services LLC |  | 56516 | Plains End II LLC | CO | Vertical | Jefferson | 2G13 | Natural Gas Internal Combustion Engine | IC |  | W | X | X |  |  | 8.4 | 0.8 | 7.4 | 8.3 | 4.2 | N |  |  | OP | X | 5 | 2008 | 2008 |  |  | N | IPP Non-CHP | IPP | IPP | 2 | X | NG | Non-Renewable | 0 | 8.4 | 0 | 1
Operable | 15142 | Plains End Operating Services LLC |  | 56516 | Plains End II LLC | CO | Vertical | Jefferson | 2G14 | Natural Gas Internal Combustion Engine | IC |  | W | X | X |  |  | 8.4 | 0.8 | 7.4 | 8.3 | 4.2 | N |  |  | OP | X | 5 | 2008 | 2008 |  |  | N | IPP Non-CHP | IPP | IPP | 2 | X | NG | Non-Renewable | 0 | 8.4 | 0 | 1
Operable | 15143 | Platte River Power Authority |  | 6761 | Rawhide | CO | Vertical | Larimer | 1 | Conventional Steam Coal | ST |  | S | X | X |  |  | 293.6 | 0.85 | 280 | 280 | 80 | N |  |  | OP | X | 4 | 1984 | Pre-2000 | 12 | 2029 | N | Electric Utility | Utility | Municipal | 1 | X | SUB | Non-Renewable | 0 | 293.6 | 0 | 1
Operable | 15143 | Platte River Power Authority |  | 6761 | Rawhide | CO | Vertical | Larimer | A | Natural Gas Fired Combustion Turbine | GT |  | S | X | X |  |  | 89.3 | 0.85 | 65 | 65 | 40 | N |  |  | OP | X | 6 | 2002 | 2002 |  |  | N | Electric Utility | Utility | Municipal | 1 | X | NG | Non-Renewable | 0 | 89.3 | 0 | 1
Operable | 15143 | Platte River Power Authority |  | 6761 | Rawhide | CO | Vertical | Larimer | B | Natural Gas Fired Combustion Turbine | GT |  | S | X | X |  |  | 89.3 | 0.85 | 65 | 65 | 40 | N |  |  | OP | X | 8 | 2002 | 2002 |  |  | N | Electric Utility | Utility | Municipal | 1 | X | NG | Non-Renewable | 0 | 89.3 | 0 | 1
Operable | 15143 | Platte River Power Authority |  | 6761 | Rawhide | CO | Vertical | Larimer | C | Natural Gas Fired Combustion Turbine | GT |  | S | X | X |  |  | 89.3 | 0.85 | 65 | 65 | 40 | N |  |  | OP | X | 9 | 2002 | 2002 |  |  | N | Electric Utility | Utility | Municipal | 1 | X | NG | Non-Renewable | 0 | 89.3 | 0 | 1
Operable | 15143 | Platte River Power Authority |  | 6761 | Rawhide | CO | Vertical | Larimer | D | Natural Gas Fired Combustion Turbine | GT |  | S | X | X |  |  | 89.3 | 0.85 | 65 | 65 | 27 | N |  |  | OP | X | 6 | 2004 | 2004 |  |  | N | Electric Utility | Utility | Municipal | 1 | X | NG | Non-Renewable | 0 | 89.3 | 0 | 1
Operable | 15143 | Platte River Power Authority |  | 6761 | Rawhide | CO | Vertical | Larimer | F | Natural Gas Fired Combustion Turbine | GT |  | S | X | X |  |  | 149.6 | 0.85 | 128 | 128 | 65 | N |  |  | OP | X | 6 | 2008 | 2008 |  |  | N | Electric Utility | Utility | Municipal | 1 | X | NG | Non-Renewable | 0 | 149.6 | 0 | 1
Operable | 59188 | Pleasant Hill Wind Energy LLC |  | 59417 | Pleasant Hill Wind Energy Project | TX | Restructured | Crosby | WT1 | Onshore Wind Turbine | WT |  | S | X | X |  |  | 20 |  | 20 | 20 | 0 | N |  |  | OP | X | 10 | 2015 | 2015 |  |  | N | IPP Non-CHP | IPP | IPP | 2 | X | WND | Renewable | 20 | 0 | 1 | 0
Operable | 60925 | Pleasantdale Road Solar, LLC |  | 61298 | Pleasantdale Road Community Solar | MA | Restructured | Worcester | 2112 | Solar Photovoltaic | PV |  | S | X | X |  |  | 1 |  | 1 | 0.8 |  | N |  |  | OP | X | 9 | 2017 | 2017 |  |  | N | IPP Non-CHP | IPP | IPP | 2 | X | SUN | Renewable | 1 | 0 | 1 | 0
Operable | 55749 | Pleasants Energy LLC |  | 55349 | Pleasants Energy LLC | WV | Vertical | Pleasants | 1 | Natural Gas Fired Combustion Turbine | GT |  | W | X | X | OakGrove 1 | OakGrove 1 | 172 | 0.85 | 171.6 | 171.6 | 105 | N |  |  | OP | X | 3 | 2002 | 2002 |  |  | N | IPP Non-CHP | IPP | IPP | 2 | X | NG | Non-Renewable | 0 | 172 | 0 | 1 | DFO
Operable | 55749 | Pleasants Energy LLC |  | 55349 | Pleasants Energy LLC | WV | Vertical | Pleasants | 2 | Natural Gas Fired Combustion Turbine | GT |  | W | X | X | Oakgrove 2 | Oakgrove 2 | 172 | 0.85 | 167.9 | 167.9 | 105 | N |  |  | OP | X | 3 | 2002 | 2002 |  |  | N | IPP Non-CHP | IPP | IPP | 2 | X | NG | Non-Renewable | 0 | 172 | 0 | 1 | DFO
Operable | 62873 | Plott Hound Solar, LLC |  | 63015 | Plott Hound Solar | NC | Vertical | Craven | 1088 | Solar Photovoltaic | PV |  | W | X | X |  |  | 5 | 1 | 5 | 5 |  | N |  |  | OP | X | 5 | 2021 | 2021 |  |  | N | IPP Non-CHP | IPP | IPP | 2 | X | SUN | Renewable | 5 | 0 | 1 | 0
Operable | 62633 | Plum Creek Wind, LLC |  | 62711 | Plum Creek Wind Project (NE) | NE | Vertical | Wayne | PLUM | Onshore Wind Turbine | WT |  | S | X | X |  |  | 230 |  | 230 | 230 | 0 | N |  |  | OP | X | 6 | 2020 | 2020 |  |  | N | IPP Non-CHP | IPP | IPP | 2 | X | WND | Renewable | 230 | 0 | 1 | 0
Operable | 57353 | Plumas Sierra Rural Electric Coop |  | 57977 | High Sierra Cogeneration Plant | CA | Vertical | Lassen | ENG1 | Natural Gas Internal Combustion Engine | IC |  | S | X | X |  |  | 3.1 | 0.8 | 2.8 | 3 | 1.5 | N |  |  | OP | X | 2 | 2010 | 2010 |  |  | Y | Electric Utility | Utility | Cooperative | 1 | T | NG | Non-Renewable | 0 | 3.1 | 0 | 1
Operable | 57353 | Plumas Sierra Rural Electric Coop |  | 57977 | High Sierra Cogeneration Plant | CA | Vertical | Lassen | ENG2 | Natural Gas Internal Combustion Engine | IC |  | S | X | X |  |  | 3.1 | 0.8 | 2.8 | 3 | 1.5 | N |  |  | OP | X | 2 | 2010 | 2010 |  |  | Y | Electric Utility | Utility | Cooperative | 1 | T | NG | Non-Renewable | 0 | 3.1 | 0 | 1
Operable | 57353 | Plumas Sierra Rural Electric Coop |  | 63493 | PSREC/SIAD Solar | CA | Vertical | Lassen | SIAD | Solar Photovoltaic | PV |  | S | X | X |  |  | 2.5 | 0.8 | 2.4 | 1.6 |  | N |  |  | OP | X | 9 | 2018 | 2018 |  |  | N | Electric Utility | Utility | Cooperative | 1 | X | SUN | Renewable | 2.5 | 0 | 1 | 0
Operable | 61507 | Plumsted 537 LLC |  | 61892 | Plumsted 537 LLC | NJ | Restructured | Ocean | PLMST | Batteries | BA |  | S | X | X | COOKSTOW35 | COOKSTOW35 | 19.8 |  | 19.8 | 19.8 | 19.8 | N |  |  | OP | X | 2 | 2019 | 2019 |  |  | N | IPP Non-CHP | IPP | IPP | 2 | X | MWH | Other | 0 | 0 | 0 | 0
Operable | 59190 | Plymouth State University |  | 54803 | Plymouth State College Cogeneration | NH | Restructured | Grafton | A | Petroleum Liquids | IC |  | S | X | X |  |  | 1.2 | 0.8 | 1.2 | 1.2 | 0.4 | N |  |  | SB | Y | 4 | 1994 | Pre-2000 |  |  | Y | Commercial CHP | Customer Sited | Other | 5 | T | DFO | Non-Renewable | 0 | 1.2 | 0 | 1
Operable | 59190 | Plymouth State University |  | 54803 | Plymouth State College Cogeneration | NH | Restructured | Grafton | B | Petroleum Liquids | IC |  | S | X | X |  |  | 1.6 | 0.8 | 1.6 | 1.6 | 0.4 | N |  |  | SB | Y | 8 | 2000 | 2000 |  |  | N | Commercial CHP | Customer Sited | Other | 5 | X | DFO | Non-Renewable | 0 | 1.6 | 0 | 1
Operable | 59300 | PNM Resources |  | 57567 | Albuquerque Solar Energy Center | NM | Vertical | Bernalillo | ASEC1 | Solar Photovoltaic | PV |  | W | X | X |  |  | 2 | 1 | 2 | 2 |  | N |  |  | OP | X | 4 | 2011 | 2011 |  |  | N | Electric Utility | Utility | Investor Owned Utility | 1 | X | SUN | Renewable | 2 | 0 | 1 | 0
Operable | 59300 | PNM Resources |  | 57571 | Los Lunas Solar Energy Center | NM | Vertical | Valencia | LLSEC | Solar Photovoltaic | PV |  | W | X | X |  |  | 5 | 1 | 5 | 5 |  | N |  |  | OP | X | 6 | 2011 | 2011 |  |  | N | Electric Utility | Utility | Investor Owned Utility | 1 | X | SUN | Renewable | 5 | 0 | 1 | 0
Operable | 59300 | PNM Resources |  | 57571 | Los Lunas Solar Energy Center | NM | Vertical | Valencia | LMS2 | Solar Photovoltaic | PV |  | W | X | X |  |  | 2 |  | 2 | 2 |  | N |  |  | OP | X | 10 | 2013 | 2013 |  |  | N | Electric Utility | Utility | Investor Owned Utility | 1 | X | SUN | Renewable | 2 | 0 | 1 | 0
Operable | 59300 | PNM Resources |  | 57575 | Deming Solar Energy Center | NM | Vertical | Luna | DSEC | Solar Photovoltaic | PV |  | W | X | X |  |  | 5 |  | 5 | 5 |  | N |  |  | OP | X | 8 | 2011 | 2011 |  |  | N | Electric Utility | Utility | Investor Owned Utility | 1 | X | SUN | Renewable | 5 | 0 | 1 | 0
Operable | 59300 | PNM Resources |  | 57575 | Deming Solar Energy Center | NM | Vertical | Luna | HON2 | Solar Photovoltaic | PV |  | W | X | X |  |  | 4 |  | 4 | 4 |  | N |  |  | OP | X | 11 | 2013 | 2013 |  |  | N | Electric Utility | Utility | Investor Owned Utility | 1 | X | SUN | Renewable | 4 | 0 | 1 | 0
Operable | 59300 | PNM Resources |  | 57576 | Las Vegas Solar Energy Center | NM | Vertical | San Miguel | LVSEC | Solar Photovoltaic | PV |  | W | X | X |  |  | 5 |  | 5 | 5 |  | N |  |  | OP | X | 11 | 2011 | 2011 |  |  | N | Electric Utility | Utility | Investor Owned Utility | 1 | X | SUN | Renewable | 5 | 0 | 1 | 0
Operable | 59300 | PNM Resources |  | 57577 | Alamogordo Solar Energy Center | NM | Vertical | Otero | AGSEC | Solar Photovoltaic | PV |  | W | X | X |  |  | 5 |  | 4.9 | 4.9 |  | N |  |  | OP | X | 10 | 2011 | 2011 |  |  | N | Electric Utility | Utility | Investor Owned Utility | 1 | X | SUN | Renewable | 5 | 0 | 1 | 0
Operable | 59300 | PNM Resources |  | 58520 | Otero Solar | NM | Vertical | Otero | OTE1 | Solar Photovoltaic | PV |  | W | X | X |  |  | 8 |  | 8 | 8 |  | N |  |  | OP | X | 12 | 2013 | 2013 |  |  | N | Electric Utility | Utility | Investor Owned Utility | 1 | X | SUN | Renewable | 8 | 0 | 1 | 0
Operable | 59300 | PNM Resources |  | 58521 | Manzano Solar | NM | Vertical | Valencia | MAN1 | Solar Photovoltaic | PV |  | W | X | X |  |  | 8.4 |  | 8.4 | 8.4 |  | N |  |  | OP | X | 10 | 2013 | 2013 |  |  | N | Electric Utility | Utility | Investor Owned Utility | 1 | X | SUN | Renewable | 8.4 | 0 | 1 | 0
Operable | 59300 | PNM Resources |  | 59558 | Sandoval Solar Energy Center | NM | Vertical | Sandoval | SSEC1 | Solar Photovoltaic | PV |  | S | X | X |  |  | 6.1 |  | 6.1 | 1.3 |  | N |  |  | OP | X | 12 | 2014 | 2014 |  |  | N | Electric Utility | Utility | Investor Owned Utility | 1 | X | SUN | Renewable | 6.1 | 0 | 1 | 0
Operable | 59300 | PNM Resources |  | 59618 | Meadow Lake Solar Energy Center | NM | Vertical | Valencia | MLK | Solar Photovoltaic | PV |  | W | X | X |  |  | 9.1 |  | 9 | 9 |  | N |  |  | OP | X | 1 | 2015 | 2015 |  |  | N | Electric Utility | Utility | Investor Owned Utility | 1 | X | SUN | Renewable | 9.1 | 0 | 1 | 0
Operable | 59300 | PNM Resources |  | 59619 | Cibola | NM | Vertical | Cibola | CBLA | Solar Photovoltaic | PV |  | W | X | X |  |  | 7.6 |  | 7.6 | 7.6 |  | N |  |  | OP | X | 2 | 2015 | 2015 |  |  | N | Electric Utility | Utility | Investor Owned Utility | 1 | X | SUN | Renewable | 7.6 | 0 | 1 | 0
Operable | 59300 | PNM Resources |  | 60195 | South Valley Solar Energy Center | NM | Vertical | Bernalillo | SVSEC | Solar Photovoltaic | PV |  | S | X | X |  |  | 10 |  | 9.9 | 9.9 |  | N |  |  | OP | X | 12 | 2015 | 2015 |  |  | N | Electric Utility | Utility | Investor Owned Utility | 1 | X | SUN | Renewable | 10 | 0 | 1 | 0
Operable | 59300 | PNM Resources |  | 60196 | Santa Fe Solar Energy Center | NM | Vertical | Santa Fe | SFSEC | Solar Photovoltaic | PV |  | S | X | X |  |  | 9.5 |  | 9.3 | 9.3 |  | N |  |  | OP | X | 12 | 2015 | 2015 |  |  | N | Electric Utility | Utility | Investor Owned Utility | 1 | X | SUN | Renewable | 9.5 | 0 | 1 | 0
Operable | 59300 | PNM Resources |  | 60197 | Santolina Solar Energy Center | NM | Vertical | Bernalillo | SANTO | Solar Photovoltaic | PV |  | S | X | X |  |  | 10.5 |  | 10.5 | 10.5 |  | N |  |  | OP | X | 12 | 2015 | 2015 |  |  | N | Electric Utility | Utility | Investor Owned Utility | 1 | X | SUN | Renewable | 10.5 | 0 | 1 | 0
Operable | 59300 | PNM Resources |  | 60198 | Rio Communities Solar Energy Center | NM | Vertical | Valencia | RCSEC | Solar Photovoltaic | PV |  | S | X | X |  |  | 10 |  | 9.9 | 9.9 |  | N |  |  | OP | X | 12 | 2015 | 2015 |  |  | N | Electric Utility | Utility | Investor Owned Utility | 1 | X | SUN | Renewable | 10 | 0 | 1 | 0
Operable | 59300 | PNM Resources |  | 62467 | Vista Solar Energy Center | NM | Vertical | Valencia | VISTA | Solar Photovoltaic | PV |  | S | X | X |  |  | 10 |  | 10 | 8.2 |  | N |  |  | OP | X | 3 | 2019 | 2019 |  |  | N | Electric Utility | Utility | Investor Owned Utility | 1 | X | SUN | Renewable | 10 | 0 | 1 | 0
Operable | 59300 | PNM Resources |  | 62597 | Rio De Oro Solar Energy Center | NM | Vertical | Valencia | RDO | Solar Photovoltaic | PV |  | S | X | X |  |  | 10 |  | 10 | 8.2 |  | N |  |  | OP | X | 6 | 2019 | 2019 |  |  | N | Electric Utility | Utility | Investor Owned Utility | 1 | X | SUN | Renewable | 10 | 0 | 1 | 0
Operable | 59300 | PNM Resources |  | 63081 | San Miguel I Solar Energy Center | NM | Vertical | San Miguel | SMI | Solar Photovoltaic | PV |  | S | X | X |  |  | 10 | 1 | 10 | 8.2 |  | N |  |  | OP | X | 9 | 2019 | 2019 |  |  | N | Electric Utility | Utility | Investor Owned Utility | 1 | X | SUN | Renewable | 10 | 0 | 1 | 0
Operable | 59300 | PNM Resources |  | 63082 | San Miguel II Solar Energy Center | NM | Vertical | San Miguel | SMII | Solar Photovoltaic | PV |  | S | X | X |  |  | 10 | 1 | 10 | 8.2 |  | N |  |  | OP | X | 10 | 2019 | 2019 |  |  | N | Electric Utility | Utility | Investor Owned Utility | 1 | X | SUN | Renewable | 10 | 0 | 1 | 0
Operable | 59300 | PNM Resources |  | 63184 | Rio Rancho Solar Energy Center | NM | Vertical | Bernalillo | RIRA | Solar Photovoltaic | PV |  | S | X | X |  |  | 10 | 1 | 10 | 10 |  | N |  |  | OP | X | 12 | 2019 | 2019 |  |  | N | Electric Utility | Utility | Investor Owned Utility | 1 | X | SUN | Renewable | 10 | 0 | 1 | 0
Operable | 56705 | Pocono International Raceway Inc |  | 57367 | Pocono Solar Project | PA | Restructured | Monroe | POCON | Solar Photovoltaic | PV |  | S | X | X |  |  | 2.7 |  | 2.5 | 1.9 |  | N |  |  | OP | X | 8 | 2010 | 2010 |  |  | N | Commercial Non-CHP | Customer Sited | Other | 4 | X | SUN | Renewable | 2.7 | 0 | 1 | 0
Operable | 64697 | POET Bioprocessing- Mitchell |  | 65367 | POET Bioprocessing- Mitchell | SD | Vertical | Davison | 1 | Natural Gas Steam Turbine | ST |  | S | X | X |  |  | 3.9 | 0.9 | 3.9 | 3.9 | 0.5 | N |  |  | OP | X | 10 | 2021 | 2021 |  |  | Y | Industrial CHP | Customer Sited | Other | 7 | T | NG | Non-Renewable | 0 | 3.9 | 0 | 1
Operable | 63589 | POET Biorefing- Shelbyville |  | 63921 | POET Biorefining - Shelbyville | IN | Vertical | Shelby | 1 | Natural Gas Steam Turbine | ST |  | S | X | X |  |  | 6.1 | 0.99 | 5.5 | 6.1 | 0.5 | N |  |  | OP | X | 6 | 2020 | 2020 |  |  | Y | Industrial CHP | Customer Sited | Other | 7 | T | NG | Non-Renewable | 0 | 6.1 | 0 | 1
Operable | 63587 | POET Biorefining - Alexandria, LLC. |  | 63924 | POET Biorefining- Alexandria, LLC | IN | Vertical | Madison | 1 | Natural Gas Steam Turbine | ST |  | S | X | X |  |  | 3.6 | 0.9 | 3.6 | 3.6 | 0.5 | N |  |  | OP | X | 4 | 2008 | 2008 |  |  | Y | Industrial CHP | Customer Sited | Other | 7 | T | NG | Non-Renewable | 0 | 3.6 | 0 | 1
Operable | 63591 | POET Biorefining - Gowrie |  | 63923 | POET Biorefining - Gowrie | IA | Vertical | Webster | 1 | Natural Gas Steam Turbine | ST |  | S | X | X |  |  | 5 | 0.9 | 5 | 5 | 0.5 | N |  |  | OP | X | 11 | 2018 | 2018 |  |  | Y | Industrial CHP | Customer Sited | Other | 7 | T | NG | Non-Renewable | 0 | 5 | 0 | 1
Operable | 63584 | POET Biorefining - Hudson |  | 63918 | POET Biorefining - Hudson | SD | Vertical | Lincoln | 1 | Natural Gas Steam Turbine | ST |  | S | X | X |  |  | 3.6 | 0.9 | 3.6 | 3.6 | 0.5 | N |  |  | OP | X | 5 | 2019 | 2019 |  |  | Y | Industrial CHP | Customer Sited | Other | 7 | T | NG | Non-Renewable | 0 | 3.6 | 0 | 1
Operable | 63506 | POET Biorefining - Jewell |  | 63826 | POET Biorefining - Jewell | IA | Vertical | Hamilton | 1 | Natural Gas Steam Turbine | ST |  | S | X | X |  |  | 5 | 0.85 | 0.9 | 0.9 | 0.5 | N |  |  | OP | X | 3 | 2019 | 2019 |  |  | Y | Industrial CHP | Customer Sited | Other | 7 | T | NG | Non-Renewable | 0 | 5 | 0 | 1
Operable | 63594 | POET Biorefining - Leipsic, LLC |  | 63927 | POET Biorefining - Leipsic, LLC | OH | Restructured | Putnam | 1 | Natural Gas Steam Turbine | ST |  | S | X | X |  |  | 3.5 | 0.9 | 3.5 | 3.5 | 0.5 | N |  |  | OP | X | 7 | 2017 | 2017 |  |  | Y | Industrial CHP | Customer Sited | Other | 7 | T | NG | Non-Renewable | 0 | 3.5 | 0 | 1
Operable | 63510 | POET Biorefining - Marion, LLC |  | 63829 | POET Biorefining - Marion, LLC | OH | Restructured | Marion | 1 | Natural Gas Steam Turbine | ST |  | S | X | X |  |  | 3.9 | 0.9 | 3.9 | 3.9 | 0.5 | N |  |  | OP | X | 8 | 2017 | 2017 |  |  | Y | Industrial CHP | Customer Sited | Other | 7 | T | NG | Non-Renewable | 0 | 3.9 | 0 | 1
Operable | 63510 | POET Biorefining - Marion, LLC |  | 63829 | POET Biorefining - Marion, LLC | OH | Restructured | Marion | 2 | Natural Gas Steam Turbine | ST |  | S | X | X |  |  | 3.9 | 0.9 | 3.9 | 3.9 | 0.5 | N |  |  | OP | X | 8 | 2017 | 2017 |  |  | Y | Industrial CHP | Customer Sited | Other | 7 | T | NG | Non-Renewable | 0 | 3.9 | 0 | 1
Operable | 63530 | POET Biorefining - North Manchester, LLC |  | 63852 | POET Biorefining - North Manchester, LLC | IN | Vertical | Wabash | K745 | Natural Gas Steam Turbine | ST |  | S | X | X |  |  | 3.9 | 0.85 | 3.9 | 3.9 | 0.5 | N |  |  | OP | X | 6 | 2017 | 2017 |  |  | Y | Industrial CHP | Customer Sited | Other | 7 | T | NG | Non-Renewable | 0 | 3.9 | 0 | 1
Operable | 63585 | POET Biorefining - Portland |  | 63922 | POET Biorefining - Portland | IN | Vertical | Jay | G-745 | Natural Gas Steam Turbine | ST |  | S | X | X |  |  | 3.5 | 0.9 | 3.5 | 3.5 | 0.5 | N |  |  | OP | X | 3 | 2017 | 2017 |  |  | Y | Industrial CHP | Customer Sited | Other | 7 | T | NG | Non-Renewable | 0 | 3.5 | 0 | 1
Operable | 63509 | POET Biorefining Caro, LLC |  | 63831 | POET Biorefining Caro, LLC | MI | Vertical | Tuscola | 1 | All Other | ST |  | S | X | X |  |  | 3.8 | 0.9 | 3.8 | 3.8 | 0.5 | N |  |  | OP | X | 6 | 2018 | 2018 |  |  | Y | Industrial CHP | Customer Sited | Other | 7 | T | OTH | Other | 0 | 0 | 0 | 0
Operable | 58163 | POET Biorefining Lake Crystal |  | 58197 | POET Biorefining Lake Crystal | MN | Vertical | Blue Earth | 1 | Petroleum Liquids | IC |  | S | X | X |  |  | 6 | 0.8 | 6 | 6 | 0 | N |  |  | OP | X | 4 | 2005 | 2005 |  |  | Y | Industrial CHP | Customer Sited | Other | 7 | T | DFO | Non-Renewable | 0 | 6 | 0 | 1
Operable | 58163 | POET Biorefining Lake Crystal |  | 58197 | POET Biorefining Lake Crystal | MN | Vertical | Blue Earth | 2 | Natural Gas Steam Turbine | ST |  | S | X | X |  |  | 1 | 0.8 | 1 | 1 | 0 | N |  |  | OP | X | 4 | 2005 | 2005 |  |  | Y | Industrial CHP | Customer Sited | Other | 7 | T | NG | Non-Renewable | 0 | 1 | 0 | 1
Operable | 63586 | POET Biorefining LLC - Corning |  | 63919 | POET Biorefining LLC - Corning | IA | Vertical | Adams | 1 | Natural Gas Steam Turbine | ST |  | S | X | X |  |  | 5 | 0.9 | 5 | 5 | 0.5 | N |  |  | OP | X | 10 | 2018 | 2018 |  |  | Y | Industrial CHP | Customer Sited | Other | 7 | T | NG | Non-Renewable | 0 | 5 | 0 | 1
Operable | 63531 | POET Biorefining- Chancellor |  | 63853 | POET Biorefining - Chancellor | SD | Vertical | Turner | 1 | Wood/Wood Waste Biomass | ST |  | S | X | X |  |  | 5.4 | 0.9 | 5.4 | 5.4 | 0.5 | N |  |  | OP | X | 8 | 2018 | 2018 |  |  | Y | Industrial CHP | Customer Sited | Other | 7 | T | WDS | Renewable | 5.4 | 0 | 1 | 0
Operable | 63508 | POET Biorefining-Hanlontown, LLC |  | 63832 | POET Biorefining-Hanlontown, LLC | IA | Vertical | Worth | 1 | Natural Gas Steam Turbine | ST |  | S | X | X |  |  | 4 | 0.9 | 4 | 4 | 0.5 | N |  |  | OP | X | 1 | 2019 | 2019 |  |  | Y | Industrial CHP | Customer Sited | Other | 7 | T | NG | Non-Renewable | 0 | 4 | 0 | 1
Operable | 64081 | Point Beach Solar |  | 64431 | Point Beach Solar | WI | Vertical | Manitowoc | PBS | Solar Photovoltaic | PV |  | S | X | X |  |  | 100 |  | 100 | 100 |  | N |  |  | OP | X | 9 | 2021 | 2021 |  |  | N | IPP Non-CHP | IPP | IPP | 2 | X | SUN | Renewable | 100 | 0 | 1 | 0
Operable | 61845 | Polk County Renewables, LLC |  | 62333 | Polk County Renewables, LLC | NE | Vertical | Polk | T-1 | Onshore Wind Turbine | WT |  | S | X | X |  |  | 2.5 |  | 2.5 | 2.5 | 2.5 | N |  |  | OP | X | 12 | 2018 | 2018 |  |  | N | IPP Non-CHP | IPP | IPP | 2 | X | WND | Renewable | 2.5 | 0 | 1 | 0
Operable | 63299 | Ponderosa Wind, LLC |  | 63590 | Ponderosa Wind Energy Center | OK | Vertical | Beaver | PONDE | Onshore Wind Turbine | WT |  | S | X | X |  |  | 200 |  | 200 | 200 | 1 | N |  |  | OP | X | 11 | 2020 | 2020 |  |  | N | IPP Non-CHP | IPP | IPP | 2 | X | WND | Renewable | 200 | 0 | 1 | 0
Operable | 64054 | Pontiac Solar, LLC |  | 64414 | Pontiac | IL | Restructured | Livingston | PONTC | Solar Photovoltaic | PV |  | S | X | X |  |  | 2 |  | 2 | 2 |  | N |  |  | OP | X | 2 | 2021 | 2021 |  |  | N | IPP Non-CHP | IPP | IPP | 2 | X | SUN | Renewable | 2 | 0 | 1 | 0
Operable | 15213 | Pontook Operating LP |  | 50741 | Pontook Hydro Facility | NH | Restructured | Coos | GEN1 | Conventional Hydroelectric | HY |  | S | X | X |  |  | 3.5 | 0.9 | 3.5 | 3.5 | 1 | N |  |  | OP | X | 12 | 1986 | Pre-2000 |  |  | N | IPP Non-CHP | IPP | IPP | 2 | X | WAT | Renewable | 3.5 | 0 | 1 | 0
Operable | 15213 | Pontook Operating LP |  | 50741 | Pontook Hydro Facility | NH | Restructured | Coos | GEN2 | Conventional Hydroelectric | HY |  | S | X | X |  |  | 3.5 | 0.9 | 3.5 | 3.5 | 1 | N |  |  | OP | X | 12 | 1986 | Pre-2000 |  |  | N | IPP Non-CHP | IPP | IPP | 2 | X | WAT | Renewable | 3.5 | 0 | 1 | 0
Operable | 15213 | Pontook Operating LP |  | 50741 | Pontook Hydro Facility | NH | Restructured | Coos | GEN3 | Conventional Hydroelectric | HY |  | S | X | X |  |  | 3.5 | 0.9 | 3.5 | 3.5 | 1 | N |  |  | OP | X | 12 | 1986 | Pre-2000 |  |  | N | IPP Non-CHP | IPP | IPP | 2 | X | WAT | Renewable | 3.5 | 0 | 1 | 0
Operable | 59881 | Port Charlotte Energy LLC |  | 59240 | Port Charlotte Energy LLC | FL | Vertical | Charlotte | G1 | Landfill Gas | IC |  | S | X | X |  |  | 1.5 | 0.97 | 1.4 | 1.4 | 0.7 | N |  |  | OP | X | 10 | 2011 | 2011 |  |  | N | IPP Non-CHP | IPP | IPP | 2 | X | LFG | Renewable | 1.5 | 0 | 1 | 0
Operable | 59881 | Port Charlotte Energy LLC |  | 59240 | Port Charlotte Energy LLC | FL | Vertical | Charlotte | G2 | Landfill Gas | IC |  | S | X | X |  |  | 1.5 | 0.97 | 1.4 | 1.4 | 0.7 | N |  |  | OP | X | 10 | 2011 | 2011 |  |  | N | IPP Non-CHP | IPP | IPP | 2 | X | LFG | Renewable | 1.5 | 0 | 1 | 0
Operable | 26840 | Port Townsend Paper Co |  | 50544 | Port Townsend Paper | WA | Vertical | Jefferson | GEN6 | Wood/Wood Waste Biomass | ST |  | S | X | X |  |  | 7.5 | 0.8 | 7.5 | 7.5 | 0.5 | N |  |  | OP | X | 1 | 1986 | Pre-2000 |  |  | Y | Industrial CHP | Customer Sited | Other | 7 | T | BLQ | Renewable | 7.5 | 0 | 1 | 0 | WDS | NG | RFO | SLW | OBS
Operable | 26840 | Port Townsend Paper Co |  | 50544 | Port Townsend Paper | WA | Vertical | Jefferson | HDRO | Conventional Hydroelectric | HY |  | S | X | X |  |  | 0.4 | 0.8 | 0.3 | 0.3 | 0.1 | N |  |  | OP | X | 8 | 1982 | Pre-2000 |  |  | N | Industrial CHP | Customer Sited | Other | 7 | X | WAT | Renewable | 0.4 | 0 | 1 | 0
Operable | 66291 | Portage Solar Plant |  | 67597 | Portage Solar Plant | WI | Vertical | Columbia | PG329 | Solar Photovoltaic | PV |  | S | X | X |  |  | 11.8 |  | 10 | 10 |  | N |  |  | OP | X | 6 | 2023 | 2023 |  |  | N | IPP Non-CHP | IPP | IPP | 2 | X | SUN | Renewable | 11.8 | 0 | 1 | 0
Operable | 60412 | Portal Ridge Solar, LLC |  | 60310 | Portal Ridge Solar B, LLC | CA | Vertical | Los Angeles | GEN01 | Solar Photovoltaic | PV |  | S | X | X |  |  | 20 |  | 20 | 20 |  | N |  |  | OP | X | 2 | 2017 | 2017 |  |  | N | IPP Non-CHP | IPP | IPP | 2 | X | SUN | Renewable | 20 | 0 | 1 | 0
Operable | 60412 | Portal Ridge Solar, LLC |  | 60311 | Portal Ridge Solar C, LLC | CA | Vertical | Los Angeles | GEN01 | Solar Photovoltaic | PV |  | S | X | X |  |  | 11.4 |  | 11.4 | 11.4 |  | N |  |  | OP | X | 2 | 2017 | 2017 |  |  | N | IPP Non-CHP | IPP | IPP | 2 | X | SUN | Renewable | 11.4 | 0 | 1 | 0
Operable | 25835 | Portland City of |  | 4213 | PHP 1 | OR | Vertical | Multnomah | 1 | Conventional Hydroelectric | HY |  | S | X | X |  |  | 23.7 | 0.95 | 24 | 24 | 12 | N |  |  | OP | X | 2 | 1982 | Pre-2000 |  |  | N | Electric Utility | Utility | Municipal | 1 | X | WAT | Renewable | 23.7 | 0 | 1 | 0
Operable | 25835 | Portland City of |  | 4214 | PHP 2 | OR | Vertical | Clackamas | 2 | Conventional Hydroelectric | HY |  | S | X | X |  |  | 11.8 | 0.95 | 13.5 | 13.5 | 1.1 | N |  |  | OP | X | 2 | 1982 | Pre-2000 |  |  | N | Electric Utility | Utility | Municipal | 1 | X | WAT | Renewable | 11.8 | 0 | 1 | 0
Operable | 15248 | Portland General Electric Co |  | 3045 | Faraday | OR | Vertical | Clackamas | 6 | Conventional Hydroelectric | HY |  | S | X | X | FYP1_7_GNODE1 |  | 19.2 | 0.93 | 23.9 | 23.9 | 5 | N |  |  | OA | X | 9 | 1958 | Pre-2000 |  |  | N | Electric Utility | Utility | Investor Owned Utility | 1 | X | WAT | Renewable | 19.2 | 0 | 1 | 0
Operable | 15248 | Portland General Electric Co |  | 3045 | Faraday | OR | Vertical | Clackamas | 7 | Conventional Hydroelectric | HY |  | S | X | X |  |  | 9 | 0.9 | 9 | 9 | 9 | N |  |  | OP | X | 1 | 2023 | 2023 |  |  | N | Electric Utility | Utility | Investor Owned Utility | 1 | X | WAT | Renewable | 9 | 0 | 1 | 0
Operable | 15248 | Portland General Electric Co |  | 3045 | Faraday | OR | Vertical | Clackamas | 8 | Conventional Hydroelectric | HY |  | S | X | X |  |  | 9 | 0.9 | 9 | 9 | 9 | N |  |  | OP | X | 1 | 2023 | 2023 |  |  | N | Electric Utility | Utility | Investor Owned Utility | 1 | X | WAT | Renewable | 9 | 0 | 1 | 0
Operable | 15248 | Portland General Electric Co |  | 3047 | North Fork | OR | Vertical | Clackamas | 1 | Conventional Hydroelectric | HY |  | S | X | X | NFP1_1_GNODE1 |  | 19.2 | 0.8 | 27 | 27 | 4 | N |  |  | OP | X | 12 | 1958 | Pre-2000 |  |  | N | Electric Utility | Utility | Investor Owned Utility | 1 | X | WAT | Renewable | 19.2 | 0 | 1 | 0
Operable | 15248 | Portland General Electric Co |  | 3047 | North Fork | OR | Vertical | Clackamas | 2 | Conventional Hydroelectric | HY |  | S | X | X | NFP1_1_GNODE1 |  | 21.6 | 0.9 | 31 | 31 | 4 | N |  |  | OP | X | 11 | 1958 | Pre-2000 |  |  | N | Electric Utility | Utility | Investor Owned Utility | 1 | X | WAT | Renewable | 21.6 | 0 | 1 | 0
Operable | 15248 | Portland General Electric Co |  | 3048 | Pelton | OR | Vertical | Jefferson | 1 | Conventional Hydroelectric | HY |  | J | X | X | PNP1_2_GNODE1-3 | PNP-RBP_2_PELRB | 45 | 0.9 | 38 | 38 | 10 | N |  |  | OP | X | 12 | 1957 | Pre-2000 |  |  | N | Electric Utility | Utility | Investor Owned Utility | 1 | X | WAT | Renewable | 45 | 0 | 1 | 0
Operable | 15248 | Portland General Electric Co |  | 3048 | Pelton | OR | Vertical | Jefferson | 2 | Conventional Hydroelectric | HY |  | J | X | X | PNP1_2_GNODE1-3 | PNP-RBP_2_PELRB | 32.4 | 0.9 | 36 | 36 | 10 | N |  |  | OP | X | 3 | 1958 | Pre-2000 |  |  | N | Electric Utility | Utility | Investor Owned Utility | 1 | X | WAT | Renewable | 32.4 | 0 | 1 | 0
Operable | 15248 | Portland General Electric Co |  | 3048 | Pelton | OR | Vertical | Jefferson | 3 | Conventional Hydroelectric | HY |  | J | X | X | PNP1_2_GNODE1-3 | PNP-RBP_2_PELRB | 32.4 | 0.9 | 36 | 36 | 10 | N |  |  | OP | X | 4 | 1958 | Pre-2000 |  |  | N | Electric Utility | Utility | Investor Owned Utility | 1 | X | WAT | Renewable | 32.4 | 0 | 1 | 0
Operable | 15248 | Portland General Electric Co |  | 3049 | River Mill | OR | Vertical | Clackamas | 1 | Conventional Hydroelectric | HY |  | S | X | X | RMP1_7_GNODE1 |  | 3.3 | 0.9 | 4.3 | 4.3 | 2 | N |  |  | OP | X | 11 | 1911 | Pre-2000 |  |  | N | Electric Utility | Utility | Investor Owned Utility | 1 | X | WAT | Renewable | 3.3 | 0 | 1 | 0
Operable | 15248 | Portland General Electric Co |  | 3049 | River Mill | OR | Vertical | Clackamas | 2 | Conventional Hydroelectric | HY |  | S | X | X | RMP1_7_GNODE1 |  | 3.3 | 0.9 | 4.3 | 4.3 | 2 | N |  |  | OP | X | 12 | 1911 | Pre-2000 |  |  | N | Electric Utility | Utility | Investor Owned Utility | 1 | X | WAT | Renewable | 3.3 | 0 | 1 | 0
Operable | 15248 | Portland General Electric Co |  | 3049 | River Mill | OR | Vertical | Clackamas | 3 | Conventional Hydroelectric | HY |  | S | X | X | RMP1_7_GNODE1 |  | 3.3 | 0.9 | 4.3 | 4.3 | 2 | N |  |  | OP | X | 1 | 1912 | Pre-2000 |  |  | N | Electric Utility | Utility | Investor Owned Utility | 1 | X | WAT | Renewable | 3.3 | 0 | 1 | 0
Operable | 15248 | Portland General Electric Co |  | 3049 | River Mill | OR | Vertical | Clackamas | 4 | Conventional Hydroelectric | HY |  | S | X | X | RMP1_7_GNODE1 |  | 3.9 | 0.9 | 5.2 | 5.2 | 3 | N |  |  | OP | X | 12 | 1927 | Pre-2000 |  |  | N | Electric Utility | Utility | Investor Owned Utility | 1 | X | WAT | Renewable | 3.9 | 0 | 1 | 0
Operable | 15248 | Portland General Electric Co |  | 3049 | River Mill | OR | Vertical | Clackamas | 5 | Conventional Hydroelectric | HY |  | S | X | X | RMP1_7_GNODE1 |  | 5 | 1 | 6.6 | 6.6 | 2.5 | N |  |  | OP | X | 5 | 1952 | Pre-2000 |  |  | N | Electric Utility | Utility | Investor Owned Utility | 1 | X | WAT | Renewable | 5 | 0 | 1 | 0
Operable | 15248 | Portland General Electric Co |  | 3050 | Round Butte | OR | Vertical | Jefferson | 1 | Conventional Hydroelectric | HY |  | J | X | X | RBP1_2_GNODE1-3 | PNP-RBP_2_PELRB | 112.5 | 0.9 | 110 | 110 | 1 | N |  |  | OP | X | 8 | 1964 | Pre-2000 |  |  | N | Electric Utility | Utility | Investor Owned Utility | 1 | X | WAT | Renewable | 112.5 | 0 | 1 | 0
Operable | 15248 | Portland General Electric Co |  | 3050 | Round Butte | OR | Vertical | Jefferson | 2 | Conventional Hydroelectric | HY |  | J | X | X | RBP1_2_GNODE1-3 | PNP-RBP_2_PELRB | 130 | 0.9 | 121.5 | 121.5 | 1 | N |  |  | OP | X | 11 | 1964 | Pre-2000 |  |  | N | Electric Utility | Utility | Investor Owned Utility | 1 | X | WAT | Renewable | 130 | 0 | 1 | 0
Operable | 15248 | Portland General Electric Co |  | 3050 | Round Butte | OR | Vertical | Jefferson | 3 | Conventional Hydroelectric | HY |  | J | X | X | RBP1_2_GNODE1-3 | PNP-RBP_2_PELRB | 130 | 0.9 | 121.5 | 121.5 | 1 | N |  |  | OP | X | 10 | 1964 | Pre-2000 |  |  | N | Electric Utility | Utility | Investor Owned Utility | 1 | X | WAT | Renewable | 130 | 0 | 1 | 0
Operable | 15248 | Portland General Electric Co |  | 3053 | Sullivan | OR | Vertical | Clackamas | 1 | Conventional Hydroelectric | HY |  | S | X | X |  |  | 1.2 | 0.706 | 1.4 | 1.4 | 0 | N |  |  | OP | X | 12 | 1952 | Pre-2000 |  |  | N | Electric Utility | Utility | Investor Owned Utility | 1 | X | WAT | Renewable | 1.2 | 0 | 1 | 0
Operable | 15248 | Portland General Electric Co |  | 3053 | Sullivan | OR | Vertical | Clackamas | 10 | Conventional Hydroelectric | HY |  | S | X | X |  |  | 1.2 | 0.706 | 1.5 | 1.5 | 0.9 | N |  |  | OP | X | 12 | 1952 | Pre-2000 |  |  | N | Electric Utility | Utility | Investor Owned Utility | 1 | X | WAT | Renewable | 1.2 | 0 | 1 | 0
Operable | 15248 | Portland General Electric Co |  | 3053 | Sullivan | OR | Vertical | Clackamas | 11 | Conventional Hydroelectric | HY |  | S | X | X |  |  | 1.2 | 0.706 | 1.4 | 1.4 | 0.9 | N |  |  | OP | X | 12 | 1952 | Pre-2000 |  |  | N | Electric Utility | Utility | Investor Owned Utility | 1 | X | WAT | Renewable | 1.2 | 0 | 1 | 0
Operable | 15248 | Portland General Electric Co |  | 3053 | Sullivan | OR | Vertical | Clackamas | 12 | Conventional Hydroelectric | HY |  | S | X | X |  |  | 1.2 | 0.706 | 1.4 | 1.4 | 0.9 | N |  |  | OP | X | 12 | 1952 | Pre-2000 |  |  | N | Electric Utility | Utility | Investor Owned Utility | 1 | X | WAT | Renewable | 1.2 | 0 | 1 | 0
Operable | 15248 | Portland General Electric Co |  | 3053 | Sullivan | OR | Vertical | Clackamas | 13 | Conventional Hydroelectric | HY |  | S | X | X |  |  | 1.2 | 0.706 | 1.2 | 1.2 | 0 | N |  |  | OP | X | 12 | 1952 | Pre-2000 |  |  | N | Electric Utility | Utility | Investor Owned Utility | 1 | X | WAT | Renewable | 1.2 | 0 | 1 | 0
Operable | 15248 | Portland General Electric Co |  | 3053 | Sullivan | OR | Vertical | Clackamas | 2 | Conventional Hydroelectric | HY |  | S | X | X |  |  | 1.2 | 0.706 | 1.5 | 1.5 | 0.9 | N |  |  | OP | X | 12 | 1952 | Pre-2000 |  |  | N | Electric Utility | Utility | Investor Owned Utility | 1 | X | WAT | Renewable | 1.2 | 0 | 1 | 0
Operable | 15248 | Portland General Electric Co |  | 3053 | Sullivan | OR | Vertical | Clackamas | 3 | Conventional Hydroelectric | HY |  | S | X | X |  |  | 1.2 | 0.706 | 1.5 | 1.5 | 0.9 | N |  |  | OP | X | 12 | 1952 | Pre-2000 |  |  | N | Electric Utility | Utility | Investor Owned Utility | 1 | X | WAT | Renewable | 1.2 | 0 | 1 | 0
Operable | 15248 | Portland General Electric Co |  | 3053 | Sullivan | OR | Vertical | Clackamas | 4 | Conventional Hydroelectric | HY |  | S | X | X |  |  | 1.2 | 0.706 | 1.5 | 1.5 | 0.9 | N |  |  | OP | X | 12 | 1952 | Pre-2000 |  |  | N | Electric Utility | Utility | Investor Owned Utility | 1 | X | WAT | Renewable | 1.2 | 0 | 1 | 0
Operable | 15248 | Portland General Electric Co |  | 3053 | Sullivan | OR | Vertical | Clackamas | 5 | Conventional Hydroelectric | HY |  | S | X | X |  |  | 1.2 | 0.706 | 1.5 | 1.5 | 0.9 | N |  |  | OP | X | 12 | 1952 | Pre-2000 |  |  | N | Electric Utility | Utility | Investor Owned Utility | 1 | X | WAT | Renewable | 1.2 | 0 | 1 | 0
Operable | 15248 | Portland General Electric Co |  | 3053 | Sullivan | OR | Vertical | Clackamas | 6 | Conventional Hydroelectric | HY |  | S | X | X |  |  | 1.2 | 0.706 | 1.5 | 1.5 | 0.9 | N |  |  | OP | X | 12 | 1952 | Pre-2000 |  |  | N | Electric Utility | Utility | Investor Owned Utility | 1 | X | WAT | Renewable | 1.2 | 0 | 1 | 0
Operable | 15248 | Portland General Electric Co |  | 3053 | Sullivan | OR | Vertical | Clackamas | 7 | Conventional Hydroelectric | HY |  | S | X | X |  |  | 1.2 | 0.706 | 1.5 | 1.5 | 0.9 | N |  |  | OP | X | 12 | 1952 | Pre-2000 |  |  | N | Electric Utility | Utility | Investor Owned Utility | 1 | X | WAT | Renewable | 1.2 | 0 | 1 | 0
Operable | 15248 | Portland General Electric Co |  | 3053 | Sullivan | OR | Vertical | Clackamas | 8 | Conventional Hydroelectric | HY |  | S | X | X |  |  | 1.2 | 0.706 | 1.4 | 1.4 | 0.9 | N |  |  | OP | X | 12 | 1952 | Pre-2000 |  |  | N | Electric Utility | Utility | Investor Owned Utility | 1 | X | WAT | Renewable | 1.2 | 0 | 1 | 0
Operable | 15248 | Portland General Electric Co |  | 3053 | Sullivan | OR | Vertical | Clackamas | 9 | Conventional Hydroelectric | HY |  | S | X | X |  |  | 1 | 0.8 | 1 | 1 | 0.5 | N |  |  | OP | X | 5 | 1924 | Pre-2000 |  |  | N | Electric Utility | Utility | Investor Owned Utility | 1 | X | WAT | Renewable | 1 | 0 | 1 | 0
Operable | 15248 | Portland General Electric Co |  | 6505 | Oak Grove | OR | Vertical | Clackamas | 1 | Conventional Hydroelectric | HY |  | S | X | X | OGP1_1_GNODE1 |  | 25.5 | 0.85 | 22 | 22 | 4 | N |  |  | OS | X | 8 | 1924 | Pre-2000 |  |  | N | Electric Utility | Utility | Investor Owned Utility | 1 | X | WAT | Renewable | 25.5 | 0 | 1 | 0
Operable | 15248 | Portland General Electric Co |  | 6505 | Oak Grove | OR | Vertical | Clackamas | 2 | Conventional Hydroelectric | HY |  | S | X | X | OGP1_1_GNODE1 |  | 25.5 | 0.85 | 22 | 22 | 4 | N |  |  | OS | X | 3 | 1931 | Pre-2000 |  |  | N | Electric Utility | Utility | Investor Owned Utility | 1 | X | WAT | Renewable | 25.5 | 0 | 1 | 0
Operable | 15248 | Portland General Electric Co |  | 7350 | Coyote Springs | OR | Vertical | Morrow | 1 | Natural Gas Fired Combined Cycle | CT | CC1 | S | X | N | CSP1_5_GNODESTG1 | CSP1_5_COYOTE1 | 208 | 0.95 | 168.3 | 187.2 | 98.8 | N |  |  | OP | X | 11 | 1995 | Pre-2000 |  |  | Y | Electric Utility | Utility | Investor Owned Utility | 1 | T | NG | Non-Renewable | 0 | 208 | 0 | 1
Operable | 15248 | Portland General Electric Co |  | 7350 | Coyote Springs | OR | Vertical | Morrow | 2 | Natural Gas Fired Combined Cycle | CA | CC1 | S | N | X | CSP1_5_GNODESTG1 | CSP1_5_COYOTE1 | 88 | 0.95 | 75.9 | 83.7 | 61 | N |  |  | OP | X | 11 | 1995 | Pre-2000 |  |  | Y | Electric Utility | Utility | Investor Owned Utility | 1 | T | NG | Non-Renewable | 0 | 88 | 0 | 1
Operable | 15248 | Portland General Electric Co |  | 8073 | Beaver | OR | Vertical | Columbia | 1 | Natural Gas Fired Combined Cycle | CT | CC1 | S | X | Y | BRP1_2_GNODE1-7 | BRP1_2_BEAVER1-7 | 68.3 | 0.9 | 55.3 | 63 | 5 | N |  |  | OP | X | 8 | 1974 | Pre-2000 |  |  | N | Electric Utility | Utility | Investor Owned Utility | 1 | X | NG | Non-Renewable | 0 | 68.3 | 0 | 1 | DFO
Operable | 15248 | Portland General Electric Co |  | 8073 | Beaver | OR | Vertical | Columbia | 2 | Natural Gas Fired Combined Cycle | CT | CC1 | S | X | Y | BRP1_2_GNODE1-7 | BRP1_2_BEAVER1-7 | 68.3 | 0.9 | 55.3 | 63 | 5 | N |  |  | OP | X | 8 | 1974 | Pre-2000 |  |  | N | Electric Utility | Utility | Investor Owned Utility | 1 | X | NG | Non-Renewable | 0 | 68.3 | 0 | 1 | DFO
Operable | 15248 | Portland General Electric Co |  | 8073 | Beaver | OR | Vertical | Columbia | 3 | Natural Gas Fired Combined Cycle | CT | CC1 | S | X | Y | BRP1_2_GNODE1-7 | BRP1_2_BEAVER1-7 | 68.3 | 0.9 | 55.3 | 63 | 5 | N |  |  | OP | X | 8 | 1974 | Pre-2000 |  |  | N | Electric Utility | Utility | Investor Owned Utility | 1 | X | NG | Non-Renewable | 0 | 68.3 | 0 | 1 | DFO
Operable | 15248 | Portland General Electric Co |  | 8073 | Beaver | OR | Vertical | Columbia | 4 | Natural Gas Fired Combined Cycle | CT | CC1 | S | X | Y | BRP1_2_GNODE1-7 | BRP1_2_BEAVER1-7 | 68.3 | 0.9 | 55.3 | 63 | 5 | N |  |  | OP | X | 8 | 1974 | Pre-2000 |  |  | N | Electric Utility | Utility | Investor Owned Utility | 1 | X | NG | Non-Renewable | 0 | 68.3 | 0 | 1 | DFO
Operable | 15248 | Portland General Electric Co |  | 8073 | Beaver | OR | Vertical | Columbia | 5 | Natural Gas Fired Combined Cycle | CT | CC1 | S | X | Y | BRP1_2_GNODE1-7 | BRP1_2_BEAVER1-7 | 68.3 | 0.9 | 55.3 | 63 | 5 | N |  |  | OP | X | 8 | 1974 | Pre-2000 |  |  | N | Electric Utility | Utility | Investor Owned Utility | 1 | X | NG | Non-Renewable | 0 | 68.3 | 0 | 1 | DFO
Operable | 15248 | Portland General Electric Co |  | 8073 | Beaver | OR | Vertical | Columbia | 6 | Natural Gas Fired Combined Cycle | CT | CC1 | S | X | Y | BRP1_2_GNODE1-7 | BRP1_2_BEAVER1-7 | 68.3 | 0.9 | 55.3 | 63 | 5 | N |  |  | OP | X | 8 | 1974 | Pre-2000 |  |  | N | Electric Utility | Utility | Investor Owned Utility | 1 | X | NG | Non-Renewable | 0 | 68.3 | 0 | 1 | DFO
Operable | 15248 | Portland General Electric Co |  | 8073 | Beaver | OR | Vertical | Columbia | 7 | Natural Gas Fired Combined Cycle | CA | CC1 | S | N | X | BRP1_2_GNODE1-7 | BRP1_2_BEAVER1-7 | 176.4 | 0.9 | 137 | 139 | 10 | N |  |  | OP | X | 11 | 1977 | Pre-2000 |  |  | N | Electric Utility | Utility | Investor Owned Utility | 1 | X | NG | Non-Renewable | 0 | 176.4 | 0 | 1
Operable | 15248 | Portland General Electric Co |  | 8073 | Beaver | OR | Vertical | Columbia | 8 | Natural Gas Fired Combustion Turbine | GT |  | S | X | X | BRP1_2_GNODE8 |  | 24.5 | 0.9 | 24 | 24 | 17 | N |  |  | OP | X | 8 | 2001 | 2001 |  |  | N | Electric Utility | Utility | Investor Owned Utility | 1 | X | NG | Non-Renewable | 0 | 24.5 | 0 | 1
Operable | 15248 | Portland General Electric Co |  | 56227 | Port Westward | OR | Vertical | Columbia | 1 | Natural Gas Fired Combined Cycle | CT | CCG1 | S | X | N | PWP1_2_GNODESTG | PWP1_2_PORTWEST1 | 312 | 0.9 | 256.2 | 267.9 | 135 | N |  |  | OP | X | 6 | 2007 | 2007 |  |  | N | Electric Utility | Utility | Investor Owned Utility | 1 | X | NG | Non-Renewable | 0 | 312 | 0 | 1
Operable | 15248 | Portland General Electric Co |  | 56227 | Port Westward | OR | Vertical | Columbia | 2 | Natural Gas Fired Combined Cycle | CA | CCG1 | S | Y | X | PWP1_2_GNODESTG | PWP1_2_PORTWEST1 | 171 | 0.9 | 136 | 138.5 | 94.5 | N |  |  | OP | X | 6 | 2007 | 2007 |  |  | N | Electric Utility | Utility | Investor Owned Utility | 1 | X | NG | Non-Renewable | 0 | 171 | 0 | 1
Operable | 15248 | Portland General Electric Co |  | 56485 | Biglow Canyon Wind Farm | OR | Vertical | Sherman | 1 | Onshore Wind Turbine | WT |  | S | X | X | BCW1_2_GNODE1 | BCW1_2_PHASE-1 | 125.4 |  | 125.4 | 125.4 | 0 | N |  |  | OP | X | 12 | 2007 | 2007 |  |  | N | Electric Utility | Utility | Investor Owned Utility | 1 | X | WND | Renewable | 125.4 | 0 | 1 | 0
Operable | 15248 | Portland General Electric Co |  | 56485 | Biglow Canyon Wind Farm | OR | Vertical | Sherman | 2 | Onshore Wind Turbine | WT |  | S | X | X | BCW1_2_GNODE2 | BCW1_2_PHASE-2 | 163.3 |  | 163.3 | 163.3 | 0 | N |  |  | OP | X | 9 | 2009 | 2009 |  |  | N | Electric Utility | Utility | Investor Owned Utility | 1 | X | WND | Renewable | 163.3 | 0 | 1 | 0
Operable | 15248 | Portland General Electric Co |  | 56485 | Biglow Canyon Wind Farm | OR | Vertical | Sherman | 3 | Onshore Wind Turbine | WT |  | S | X | X | BCW1_2_GNODE3 | BCW1_2_PHASE-3 | 161 |  | 161 | 161 | 0 | N |  |  | OP | X | 8 | 2010 | 2010 |  |  | N | Electric Utility | Utility | Investor Owned Utility | 1 | X | WND | Renewable | 161 | 0 | 1 | 0
Operable | 15248 | Portland General Electric Co |  | 57882 | Baldock Solar Highway | OR | Vertical | Clackamas | BSH1 | Solar Photovoltaic | PV |  | S | X | X |  |  | 1.4 |  | 1.4 | 1.4 |  | N |  |  | OP | X | 1 | 2012 | 2012 |  |  | N | Electric Utility | Utility | Investor Owned Utility | 1 | X | SUN | Renewable | 1.4 | 0 | 1 | 0
Operable | 15248 | Portland General Electric Co |  | 58266 | Port Westward Unit 2 | OR | Vertical | Columbia | 1 | Natural Gas Internal Combustion Engine | IC |  | S | X | X | PWP2_2_GNODE1-6 | PWP2_2_RECIP1-6 | 18.8 | 0.8 | 18.7 | 18.7 | 5.6 | N |  |  | OP | X | 12 | 2014 | 2014 |  |  | N | Electric Utility | Utility | Investor Owned Utility | 1 | X | NG | Non-Renewable | 0 | 18.8 | 0 | 1
Operable | 15248 | Portland General Electric Co |  | 58266 | Port Westward Unit 2 | OR | Vertical | Columbia | 10 | Natural Gas Internal Combustion Engine | IC |  | S | X | X | PWP2_2_GNODE7-12 | PWP2_2_RECIP7-12 | 18.8 | 0.8 | 18.7 | 18.7 | 5.6 | N |  |  | OP | X | 12 | 2014 | 2014 |  |  | N | Electric Utility | Utility | Investor Owned Utility | 1 | X | NG | Non-Renewable | 0 | 18.8 | 0 | 1
Operable | 15248 | Portland General Electric Co |  | 58266 | Port Westward Unit 2 | OR | Vertical | Columbia | 11 | Natural Gas Internal Combustion Engine | IC |  | S | X | X | PWP2_2_GNODE7-12 | PWP2_2_RECIP7-12 | 18.8 | 0.8 | 18.7 | 18.7 | 5.6 | N |  |  | OP | X | 12 | 2014 | 2014 |  |  | N | Electric Utility | Utility | Investor Owned Utility | 1 | X | NG | Non-Renewable | 0 | 18.8 | 0 | 1
Operable | 15248 | Portland General Electric Co |  | 58266 | Port Westward Unit 2 | OR | Vertical | Columbia | 12 | Natural Gas Internal Combustion Engine | IC |  | S | X | X | PWP2_2_GNODE7-12 | PWP2_2_RECIP7-12 | 18.8 | 0.8 | 18.7 | 18.7 | 5.6 | N |  |  | OP | X | 12 | 2014 | 2014 |  |  | N | Electric Utility | Utility | Investor Owned Utility | 1 | X | NG | Non-Renewable | 0 | 18.8 | 0 | 1
Operable | 15248 | Portland General Electric Co |  | 58266 | Port Westward Unit 2 | OR | Vertical | Columbia | 2 | Natural Gas Internal Combustion Engine | IC |  | S | X | X | PWP2_2_GNODE1-6 | PWP2_2_RECIP1-6 | 18.8 | 0.8 | 18.7 | 18.7 | 5.6 | N |  |  | OP | X | 12 | 2014 | 2014 |  |  | N | Electric Utility | Utility | Investor Owned Utility | 1 | X | NG | Non-Renewable | 0 | 18.8 | 0 | 1
Operable | 15248 | Portland General Electric Co |  | 58266 | Port Westward Unit 2 | OR | Vertical | Columbia | 3 | Natural Gas Internal Combustion Engine | IC |  | S | X | X | PWP2_2_GNODE1-6 | PWP2_2_RECIP1-6 | 18.8 | 0.8 | 18.7 | 18.7 | 5.6 | N |  |  | OP | X | 12 | 2014 | 2014 |  |  | N | Electric Utility | Utility | Investor Owned Utility | 1 | X | NG | Non-Renewable | 0 | 18.8 | 0 | 1
Operable | 15248 | Portland General Electric Co |  | 58266 | Port Westward Unit 2 | OR | Vertical | Columbia | 4 | Natural Gas Internal Combustion Engine | IC |  | S | X | X | PWP2_2_GNODE1-6 | PWP2_2_RECIP1-6 | 18.8 | 0.8 | 18.7 | 18.7 | 5.6 | N |  |  | OP | X | 12 | 2014 | 2014 |  |  | N | Electric Utility | Utility | Investor Owned Utility | 1 | X | NG | Non-Renewable | 0 | 18.8 | 0 | 1
Operable | 15248 | Portland General Electric Co |  | 58266 | Port Westward Unit 2 | OR | Vertical | Columbia | 5 | Natural Gas Internal Combustion Engine | IC |  | S | X | X | PWP2_2_GNODE1-6 | PWP2_2_RECIP1-6 | 18.8 | 0.8 | 18.7 | 18.7 | 5.6 | N |  |  | OP | X | 12 | 2014 | 2014 |  |  | N | Electric Utility | Utility | Investor Owned Utility | 1 | X | NG | Non-Renewable | 0 | 18.8 | 0 | 1
Operable | 15248 | Portland General Electric Co |  | 58266 | Port Westward Unit 2 | OR | Vertical | Columbia | 6 | Natural Gas Internal Combustion Engine | IC |  | S | X | X | PWP2_2_GNODE1-6 | PWP2_2_RECIP1-6 | 18.8 | 0.8 | 18.7 | 18.7 | 5.6 | N |  |  | OP | X | 12 | 2014 | 2014 |  |  | N | Electric Utility | Utility | Investor Owned Utility | 1 | X | NG | Non-Renewable | 0 | 18.8 | 0 | 1
Operable | 15248 | Portland General Electric Co |  | 58266 | Port Westward Unit 2 | OR | Vertical | Columbia | 7 | Natural Gas Internal Combustion Engine | IC |  | S | X | X | PWP2_2_GNODE7-12 | PWP2_2_RECIP7-12 | 18.8 | 0.8 | 18.7 | 18.7 | 5.6 | N |  |  | OP | X | 12 | 2014 | 2014 |  |  | N | Electric Utility | Utility | Investor Owned Utility | 1 | X | NG | Non-Renewable | 0 | 18.8 | 0 | 1
Operable | 15248 | Portland General Electric Co |  | 58266 | Port Westward Unit 2 | OR | Vertical | Columbia | 8 | Natural Gas Internal Combustion Engine | IC |  | S | X | X | PWP2_2_GNODE7-12 | PWP2_2_RECIP7-12 | 18.8 | 0.8 | 18.7 | 18.7 | 5.6 | N |  |  | OP | X | 12 | 2014 | 2014 |  |  | N | Electric Utility | Utility | Investor Owned Utility | 1 | X | NG | Non-Renewable | 0 | 18.8 | 0 | 1
Operable | 15248 | Portland General Electric Co |  | 58266 | Port Westward Unit 2 | OR | Vertical | Columbia | 9 | Natural Gas Internal Combustion Engine | IC |  | S | X | X | PWP2_2_GNODE7-12 | PWP2_2_RECIP7-12 | 18.8 | 0.8 | 18.7 | 18.7 | 5.6 | N |  |  | OP | X | 1 | 2015 | 2015 |  |  | N | Electric Utility | Utility | Investor Owned Utility | 1 | X | NG | Non-Renewable | 0 | 18.8 | 0 | 1
Operable | 15248 | Portland General Electric Co |  | 58503 | Carty Generating Station | OR | Vertical | Morrow | GEN1 | Natural Gas Fired Combined Cycle | CT | CCG1 | S | X | N | BNP1_5_GNODE1 | CYP1_5_CARTY1 | 300 | 0.9 | 248.1 | 280.6 | 101.6 | N |  |  | OP | X | 7 | 2016 | 2016 |  |  | N | Electric Utility | Utility | Investor Owned Utility | 1 | X | NG | Non-Renewable | 0 | 300 | 0 | 1
Operable | 15248 | Portland General Electric Co |  | 58503 | Carty Generating Station | OR | Vertical | Morrow | GEN2 | Natural Gas Fired Combined Cycle | CA | CCG1 | S | Y | X | BNP1_5_GNODE1 | CYP1_5_CARTY1 | 200 | 0.9 | 168.2 | 189.9 | 66.4 | N |  |  | OP | X | 7 | 2016 | 2016 |  |  | N | Electric Utility | Utility | Investor Owned Utility | 1 | X | NG | Non-Renewable | 0 | 200 | 0 | 1
Operable | 15248 | Portland General Electric Co |  | 58571 | Tucannon River Wind Farm | WA | Vertical | Columbia | 1 | Onshore Wind Turbine | WT |  | S | X | X | TRW1_2_GNODE1 | TRW1_2_PLANT | 266.8 |  | 266.8 | 266.8 | 0 | N |  |  | OP | X | 12 | 2014 | 2014 |  |  | N | Electric Utility | Utility | Investor Owned Utility | 1 | X | WND | Renewable | 266.8 | 0 | 1 | 0
Operable | 15248 | Portland General Electric Co |  | 60441 | Salem Smart Power Center | OR | Vertical | Marion | SSPC | Batteries | BA |  | S | X | X |  |  | 5 |  | 5 | 5 | 0.1 | N |  |  | SB | Y | 8 | 2013 | 2013 | 7 | 2024 | N | Electric Utility | Utility | Investor Owned Utility | 1 | X | MWH | Other | 0 | 0 | 0 | 0
Operable | 15248 | Portland General Electric Co |  | 60868 | Timothy Lake Powerhouse | OR | Vertical | Clackamas | 1 | Conventional Hydroelectric | HY |  | S | X | X |  |  | 1.2 | 0.7 | 1.1 | 1.1 | 0.1 | N |  |  | OP | X | 12 | 2018 | 2018 |  |  | N | Electric Utility | Utility | Investor Owned Utility | 1 | X | WAT | Renewable | 1.2 | 0 | 1 | 0
Operable | 15248 | Portland General Electric Co |  | 64057 | Wheatridge 1 | OR | Vertical | Morrow | WND | Onshore Wind Turbine | WT |  | S | X | X |  |  | 100 |  | 100 | 100 | 0.4 | N |  |  | OP | X | 12 | 2020 | 2020 |  |  | N | Electric Utility | Utility | Investor Owned Utility | 1 | X | WND | Renewable | 100 | 0 | 1 | 0
Operable | 63039 | Portland Power, LLC |  | 3113 | Portland (PA) | PA | Restructured | Northampton | 3 | Petroleum Liquids | GT |  | S | X | X | 50750 | PORTLAND 13 KV CT 3 | 18 | 0.85 | 16 | 15 | 13 | N |  |  | OP | X | 12 | 1967 | Pre-2000 |  |  | N | IPP Non-CHP | IPP | IPP | 2 | X | DFO | Non-Renewable | 0 | 18 | 0 | 1 | NG
Operable | 63039 | Portland Power, LLC |  | 3113 | Portland (PA) | PA | Restructured | Northampton | 4 | Petroleum Liquids | GT |  | S | X | X | 50751 | PORTLAND 13 KV CT 4 | 20 | 0.85 | 21 | 20 | 17 | N |  |  | OP | X | 5 | 1971 | Pre-2000 |  |  | N | IPP Non-CHP | IPP | IPP | 2 | X | DFO | Non-Renewable | 0 | 20 | 0 | 1 | NG
Operable | 63039 | Portland Power, LLC |  | 3113 | Portland (PA) | PA | Restructured | Northampton | 5 | Petroleum Liquids | GT |  | S | X | X | 50749 | PORTLAND 13 KV CT 5 | 156 | 0.85 | 140.5 | 155 | 90 | N |  |  | OP | X | 4 | 1997 | Pre-2000 |  |  | N | IPP Non-CHP | IPP | IPP | 2 | X | DFO | Non-Renewable | 0 | 156 | 0 | 1
Operable | 64709 | Potomac Energy Center LLC |  | 59004 | Potomac Energy Center, LLC | VA | Vertical | Loudoun | GEN1 | Natural Gas Fired Combined Cycle | CT | STNL | S | X | N | 1338431559 | 1338431559 | 237 | 0.85 | 220 | 224 | 125 | N |  |  | OP | X | 4 | 2017 | 2017 |  |  | N | IPP Non-CHP | IPP | IPP | 2 | X | NG | Non-Renewable | 0 | 237 | 0 | 1
Operable | 64709 | Potomac Energy Center LLC |  | 59004 | Potomac Energy Center, LLC | VA | Vertical | Loudoun | GEN2 | Natural Gas Fired Combined Cycle | CT | STNL | S | X | N | 1338431560 | 1338431560 | 237 | 0.85 | 220 | 224 | 125 | N |  |  | OP | X | 4 | 2017 | 2017 |  |  | N | IPP Non-CHP | IPP | IPP | 2 | X | NG | Non-Renewable | 0 | 237 | 0 | 1
Operable | 64709 | Potomac Energy Center LLC |  | 59004 | Potomac Energy Center, LLC | VA | Vertical | Loudoun | GEN3 | Natural Gas Fired Combined Cycle | CA | STNL | S | Y | X | 1338431561 | 1338431561 | 338 | 0.85 | 326 | 322 | 165 | N |  |  | OP | X | 4 | 2017 | 2017 |  |  | N | IPP Non-CHP | IPP | IPP | 2 | X | NG | Non-Renewable | 0 | 338 | 0 | 1
Operable | 59713 | Potrero Hills Energy Producers, LLC |  | 59952 | Potrero Hills Energy Producers | CA | Vertical | Solano | 1 | Landfill Gas | IC |  | S | X | X |  |  | 1.6 | 0.8 | 1.6 | 1.6 | 1.1 | N |  |  | OP | X | 4 | 2016 | 2016 |  |  | N | IPP Non-CHP | IPP | IPP | 2 | X | LFG | Renewable | 1.6 | 0 | 1 | 0
Operable | 59713 | Potrero Hills Energy Producers, LLC |  | 59952 | Potrero Hills Energy Producers | CA | Vertical | Solano | 2 | Landfill Gas | IC |  | S | X | X |  |  | 1.6 | 0.8 | 1.6 | 1.6 | 1.1 | N |  |  | OP | X | 4 | 2016 | 2016 |  |  | N | IPP Non-CHP | IPP | IPP | 2 | X | LFG | Renewable | 1.6 | 0 | 1 | 0
Operable | 59713 | Potrero Hills Energy Producers, LLC |  | 59952 | Potrero Hills Energy Producers | CA | Vertical | Solano | 3 | Landfill Gas | IC |  | S | X | X |  |  | 1.6 | 0.8 | 1.6 | 1.6 | 1.1 | N |  |  | OP | X | 4 | 2016 | 2016 |  |  | N | IPP Non-CHP | IPP | IPP | 2 | X | LFG | Renewable | 1.6 | 0 | 1 | 0
Operable | 59713 | Potrero Hills Energy Producers, LLC |  | 59952 | Potrero Hills Energy Producers | CA | Vertical | Solano | 4 | Landfill Gas | IC |  | S | X | X |  |  | 1.6 | 0.8 | 1.6 | 1.6 | 1.1 | N |  |  | OP | X | 4 | 2016 | 2016 |  |  | N | IPP Non-CHP | IPP | IPP | 2 | X | LFG | Renewable | 1.6 | 0 | 1 | 0
Operable | 59713 | Potrero Hills Energy Producers, LLC |  | 59952 | Potrero Hills Energy Producers | CA | Vertical | Solano | 5 | Landfill Gas | IC |  | S | X | X |  |  | 1.6 | 0.8 | 1.6 | 1.6 | 1.1 | N |  |  | OP | X | 4 | 2016 | 2016 |  |  | N | IPP Non-CHP | IPP | IPP | 2 | X | LFG | Renewable | 1.6 | 0 | 1 | 0
Operable | 15257 | Poudre Valley REA, Inc |  | 61425 | Coyote Ridge Community Solar | CO | Vertical | Larimer | COYCS | Solar Photovoltaic | PV |  | S | X | X |  |  | 1.5 |  | 1.5 | 1.5 |  | N |  |  | OP | X | 10 | 2017 | 2017 |  |  | N | Electric Utility | Utility | Cooperative | 1 | X | SUN | Renewable | 1.5 | 0 | 1 | 0
Operable | 15293 | Powell Valley Electric Coop |  | 7883 | Powell Valley | TN | Vertical | Hancock | 1 | Petroleum Liquids | IC |  | S | X | X |  |  | 2 | 0.9 | 1.8 | 1.8 | 0.4 | N |  |  | OP | X | 7 | 2000 | 2000 |  |  | N | Electric Utility | Utility | Cooperative | 1 | X | DFO | Non-Renewable | 0 | 2 | 0 | 1
Operable | 15293 | Powell Valley Electric Coop |  | 7883 | Powell Valley | TN | Vertical | Hancock | 10 | Petroleum Liquids | IC |  | S | X | X |  |  | 2 | 0.9 | 1.8 | 1.8 | 0.4 | N |  |  | OP | X | 7 | 2000 | 2000 |  |  | N | Electric Utility | Utility | Cooperative | 1 | X | DFO | Non-Renewable | 0 | 2 | 0 | 1
Operable | 15293 | Powell Valley Electric Coop |  | 7883 | Powell Valley | TN | Vertical | Hancock | 11 | Petroleum Liquids | IC |  | S | X | X |  |  | 2 | 0.9 | 1.8 | 1.8 | 0.4 | N |  |  | OP | X | 7 | 2000 | 2000 |  |  | N | Electric Utility | Utility | Cooperative | 1 | X | DFO | Non-Renewable | 0 | 2 | 0 | 1
Operable | 15293 | Powell Valley Electric Coop |  | 7883 | Powell Valley | TN | Vertical | Hancock | 2 | Petroleum Liquids | IC |  | S | X | X |  |  | 2 | 0.9 | 1.8 | 1.8 | 0.4 | N |  |  | OP | X | 7 | 2000 | 2000 |  |  | N | Electric Utility | Utility | Cooperative | 1 | X | DFO | Non-Renewable | 0 | 2 | 0 | 1
Operable | 15293 | Powell Valley Electric Coop |  | 7883 | Powell Valley | TN | Vertical | Hancock | 3 | Petroleum Liquids | IC |  | S | X | X |  |  | 2 | 0.9 | 1.8 | 1.8 | 0.4 | N |  |  | OP | X | 7 | 2000 | 2000 |  |  | N | Electric Utility | Utility | Cooperative | 1 | X | DFO | Non-Renewable | 0 | 2 | 0 | 1
Operable | 15293 | Powell Valley Electric Coop |  | 7883 | Powell Valley | TN | Vertical | Hancock | 4 | Petroleum Liquids | IC |  | S | X | X |  |  | 2 | 0.9 | 1.8 | 1.8 | 0.4 | N |  |  | OP | X | 7 | 2000 | 2000 |  |  | N | Electric Utility | Utility | Cooperative | 1 | X | DFO | Non-Renewable | 0 | 2 | 0 | 1
Operable | 15293 | Powell Valley Electric Coop |  | 7883 | Powell Valley | TN | Vertical | Hancock | 5 | Petroleum Liquids | IC |  | S | X | X |  |  | 2 | 0.9 | 1.8 | 1.8 | 0.4 | N |  |  | OP | X | 7 | 2000 | 2000 |  |  | N | Electric Utility | Utility | Cooperative | 1 | X | DFO | Non-Renewable | 0 | 2 | 0 | 1
Operable | 15293 | Powell Valley Electric Coop |  | 7883 | Powell Valley | TN | Vertical | Hancock | 6 | Petroleum Liquids | IC |  | S | X | X |  |  | 2 | 0.9 | 1.8 | 1.8 | 0.4 | N |  |  | OP | X | 7 | 2000 | 2000 |  |  | N | Electric Utility | Utility | Cooperative | 1 | X | DFO | Non-Renewable | 0 | 2 | 0 | 1
Operable | 15293 | Powell Valley Electric Coop |  | 7883 | Powell Valley | TN | Vertical | Hancock | 7 | Petroleum Liquids | IC |  | S | X | X |  |  | 2 | 0.9 | 1.8 | 1.8 | 0.4 | N |  |  | OP | X | 7 | 2000 | 2000 |  |  | N | Electric Utility | Utility | Cooperative | 1 | X | DFO | Non-Renewable | 0 | 2 | 0 | 1
Operable | 15293 | Powell Valley Electric Coop |  | 7883 | Powell Valley | TN | Vertical | Hancock | 8 | Petroleum Liquids | IC |  | S | X | X |  |  | 2 | 0.9 | 1.8 | 1.8 | 0.4 | N |  |  | OP | X | 7 | 2000 | 2000 |  |  | N | Electric Utility | Utility | Cooperative | 1 | X | DFO | Non-Renewable | 0 | 2 | 0 | 1
Operable | 15293 | Powell Valley Electric Coop |  | 7883 | Powell Valley | TN | Vertical | Hancock | 9 | Petroleum Liquids | IC |  | S | X | X |  |  | 2 | 0.9 | 1.8 | 1.8 | 0.4 | N |  |  | OP | X | 7 | 2000 | 2000 |  |  | N | Electric Utility | Utility | Cooperative | 1 | X | DFO | Non-Renewable | 0 | 2 | 0 | 1
Operable | 64610 | Powells Creek Farm Solar, LLC |  | 65305 | Powells Creek Solar - Hybrid | VA | Vertical | Halifax | SOLAR | Solar Photovoltaic | PV |  | S | X | X |  |  | 70 | 0.95 | 70 | 70 | 1 | N |  |  | OP | X | 8 | 2023 | 2023 |  |  | N | IPP Non-CHP | IPP | IPP | 2 | X | SUN | Renewable | 70 | 0 | 1 | 0
Operable | 15253 | Power City Partners LP |  | 54592 | Massena Energy Facility | NY | Restructured | St Lawrence | GEN1 | Natural Gas Fired Combined Cycle | CT | CC1 | S | X | N | 23902 | 23902 | 66.5 | 0.9 | 46 | 56 | 46 | N |  |  | OP | X | 7 | 1992 | Pre-2000 |  |  | N | IPP Non-CHP | IPP | IPP | 2 | X | NG | Non-Renewable | 0 | 66.5 | 0 | 1 | DFO | OBL
Operable | 15253 | Power City Partners LP |  | 54592 | Massena Energy Facility | NY | Restructured | St Lawrence | GEN2 | Natural Gas Fired Combined Cycle | CA | CC1 | S | Y | X | 23902 | 23902 | 35.6 | 0.9 | 35 | 35 | 30 | N |  |  | OP | X | 7 | 1992 | Pre-2000 |  |  | N | IPP Non-CHP | IPP | IPP | 2 | X | NG | Non-Renewable | 0 | 35.6 | 0 | 1
Operable | 15253 | Power City Partners LP |  | 54592 | Massena Energy Facility | NY | Restructured | St Lawrence | IC | Petroleum Liquids | IC |  | S | X | X |  |  | 2 | 0.85 | 2 | 2 | 0.1 | N |  |  | SB | Y | 7 | 1992 | Pre-2000 |  |  | N | IPP Non-CHP | IPP | IPP | 2 | X | DFO | Non-Renewable | 0 | 2 | 0 | 1
Operable | 57069 | Power County Wind Park North LLC |  | 57761 | Power County Wind Park North | ID | Vertical | Power | PCWPN | Onshore Wind Turbine | WT |  | S | X | X |  |  | 22.5 |  | 22.5 | 22.5 | 2.3 | N |  |  | OP | X | 12 | 2011 | 2011 |  |  | N | IPP Non-CHP | IPP | IPP | 2 | X | WND | Renewable | 22.5 | 0 | 1 | 0
Operable | 57068 | Power County Wind Park South LLC |  | 57760 | Power County Wind Park South | ID | Vertical | Power | PCWPS | Onshore Wind Turbine | WT |  | S | X | X |  |  | 22.5 |  | 22.5 | 22.5 | 2.3 | N |  |  | OP | X | 12 | 2011 | 2011 |  |  | N | IPP Non-CHP | IPP | IPP | 2 | X | WND | Renewable | 22.5 | 0 | 1 | 0
Operable | 64812 | Power Depot Group A, LLC |  | 65535 | Bakke | TX | Restructured | Andrews | BAK1 | Petroleum Liquids | IC |  | S | X | X |  |  | 0.6 | 0.8 | 0.5 | 0.6 | 0.1 | N |  |  | OP | X | 7 | 2013 | 2013 |  |  | N | IPP Non-CHP | IPP | IPP | 2 | X | DFO | Non-Renewable | 0 | 0.6 | 0 | 1
Operable | 64812 | Power Depot Group A, LLC |  | 65535 | Bakke | TX | Restructured | Andrews | BAK10 | Petroleum Liquids | IC |  | S | X | X |  |  | 0.6 | 0.8 | 0.5 | 0.6 | 0.1 | N |  |  | OP | X | 7 | 2013 | 2013 |  |  | N | IPP Non-CHP | IPP | IPP | 2 | X | DFO | Non-Renewable | 0 | 0.6 | 0 | 1
Operable | 64812 | Power Depot Group A, LLC |  | 65535 | Bakke | TX | Restructured | Andrews | BAK11 | Petroleum Liquids | IC |  | S | X | X |  |  | 0.6 | 0.8 | 0.5 | 0.6 | 0.1 | N |  |  | OP | X | 7 | 2013 | 2013 |  |  | N | IPP Non-CHP | IPP | IPP | 2 | X | DFO | Non-Renewable | 0 | 0.6 | 0 | 1
Operable | 64812 | Power Depot Group A, LLC |  | 65535 | Bakke | TX | Restructured | Andrews | BAK12 | Petroleum Liquids | IC |  | S | X | X |  |  | 0.6 | 0.8 | 0.5 | 0.6 | 0.1 | N |  |  | OP | X | 7 | 2013 | 2013 |  |  | N | IPP Non-CHP | IPP | IPP | 2 | X | DFO | Non-Renewable | 0 | 0.6 | 0 | 1
Operable | 64812 | Power Depot Group A, LLC |  | 65535 | Bakke | TX | Restructured | Andrews | BAK13 | Petroleum Liquids | IC |  | S | X | X |  |  | 0.6 | 0.8 | 0.5 | 0.6 | 0.1 | N |  |  | OP | X | 7 | 2013 | 2013 |  |  | N | IPP Non-CHP | IPP | IPP | 2 | X | DFO | Non-Renewable | 0 | 0.6 | 0 | 1
Operable | 64812 | Power Depot Group A, LLC |  | 65535 | Bakke | TX | Restructured | Andrews | BAK14 | Petroleum Liquids | IC |  | S | X | X |  |  | 0.6 | 0.8 | 0.5 | 0.6 | 0.1 | N |  |  | OP | X | 7 | 2013 | 2013 |  |  | N | IPP Non-CHP | IPP | IPP | 2 | X | DFO | Non-Renewable | 0 | 0.6 | 0 | 1
Operable | 64812 | Power Depot Group A, LLC |  | 65535 | Bakke | TX | Restructured | Andrews | BAK15 | Petroleum Liquids | IC |  | S | X | X |  |  | 0.6 | 0.8 | 0.5 | 0.6 | 0.1 | N |  |  | OP | X | 7 | 2013 | 2013 |  |  | N | IPP Non-CHP | IPP | IPP | 2 | X | DFO | Non-Renewable | 0 | 0.6 | 0 | 1
Operable | 64812 | Power Depot Group A, LLC |  | 65535 | Bakke | TX | Restructured | Andrews | BAK2 | Petroleum Liquids | IC |  | S | X | X |  |  | 0.6 | 0.8 | 0.5 | 0.6 | 0.1 | N |  |  | OP | X | 7 | 2013 | 2013 |  |  | N | IPP Non-CHP | IPP | IPP | 2 | X | DFO | Non-Renewable | 0 | 0.6 | 0 | 1
Operable | 64812 | Power Depot Group A, LLC |  | 65535 | Bakke | TX | Restructured | Andrews | BAK3 | Petroleum Liquids | IC |  | S | X | X |  |  | 0.6 | 0.8 | 0.5 | 0.6 | 0.1 | N |  |  | OP | X | 7 | 2013 | 2013 |  |  | N | IPP Non-CHP | IPP | IPP | 2 | X | DFO | Non-Renewable | 0 | 0.6 | 0 | 1
Operable | 64812 | Power Depot Group A, LLC |  | 65535 | Bakke | TX | Restructured | Andrews | BAK4 | Petroleum Liquids | IC |  | S | X | X |  |  | 0.6 | 0.8 | 0.5 | 0.6 | 0.1 | N |  |  | OP | X | 7 | 2013 | 2013 |  |  | N | IPP Non-CHP | IPP | IPP | 2 | X | DFO | Non-Renewable | 0 | 0.6 | 0 | 1
Operable | 64812 | Power Depot Group A, LLC |  | 65535 | Bakke | TX | Restructured | Andrews | BAK5 | Petroleum Liquids | IC |  | S | X | X |  |  | 0.6 | 0.8 | 0.5 | 0.6 | 0.1 | N |  |  | OP | X | 7 | 2013 | 2013 |  |  | N | IPP Non-CHP | IPP | IPP | 2 | X | DFO | Non-Renewable | 0 | 0.6 | 0 | 1
Operable | 64812 | Power Depot Group A, LLC |  | 65535 | Bakke | TX | Restructured | Andrews | BAK6 | Petroleum Liquids | IC |  | S | X | X |  |  | 0.6 | 0.8 | 0.5 | 0.6 | 0.1 | N |  |  | OP | X | 7 | 2013 | 2013 |  |  | N | IPP Non-CHP | IPP | IPP | 2 | X | DFO | Non-Renewable | 0 | 0.6 | 0 | 1
Operable | 64812 | Power Depot Group A, LLC |  | 65535 | Bakke | TX | Restructured | Andrews | BAK7 | Petroleum Liquids | IC |  | S | X | X |  |  | 0.6 | 0.8 | 0.5 | 0.6 | 0.1 | N |  |  | OP | X | 7 | 2013 | 2013 |  |  | N | IPP Non-CHP | IPP | IPP | 2 | X | DFO | Non-Renewable | 0 | 0.6 | 0 | 1
Operable | 64812 | Power Depot Group A, LLC |  | 65535 | Bakke | TX | Restructured | Andrews | BAK8 | Petroleum Liquids | IC |  | S | X | X |  |  | 0.6 | 0.8 | 0.5 | 0.6 | 0.1 | N |  |  | OP | X | 7 | 2013 | 2013 |  |  | N | IPP Non-CHP | IPP | IPP | 2 | X | DFO | Non-Renewable | 0 | 0.6 | 0 | 1
Operable | 64812 | Power Depot Group A, LLC |  | 65535 | Bakke | TX | Restructured | Andrews | BAK9 | Petroleum Liquids | IC |  | S | X | X |  |  | 0.6 | 0.8 | 0.5 | 0.6 | 0.1 | N |  |  | OP | X | 7 | 2013 | 2013 |  |  | N | IPP Non-CHP | IPP | IPP | 2 | X | DFO | Non-Renewable | 0 | 0.6 | 0 | 1
Operable | 64812 | Power Depot Group A, LLC |  | 65536 | Citrus City | TX | Restructured | Hidalgo | CC1 | Petroleum Liquids | IC |  | S | X | X |  |  | 0.6 | 0.8 | 0.5 | 0.6 | 0.1 | N |  |  | OP | X | 8 | 2013 | 2013 |  |  | N | IPP Non-CHP | IPP | IPP | 2 | X | DFO | Non-Renewable | 0 | 0.6 | 0 | 1
Operable | 64812 | Power Depot Group A, LLC |  | 65536 | Citrus City | TX | Restructured | Hidalgo | CC10 | Petroleum Liquids | IC |  | S | X | X |  |  | 0.6 | 0.8 | 0.5 | 0.6 | 0.1 | N |  |  | OP | X | 8 | 2013 | 2013 |  |  | N | IPP Non-CHP | IPP | IPP | 2 | X | DFO | Non-Renewable | 0 | 0.6 | 0 | 1
Operable | 64812 | Power Depot Group A, LLC |  | 65536 | Citrus City | TX | Restructured | Hidalgo | CC11 | Petroleum Liquids | IC |  | S | X | X |  |  | 0.6 | 0.8 | 0.5 | 0.6 | 0.1 | N |  |  | OP | X | 8 | 2013 | 2013 |  |  | N | IPP Non-CHP | IPP | IPP | 2 | X | DFO | Non-Renewable | 0 | 0.6 | 0 | 1
Operable | 64812 | Power Depot Group A, LLC |  | 65536 | Citrus City | TX | Restructured | Hidalgo | CC12 | Petroleum Liquids | IC |  | S | X | X |  |  | 0.6 | 0.8 | 0.5 | 0.6 | 0.1 | N |  |  | OP | X | 8 | 2013 | 2013 |  |  | N | IPP Non-CHP | IPP | IPP | 2 | X | DFO | Non-Renewable | 0 | 0.6 | 0 | 1
Operable | 64812 | Power Depot Group A, LLC |  | 65536 | Citrus City | TX | Restructured | Hidalgo | CC13 | Petroleum Liquids | IC |  | S | X | X |  |  | 0.6 | 0.8 | 0.5 | 0.6 | 0.1 | N |  |  | OP | X | 8 | 2013 | 2013 |  |  | N | IPP Non-CHP | IPP | IPP | 2 | X | DFO | Non-Renewable | 0 | 0.6 | 0 | 1
Operable | 64812 | Power Depot Group A, LLC |  | 65536 | Citrus City | TX | Restructured | Hidalgo | CC14 | Petroleum Liquids | IC |  | S | X | X |  |  | 0.6 | 0.8 | 0.5 | 0.6 | 0.1 | N |  |  | OP | X | 8 | 2013 | 2013 |  |  | N | IPP Non-CHP | IPP | IPP | 2 | X | DFO | Non-Renewable | 0 | 0.6 | 0 | 1
Operable | 64812 | Power Depot Group A, LLC |  | 65536 | Citrus City | TX | Restructured | Hidalgo | CC15 | Petroleum Liquids | IC |  | S | X | X |  |  | 0.6 | 0.8 | 0.5 | 0.6 | 0.1 | N |  |  | OP | X | 8 | 2013 | 2013 |  |  | N | IPP Non-CHP | IPP | IPP | 2 | X | DFO | Non-Renewable | 0 | 0.6 | 0 | 1
Operable | 64812 | Power Depot Group A, LLC |  | 65536 | Citrus City | TX | Restructured | Hidalgo | CC2 | Petroleum Liquids | IC |  | S | X | X |  |  | 0.6 | 0.8 | 0.5 | 0.6 | 0.1 | N |  |  | OP | X | 8 | 2013 | 2013 |  |  | N | IPP Non-CHP | IPP | IPP | 2 | X | DFO | Non-Renewable | 0 | 0.6 | 0 | 1
Operable | 64812 | Power Depot Group A, LLC |  | 65536 | Citrus City | TX | Restructured | Hidalgo | CC3 | Petroleum Liquids | IC |  | S | X | X |  |  | 0.6 | 0.8 | 0.5 | 0.6 | 0.1 | N |  |  | OP | X | 8 | 2013 | 2013 |  |  | N | IPP Non-CHP | IPP | IPP | 2 | X | DFO | Non-Renewable | 0 | 0.6 | 0 | 1
Operable | 64812 | Power Depot Group A, LLC |  | 65536 | Citrus City | TX | Restructured | Hidalgo | CC4 | Petroleum Liquids | IC |  | S | X | X |  |  | 0.6 | 0.8 | 0.5 | 0.6 | 0.1 | N |  |  | OP | X | 8 | 2013 | 2013 |  |  | N | IPP Non-CHP | IPP | IPP | 2 | X | DFO | Non-Renewable | 0 | 0.6 | 0 | 1
Operable | 64812 | Power Depot Group A, LLC |  | 65536 | Citrus City | TX | Restructured | Hidalgo | CC5 | Petroleum Liquids | IC |  | S | X | X |  |  | 0.6 | 0.8 | 0.5 | 0.6 | 0.1 | N |  |  | OP | X | 8 | 2013 | 2013 |  |  | N | IPP Non-CHP | IPP | IPP | 2 | X | DFO | Non-Renewable | 0 | 0.6 | 0 | 1
Operable | 64812 | Power Depot Group A, LLC |  | 65536 | Citrus City | TX | Restructured | Hidalgo | CC6 | Petroleum Liquids | IC |  | S | X | X |  |  | 0.6 | 0.8 | 0.5 | 0.6 | 0.1 | N |  |  | OP | X | 8 | 2013 | 2013 |  |  | N | IPP Non-CHP | IPP | IPP | 2 | X | DFO | Non-Renewable | 0 | 0.6 | 0 | 1
Operable | 64812 | Power Depot Group A, LLC |  | 65536 | Citrus City | TX | Restructured | Hidalgo | CC7 | Petroleum Liquids | IC |  | S | X | X |  |  | 0.6 | 0.8 | 0.5 | 0.6 | 0.1 | N |  |  | OP | X | 8 | 2013 | 2013 |  |  | N | IPP Non-CHP | IPP | IPP | 2 | X | DFO | Non-Renewable | 0 | 0.6 | 0 | 1
Operable | 64812 | Power Depot Group A, LLC |  | 65536 | Citrus City | TX | Restructured | Hidalgo | CC8 | Petroleum Liquids | IC |  | S | X | X |  |  | 0.6 | 0.8 | 0.5 | 0.6 | 0.1 | N |  |  | OP | X | 8 | 2013 | 2013 |  |  | N | IPP Non-CHP | IPP | IPP | 2 | X | DFO | Non-Renewable | 0 | 0.6 | 0 | 1
Operable | 64812 | Power Depot Group A, LLC |  | 65536 | Citrus City | TX | Restructured | Hidalgo | CC9 | Petroleum Liquids | IC |  | S | X | X |  |  | 0.6 | 0.8 | 0.5 | 0.6 | 0.1 | N |  |  | OP | X | 8 | 2013 | 2013 |  |  | N | IPP Non-CHP | IPP | IPP | 2 | X | DFO | Non-Renewable | 0 | 0.6 | 0 | 1
Operable | 64812 | Power Depot Group A, LLC |  | 65537 | Clara | TX | Restructured | Harris | CLA1 | Petroleum Liquids | IC |  | S | X | X |  |  | 0.6 | 0.8 | 0.5 | 0.6 | 0.1 | N |  |  | OP | X | 7 | 2013 | 2013 |  |  | N | IPP Non-CHP | IPP | IPP | 2 | X | DFO | Non-Renewable | 0 | 0.6 | 0 | 1
Operable | 64812 | Power Depot Group A, LLC |  | 65537 | Clara | TX | Restructured | Harris | CLA10 | Petroleum Liquids | IC |  | S | X | X |  |  | 0.6 | 0.8 | 0.5 | 0.6 | 0.1 | N |  |  | OP | X | 7 | 2013 | 2013 |  |  | N | IPP Non-CHP | IPP | IPP | 2 | X | DFO | Non-Renewable | 0 | 0.6 | 0 | 1
Operable | 64812 | Power Depot Group A, LLC |  | 65537 | Clara | TX | Restructured | Harris | CLA11 | Petroleum Liquids | IC |  | S | X | X |  |  | 0.6 | 0.8 | 0.5 | 0.6 | 0.1 | N |  |  | OP | X | 7 | 2013 | 2013 |  |  | N | IPP Non-CHP | IPP | IPP | 2 | X | DFO | Non-Renewable | 0 | 0.6 | 0 | 1
Operable | 64812 | Power Depot Group A, LLC |  | 65537 | Clara | TX | Restructured | Harris | CLA12 | Petroleum Liquids | IC |  | S | X | X |  |  | 0.6 | 0.8 | 0.5 | 0.6 | 0.1 | N |  |  | OP | X | 7 | 2013 | 2013 |  |  | N | IPP Non-CHP | IPP | IPP | 2 | X | DFO | Non-Renewable | 0 | 0.6 | 0 | 1
Operable | 64812 | Power Depot Group A, LLC |  | 65537 | Clara | TX | Restructured | Harris | CLA13 | Petroleum Liquids | IC |  | S | X | X |  |  | 0.6 | 0.8 | 0.5 | 0.6 | 0.1 | N |  |  | OP | X | 7 | 2013 | 2013 |  |  | N | IPP Non-CHP | IPP | IPP | 2 | X | DFO | Non-Renewable | 0 | 0.6 | 0 | 1
Operable | 64812 | Power Depot Group A, LLC |  | 65537 | Clara | TX | Restructured | Harris | CLA14 | Petroleum Liquids | IC |  | S | X | X |  |  | 0.6 | 0.8 | 0.5 | 0.6 | 0.1 | N |  |  | OP | X | 7 | 2013 | 2013 |  |  | N | IPP Non-CHP | IPP | IPP | 2 | X | DFO | Non-Renewable | 0 | 0.6 | 0 | 1
Operable | 64812 | Power Depot Group A, LLC |  | 65537 | Clara | TX | Restructured | Harris | CLA15 | Petroleum Liquids | IC |  | S | X | X |  |  | 0.6 | 0.8 | 0.5 | 0.6 | 0.1 | N |  |  | OP | X | 7 | 2013 | 2013 |  |  | N | IPP Non-CHP | IPP | IPP | 2 | X | DFO | Non-Renewable | 0 | 0.6 | 0 | 1
Operable | 64812 | Power Depot Group A, LLC |  | 65537 | Clara | TX | Restructured | Harris | CLA2 | Petroleum Liquids | IC |  | S | X | X |  |  | 0.6 | 0.8 | 0.5 | 0.6 | 0.1 | N |  |  | OP | X | 7 | 2013 | 2013 |  |  | N | IPP Non-CHP | IPP | IPP | 2 | X | DFO | Non-Renewable | 0 | 0.6 | 0 | 1
Operable | 64812 | Power Depot Group A, LLC |  | 65537 | Clara | TX | Restructured | Harris | CLA3 | Petroleum Liquids | IC |  | S | X | X |  |  | 0.6 | 0.8 | 0.5 | 0.6 | 0.1 | N |  |  | OP | X | 7 | 2013 | 2013 |  |  | N | IPP Non-CHP | IPP | IPP | 2 | X | DFO | Non-Renewable | 0 | 0.6 | 0 | 1
Operable | 64812 | Power Depot Group A, LLC |  | 65537 | Clara | TX | Restructured | Harris | CLA4 | Petroleum Liquids | IC |  | S | X | X |  |  | 0.6 | 0.8 | 0.5 | 0.6 | 0.1 | N |  |  | OP | X | 7 | 2013 | 2013 |  |  | N | IPP Non-CHP | IPP | IPP | 2 | X | DFO | Non-Renewable | 0 | 0.6 | 0 | 1
Operable | 64812 | Power Depot Group A, LLC |  | 65537 | Clara | TX | Restructured | Harris | CLA5 | Petroleum Liquids | IC |  | S | X | X |  |  | 0.6 | 0.8 | 0.5 | 0.6 | 0.1 | N |  |  | OP | X | 7 | 2013 | 2013 |  |  | N | IPP Non-CHP | IPP | IPP | 2 | X | DFO | Non-Renewable | 0 | 0.6 | 0 | 1
Operable | 64812 | Power Depot Group A, LLC |  | 65537 | Clara | TX | Restructured | Harris | CLA6 | Petroleum Liquids | IC |  | S | X | X |  |  | 0.6 | 0.8 | 0.5 | 0.6 | 0.1 | N |  |  | OP | X | 7 | 2013 | 2013 |  |  | N | IPP Non-CHP | IPP | IPP | 2 | X | DFO | Non-Renewable | 0 | 0.6 | 0 | 1
Operable | 64812 | Power Depot Group A, LLC |  | 65537 | Clara | TX | Restructured | Harris | CLA7 | Petroleum Liquids | IC |  | S | X | X |  |  | 0.6 | 0.8 | 0.5 | 0.6 | 0.1 | N |  |  | OP | X | 7 | 2013 | 2013 |  |  | N | IPP Non-CHP | IPP | IPP | 2 | X | DFO | Non-Renewable | 0 | 0.6 | 0 | 1
Operable | 64812 | Power Depot Group A, LLC |  | 65537 | Clara | TX | Restructured | Harris | CLA8 | Petroleum Liquids | IC |  | S | X | X |  |  | 0.6 | 0.8 | 0.5 | 0.6 | 0.1 | N |  |  | OP | X | 7 | 2013 | 2013 |  |  | N | IPP Non-CHP | IPP | IPP | 2 | X | DFO | Non-Renewable | 0 | 0.6 | 0 | 1
Operable | 64812 | Power Depot Group A, LLC |  | 65537 | Clara | TX | Restructured | Harris | CLA9 | Petroleum Liquids | IC |  | S | X | X |  |  | 0.6 | 0.8 | 0.5 | 0.6 | 0.1 | N |  |  | OP | X | 7 | 2013 | 2013 |  |  | N | IPP Non-CHP | IPP | IPP | 2 | X | DFO | Non-Renewable | 0 | 0.6 | 0 | 1
Operable | 64812 | Power Depot Group A, LLC |  | 65538 | Cutten | TX | Restructured | Harris | CUT1 | Petroleum Liquids | IC |  | S | X | X |  |  | 0.6 | 0.8 | 0.5 | 0.6 | 0.1 | N |  |  | OP | X | 9 | 2013 | 2013 |  |  | N | IPP Non-CHP | IPP | IPP | 2 | X | DFO | Non-Renewable | 0 | 0.6 | 0 | 1
Operable | 64812 | Power Depot Group A, LLC |  | 65538 | Cutten | TX | Restructured | Harris | CUT10 | Petroleum Liquids | IC |  | S | X | X |  |  | 0.6 | 0.8 | 0.5 | 0.6 | 0.1 | N |  |  | OP | X | 9 | 2013 | 2013 |  |  | N | IPP Non-CHP | IPP | IPP | 2 | X | DFO | Non-Renewable | 0 | 0.6 | 0 | 1
Operable | 64812 | Power Depot Group A, LLC |  | 65538 | Cutten | TX | Restructured | Harris | CUT11 | Petroleum Liquids | IC |  | S | X | X |  |  | 0.6 | 0.8 | 0.5 | 0.6 | 0.1 | N |  |  | OP | X | 9 | 2013 | 2013 |  |  | N | IPP Non-CHP | IPP | IPP | 2 | X | DFO | Non-Renewable | 0 | 0.6 | 0 | 1
Operable | 64812 | Power Depot Group A, LLC |  | 65538 | Cutten | TX | Restructured | Harris | CUT12 | Petroleum Liquids | IC |  | S | X | X |  |  | 0.6 | 0.8 | 0.5 | 0.6 | 0.1 | N |  |  | OP | X | 9 | 2013 | 2013 |  |  | N | IPP Non-CHP | IPP | IPP | 2 | X | DFO | Non-Renewable | 0 | 0.6 | 0 | 1
Operable | 64812 | Power Depot Group A, LLC |  | 65538 | Cutten | TX | Restructured | Harris | CUT13 | Petroleum Liquids | IC |  | S | X | X |  |  | 0.6 | 0.8 | 0.5 | 0.6 | 0.1 | N |  |  | OP | X | 9 | 2013 | 2013 |  |  | N | IPP Non-CHP | IPP | IPP | 2 | X | DFO | Non-Renewable | 0 | 0.6 | 0 | 1
Operable | 64812 | Power Depot Group A, LLC |  | 65538 | Cutten | TX | Restructured | Harris | CUT14 | Petroleum Liquids | IC |  | S | X | X |  |  | 0.6 | 0.8 | 0.5 | 0.6 | 0.1 | N |  |  | OP | X | 9 | 2013 | 2013 |  |  | N | IPP Non-CHP | IPP | IPP | 2 | X | DFO | Non-Renewable | 0 | 0.6 | 0 | 1
Operable | 64812 | Power Depot Group A, LLC |  | 65538 | Cutten | TX | Restructured | Harris | CUT15 | Petroleum Liquids | IC |  | S | X | X |  |  | 0.6 | 0.8 | 0.5 | 0.6 | 0.1 | N |  |  | OP | X | 9 | 2013 | 2013 |  |  | N | IPP Non-CHP | IPP | IPP | 2 | X | DFO | Non-Renewable | 0 | 0.6 | 0 | 1
Operable | 64812 | Power Depot Group A, LLC |  | 65538 | Cutten | TX | Restructured | Harris | CUT2 | Petroleum Liquids | IC |  | S | X | X |  |  | 0.6 | 0.8 | 0.5 | 0.6 | 0.1 | N |  |  | OP | X | 9 | 2013 | 2013 |  |  | N | IPP Non-CHP | IPP | IPP | 2 | X | DFO | Non-Renewable | 0 | 0.6 | 0 | 1
Operable | 64812 | Power Depot Group A, LLC |  | 65538 | Cutten | TX | Restructured | Harris | CUT3 | Petroleum Liquids | IC |  | S | X | X |  |  | 0.6 | 0.8 | 0.5 | 0.6 | 0.1 | N |  |  | OP | X | 9 | 2013 | 2013 |  |  | N | IPP Non-CHP | IPP | IPP | 2 | X | DFO | Non-Renewable | 0 | 0.6 | 0 | 1
Operable | 64812 | Power Depot Group A, LLC |  | 65538 | Cutten | TX | Restructured | Harris | CUT4 | Petroleum Liquids | IC |  | S | X | X |  |  | 0.6 | 0.8 | 0.5 | 0.6 | 0.1 | N |  |  | OP | X | 9 | 2013 | 2013 |  |  | N | IPP Non-CHP | IPP | IPP | 2 | X | DFO | Non-Renewable | 0 | 0.6 | 0 | 1
Operable | 64812 | Power Depot Group A, LLC |  | 65538 | Cutten | TX | Restructured | Harris | CUT5 | Petroleum Liquids | IC |  | S | X | X |  |  | 0.6 | 0.8 | 0.5 | 0.6 | 0.1 | N |  |  | OP | X | 9 | 2013 | 2013 |  |  | N | IPP Non-CHP | IPP | IPP | 2 | X | DFO | Non-Renewable | 0 | 0.6 | 0 | 1
Operable | 64812 | Power Depot Group A, LLC |  | 65538 | Cutten | TX | Restructured | Harris | CUT6 | Petroleum Liquids | IC |  | S | X | X |  |  | 0.6 | 0.8 | 0.5 | 0.6 | 0.1 | N |  |  | OP | X | 9 | 2013 | 2013 |  |  | N | IPP Non-CHP | IPP | IPP | 2 | X | DFO | Non-Renewable | 0 | 0.6 | 0 | 1
Operable | 64812 | Power Depot Group A, LLC |  | 65538 | Cutten | TX | Restructured | Harris | CUT7 | Petroleum Liquids | IC |  | S | X | X |  |  | 0.6 | 0.8 | 0.5 | 0.6 | 0.1 | N |  |  | OP | X | 9 | 2013 | 2013 |  |  | N | IPP Non-CHP | IPP | IPP | 2 | X | DFO | Non-Renewable | 0 | 0.6 | 0 | 1
Operable | 64812 | Power Depot Group A, LLC |  | 65538 | Cutten | TX | Restructured | Harris | CUT8 | Petroleum Liquids | IC |  | S | X | X |  |  | 0.6 | 0.8 | 0.5 | 0.6 | 0.1 | N |  |  | OP | X | 9 | 2013 | 2013 |  |  | N | IPP Non-CHP | IPP | IPP | 2 | X | DFO | Non-Renewable | 0 | 0.6 | 0 | 1
Operable | 64812 | Power Depot Group A, LLC |  | 65538 | Cutten | TX | Restructured | Harris | CUT9 | Petroleum Liquids | IC |  | S | X | X |  |  | 0.6 | 0.8 | 0.5 | 0.6 | 0.1 | N |  |  | OP | X | 9 | 2013 | 2013 |  |  | N | IPP Non-CHP | IPP | IPP | 2 | X | DFO | Non-Renewable | 0 | 0.6 | 0 | 1
Operable | 64812 | Power Depot Group A, LLC |  | 65539 | E. Porte Ct. | TX | Restructured | Cameron | EPC1 | Petroleum Liquids | IC |  | S | X | X |  |  | 0.6 | 0.8 | 0.5 | 0.6 | 0.1 | N |  |  | OP | X | 8 | 2013 | 2013 |  |  | N | IPP Non-CHP | IPP | IPP | 2 | X | DFO | Non-Renewable | 0 | 0.6 | 0 | 1
Operable | 64812 | Power Depot Group A, LLC |  | 65539 | E. Porte Ct. | TX | Restructured | Cameron | EPC10 | Petroleum Liquids | IC |  | S | X | X |  |  | 0.6 | 0.8 | 0.5 | 0.6 | 0.1 | N |  |  | OP | X | 8 | 2013 | 2013 |  |  | N | IPP Non-CHP | IPP | IPP | 2 | X | DFO | Non-Renewable | 0 | 0.6 | 0 | 1
Operable | 64812 | Power Depot Group A, LLC |  | 65539 | E. Porte Ct. | TX | Restructured | Cameron | EPC11 | Petroleum Liquids | IC |  | S | X | X |  |  | 0.6 | 0.8 | 0.5 | 0.6 | 0.1 | N |  |  | OP | X | 8 | 2013 | 2013 |  |  | N | IPP Non-CHP | IPP | IPP | 2 | X | DFO | Non-Renewable | 0 | 0.6 | 0 | 1
Operable | 64812 | Power Depot Group A, LLC |  | 65539 | E. Porte Ct. | TX | Restructured | Cameron | EPC12 | Petroleum Liquids | IC |  | S | X | X |  |  | 0.6 | 0.8 | 0.5 | 0.6 | 0.1 | N |  |  | OP | X | 8 | 2013 | 2013 |  |  | N | IPP Non-CHP | IPP | IPP | 2 | X | DFO | Non-Renewable | 0 | 0.6 | 0 | 1
Operable | 64812 | Power Depot Group A, LLC |  | 65539 | E. Porte Ct. | TX | Restructured | Cameron | EPC13 | Petroleum Liquids | IC |  | S | X | X |  |  | 0.6 | 0.8 | 0.5 | 0.6 | 0.1 | N |  |  | OP | X | 8 | 2013 | 2013 |  |  | N | IPP Non-CHP | IPP | IPP | 2 | X | DFO | Non-Renewable | 0 | 0.6 | 0 | 1
Operable | 64812 | Power Depot Group A, LLC |  | 65539 | E. Porte Ct. | TX | Restructured | Cameron | EPC14 | Petroleum Liquids | IC |  | S | X | X |  |  | 0.6 | 0.8 | 0.5 | 0.6 | 0.1 | N |  |  | OP | X | 8 | 2013 | 2013 |  |  | N | IPP Non-CHP | IPP | IPP | 2 | X | DFO | Non-Renewable | 0 | 0.6 | 0 | 1
Operable | 64812 | Power Depot Group A, LLC |  | 65539 | E. Porte Ct. | TX | Restructured | Cameron | EPC15 | Petroleum Liquids | IC |  | S | X | X |  |  | 0.6 | 0.8 | 0.5 | 0.6 | 0.1 | N |  |  | OP | X | 8 | 2013 | 2013 |  |  | N | IPP Non-CHP | IPP | IPP | 2 | X | DFO | Non-Renewable | 0 | 0.6 | 0 | 1
Operable | 64812 | Power Depot Group A, LLC |  | 65539 | E. Porte Ct. | TX | Restructured | Cameron | EPC2 | Petroleum Liquids | IC |  | S | X | X |  |  | 0.6 | 0.8 | 0.5 | 0.6 | 0.1 | N |  |  | OP | X | 8 | 2013 | 2013 |  |  | N | IPP Non-CHP | IPP | IPP | 2 | X | DFO | Non-Renewable | 0 | 0.6 | 0 | 1
Operable | 64812 | Power Depot Group A, LLC |  | 65539 | E. Porte Ct. | TX | Restructured | Cameron | EPC3 | Petroleum Liquids | IC |  | S | X | X |  |  | 0.6 | 0.8 | 0.5 | 0.6 | 0.1 | N |  |  | OP | X | 8 | 2013 | 2013 |  |  | N | IPP Non-CHP | IPP | IPP | 2 | X | DFO | Non-Renewable | 0 | 0.6 | 0 | 1
Operable | 64812 | Power Depot Group A, LLC |  | 65539 | E. Porte Ct. | TX | Restructured | Cameron | EPC4 | Petroleum Liquids | IC |  | S | X | X |  |  | 0.6 | 0.8 | 0.5 | 0.6 | 0.1 | N |  |  | OP | X | 8 | 2013 | 2013 |  |  | N | IPP Non-CHP | IPP | IPP | 2 | X | DFO | Non-Renewable | 0 | 0.6 | 0 | 1
Operable | 64812 | Power Depot Group A, LLC |  | 65539 | E. Porte Ct. | TX | Restructured | Cameron | EPC5 | Petroleum Liquids | IC |  | S | X | X |  |  | 0.6 | 0.8 | 0.5 | 0.6 | 0.1 | N |  |  | OP | X | 8 | 2013 | 2013 |  |  | N | IPP Non-CHP | IPP | IPP | 2 | X | DFO | Non-Renewable | 0 | 0.6 | 0 | 1
Operable | 64812 | Power Depot Group A, LLC |  | 65539 | E. Porte Ct. | TX | Restructured | Cameron | EPC6 | Petroleum Liquids | IC |  | S | X | X |  |  | 0.6 | 0.8 | 0.5 | 0.6 | 0.1 | N |  |  | OP | X | 8 | 2013 | 2013 |  |  | N | IPP Non-CHP | IPP | IPP | 2 | X | DFO | Non-Renewable | 0 | 0.6 | 0 | 1
Operable | 64812 | Power Depot Group A, LLC |  | 65539 | E. Porte Ct. | TX | Restructured | Cameron | EPC7 | Petroleum Liquids | IC |  | S | X | X |  |  | 0.6 | 0.8 | 0.5 | 0.6 | 0.1 | N |  |  | OP | X | 8 | 2013 | 2013 |  |  | N | IPP Non-CHP | IPP | IPP | 2 | X | DFO | Non-Renewable | 0 | 0.6 | 0 | 1
Operable | 64812 | Power Depot Group A, LLC |  | 65539 | E. Porte Ct. | TX | Restructured | Cameron | EPC8 | Petroleum Liquids | IC |  | S | X | X |  |  | 0.6 | 0.8 | 0.5 | 0.6 | 0.1 | N |  |  | OP | X | 8 | 2013 | 2013 |  |  | N | IPP Non-CHP | IPP | IPP | 2 | X | DFO | Non-Renewable | 0 | 0.6 | 0 | 1
Operable | 64812 | Power Depot Group A, LLC |  | 65539 | E. Porte Ct. | TX | Restructured | Cameron | EPC9 | Petroleum Liquids | IC |  | S | X | X |  |  | 0.6 | 0.8 | 0.5 | 0.6 | 0.1 | N |  |  | OP | X | 8 | 2013 | 2013 |  |  | N | IPP Non-CHP | IPP | IPP | 2 | X | DFO | Non-Renewable | 0 | 0.6 | 0 | 1
Operable | 64812 | Power Depot Group A, LLC |  | 65540 | Frankel | TX | Restructured | Andrews | FRA1 | Petroleum Liquids | IC |  | S | X | X |  |  | 0.6 | 0.8 | 0.5 | 0.6 | 0.1 | N |  |  | OP | X | 7 | 2013 | 2013 |  |  | N | IPP Non-CHP | IPP | IPP | 2 | X | DFO | Non-Renewable | 0 | 0.6 | 0 | 1
Operable | 64812 | Power Depot Group A, LLC |  | 65540 | Frankel | TX | Restructured | Andrews | FRA10 | Petroleum Liquids | IC |  | S | X | X |  |  | 0.6 | 0.8 | 0.5 | 0.6 | 0.1 | N |  |  | OP | X | 7 | 2013 | 2013 |  |  | N | IPP Non-CHP | IPP | IPP | 2 | X | DFO | Non-Renewable | 0 | 0.6 | 0 | 1
Operable | 64812 | Power Depot Group A, LLC |  | 65540 | Frankel | TX | Restructured | Andrews | FRA11 | Petroleum Liquids | IC |  | S | X | X |  |  | 0.6 | 0.8 | 0.5 | 0.6 | 0.1 | N |  |  | OP | X | 7 | 2013 | 2013 |  |  | N | IPP Non-CHP | IPP | IPP | 2 | X | DFO | Non-Renewable | 0 | 0.6 | 0 | 1
Operable | 64812 | Power Depot Group A, LLC |  | 65540 | Frankel | TX | Restructured | Andrews | FRA12 | Petroleum Liquids | IC |  | S | X | X |  |  | 0.6 | 0.8 | 0.5 | 0.6 | 0.1 | N |  |  | OP | X | 7 | 2013 | 2013 |  |  | N | IPP Non-CHP | IPP | IPP | 2 | X | DFO | Non-Renewable | 0 | 0.6 | 0 | 1
Operable | 64812 | Power Depot Group A, LLC |  | 65540 | Frankel | TX | Restructured | Andrews | FRA13 | Petroleum Liquids | IC |  | S | X | X |  |  | 0.6 | 0.8 | 0.5 | 0.6 | 0.1 | N |  |  | OP | X | 7 | 2013 | 2013 |  |  | N | IPP Non-CHP | IPP | IPP | 2 | X | DFO | Non-Renewable | 0 | 0.6 | 0 | 1
Operable | 64812 | Power Depot Group A, LLC |  | 65540 | Frankel | TX | Restructured | Andrews | FRA14 | Petroleum Liquids | IC |  | S | X | X |  |  | 0.6 | 0.8 | 0.5 | 0.6 | 0.1 | N |  |  | OP | X | 7 | 2013 | 2013 |  |  | N | IPP Non-CHP | IPP | IPP | 2 | X | DFO | Non-Renewable | 0 | 0.6 | 0 | 1
Operable | 64812 | Power Depot Group A, LLC |  | 65540 | Frankel | TX | Restructured | Andrews | FRA15 | Petroleum Liquids | IC |  | S | X | X |  |  | 0.6 | 0.8 | 0.5 | 0.6 | 0.1 | N |  |  | OP | X | 7 | 2013 | 2013 |  |  | N | IPP Non-CHP | IPP | IPP | 2 | X | DFO | Non-Renewable | 0 | 0.6 | 0 | 1
Operable | 64812 | Power Depot Group A, LLC |  | 65540 | Frankel | TX | Restructured | Andrews | FRA2 | Petroleum Liquids | IC |  | S | X | X |  |  | 0.6 | 0.8 | 0.5 | 0.6 | 0.1 | N |  |  | OP | X | 7 | 2013 | 2013 |  |  | N | IPP Non-CHP | IPP | IPP | 2 | X | DFO | Non-Renewable | 0 | 0.6 | 0 | 1
Operable | 64812 | Power Depot Group A, LLC |  | 65540 | Frankel | TX | Restructured | Andrews | FRA3 | Petroleum Liquids | IC |  | S | X | X |  |  | 0.6 | 0.8 | 0.5 | 0.6 | 0.1 | N |  |  | OP | X | 7 | 2013 | 2013 |  |  | N | IPP Non-CHP | IPP | IPP | 2 | X | DFO | Non-Renewable | 0 | 0.6 | 0 | 1
Operable | 64812 | Power Depot Group A, LLC |  | 65540 | Frankel | TX | Restructured | Andrews | FRA4 | Petroleum Liquids | IC |  | S | X | X |  |  | 0.6 | 0.8 | 0.5 | 0.6 | 0.1 | N |  |  | OP | X | 7 | 2013 | 2013 |  |  | N | IPP Non-CHP | IPP | IPP | 2 | X | DFO | Non-Renewable | 0 | 0.6 | 0 | 1
Operable | 64812 | Power Depot Group A, LLC |  | 65540 | Frankel | TX | Restructured | Andrews | FRA5 | Petroleum Liquids | IC |  | S | X | X |  |  | 0.6 | 0.8 | 0.5 | 0.6 | 0.1 | N |  |  | OP | X | 7 | 2013 | 2013 |  |  | N | IPP Non-CHP | IPP | IPP | 2 | X | DFO | Non-Renewable | 0 | 0.6 | 0 | 1
Operable | 64812 | Power Depot Group A, LLC |  | 65540 | Frankel | TX | Restructured | Andrews | FRA6 | Petroleum Liquids | IC |  | S | X | X |  |  | 0.6 | 0.8 | 0.5 | 0.6 | 0.1 | N |  |  | OP | X | 7 | 2013 | 2013 |  |  | N | IPP Non-CHP | IPP | IPP | 2 | X | DFO | Non-Renewable | 0 | 0.6 | 0 | 1
Operable | 64812 | Power Depot Group A, LLC |  | 65540 | Frankel | TX | Restructured | Andrews | FRA7 | Petroleum Liquids | IC |  | S | X | X |  |  | 0.6 | 0.8 | 0.5 | 0.6 | 0.1 | N |  |  | OP | X | 7 | 2013 | 2013 |  |  | N | IPP Non-CHP | IPP | IPP | 2 | X | DFO | Non-Renewable | 0 | 0.6 | 0 | 1
Operable | 64812 | Power Depot Group A, LLC |  | 65540 | Frankel | TX | Restructured | Andrews | FRA8 | Petroleum Liquids | IC |  | S | X | X |  |  | 0.6 | 0.8 | 0.5 | 0.6 | 0.1 | N |  |  | OP | X | 7 | 2013 | 2013 |  |  | N | IPP Non-CHP | IPP | IPP | 2 | X | DFO | Non-Renewable | 0 | 0.6 | 0 | 1
Operable | 64812 | Power Depot Group A, LLC |  | 65540 | Frankel | TX | Restructured | Andrews | FRA9 | Petroleum Liquids | IC |  | S | X | X |  |  | 0.6 | 0.8 | 0.5 | 0.6 | 0.1 | N |  |  | OP | X | 7 | 2013 | 2013 |  |  | N | IPP Non-CHP | IPP | IPP | 2 | X | DFO | Non-Renewable | 0 | 0.6 | 0 | 1
Operable | 64812 | Power Depot Group A, LLC |  | 65541 | GCWA | TX | Restructured | Galveston | IPS1 | Petroleum Liquids | IC |  | S | X | X |  |  | 0.6 | 0.8 | 0.6 | 0.6 | 0.1 | N |  |  | OP | X | 8 | 2013 | 2013 |  |  | N | IPP Non-CHP | IPP | IPP | 2 | X | DFO | Non-Renewable | 0 | 0.6 | 0 | 1
Operable | 64812 | Power Depot Group A, LLC |  | 65541 | GCWA | TX | Restructured | Galveston | IPS2 | Petroleum Liquids | IC |  | S | X | X |  |  | 0.6 | 0.8 | 0.6 | 0.6 | 0.1 | N |  |  | OP | X | 8 | 2013 | 2013 |  |  | N | IPP Non-CHP | IPP | IPP | 2 | X | DFO | Non-Renewable | 0 | 0.6 | 0 | 1
Operable | 64812 | Power Depot Group A, LLC |  | 65541 | GCWA | TX | Restructured | Galveston | IPS3 | Petroleum Liquids | IC |  | S | X | X |  |  | 0.6 | 0.8 | 0.6 | 0.6 | 0.1 | N |  |  | OP | X | 8 | 2013 | 2013 |  |  | N | IPP Non-CHP | IPP | IPP | 2 | X | DFO | Non-Renewable | 0 | 0.6 | 0 | 1
Operable | 64812 | Power Depot Group A, LLC |  | 65541 | GCWA | TX | Restructured | Galveston | IPS4 | Petroleum Liquids | IC |  | S | X | X |  |  | 0.6 | 0.8 | 0.6 | 0.6 | 0.1 | N |  |  | OP | X | 8 | 2013 | 2013 |  |  | N | IPP Non-CHP | IPP | IPP | 2 | X | DFO | Non-Renewable | 0 | 0.6 | 0 | 1
Operable | 64812 | Power Depot Group A, LLC |  | 65541 | GCWA | TX | Restructured | Galveston | IPS5 | Petroleum Liquids | IC |  | S | X | X |  |  | 0.6 | 0.8 | 0.6 | 0.6 | 0.1 | N |  |  | OP | X | 8 | 2013 | 2013 |  |  | N | IPP Non-CHP | IPP | IPP | 2 | X | DFO | Non-Renewable | 0 | 0.6 | 0 | 1
Operable | 64812 | Power Depot Group A, LLC |  | 65541 | GCWA | TX | Restructured | Galveston | IPS6 | Petroleum Liquids | IC |  | S | X | X |  |  | 0.6 | 0.8 | 0.6 | 0.6 | 0.1 | N |  |  | OP | X | 8 | 2013 | 2013 |  |  | N | IPP Non-CHP | IPP | IPP | 2 | X | DFO | Non-Renewable | 0 | 0.6 | 0 | 1
Operable | 64812 | Power Depot Group A, LLC |  | 65541 | GCWA | TX | Restructured | Galveston | IPS7 | Petroleum Liquids | IC |  | S | X | X |  |  | 0.6 | 0.8 | 0.6 | 0.6 | 0.1 | N |  |  | OP | X | 8 | 2013 | 2013 |  |  | N | IPP Non-CHP | IPP | IPP | 2 | X | DFO | Non-Renewable | 0 | 0.6 | 0 | 1
Operable | 64812 | Power Depot Group A, LLC |  | 65541 | GCWA | TX | Restructured | Galveston | IPS8 | Petroleum Liquids | IC |  | S | X | X |  |  | 0.6 | 0.8 | 0.6 | 0.6 | 0.1 | N |  |  | OP | X | 8 | 2013 | 2013 |  |  | N | IPP Non-CHP | IPP | IPP | 2 | X | DFO | Non-Renewable | 0 | 0.6 | 0 | 1
Operable | 64812 | Power Depot Group A, LLC |  | 65541 | GCWA | TX | Restructured | Galveston | MUN1 | Petroleum Liquids | IC |  | S | X | X |  |  | 0.6 | 0.8 | 0.6 | 0.6 | 0.1 | N |  |  | OP | X | 10 | 2014 | 2014 |  |  | N | IPP Non-CHP | IPP | IPP | 2 | X | DFO | Non-Renewable | 0 | 0.6 | 0 | 1
Operable | 64812 | Power Depot Group A, LLC |  | 65541 | GCWA | TX | Restructured | Galveston | MUN2 | Petroleum Liquids | IC |  | S | X | X |  |  | 0.6 | 0.8 | 0.6 | 0.6 | 0.1 | N |  |  | OP | X | 10 | 2014 | 2014 |  |  | N | IPP Non-CHP | IPP | IPP | 2 | X | DFO | Non-Renewable | 0 | 0.6 | 0 | 1
Operable | 64812 | Power Depot Group A, LLC |  | 65541 | GCWA | TX | Restructured | Galveston | MUN3 | Petroleum Liquids | IC |  | S | X | X |  |  | 0.6 | 0.8 | 0.6 | 0.6 | 0.1 | N |  |  | OP | X | 10 | 2014 | 2014 |  |  | N | IPP Non-CHP | IPP | IPP | 2 | X | DFO | Non-Renewable | 0 | 0.6 | 0 | 1
Operable | 64812 | Power Depot Group A, LLC |  | 65541 | GCWA | TX | Restructured | Galveston | MUN4 | Petroleum Liquids | IC |  | S | X | X |  |  | 0.6 | 0.8 | 0.6 | 0.6 | 0.1 | N |  |  | OP | X | 10 | 2014 | 2014 |  |  | N | IPP Non-CHP | IPP | IPP | 2 | X | DFO | Non-Renewable | 0 | 0.6 | 0 | 1
Operable | 64812 | Power Depot Group A, LLC |  | 65542 | Goldsmith | TX | Restructured | Ector | GS1 | Petroleum Liquids | IC |  | S | X | X |  |  | 0.6 | 0.8 | 0.5 | 0.6 | 0.1 | N |  |  | OP | X | 8 | 2013 | 2013 |  |  | N | IPP Non-CHP | IPP | IPP | 2 | X | DFO | Non-Renewable | 0 | 0.6 | 0 | 1
Operable | 64812 | Power Depot Group A, LLC |  | 65542 | Goldsmith | TX | Restructured | Ector | GS10 | Petroleum Liquids | IC |  | S | X | X |  |  | 0.6 | 0.8 | 0.5 | 0.6 | 0.1 | N |  |  | OP | X | 8 | 2013 | 2013 |  |  | N | IPP Non-CHP | IPP | IPP | 2 | X | DFO | Non-Renewable | 0 | 0.6 | 0 | 1
Operable | 64812 | Power Depot Group A, LLC |  | 65542 | Goldsmith | TX | Restructured | Ector | GS11 | Petroleum Liquids | IC |  | S | X | X |  |  | 0.6 | 0.8 | 0.5 | 0.6 | 0.1 | N |  |  | OP | X | 8 | 2013 | 2013 |  |  | N | IPP Non-CHP | IPP | IPP | 2 | X | DFO | Non-Renewable | 0 | 0.6 | 0 | 1
Operable | 64812 | Power Depot Group A, LLC |  | 65542 | Goldsmith | TX | Restructured | Ector | GS12 | Petroleum Liquids | IC |  | S | X | X |  |  | 0.6 | 0.8 | 0.5 | 0.6 | 0.1 | N |  |  | OP | X | 8 | 2013 | 2013 |  |  | N | IPP Non-CHP | IPP | IPP | 2 | X | DFO | Non-Renewable | 0 | 0.6 | 0 | 1
Operable | 64812 | Power Depot Group A, LLC |  | 65542 | Goldsmith | TX | Restructured | Ector | GS13 | Petroleum Liquids | IC |  | S | X | X |  |  | 0.6 | 0.8 | 0.5 | 0.6 | 0.1 | N |  |  | OP | X | 8 | 2013 | 2013 |  |  | N | IPP Non-CHP | IPP | IPP | 2 | X | DFO | Non-Renewable | 0 | 0.6 | 0 | 1
Operable | 64812 | Power Depot Group A, LLC |  | 65542 | Goldsmith | TX | Restructured | Ector | GS14 | Petroleum Liquids | IC |  | S | X | X |  |  | 0.6 | 0.8 | 0.5 | 0.6 | 0.1 | N |  |  | OP | X | 8 | 2013 | 2013 |  |  | N | IPP Non-CHP | IPP | IPP | 2 | X | DFO | Non-Renewable | 0 | 0.6 | 0 | 1
Operable | 64812 | Power Depot Group A, LLC |  | 65542 | Goldsmith | TX | Restructured | Ector | GS15 | Petroleum Liquids | IC |  | S | X | X |  |  | 0.6 | 0.8 | 0.5 | 0.6 | 0.1 | N |  |  | OP | X | 8 | 2013 | 2013 |  |  | N | IPP Non-CHP | IPP | IPP | 2 | X | DFO | Non-Renewable | 0 | 0.6 | 0 | 1
Operable | 64812 | Power Depot Group A, LLC |  | 65542 | Goldsmith | TX | Restructured | Ector | GS2 | Petroleum Liquids | IC |  | S | X | X |  |  | 0.6 | 0.8 | 0.5 | 0.6 | 0.1 | N |  |  | OP | X | 8 | 2013 | 2013 |  |  | N | IPP Non-CHP | IPP | IPP | 2 | X | DFO | Non-Renewable | 0 | 0.6 | 0 | 1
Operable | 64812 | Power Depot Group A, LLC |  | 65542 | Goldsmith | TX | Restructured | Ector | GS3 | Petroleum Liquids | IC |  | S | X | X |  |  | 0.6 | 0.8 | 0.5 | 0.6 | 0.1 | N |  |  | OP | X | 8 | 2013 | 2013 |  |  | N | IPP Non-CHP | IPP | IPP | 2 | X | DFO | Non-Renewable | 0 | 0.6 | 0 | 1
Operable | 64812 | Power Depot Group A, LLC |  | 65542 | Goldsmith | TX | Restructured | Ector | GS4 | Petroleum Liquids | IC |  | S | X | X |  |  | 0.6 | 0.8 | 0.5 | 0.6 | 0.1 | N |  |  | OP | X | 8 | 2013 | 2013 |  |  | N | IPP Non-CHP | IPP | IPP | 2 | X | DFO | Non-Renewable | 0 | 0.6 | 0 | 1
Operable | 64812 | Power Depot Group A, LLC |  | 65542 | Goldsmith | TX | Restructured | Ector | GS5 | Petroleum Liquids | IC |  | S | X | X |  |  | 0.6 | 0.8 | 0.5 | 0.6 | 0.1 | N |  |  | OP | X | 8 | 2013 | 2013 |  |  | N | IPP Non-CHP | IPP | IPP | 2 | X | DFO | Non-Renewable | 0 | 0.6 | 0 | 1
Operable | 64812 | Power Depot Group A, LLC |  | 65542 | Goldsmith | TX | Restructured | Ector | GS6 | Petroleum Liquids | IC |  | S | X | X |  |  | 0.6 | 0.8 | 0.5 | 0.6 | 0.1 | N |  |  | OP | X | 8 | 2013 | 2013 |  |  | N | IPP Non-CHP | IPP | IPP | 2 | X | DFO | Non-Renewable | 0 | 0.6 | 0 | 1
Operable | 64812 | Power Depot Group A, LLC |  | 65542 | Goldsmith | TX | Restructured | Ector | GS7 | Petroleum Liquids | IC |  | S | X | X |  |  | 0.6 | 0.8 | 0.5 | 0.6 | 0.1 | N |  |  | OP | X | 8 | 2013 | 2013 |  |  | N | IPP Non-CHP | IPP | IPP | 2 | X | DFO | Non-Renewable | 0 | 0.6 | 0 | 1
Operable | 64812 | Power Depot Group A, LLC |  | 65542 | Goldsmith | TX | Restructured | Ector | GS8 | Petroleum Liquids | IC |  | S | X | X |  |  | 0.6 | 0.8 | 0.5 | 0.6 | 0.1 | N |  |  | OP | X | 8 | 2013 | 2013 |  |  | N | IPP Non-CHP | IPP | IPP | 2 | X | DFO | Non-Renewable | 0 | 0.6 | 0 | 1
Operable | 64812 | Power Depot Group A, LLC |  | 65542 | Goldsmith | TX | Restructured | Ector | GS9 | Petroleum Liquids | IC |  | S | X | X |  |  | 0.6 | 0.8 | 0.5 | 0.6 | 0.1 | N |  |  | OP | X | 8 | 2013 | 2013 |  |  | N | IPP Non-CHP | IPP | IPP | 2 | X | DFO | Non-Renewable | 0 | 0.6 | 0 | 1
Operable | 64812 | Power Depot Group A, LLC |  | 65543 | Mckeever | TX | Restructured | Fort Bend | MK1 | Petroleum Liquids | IC |  | S | X | X |  |  | 0.6 | 0.8 | 0.5 | 0.6 | 0.1 | N |  |  | OP | X | 10 | 2013 | 2013 |  |  | N | IPP Non-CHP | IPP | IPP | 2 | X | DFO | Non-Renewable | 0 | 0.6 | 0 | 1
Operable | 64812 | Power Depot Group A, LLC |  | 65543 | Mckeever | TX | Restructured | Fort Bend | MK10 | Petroleum Liquids | IC |  | S | X | X |  |  | 0.6 | 0.8 | 0.5 | 0.6 | 0.1 | N |  |  | OP | X | 10 | 2013 | 2013 |  |  | N | IPP Non-CHP | IPP | IPP | 2 | X | DFO | Non-Renewable | 0 | 0.6 | 0 | 1
Operable | 64812 | Power Depot Group A, LLC |  | 65543 | Mckeever | TX | Restructured | Fort Bend | MK11 | Petroleum Liquids | IC |  | S | X | X |  |  | 0.6 | 0.8 | 0.5 | 0.6 | 0.1 | N |  |  | OP | X | 10 | 2013 | 2013 |  |  | N | IPP Non-CHP | IPP | IPP | 2 | X | DFO | Non-Renewable | 0 | 0.6 | 0 | 1
Operable | 64812 | Power Depot Group A, LLC |  | 65543 | Mckeever | TX | Restructured | Fort Bend | MK12 | Petroleum Liquids | IC |  | S | X | X |  |  | 0.6 | 0.8 | 0.5 | 0.6 | 0.1 | N |  |  | OP | X | 10 | 2013 | 2013 |  |  | N | IPP Non-CHP | IPP | IPP | 2 | X | DFO | Non-Renewable | 0 | 0.6 | 0 | 1
Operable | 64812 | Power Depot Group A, LLC |  | 65543 | Mckeever | TX | Restructured | Fort Bend | MK13 | Petroleum Liquids | IC |  | S | X | X |  |  | 0.6 | 0.8 | 0.5 | 0.6 | 0.1 | N |  |  | OP | X | 10 | 2013 | 2013 |  |  | N | IPP Non-CHP | IPP | IPP | 2 | X | DFO | Non-Renewable | 0 | 0.6 | 0 | 1
Operable | 64812 | Power Depot Group A, LLC |  | 65543 | Mckeever | TX | Restructured | Fort Bend | MK14 | Petroleum Liquids | IC |  | S | X | X |  |  | 0.6 | 0.8 | 0.5 | 0.6 | 0.1 | N |  |  | OP | X | 10 | 2013 | 2013 |  |  | N | IPP Non-CHP | IPP | IPP | 2 | X | DFO | Non-Renewable | 0 | 0.6 | 0 | 1
Operable | 64812 | Power Depot Group A, LLC |  | 65543 | Mckeever | TX | Restructured | Fort Bend | MK15 | Petroleum Liquids | IC |  | S | X | X |  |  | 0.6 | 0.8 | 0.5 | 0.6 | 0.1 | N |  |  | OP | X | 10 | 2013 | 2013 |  |  | N | IPP Non-CHP | IPP | IPP | 2 | X | DFO | Non-Renewable | 0 | 0.6 | 0 | 1
Operable | 64812 | Power Depot Group A, LLC |  | 65543 | Mckeever | TX | Restructured | Fort Bend | MK2 | Petroleum Liquids | IC |  | S | X | X |  |  | 0.6 | 0.8 | 0.5 | 0.6 | 0.1 | N |  |  | OP | X | 10 | 2013 | 2013 |  |  | N | IPP Non-CHP | IPP | IPP | 2 | X | DFO | Non-Renewable | 0 | 0.6 | 0 | 1
Operable | 64812 | Power Depot Group A, LLC |  | 65543 | Mckeever | TX | Restructured | Fort Bend | MK3 | Petroleum Liquids | IC |  | S | X | X |  |  | 0.6 | 0.8 | 0.5 | 0.6 | 0.1 | N |  |  | OP | X | 10 | 2013 | 2013 |  |  | N | IPP Non-CHP | IPP | IPP | 2 | X | DFO | Non-Renewable | 0 | 0.6 | 0 | 1
Operable | 64812 | Power Depot Group A, LLC |  | 65543 | Mckeever | TX | Restructured | Fort Bend | MK4 | Petroleum Liquids | IC |  | S | X | X |  |  | 0.6 | 0.8 | 0.5 | 0.6 | 0.1 | N |  |  | OP | X | 10 | 2013 | 2013 |  |  | N | IPP Non-CHP | IPP | IPP | 2 | X | DFO | Non-Renewable | 0 | 0.6 | 0 | 1
Operable | 64812 | Power Depot Group A, LLC |  | 65543 | Mckeever | TX | Restructured | Fort Bend | MK5 | Petroleum Liquids | IC |  | S | X | X |  |  | 0.6 | 0.8 | 0.5 | 0.6 | 0.1 | N |  |  | OP | X | 10 | 2013 | 2013 |  |  | N | IPP Non-CHP | IPP | IPP | 2 | X | DFO | Non-Renewable | 0 | 0.6 | 0 | 1
Operable | 64812 | Power Depot Group A, LLC |  | 65543 | Mckeever | TX | Restructured | Fort Bend | MK6 | Petroleum Liquids | IC |  | S | X | X |  |  | 0.6 | 0.8 | 0.5 | 0.6 | 0.1 | N |  |  | OP | X | 10 | 2013 | 2013 |  |  | N | IPP Non-CHP | IPP | IPP | 2 | X | DFO | Non-Renewable | 0 | 0.6 | 0 | 1
Operable | 64812 | Power Depot Group A, LLC |  | 65543 | Mckeever | TX | Restructured | Fort Bend | MK7 | Petroleum Liquids | IC |  | S | X | X |  |  | 0.6 | 0.8 | 0.5 | 0.6 | 0.1 | N |  |  | OP | X | 10 | 2013 | 2013 |  |  | N | IPP Non-CHP | IPP | IPP | 2 | X | DFO | Non-Renewable | 0 | 0.6 | 0 | 1
Operable | 64812 | Power Depot Group A, LLC |  | 65543 | Mckeever | TX | Restructured | Fort Bend | MK8 | Petroleum Liquids | IC |  | S | X | X |  |  | 0.6 | 0.8 | 0.5 | 0.6 | 0.1 | N |  |  | OP | X | 10 | 2013 | 2013 |  |  | N | IPP Non-CHP | IPP | IPP | 2 | X | DFO | Non-Renewable | 0 | 0.6 | 0 | 1
Operable | 64812 | Power Depot Group A, LLC |  | 65543 | Mckeever | TX | Restructured | Fort Bend | MK9 | Petroleum Liquids | IC |  | S | X | X |  |  | 0.6 | 0.8 | 0.5 | 0.6 | 0.1 | N |  |  | OP | X | 10 | 2013 | 2013 |  |  | N | IPP Non-CHP | IPP | IPP | 2 | X | DFO | Non-Renewable | 0 | 0.6 | 0 | 1
Operable | 64812 | Power Depot Group A, LLC |  | 65544 | N. Mary Francis | TX | Restructured | Ector | NMF1 | Petroleum Liquids | IC |  | S | X | X |  |  | 0.6 | 0.8 | 0.5 | 0.6 | 0.1 | N |  |  | OP | X | 8 | 2013 | 2013 |  |  | N | IPP Non-CHP | IPP | IPP | 2 | X | DFO | Non-Renewable | 0 | 0.6 | 0 | 1
Operable | 64812 | Power Depot Group A, LLC |  | 65544 | N. Mary Francis | TX | Restructured | Ector | NMF10 | Petroleum Liquids | IC |  | S | X | X |  |  | 0.6 | 0.8 | 0.5 | 0.6 | 0.1 | N |  |  | OP | X | 8 | 2013 | 2013 |  |  | N | IPP Non-CHP | IPP | IPP | 2 | X | DFO | Non-Renewable | 0 | 0.6 | 0 | 1
Operable | 64812 | Power Depot Group A, LLC |  | 65544 | N. Mary Francis | TX | Restructured | Ector | NMF11 | Petroleum Liquids | IC |  | S | X | X |  |  | 0.6 | 0.8 | 0.5 | 0.6 | 0.1 | N |  |  | OP | X | 8 | 2013 | 2013 |  |  | N | IPP Non-CHP | IPP | IPP | 2 | X | DFO | Non-Renewable | 0 | 0.6 | 0 | 1
Operable | 64812 | Power Depot Group A, LLC |  | 65544 | N. Mary Francis | TX | Restructured | Ector | NMF12 | Petroleum Liquids | IC |  | S | X | X |  |  | 0.6 | 0.8 | 0.5 | 0.6 | 0.1 | N |  |  | OP | X | 8 | 2013 | 2013 |  |  | N | IPP Non-CHP | IPP | IPP | 2 | X | DFO | Non-Renewable | 0 | 0.6 | 0 | 1
Operable | 64812 | Power Depot Group A, LLC |  | 65544 | N. Mary Francis | TX | Restructured | Ector | NMF13 | Petroleum Liquids | IC |  | S | X | X |  |  | 0.6 | 0.8 | 0.5 | 0.6 | 0.1 | N |  |  | OP | X | 8 | 2013 | 2013 |  |  | N | IPP Non-CHP | IPP | IPP | 2 | X | DFO | Non-Renewable | 0 | 0.6 | 0 | 1
Operable | 64812 | Power Depot Group A, LLC |  | 65544 | N. Mary Francis | TX | Restructured | Ector | NMF14 | Petroleum Liquids | IC |  | S | X | X |  |  | 0.6 | 0.8 | 0.5 | 0.6 | 0.1 | N |  |  | OP | X | 8 | 2013 | 2013 |  |  | N | IPP Non-CHP | IPP | IPP | 2 | X | DFO | Non-Renewable | 0 | 0.6 | 0 | 1
Operable | 64812 | Power Depot Group A, LLC |  | 65544 | N. Mary Francis | TX | Restructured | Ector | NMF15 | Petroleum Liquids | IC |  | S | X | X |  |  | 0.6 | 0.8 | 0.5 | 0.6 | 0.1 | N |  |  | OP | X | 8 | 2013 | 2013 |  |  | N | IPP Non-CHP | IPP | IPP | 2 | X | DFO | Non-Renewable | 0 | 0.6 | 0 | 1
Operable | 64812 | Power Depot Group A, LLC |  | 65544 | N. Mary Francis | TX | Restructured | Ector | NMF2 | Petroleum Liquids | IC |  | S | X | X |  |  | 0.6 | 0.8 | 0.5 | 0.6 | 0.1 | N |  |  | OP | X | 8 | 2013 | 2013 |  |  | N | IPP Non-CHP | IPP | IPP | 2 | X | DFO | Non-Renewable | 0 | 0.6 | 0 | 1
Operable | 64812 | Power Depot Group A, LLC |  | 65544 | N. Mary Francis | TX | Restructured | Ector | NMF3 | Petroleum Liquids | IC |  | S | X | X |  |  | 0.6 | 0.8 | 0.5 | 0.6 | 0.1 | N |  |  | OP | X | 8 | 2013 | 2013 |  |  | N | IPP Non-CHP | IPP | IPP | 2 | X | DFO | Non-Renewable | 0 | 0.6 | 0 | 1
Operable | 64812 | Power Depot Group A, LLC |  | 65544 | N. Mary Francis | TX | Restructured | Ector | NMF4 | Petroleum Liquids | IC |  | S | X | X |  |  | 0.6 | 0.8 | 0.5 | 0.6 | 0.1 | N |  |  | OP | X | 8 | 2013 | 2013 |  |  | N | IPP Non-CHP | IPP | IPP | 2 | X | DFO | Non-Renewable | 0 | 0.6 | 0 | 1
Operable | 64812 | Power Depot Group A, LLC |  | 65544 | N. Mary Francis | TX | Restructured | Ector | NMF5 | Petroleum Liquids | IC |  | S | X | X |  |  | 0.6 | 0.8 | 0.5 | 0.6 | 0.1 | N |  |  | OP | X | 8 | 2013 | 2013 |  |  | N | IPP Non-CHP | IPP | IPP | 2 | X | DFO | Non-Renewable | 0 | 0.6 | 0 | 1
Operable | 64812 | Power Depot Group A, LLC |  | 65544 | N. Mary Francis | TX | Restructured | Ector | NMF6 | Petroleum Liquids | IC |  | S | X | X |  |  | 0.6 | 0.8 | 0.5 | 0.6 | 0.1 | N |  |  | OP | X | 8 | 2013 | 2013 |  |  | N | IPP Non-CHP | IPP | IPP | 2 | X | DFO | Non-Renewable | 0 | 0.6 | 0 | 1
Operable | 64812 | Power Depot Group A, LLC |  | 65544 | N. Mary Francis | TX | Restructured | Ector | NMF7 | Petroleum Liquids | IC |  | S | X | X |  |  | 0.6 | 0.8 | 0.5 | 0.6 | 0.1 | N |  |  | OP | X | 8 | 2013 | 2013 |  |  | N | IPP Non-CHP | IPP | IPP | 2 | X | DFO | Non-Renewable | 0 | 0.6 | 0 | 1
Operable | 64812 | Power Depot Group A, LLC |  | 65544 | N. Mary Francis | TX | Restructured | Ector | NMF8 | Petroleum Liquids | IC |  | S | X | X |  |  | 0.6 | 0.8 | 0.5 | 0.6 | 0.1 | N |  |  | OP | X | 8 | 2013 | 2013 |  |  | N | IPP Non-CHP | IPP | IPP | 2 | X | DFO | Non-Renewable | 0 | 0.6 | 0 | 1
Operable | 64812 | Power Depot Group A, LLC |  | 65544 | N. Mary Francis | TX | Restructured | Ector | NMF9 | Petroleum Liquids | IC |  | S | X | X |  |  | 0.6 | 0.8 | 0.5 | 0.6 | 0.1 | N |  |  | OP | X | 8 | 2013 | 2013 |  |  | N | IPP Non-CHP | IPP | IPP | 2 | X | DFO | Non-Renewable | 0 | 0.6 | 0 | 1
Operable | 64812 | Power Depot Group A, LLC |  | 65573 | Ridge Rd | TX | Restructured | Hidalgo | RR1 | Petroleum Liquids | IC |  | S | X | X |  |  | 0.6 | 0.8 | 0.5 | 0.6 | 0.1 | N |  |  | OP | X | 8 | 2013 | 2013 |  |  | N | IPP Non-CHP | IPP | IPP | 2 | X | DFO | Non-Renewable | 0 | 0.6 | 0 | 1
Operable | 64812 | Power Depot Group A, LLC |  | 65573 | Ridge Rd | TX | Restructured | Hidalgo | RR10 | Petroleum Liquids | IC |  | S | X | X |  |  | 0.6 | 0.8 | 0.5 | 0.6 | 0.1 | N |  |  | OP | X | 8 | 2013 | 2013 |  |  | N | IPP Non-CHP | IPP | IPP | 2 | X | DFO | Non-Renewable | 0 | 0.6 | 0 | 1
Operable | 64812 | Power Depot Group A, LLC |  | 65573 | Ridge Rd | TX | Restructured | Hidalgo | RR11 | Petroleum Liquids | IC |  | S | X | X |  |  | 0.6 | 0.8 | 0.5 | 0.6 | 0.1 | N |  |  | OP | X | 8 | 2013 | 2013 |  |  | N | IPP Non-CHP | IPP | IPP | 2 | X | DFO | Non-Renewable | 0 | 0.6 | 0 | 1
Operable | 64812 | Power Depot Group A, LLC |  | 65573 | Ridge Rd | TX | Restructured | Hidalgo | RR12 | Petroleum Liquids | IC |  | S | X | X |  |  | 0.6 | 0.8 | 0.5 | 0.6 | 0.1 | N |  |  | OP | X | 8 | 2013 | 2013 |  |  | N | IPP Non-CHP | IPP | IPP | 2 | X | DFO | Non-Renewable | 0 | 0.6 | 0 | 1
Operable | 64812 | Power Depot Group A, LLC |  | 65573 | Ridge Rd | TX | Restructured | Hidalgo | RR13 | Petroleum Liquids | IC |  | S | X | X |  |  | 0.6 | 0.8 | 0.5 | 0.6 | 0.1 | N |  |  | OP | X | 8 | 2013 | 2013 |  |  | N | IPP Non-CHP | IPP | IPP | 2 | X | DFO | Non-Renewable | 0 | 0.6 | 0 | 1
Operable | 64812 | Power Depot Group A, LLC |  | 65573 | Ridge Rd | TX | Restructured | Hidalgo | RR14 | Petroleum Liquids | IC |  | S | X | X |  |  | 0.6 | 0.8 | 0.5 | 0.6 | 0.1 | N |  |  | OP | X | 8 | 2013 | 2013 |  |  | N | IPP Non-CHP | IPP | IPP | 2 | X | DFO | Non-Renewable | 0 | 0.6 | 0 | 1
Operable | 64812 | Power Depot Group A, LLC |  | 65573 | Ridge Rd | TX | Restructured | Hidalgo | RR15 | Petroleum Liquids | IC |  | S | X | X |  |  | 0.6 | 0.8 | 0.5 | 0.6 | 0.1 | N |  |  | OP | X | 8 | 2013 | 2013 |  |  | N | IPP Non-CHP | IPP | IPP | 2 | X | DFO | Non-Renewable | 0 | 0.6 | 0 | 1
Operable | 64812 | Power Depot Group A, LLC |  | 65573 | Ridge Rd | TX | Restructured | Hidalgo | RR2 | Petroleum Liquids | IC |  | S | X | X |  |  | 0.6 | 0.8 | 0.5 | 0.6 | 0.1 | N |  |  | OP | X | 8 | 2013 | 2013 |  |  | N | IPP Non-CHP | IPP | IPP | 2 | X | DFO | Non-Renewable | 0 | 0.6 | 0 | 1
Operable | 64812 | Power Depot Group A, LLC |  | 65573 | Ridge Rd | TX | Restructured | Hidalgo | RR3 | Petroleum Liquids | IC |  | S | X | X |  |  | 0.6 | 0.8 | 0.5 | 0.6 | 0.1 | N |  |  | OP | X | 8 | 2013 | 2013 |  |  | N | IPP Non-CHP | IPP | IPP | 2 | X | DFO | Non-Renewable | 0 | 0.6 | 0 | 1
Operable | 64812 | Power Depot Group A, LLC |  | 65573 | Ridge Rd | TX | Restructured | Hidalgo | RR4 | Petroleum Liquids | IC |  | S | X | X |  |  | 0.6 | 0.8 | 0.5 | 0.6 | 0.1 | N |  |  | OP | X | 8 | 2013 | 2013 |  |  | N | IPP Non-CHP | IPP | IPP | 2 | X | DFO | Non-Renewable | 0 | 0.6 | 0 | 1
Operable | 64812 | Power Depot Group A, LLC |  | 65573 | Ridge Rd | TX | Restructured | Hidalgo | RR5 | Petroleum Liquids | IC |  | S | X | X |  |  | 0.6 | 0.8 | 0.5 | 0.6 | 0.1 | N |  |  | OP | X | 8 | 2013 | 2013 |  |  | N | IPP Non-CHP | IPP | IPP | 2 | X | DFO | Non-Renewable | 0 | 0.6 | 0 | 1
Operable | 64812 | Power Depot Group A, LLC |  | 65573 | Ridge Rd | TX | Restructured | Hidalgo | RR6 | Petroleum Liquids | IC |  | S | X | X |  |  | 0.6 | 0.8 | 0.5 | 0.6 | 0.1 | N |  |  | OP | X | 8 | 2013 | 2013 |  |  | N | IPP Non-CHP | IPP | IPP | 2 | X | DFO | Non-Renewable | 0 | 0.6 | 0 | 1
Operable | 64812 | Power Depot Group A, LLC |  | 65573 | Ridge Rd | TX | Restructured | Hidalgo | RR7 | Petroleum Liquids | IC |  | S | X | X |  |  | 0.6 | 0.8 | 0.5 | 0.6 | 0.1 | N |  |  | OP | X | 8 | 2013 | 2013 |  |  | N | IPP Non-CHP | IPP | IPP | 2 | X | DFO | Non-Renewable | 0 | 0.6 | 0 | 1
Operable | 64812 | Power Depot Group A, LLC |  | 65573 | Ridge Rd | TX | Restructured | Hidalgo | RR8 | Petroleum Liquids | IC |  | S | X | X |  |  | 0.6 | 0.8 | 0.5 | 0.6 | 0.1 | N |  |  | OP | X | 8 | 2013 | 2013 |  |  | N | IPP Non-CHP | IPP | IPP | 2 | X | DFO | Non-Renewable | 0 | 0.6 | 0 | 1
Operable | 64812 | Power Depot Group A, LLC |  | 65573 | Ridge Rd | TX | Restructured | Hidalgo | RR9 | Petroleum Liquids | IC |  | S | X | X |  |  | 0.6 | 0.8 | 0.5 | 0.6 | 0.1 | N |  |  | OP | X | 8 | 2013 | 2013 |  |  | N | IPP Non-CHP | IPP | IPP | 2 | X | DFO | Non-Renewable | 0 | 0.6 | 0 | 1
Operable | 64812 | Power Depot Group A, LLC |  | 65574 | Santa Rosa | TX | Restructured | Cameron | SR1 | Petroleum Liquids | IC |  | S | X | X |  |  | 0.6 | 0.8 | 0.5 | 0.6 | 0.1 | N |  |  | OP | X | 10 | 2013 | 2013 |  |  | N | IPP Non-CHP | IPP | IPP | 2 | X | DFO | Non-Renewable | 0 | 0.6 | 0 | 1
Operable | 64812 | Power Depot Group A, LLC |  | 65574 | Santa Rosa | TX | Restructured | Cameron | SR10 | Petroleum Liquids | IC |  | S | X | X |  |  | 0.6 | 0.8 | 0.5 | 0.6 | 0.1 | N |  |  | OP | X | 10 | 2013 | 2013 |  |  | N | IPP Non-CHP | IPP | IPP | 2 | X | DFO | Non-Renewable | 0 | 0.6 | 0 | 1
Operable | 64812 | Power Depot Group A, LLC |  | 65574 | Santa Rosa | TX | Restructured | Cameron | SR11 | Petroleum Liquids | IC |  | S | X | X |  |  | 0.6 | 0.8 | 0.5 | 0.6 | 0.1 | N |  |  | OP | X | 10 | 2013 | 2013 |  |  | N | IPP Non-CHP | IPP | IPP | 2 | X | DFO | Non-Renewable | 0 | 0.6 | 0 | 1
Operable | 64812 | Power Depot Group A, LLC |  | 65574 | Santa Rosa | TX | Restructured | Cameron | SR12 | Petroleum Liquids | IC |  | S | X | X |  |  | 0.6 | 0.8 | 0.5 | 0.6 | 0.1 | N |  |  | OP | X | 10 | 2013 | 2013 |  |  | N | IPP Non-CHP | IPP | IPP | 2 | X | DFO | Non-Renewable | 0 | 0.6 | 0 | 1
Operable | 64812 | Power Depot Group A, LLC |  | 65574 | Santa Rosa | TX | Restructured | Cameron | SR13 | Petroleum Liquids | IC |  | S | X | X |  |  | 0.6 | 0.8 | 0.5 | 0.6 | 0.1 | N |  |  | OP | X | 10 | 2013 | 2013 |  |  | N | IPP Non-CHP | IPP | IPP | 2 | X | DFO | Non-Renewable | 0 | 0.6 | 0 | 1
Operable | 64812 | Power Depot Group A, LLC |  | 65574 | Santa Rosa | TX | Restructured | Cameron | SR14 | Petroleum Liquids | IC |  | S | X | X |  |  | 0.6 | 0.8 | 0.5 | 0.6 | 0.1 | N |  |  | OP | X | 10 | 2013 | 2013 |  |  | N | IPP Non-CHP | IPP | IPP | 2 | X | DFO | Non-Renewable | 0 | 0.6 | 0 | 1
Operable | 64812 | Power Depot Group A, LLC |  | 65574 | Santa Rosa | TX | Restructured | Cameron | SR15 | Petroleum Liquids | IC |  | S | X | X |  |  | 0.6 | 0.8 | 0.5 | 0.6 | 0.1 | N |  |  | OP | X | 10 | 2013 | 2013 |  |  | N | IPP Non-CHP | IPP | IPP | 2 | X | DFO | Non-Renewable | 0 | 0.6 | 0 | 1
Operable | 64812 | Power Depot Group A, LLC |  | 65574 | Santa Rosa | TX | Restructured | Cameron | SR2 | Petroleum Liquids | IC |  | S | X | X |  |  | 0.6 | 0.8 | 0.5 | 0.6 | 0.1 | N |  |  | OP | X | 10 | 2013 | 2013 |  |  | N | IPP Non-CHP | IPP | IPP | 2 | X | DFO | Non-Renewable | 0 | 0.6 | 0 | 1
Operable | 64812 | Power Depot Group A, LLC |  | 65574 | Santa Rosa | TX | Restructured | Cameron | SR3 | Petroleum Liquids | IC |  | S | X | X |  |  | 0.6 | 0.8 | 0.5 | 0.6 | 0.1 | N |  |  | OP | X | 10 | 2013 | 2013 |  |  | N | IPP Non-CHP | IPP | IPP | 2 | X | DFO | Non-Renewable | 0 | 0.6 | 0 | 1
Operable | 64812 | Power Depot Group A, LLC |  | 65574 | Santa Rosa | TX | Restructured | Cameron | SR4 | Petroleum Liquids | IC |  | S | X | X |  |  | 0.6 | 0.8 | 0.5 | 0.6 | 0.1 | N |  |  | OP | X | 10 | 2013 | 2013 |  |  | N | IPP Non-CHP | IPP | IPP | 2 | X | DFO | Non-Renewable | 0 | 0.6 | 0 | 1
Operable | 64812 | Power Depot Group A, LLC |  | 65574 | Santa Rosa | TX | Restructured | Cameron | SR5 | Petroleum Liquids | IC |  | S | X | X |  |  | 0.6 | 0.8 | 0.5 | 0.6 | 0.1 | N |  |  | OP | X | 10 | 2013 | 2013 |  |  | N | IPP Non-CHP | IPP | IPP | 2 | X | DFO | Non-Renewable | 0 | 0.6 | 0 | 1
Operable | 64812 | Power Depot Group A, LLC |  | 65574 | Santa Rosa | TX | Restructured | Cameron | SR6 | Petroleum Liquids | IC |  | S | X | X |  |  | 0.6 | 0.8 | 0.5 | 0.6 | 0.1 | N |  |  | OP | X | 10 | 2013 | 2013 |  |  | N | IPP Non-CHP | IPP | IPP | 2 | X | DFO | Non-Renewable | 0 | 0.6 | 0 | 1
Operable | 64812 | Power Depot Group A, LLC |  | 65574 | Santa Rosa | TX | Restructured | Cameron | SR7 | Petroleum Liquids | IC |  | S | X | X |  |  | 0.6 | 0.8 | 0.5 | 0.6 | 0.1 | N |  |  | OP | X | 10 | 2013 | 2013 |  |  | N | IPP Non-CHP | IPP | IPP | 2 | X | DFO | Non-Renewable | 0 | 0.6 | 0 | 1
Operable | 64812 | Power Depot Group A, LLC |  | 65574 | Santa Rosa | TX | Restructured | Cameron | SR8 | Petroleum Liquids | IC |  | S | X | X |  |  | 0.6 | 0.8 | 0.5 | 0.6 | 0.1 | N |  |  | OP | X | 10 | 2013 | 2013 |  |  | N | IPP Non-CHP | IPP | IPP | 2 | X | DFO | Non-Renewable | 0 | 0.6 | 0 | 1
Operable | 64812 | Power Depot Group A, LLC |  | 65574 | Santa Rosa | TX | Restructured | Cameron | SR9 | Petroleum Liquids | IC |  | S | X | X |  |  | 0.6 | 0.8 | 0.5 | 0.6 | 0.1 | N |  |  | OP | X | 10 | 2013 | 2013 |  |  | N | IPP Non-CHP | IPP | IPP | 2 | X | DFO | Non-Renewable | 0 | 0.6 | 0 | 1
Operable | 64812 | Power Depot Group A, LLC |  | 65575 | Southwick | TX | Restructured | Harris | SW1 | Petroleum Liquids | IC |  | S | X | X |  |  | 0.6 | 0.8 | 0.5 | 0.6 | 0.1 | N |  |  | OP | X | 11 | 2013 | 2013 |  |  | N | IPP Non-CHP | IPP | IPP | 2 | X | DFO | Non-Renewable | 0 | 0.6 | 0 | 1
Operable | 64812 | Power Depot Group A, LLC |  | 65575 | Southwick | TX | Restructured | Harris | SW10 | Petroleum Liquids | IC |  | S | X | X |  |  | 0.6 | 0.8 | 0.5 | 0.6 | 0.1 | N |  |  | OP | X | 11 | 2013 | 2013 |  |  | N | IPP Non-CHP | IPP | IPP | 2 | X | DFO | Non-Renewable | 0 | 0.6 | 0 | 1
Operable | 64812 | Power Depot Group A, LLC |  | 65575 | Southwick | TX | Restructured | Harris | SW11 | Petroleum Liquids | IC |  | S | X | X |  |  | 0.6 | 0.8 | 0.5 | 0.6 | 0.1 | N |  |  | OP | X | 11 | 2013 | 2013 |  |  | N | IPP Non-CHP | IPP | IPP | 2 | X | DFO | Non-Renewable | 0 | 0.6 | 0 | 1
Operable | 64812 | Power Depot Group A, LLC |  | 65575 | Southwick | TX | Restructured | Harris | SW12 | Petroleum Liquids | IC |  | S | X | X |  |  | 0.6 | 0.8 | 0.5 | 0.6 | 0.1 | N |  |  | OP | X | 11 | 2013 | 2013 |  |  | N | IPP Non-CHP | IPP | IPP | 2 | X | DFO | Non-Renewable | 0 | 0.6 | 0 | 1
Operable | 64812 | Power Depot Group A, LLC |  | 65575 | Southwick | TX | Restructured | Harris | SW13 | Petroleum Liquids | IC |  | S | X | X |  |  | 0.6 | 0.8 | 0.5 | 0.6 | 0.1 | N |  |  | OP | X | 11 | 2013 | 2013 |  |  | N | IPP Non-CHP | IPP | IPP | 2 | X | DFO | Non-Renewable | 0 | 0.6 | 0 | 1
Operable | 64812 | Power Depot Group A, LLC |  | 65575 | Southwick | TX | Restructured | Harris | SW14 | Petroleum Liquids | IC |  | S | X | X |  |  | 0.6 | 0.8 | 0.5 | 0.6 | 0.1 | N |  |  | OP | X | 11 | 2013 | 2013 |  |  | N | IPP Non-CHP | IPP | IPP | 2 | X | DFO | Non-Renewable | 0 | 0.6 | 0 | 1
Operable | 64812 | Power Depot Group A, LLC |  | 65575 | Southwick | TX | Restructured | Harris | SW15 | Petroleum Liquids | IC |  | S | X | X |  |  | 0.6 | 0.8 | 0.5 | 0.6 | 0.1 | N |  |  | OP | X | 11 | 2013 | 2013 |  |  | N | IPP Non-CHP | IPP | IPP | 2 | X | DFO | Non-Renewable | 0 | 0.6 | 0 | 1
Operable | 64812 | Power Depot Group A, LLC |  | 65575 | Southwick | TX | Restructured | Harris | SW2 | Petroleum Liquids | IC |  | S | X | X |  |  | 0.6 | 0.8 | 0.5 | 0.6 | 0.1 | N |  |  | OP | X | 11 | 2013 | 2013 |  |  | N | IPP Non-CHP | IPP | IPP | 2 | X | DFO | Non-Renewable | 0 | 0.6 | 0 | 1
Operable | 64812 | Power Depot Group A, LLC |  | 65575 | Southwick | TX | Restructured | Harris | SW3 | Petroleum Liquids | IC |  | S | X | X |  |  | 0.6 | 0.8 | 0.5 | 0.6 | 0.1 | N |  |  | OP | X | 11 | 2013 | 2013 |  |  | N | IPP Non-CHP | IPP | IPP | 2 | X | DFO | Non-Renewable | 0 | 0.6 | 0 | 1
Operable | 64812 | Power Depot Group A, LLC |  | 65575 | Southwick | TX | Restructured | Harris | SW4 | Petroleum Liquids | IC |  | S | X | X |  |  | 0.6 | 0.8 | 0.5 | 0.6 | 0.1 | N |  |  | OP | X | 11 | 2013 | 2013 |  |  | N | IPP Non-CHP | IPP | IPP | 2 | X | DFO | Non-Renewable | 0 | 0.6 | 0 | 1
Operable | 64812 | Power Depot Group A, LLC |  | 65575 | Southwick | TX | Restructured | Harris | SW5 | Petroleum Liquids | IC |  | S | X | X |  |  | 0.6 | 0.8 | 0.5 | 0.6 | 0.1 | N |  |  | OP | X | 11 | 2013 | 2013 |  |  | N | IPP Non-CHP | IPP | IPP | 2 | X | DFO | Non-Renewable | 0 | 0.6 | 0 | 1
Operable | 64812 | Power Depot Group A, LLC |  | 65575 | Southwick | TX | Restructured | Harris | SW6 | Petroleum Liquids | IC |  | S | X | X |  |  | 0.6 | 0.8 | 0.5 | 0.6 | 0.1 | N |  |  | OP | X | 11 | 2013 | 2013 |  |  | N | IPP Non-CHP | IPP | IPP | 2 | X | DFO | Non-Renewable | 0 | 0.6 | 0 | 1
Operable | 64812 | Power Depot Group A, LLC |  | 65575 | Southwick | TX | Restructured | Harris | SW7 | Petroleum Liquids | IC |  | S | X | X |  |  | 0.6 | 0.8 | 0.5 | 0.6 | 0.1 | N |  |  | OP | X | 11 | 2013 | 2013 |  |  | N | IPP Non-CHP | IPP | IPP | 2 | X | DFO | Non-Renewable | 0 | 0.6 | 0 | 1
Operable | 64812 | Power Depot Group A, LLC |  | 65575 | Southwick | TX | Restructured | Harris | SW8 | Petroleum Liquids | IC |  | S | X | X |  |  | 0.6 | 0.8 | 0.5 | 0.6 | 0.1 | N |  |  | OP | X | 11 | 2013 | 2013 |  |  | N | IPP Non-CHP | IPP | IPP | 2 | X | DFO | Non-Renewable | 0 | 0.6 | 0 | 1
Operable | 64812 | Power Depot Group A, LLC |  | 65575 | Southwick | TX | Restructured | Harris | SW9 | Petroleum Liquids | IC |  | S | X | X |  |  | 0.6 | 0.8 | 0.5 | 0.6 | 0.1 | N |  |  | OP | X | 11 | 2013 | 2013 |  |  | N | IPP Non-CHP | IPP | IPP | 2 | X | DFO | Non-Renewable | 0 | 0.6 | 0 | 1
Operable | 64812 | Power Depot Group A, LLC |  | 65576 | Stonegate | TX | Restructured | Fort Bend | STG1 | Petroleum Liquids | IC |  | S | X | X |  |  | 0.6 | 0.8 | 0.5 | 0.6 | 0.1 | N |  |  | OP | X | 7 | 2013 | 2013 |  |  | N | IPP Non-CHP | IPP | IPP | 2 | X | DFO | Non-Renewable | 0 | 0.6 | 0 | 1
Operable | 64812 | Power Depot Group A, LLC |  | 65576 | Stonegate | TX | Restructured | Fort Bend | STG10 | Petroleum Liquids | IC |  | S | X | X |  |  | 0.6 | 0.8 | 0.5 | 0.6 | 0.1 | N |  |  | OP | X | 7 | 2013 | 2013 |  |  | N | IPP Non-CHP | IPP | IPP | 2 | X | DFO | Non-Renewable | 0 | 0.6 | 0 | 1
Operable | 64812 | Power Depot Group A, LLC |  | 65576 | Stonegate | TX | Restructured | Fort Bend | STG11 | Petroleum Liquids | IC |  | S | X | X |  |  | 0.6 | 0.8 | 0.5 | 0.6 | 0.1 | N |  |  | OP | X | 7 | 2013 | 2013 |  |  | N | IPP Non-CHP | IPP | IPP | 2 | X | DFO | Non-Renewable | 0 | 0.6 | 0 | 1
Operable | 64812 | Power Depot Group A, LLC |  | 65576 | Stonegate | TX | Restructured | Fort Bend | STG12 | Petroleum Liquids | IC |  | S | X | X |  |  | 0.6 | 0.8 | 0.5 | 0.6 | 0.1 | N |  |  | OP | X | 7 | 2013 | 2013 |  |  | N | IPP Non-CHP | IPP | IPP | 2 | X | DFO | Non-Renewable | 0 | 0.6 | 0 | 1
Operable | 64812 | Power Depot Group A, LLC |  | 65576 | Stonegate | TX | Restructured | Fort Bend | STG13 | Petroleum Liquids | IC |  | S | X | X |  |  | 0.6 | 0.8 | 0.5 | 0.6 | 0.1 | N |  |  | OP | X | 7 | 2013 | 2013 |  |  | N | IPP Non-CHP | IPP | IPP | 2 | X | DFO | Non-Renewable | 0 | 0.6 | 0 | 1
Operable | 64812 | Power Depot Group A, LLC |  | 65576 | Stonegate | TX | Restructured | Fort Bend | STG14 | Petroleum Liquids | IC |  | S | X | X |  |  | 0.6 | 0.8 | 0.5 | 0.6 | 0.1 | N |  |  | OP | X | 7 | 2013 | 2013 |  |  | N | IPP Non-CHP | IPP | IPP | 2 | X | DFO | Non-Renewable | 0 | 0.6 | 0 | 1
Operable | 64812 | Power Depot Group A, LLC |  | 65576 | Stonegate | TX | Restructured | Fort Bend | STG15 | Petroleum Liquids | IC |  | S | X | X |  |  | 0.6 | 0.8 | 0.5 | 0.6 | 0.1 | N |  |  | OP | X | 7 | 2013 | 2013 |  |  | N | IPP Non-CHP | IPP | IPP | 2 | X | DFO | Non-Renewable | 0 | 0.6 | 0 | 1
Operable | 64812 | Power Depot Group A, LLC |  | 65576 | Stonegate | TX | Restructured | Fort Bend | STG2 | Petroleum Liquids | IC |  | S | X | X |  |  | 0.6 | 0.8 | 0.5 | 0.6 | 0.1 | N |  |  | OP | X | 7 | 2013 | 2013 |  |  | N | IPP Non-CHP | IPP | IPP | 2 | X | DFO | Non-Renewable | 0 | 0.6 | 0 | 1
Operable | 64812 | Power Depot Group A, LLC |  | 65576 | Stonegate | TX | Restructured | Fort Bend | STG3 | Petroleum Liquids | IC |  | S | X | X |  |  | 0.6 | 0.8 | 0.5 | 0.6 | 0.1 | N |  |  | OP | X | 7 | 2013 | 2013 |  |  | N | IPP Non-CHP | IPP | IPP | 2 | X | DFO | Non-Renewable | 0 | 0.6 | 0 | 1
Operable | 64812 | Power Depot Group A, LLC |  | 65576 | Stonegate | TX | Restructured | Fort Bend | STG4 | Petroleum Liquids | IC |  | S | X | X |  |  | 0.6 | 0.8 | 0.5 | 0.6 | 0.1 | N |  |  | OP | X | 7 | 2013 | 2013 |  |  | N | IPP Non-CHP | IPP | IPP | 2 | X | DFO | Non-Renewable | 0 | 0.6 | 0 | 1
Operable | 64812 | Power Depot Group A, LLC |  | 65576 | Stonegate | TX | Restructured | Fort Bend | STG5 | Petroleum Liquids | IC |  | S | X | X |  |  | 0.6 | 0.8 | 0.5 | 0.6 | 0.1 | N |  |  | OP | X | 7 | 2013 | 2013 |  |  | N | IPP Non-CHP | IPP | IPP | 2 | X | DFO | Non-Renewable | 0 | 0.6 | 0 | 1
Operable | 64812 | Power Depot Group A, LLC |  | 65576 | Stonegate | TX | Restructured | Fort Bend | STG6 | Petroleum Liquids | IC |  | S | X | X |  |  | 0.6 | 0.8 | 0.5 | 0.6 | 0.1 | N |  |  | OP | X | 7 | 2013 | 2013 |  |  | N | IPP Non-CHP | IPP | IPP | 2 | X | DFO | Non-Renewable | 0 | 0.6 | 0 | 1
Operable | 64812 | Power Depot Group A, LLC |  | 65576 | Stonegate | TX | Restructured | Fort Bend | STG7 | Petroleum Liquids | IC |  | S | X | X |  |  | 0.6 | 0.8 | 0.5 | 0.6 | 0.1 | N |  |  | OP | X | 7 | 2013 | 2013 |  |  | N | IPP Non-CHP | IPP | IPP | 2 | X | DFO | Non-Renewable | 0 | 0.6 | 0 | 1
Operable | 64812 | Power Depot Group A, LLC |  | 65576 | Stonegate | TX | Restructured | Fort Bend | STG8 | Petroleum Liquids | IC |  | S | X | X |  |  | 0.6 | 0.8 | 0.5 | 0.6 | 0.1 | N |  |  | OP | X | 7 | 2013 | 2013 |  |  | N | IPP Non-CHP | IPP | IPP | 2 | X | DFO | Non-Renewable | 0 | 0.6 | 0 | 1
Operable | 64812 | Power Depot Group A, LLC |  | 65576 | Stonegate | TX | Restructured | Fort Bend | STG9 | Petroleum Liquids | IC |  | S | X | X |  |  | 0.6 | 0.8 | 0.5 | 0.6 | 0.1 | N |  |  | OP | X | 7 | 2013 | 2013 |  |  | N | IPP Non-CHP | IPP | IPP | 2 | X | DFO | Non-Renewable | 0 | 0.6 | 0 | 1
Operable | 64812 | Power Depot Group A, LLC |  | 65578 | Tumbleweed | TX | Restructured | Andrews | TWD1 | Petroleum Liquids | IC |  | S | X | X |  |  | 0.6 | 0.8 | 0.5 | 0.6 | 0.1 | N |  |  | OP | X | 7 | 2013 | 2013 |  |  | N | IPP Non-CHP | IPP | IPP | 2 | X | DFO | Non-Renewable | 0 | 0.6 | 0 | 1
Operable | 64812 | Power Depot Group A, LLC |  | 65578 | Tumbleweed | TX | Restructured | Andrews | TWD10 | Petroleum Liquids | IC |  | S | X | X |  |  | 0.6 | 0.8 | 0.5 | 0.6 | 0.1 | N |  |  | OP | X | 7 | 2013 | 2013 |  |  | N | IPP Non-CHP | IPP | IPP | 2 | X | DFO | Non-Renewable | 0 | 0.6 | 0 | 1
Operable | 64812 | Power Depot Group A, LLC |  | 65578 | Tumbleweed | TX | Restructured | Andrews | TWD11 | Petroleum Liquids | IC |  | S | X | X |  |  | 0.6 | 0.8 | 0.5 | 0.6 | 0.1 | N |  |  | OP | X | 7 | 2013 | 2013 |  |  | N | IPP Non-CHP | IPP | IPP | 2 | X | DFO | Non-Renewable | 0 | 0.6 | 0 | 1
Operable | 64812 | Power Depot Group A, LLC |  | 65578 | Tumbleweed | TX | Restructured | Andrews | TWD12 | Petroleum Liquids | IC |  | S | X | X |  |  | 0.6 | 0.8 | 0.5 | 0.6 | 0.1 | N |  |  | OP | X | 7 | 2013 | 2013 |  |  | N | IPP Non-CHP | IPP | IPP | 2 | X | DFO | Non-Renewable | 0 | 0.6 | 0 | 1
Operable | 64812 | Power Depot Group A, LLC |  | 65578 | Tumbleweed | TX | Restructured | Andrews | TWD13 | Petroleum Liquids | IC |  | S | X | X |  |  | 0.6 | 0.8 | 0.5 | 0.6 | 0.1 | N |  |  | OP | X | 7 | 2013 | 2013 |  |  | N | IPP Non-CHP | IPP | IPP | 2 | X | DFO | Non-Renewable | 0 | 0.6 | 0 | 1
Operable | 64812 | Power Depot Group A, LLC |  | 65578 | Tumbleweed | TX | Restructured | Andrews | TWD14 | Petroleum Liquids | IC |  | S | X | X |  |  | 0.6 | 0.8 | 0.5 | 0.6 | 0.1 | N |  |  | OP | X | 7 | 2013 | 2013 |  |  | N | IPP Non-CHP | IPP | IPP | 2 | X | DFO | Non-Renewable | 0 | 0.6 | 0 | 1
Operable | 64812 | Power Depot Group A, LLC |  | 65578 | Tumbleweed | TX | Restructured | Andrews | TWD15 | Petroleum Liquids | IC |  | S | X | X |  |  | 0.6 | 0.8 | 0.5 | 0.6 | 0.1 | N |  |  | OP | X | 7 | 2013 | 2013 |  |  | N | IPP Non-CHP | IPP | IPP | 2 | X | DFO | Non-Renewable | 0 | 0.6 | 0 | 1
Operable | 64812 | Power Depot Group A, LLC |  | 65578 | Tumbleweed | TX | Restructured | Andrews | TWD2 | Petroleum Liquids | IC |  | S | X | X |  |  | 0.6 | 0.8 | 0.5 | 0.6 | 0.1 | N |  |  | OP | X | 7 | 2013 | 2013 |  |  | N | IPP Non-CHP | IPP | IPP | 2 | X | DFO | Non-Renewable | 0 | 0.6 | 0 | 1
Operable | 64812 | Power Depot Group A, LLC |  | 65578 | Tumbleweed | TX | Restructured | Andrews | TWD3 | Petroleum Liquids | IC |  | S | X | X |  |  | 0.6 | 0.8 | 0.5 | 0.6 | 0.1 | N |  |  | OP | X | 7 | 2013 | 2013 |  |  | N | IPP Non-CHP | IPP | IPP | 2 | X | DFO | Non-Renewable | 0 | 0.6 | 0 | 1
Operable | 64812 | Power Depot Group A, LLC |  | 65578 | Tumbleweed | TX | Restructured | Andrews | TWD4 | Petroleum Liquids | IC |  | S | X | X |  |  | 0.6 | 0.8 | 0.5 | 0.6 | 0.1 | N |  |  | OP | X | 7 | 2013 | 2013 |  |  | N | IPP Non-CHP | IPP | IPP | 2 | X | DFO | Non-Renewable | 0 | 0.6 | 0 | 1
Operable | 64812 | Power Depot Group A, LLC |  | 65578 | Tumbleweed | TX | Restructured | Andrews | TWD5 | Petroleum Liquids | IC |  | S | X | X |  |  | 0.6 | 0.8 | 0.5 | 0.6 | 0.1 | N |  |  | OP | X | 7 | 2013 | 2013 |  |  | N | IPP Non-CHP | IPP | IPP | 2 | X | DFO | Non-Renewable | 0 | 0.6 | 0 | 1
Operable | 64812 | Power Depot Group A, LLC |  | 65578 | Tumbleweed | TX | Restructured | Andrews | TWD6 | Petroleum Liquids | IC |  | S | X | X |  |  | 0.6 | 0.8 | 0.5 | 0.6 | 0.1 | N |  |  | OP | X | 7 | 2013 | 2013 |  |  | N | IPP Non-CHP | IPP | IPP | 2 | X | DFO | Non-Renewable | 0 | 0.6 | 0 | 1
Operable | 64812 | Power Depot Group A, LLC |  | 65578 | Tumbleweed | TX | Restructured | Andrews | TWD7 | Petroleum Liquids | IC |  | S | X | X |  |  | 0.6 | 0.8 | 0.5 | 0.6 | 0.1 | N |  |  | OP | X | 7 | 2013 | 2013 |  |  | N | IPP Non-CHP | IPP | IPP | 2 | X | DFO | Non-Renewable | 0 | 0.6 | 0 | 1
Operable | 64812 | Power Depot Group A, LLC |  | 65578 | Tumbleweed | TX | Restructured | Andrews | TWD8 | Petroleum Liquids | IC |  | S | X | X |  |  | 0.6 | 0.8 | 0.5 | 0.6 | 0.1 | N |  |  | OP | X | 7 | 2013 | 2013 |  |  | N | IPP Non-CHP | IPP | IPP | 2 | X | DFO | Non-Renewable | 0 | 0.6 | 0 | 1
Operable | 64812 | Power Depot Group A, LLC |  | 65578 | Tumbleweed | TX | Restructured | Andrews | TWD9 | Petroleum Liquids | IC |  | S | X | X |  |  | 0.6 | 0.8 | 0.5 | 0.6 | 0.1 | N |  |  | OP | X | 7 | 2013 | 2013 |  |  | N | IPP Non-CHP | IPP | IPP | 2 | X | DFO | Non-Renewable | 0 | 0.6 | 0 | 1
Operable | 64812 | Power Depot Group A, LLC |  | 65579 | Vaquero | TX | Restructured | Cameron | VQ1 | Petroleum Liquids | IC |  | S | X | X |  |  | 0.6 | 0.8 | 0.5 | 0.6 | 0.1 | N |  |  | OP | X | 8 | 2013 | 2013 |  |  | N | IPP Non-CHP | IPP | IPP | 2 | X | DFO | Non-Renewable | 0 | 0.6 | 0 | 1
Operable | 64812 | Power Depot Group A, LLC |  | 65579 | Vaquero | TX | Restructured | Cameron | VQ10 | Petroleum Liquids | IC |  | S | X | X |  |  | 0.6 | 0.8 | 0.5 | 0.6 | 0.1 | N |  |  | OP | X | 8 | 2013 | 2013 |  |  | N | IPP Non-CHP | IPP | IPP | 2 | X | DFO | Non-Renewable | 0 | 0.6 | 0 | 1
Operable | 64812 | Power Depot Group A, LLC |  | 65579 | Vaquero | TX | Restructured | Cameron | VQ11 | Petroleum Liquids | IC |  | S | X | X |  |  | 0.6 | 0.8 | 0.5 | 0.6 | 0.1 | N |  |  | OP | X | 8 | 2013 | 2013 |  |  | N | IPP Non-CHP | IPP | IPP | 2 | X | DFO | Non-Renewable | 0 | 0.6 | 0 | 1
Operable | 64812 | Power Depot Group A, LLC |  | 65579 | Vaquero | TX | Restructured | Cameron | VQ12 | Petroleum Liquids | IC |  | S | X | X |  |  | 0.6 | 0.8 | 0.5 | 0.6 | 0.1 | N |  |  | OP | X | 8 | 2013 | 2013 |  |  | N | IPP Non-CHP | IPP | IPP | 2 | X | DFO | Non-Renewable | 0 | 0.6 | 0 | 1
Operable | 64812 | Power Depot Group A, LLC |  | 65579 | Vaquero | TX | Restructured | Cameron | VQ13 | Petroleum Liquids | IC |  | S | X | X |  |  | 0.6 | 0.8 | 0.5 | 0.6 | 0.1 | N |  |  | OP | X | 8 | 2013 | 2013 |  |  | N | IPP Non-CHP | IPP | IPP | 2 | X | DFO | Non-Renewable | 0 | 0.6 | 0 | 1
Operable | 64812 | Power Depot Group A, LLC |  | 65579 | Vaquero | TX | Restructured | Cameron | VQ14 | Petroleum Liquids | IC |  | S | X | X |  |  | 0.6 | 0.8 | 0.5 | 0.6 | 0.1 | N |  |  | OP | X | 8 | 2013 | 2013 |  |  | N | IPP Non-CHP | IPP | IPP | 2 | X | DFO | Non-Renewable | 0 | 0.6 | 0 | 1
Operable | 64812 | Power Depot Group A, LLC |  | 65579 | Vaquero | TX | Restructured | Cameron | VQ15 | Petroleum Liquids | IC |  | S | X | X |  |  | 0.6 | 0.8 | 0.5 | 0.6 | 0.1 | N |  |  | OP | X | 8 | 2013 | 2013 |  |  | N | IPP Non-CHP | IPP | IPP | 2 | X | DFO | Non-Renewable | 0 | 0.6 | 0 | 1
Operable | 64812 | Power Depot Group A, LLC |  | 65579 | Vaquero | TX | Restructured | Cameron | VQ2 | Petroleum Liquids | IC |  | S | X | X |  |  | 0.6 | 0.8 | 0.5 | 0.6 | 0.1 | N |  |  | OP | X | 8 | 2013 | 2013 |  |  | N | IPP Non-CHP | IPP | IPP | 2 | X | DFO | Non-Renewable | 0 | 0.6 | 0 | 1
Operable | 64812 | Power Depot Group A, LLC |  | 65579 | Vaquero | TX | Restructured | Cameron | VQ3 | Petroleum Liquids | IC |  | S | X | X |  |  | 0.6 | 0.8 | 0.5 | 0.6 | 0.1 | N |  |  | OP | X | 8 | 2013 | 2013 |  |  | N | IPP Non-CHP | IPP | IPP | 2 | X | DFO | Non-Renewable | 0 | 0.6 | 0 | 1
Operable | 64812 | Power Depot Group A, LLC |  | 65579 | Vaquero | TX | Restructured | Cameron | VQ4 | Petroleum Liquids | IC |  | S | X | X |  |  | 0.6 | 0.8 | 0.5 | 0.6 | 0.1 | N |  |  | OP | X | 8 | 2013 | 2013 |  |  | N | IPP Non-CHP | IPP | IPP | 2 | X | DFO | Non-Renewable | 0 | 0.6 | 0 | 1
Operable | 64812 | Power Depot Group A, LLC |  | 65579 | Vaquero | TX | Restructured | Cameron | VQ5 | Petroleum Liquids | IC |  | S | X | X |  |  | 0.6 | 0.8 | 0.5 | 0.6 | 0.1 | N |  |  | OP | X | 8 | 2013 | 2013 |  |  | N | IPP Non-CHP | IPP | IPP | 2 | X | DFO | Non-Renewable | 0 | 0.6 | 0 | 1
Operable | 64812 | Power Depot Group A, LLC |  | 65579 | Vaquero | TX | Restructured | Cameron | VQ6 | Petroleum Liquids | IC |  | S | X | X |  |  | 0.6 | 0.8 | 0.5 | 0.6 | 0.1 | N |  |  | OP | X | 8 | 2013 | 2013 |  |  | N | IPP Non-CHP | IPP | IPP | 2 | X | DFO | Non-Renewable | 0 | 0.6 | 0 | 1
Operable | 64812 | Power Depot Group A, LLC |  | 65579 | Vaquero | TX | Restructured | Cameron | VQ7 | Petroleum Liquids | IC |  | S | X | X |  |  | 0.6 | 0.8 | 0.5 | 0.6 | 0.1 | N |  |  | OP | X | 8 | 2013 | 2013 |  |  | N | IPP Non-CHP | IPP | IPP | 2 | X | DFO | Non-Renewable | 0 | 0.6 | 0 | 1
Operable | 64812 | Power Depot Group A, LLC |  | 65579 | Vaquero | TX | Restructured | Cameron | VQ8 | Petroleum Liquids | IC |  | S | X | X |  |  | 0.6 | 0.8 | 0.5 | 0.6 | 0.1 | N |  |  | OP | X | 8 | 2013 | 2013 |  |  | N | IPP Non-CHP | IPP | IPP | 2 | X | DFO | Non-Renewable | 0 | 0.6 | 0 | 1
Operable | 64812 | Power Depot Group A, LLC |  | 65579 | Vaquero | TX | Restructured | Cameron | VQ9 | Petroleum Liquids | IC |  | S | X | X |  |  | 0.6 | 0.8 | 0.5 | 0.6 | 0.1 | N |  |  | OP | X | 8 | 2013 | 2013 |  |  | N | IPP Non-CHP | IPP | IPP | 2 | X | DFO | Non-Renewable | 0 | 0.6 | 0 | 1
Operable | 64812 | Power Depot Group A, LLC |  | 65580 | Villa Cavasos | TX | Restructured | Cameron | VC1 | Petroleum Liquids | IC |  | S | X | X |  |  | 0.6 | 0.8 | 0.5 | 0.6 | 0.1 | N |  |  | OP | X | 8 | 2013 | 2013 |  |  | N | IPP Non-CHP | IPP | IPP | 2 | X | DFO | Non-Renewable | 0 | 0.6 | 0 | 1
Operable | 64812 | Power Depot Group A, LLC |  | 65580 | Villa Cavasos | TX | Restructured | Cameron | VC10 | Petroleum Liquids | IC |  | S | X | X |  |  | 0.6 | 0.8 | 0.5 | 0.6 | 0.1 | N |  |  | OP | X | 8 | 2013 | 2013 |  |  | N | IPP Non-CHP | IPP | IPP | 2 | X | DFO | Non-Renewable | 0 | 0.6 | 0 | 1
Operable | 64812 | Power Depot Group A, LLC |  | 65580 | Villa Cavasos | TX | Restructured | Cameron | VC11 | Petroleum Liquids | IC |  | S | X | X |  |  | 0.6 | 0.8 | 0.5 | 0.6 | 0.1 | N |  |  | OP | X | 8 | 2013 | 2013 |  |  | N | IPP Non-CHP | IPP | IPP | 2 | X | DFO | Non-Renewable | 0 | 0.6 | 0 | 1
Operable | 64812 | Power Depot Group A, LLC |  | 65580 | Villa Cavasos | TX | Restructured | Cameron | VC12 | Petroleum Liquids | IC |  | S | X | X |  |  | 0.6 | 0.8 | 0.5 | 0.6 | 0.1 | N |  |  | OP | X | 8 | 2013 | 2013 |  |  | N | IPP Non-CHP | IPP | IPP | 2 | X | DFO | Non-Renewable | 0 | 0.6 | 0 | 1
Operable | 64812 | Power Depot Group A, LLC |  | 65580 | Villa Cavasos | TX | Restructured | Cameron | VC13 | Petroleum Liquids | IC |  | S | X | X |  |  | 0.6 | 0.8 | 0.5 | 0.6 | 0.1 | N |  |  | OP | X | 8 | 2013 | 2013 |  |  | N | IPP Non-CHP | IPP | IPP | 2 | X | DFO | Non-Renewable | 0 | 0.6 | 0 | 1
Operable | 64812 | Power Depot Group A, LLC |  | 65580 | Villa Cavasos | TX | Restructured | Cameron | VC14 | Petroleum Liquids | IC |  | S | X | X |  |  | 0.6 | 0.8 | 0.5 | 0.6 | 0.1 | N |  |  | OP | X | 8 | 2013 | 2013 |  |  | N | IPP Non-CHP | IPP | IPP | 2 | X | DFO | Non-Renewable | 0 | 0.6 | 0 | 1
Operable | 64812 | Power Depot Group A, LLC |  | 65580 | Villa Cavasos | TX | Restructured | Cameron | VC15 | Petroleum Liquids | IC |  | S | X | X |  |  | 0.6 | 0.8 | 0.5 | 0.6 | 0.1 | N |  |  | OP | X | 8 | 2013 | 2013 |  |  | N | IPP Non-CHP | IPP | IPP | 2 | X | DFO | Non-Renewable | 0 | 0.6 | 0 | 1
Operable | 64812 | Power Depot Group A, LLC |  | 65580 | Villa Cavasos | TX | Restructured | Cameron | VC2 | Petroleum Liquids | IC |  | S | X | X |  |  | 0.6 | 0.8 | 0.5 | 0.6 | 0.1 | N |  |  | OP | X | 8 | 2013 | 2013 |  |  | N | IPP Non-CHP | IPP | IPP | 2 | X | DFO | Non-Renewable | 0 | 0.6 | 0 | 1
Operable | 64812 | Power Depot Group A, LLC |  | 65580 | Villa Cavasos | TX | Restructured | Cameron | VC3 | Petroleum Liquids | IC |  | S | X | X |  |  | 0.6 | 0.8 | 0.5 | 0.6 | 0.1 | N |  |  | OP | X | 8 | 2013 | 2013 |  |  | N | IPP Non-CHP | IPP | IPP | 2 | X | DFO | Non-Renewable | 0 | 0.6 | 0 | 1
Operable | 64812 | Power Depot Group A, LLC |  | 65580 | Villa Cavasos | TX | Restructured | Cameron | VC4 | Petroleum Liquids | IC |  | S | X | X |  |  | 0.6 | 0.8 | 0.5 | 0.6 | 0.1 | N |  |  | OP | X | 8 | 2013 | 2013 |  |  | N | IPP Non-CHP | IPP | IPP | 2 | X | DFO | Non-Renewable | 0 | 0.6 | 0 | 1
Operable | 64812 | Power Depot Group A, LLC |  | 65580 | Villa Cavasos | TX | Restructured | Cameron | VC5 | Petroleum Liquids | IC |  | S | X | X |  |  | 0.6 | 0.8 | 0.5 | 0.6 | 0.1 | N |  |  | OP | X | 8 | 2013 | 2013 |  |  | N | IPP Non-CHP | IPP | IPP | 2 | X | DFO | Non-Renewable | 0 | 0.6 | 0 | 1
Operable | 64812 | Power Depot Group A, LLC |  | 65580 | Villa Cavasos | TX | Restructured | Cameron | VC6 | Petroleum Liquids | IC |  | S | X | X |  |  | 0.6 | 0.8 | 0.5 | 0.6 | 0.1 | N |  |  | OP | X | 8 | 2013 | 2013 |  |  | N | IPP Non-CHP | IPP | IPP | 2 | X | DFO | Non-Renewable | 0 | 0.6 | 0 | 1
Operable | 64812 | Power Depot Group A, LLC |  | 65580 | Villa Cavasos | TX | Restructured | Cameron | VC7 | Petroleum Liquids | IC |  | S | X | X |  |  | 0.6 | 0.8 | 0.5 | 0.6 | 0.1 | N |  |  | OP | X | 8 | 2013 | 2013 |  |  | N | IPP Non-CHP | IPP | IPP | 2 | X | DFO | Non-Renewable | 0 | 0.6 | 0 | 1
Operable | 64812 | Power Depot Group A, LLC |  | 65580 | Villa Cavasos | TX | Restructured | Cameron | VC8 | Petroleum Liquids | IC |  | S | X | X |  |  | 0.6 | 0.8 | 0.5 | 0.6 | 0.1 | N |  |  | OP | X | 8 | 2013 | 2013 |  |  | N | IPP Non-CHP | IPP | IPP | 2 | X | DFO | Non-Renewable | 0 | 0.6 | 0 | 1
Operable | 64812 | Power Depot Group A, LLC |  | 65580 | Villa Cavasos | TX | Restructured | Cameron | VC9 | Petroleum Liquids | IC |  | S | X | X |  |  | 0.6 | 0.8 | 0.5 | 0.6 | 0.1 | N |  |  | OP | X | 8 | 2013 | 2013 |  |  | N | IPP Non-CHP | IPP | IPP | 2 | X | DFO | Non-Renewable | 0 | 0.6 | 0 | 1
Operable | 64812 | Power Depot Group A, LLC |  | 65581 | Westover | TX | Restructured | Ector | WSI1 | Petroleum Liquids | IC |  | S | X | X |  |  | 0.6 | 0.8 | 0.5 | 0.6 | 0.1 | N |  |  | OP | X | 9 | 2013 | 2013 |  |  | N | IPP Non-CHP | IPP | IPP | 2 | X | DFO | Non-Renewable | 0 | 0.6 | 0 | 1
Operable | 64812 | Power Depot Group A, LLC |  | 65581 | Westover | TX | Restructured | Ector | WSI10 | Petroleum Liquids | IC |  | S | X | X |  |  | 0.6 | 0.8 | 0.5 | 0.6 | 0.1 | N |  |  | OP | X | 9 | 2013 | 2013 |  |  | N | IPP Non-CHP | IPP | IPP | 2 | X | DFO | Non-Renewable | 0 | 0.6 | 0 | 1
Operable | 64812 | Power Depot Group A, LLC |  | 65581 | Westover | TX | Restructured | Ector | WSI11 | Petroleum Liquids | IC |  | S | X | X |  |  | 0.6 | 0.8 | 0.5 | 0.6 | 0.1 | N |  |  | OP | X | 9 | 2013 | 2013 |  |  | N | IPP Non-CHP | IPP | IPP | 2 | X | DFO | Non-Renewable | 0 | 0.6 | 0 | 1
Operable | 64812 | Power Depot Group A, LLC |  | 65581 | Westover | TX | Restructured | Ector | WSI12 | Petroleum Liquids | IC |  | S | X | X |  |  | 0.6 | 0.8 | 0.5 | 0.6 | 0.1 | N |  |  | OP | X | 9 | 2013 | 2013 |  |  | N | IPP Non-CHP | IPP | IPP | 2 | X | DFO | Non-Renewable | 0 | 0.6 | 0 | 1
Operable | 64812 | Power Depot Group A, LLC |  | 65581 | Westover | TX | Restructured | Ector | WSI13 | Petroleum Liquids | IC |  | S | X | X |  |  | 0.6 | 0.8 | 0.5 | 0.6 | 0.1 | N |  |  | OP | X | 9 | 2013 | 2013 |  |  | N | IPP Non-CHP | IPP | IPP | 2 | X | DFO | Non-Renewable | 0 | 0.6 | 0 | 1
Operable | 64812 | Power Depot Group A, LLC |  | 65581 | Westover | TX | Restructured | Ector | WSI14 | Petroleum Liquids | IC |  | S | X | X |  |  | 0.6 | 0.8 | 0.5 | 0.6 | 0.1 | N |  |  | OP | X | 9 | 2013 | 2013 |  |  | N | IPP Non-CHP | IPP | IPP | 2 | X | DFO | Non-Renewable | 0 | 0.6 | 0 | 1
Operable | 64812 | Power Depot Group A, LLC |  | 65581 | Westover | TX | Restructured | Ector | WSI15 | Petroleum Liquids | IC |  | S | X | X |  |  | 0.6 | 0.8 | 0.5 | 0.6 | 0.1 | N |  |  | OP | X | 9 | 2013 | 2013 |  |  | N | IPP Non-CHP | IPP | IPP | 2 | X | DFO | Non-Renewable | 0 | 0.6 | 0 | 1
Operable | 64812 | Power Depot Group A, LLC |  | 65581 | Westover | TX | Restructured | Ector | WSI2 | Petroleum Liquids | IC |  | S | X | X |  |  | 0.6 | 0.8 | 0.5 | 0.6 | 0.1 | N |  |  | OP | X | 9 | 2013 | 2013 |  |  | N | IPP Non-CHP | IPP | IPP | 2 | X | DFO | Non-Renewable | 0 | 0.6 | 0 | 1
Operable | 64812 | Power Depot Group A, LLC |  | 65581 | Westover | TX | Restructured | Ector | WSI3 | Petroleum Liquids | IC |  | S | X | X |  |  | 0.6 | 0.8 | 0.5 | 0.6 | 0.1 | N |  |  | OP | X | 9 | 2013 | 2013 |  |  | N | IPP Non-CHP | IPP | IPP | 2 | X | DFO | Non-Renewable | 0 | 0.6 | 0 | 1
Operable | 64812 | Power Depot Group A, LLC |  | 65581 | Westover | TX | Restructured | Ector | WSI4 | Petroleum Liquids | IC |  | S | X | X |  |  | 0.6 | 0.8 | 0.5 | 0.6 | 0.1 | N |  |  | OP | X | 9 | 2013 | 2013 |  |  | N | IPP Non-CHP | IPP | IPP | 2 | X | DFO | Non-Renewable | 0 | 0.6 | 0 | 1
Operable | 64812 | Power Depot Group A, LLC |  | 65581 | Westover | TX | Restructured | Ector | WSI5 | Petroleum Liquids | IC |  | S | X | X |  |  | 0.6 | 0.8 | 0.5 | 0.6 | 0.1 | N |  |  | OP | X | 9 | 2013 | 2013 |  |  | N | IPP Non-CHP | IPP | IPP | 2 | X | DFO | Non-Renewable | 0 | 0.6 | 0 | 1
Operable | 64812 | Power Depot Group A, LLC |  | 65581 | Westover | TX | Restructured | Ector | WSI6 | Petroleum Liquids | IC |  | S | X | X |  |  | 0.6 | 0.8 | 0.5 | 0.6 | 0.1 | N |  |  | OP | X | 9 | 2013 | 2013 |  |  | N | IPP Non-CHP | IPP | IPP | 2 | X | DFO | Non-Renewable | 0 | 0.6 | 0 | 1
Operable | 64812 | Power Depot Group A, LLC |  | 65581 | Westover | TX | Restructured | Ector | WSI7 | Petroleum Liquids | IC |  | S | X | X |  |  | 0.6 | 0.8 | 0.5 | 0.6 | 0.1 | N |  |  | OP | X | 9 | 2013 | 2013 |  |  | N | IPP Non-CHP | IPP | IPP | 2 | X | DFO | Non-Renewable | 0 | 0.6 | 0 | 1
Operable | 64812 | Power Depot Group A, LLC |  | 65581 | Westover | TX | Restructured | Ector | WSI8 | Petroleum Liquids | IC |  | S | X | X |  |  | 0.6 | 0.8 | 0.5 | 0.6 | 0.1 | N |  |  | OP | X | 9 | 2013 | 2013 |  |  | N | IPP Non-CHP | IPP | IPP | 2 | X | DFO | Non-Renewable | 0 | 0.6 | 0 | 1
Operable | 64812 | Power Depot Group A, LLC |  | 65581 | Westover | TX | Restructured | Ector | WSI9 | Petroleum Liquids | IC |  | S | X | X |  |  | 0.6 | 0.8 | 0.5 | 0.6 | 0.1 | N |  |  | OP | X | 9 | 2013 | 2013 |  |  | N | IPP Non-CHP | IPP | IPP | 2 | X | DFO | Non-Renewable | 0 | 0.6 | 0 | 1
Operable | 61323 | PowerFin ASL 1, LLC |  | 61700 | PowerFin Kingsbery | TX | Restructured | Travis | PFPKB | Solar Photovoltaic | PV |  | S | X | X |  |  | 2.6 |  | 2.6 | 2.6 |  | N |  |  | OP | X | 3 | 2018 | 2018 |  |  | N | IPP Non-CHP | IPP | IPP | 2 | X | SUN | Renewable | 2.6 | 0 | 1 | 0
Operable | 189 | PowerSouth Energy Cooperative |  | 53 | Gantt | AL | Vertical | Covington | 3 | Conventional Hydroelectric | HY |  | S | X | X |  |  | 1.2 | 0.8 | 1 | 1 | 0.1 | N |  |  | OP | X | 1 | 1926 | Pre-2000 |  |  | N | Electric Utility | Utility | Cooperative | 1 | X | WAT | Renewable | 1.2 | 0 | 1 | 0
Operable | 189 | PowerSouth Energy Cooperative |  | 53 | Gantt | AL | Vertical | Covington | 4 | Conventional Hydroelectric | HY |  | S | X | X |  |  | 1.8 | 0.8 | 1.8 | 1.8 | 0.1 | N |  |  | OP | X | 2 | 1985 | Pre-2000 |  |  | N | Electric Utility | Utility | Cooperative | 1 | X | WAT | Renewable | 1.8 | 0 | 1 | 0
Operable | 189 | PowerSouth Energy Cooperative |  | 55 | Point A | AL | Vertical | Covington | 1 | Conventional Hydroelectric | HY |  | S | X | X |  |  | 1.6 | 0.8 | 1.8 | 1.8 | 0.1 | N |  |  | OP | X | 1 | 1925 | Pre-2000 |  |  | N | Electric Utility | Utility | Cooperative | 1 | X | WAT | Renewable | 1.6 | 0 | 1 | 0
Operable | 189 | PowerSouth Energy Cooperative |  | 55 | Point A | AL | Vertical | Covington | 2 | Conventional Hydroelectric | HY |  | S | X | X |  |  | 1.6 | 0.8 | 1.8 | 1.8 | 0.1 | N |  |  | OP | X | 1 | 1925 | Pre-2000 |  |  | N | Electric Utility | Utility | Cooperative | 1 | X | WAT | Renewable | 1.6 | 0 | 1 | 0
Operable | 189 | PowerSouth Energy Cooperative |  | 55 | Point A | AL | Vertical | Covington | 3 | Conventional Hydroelectric | HY |  | S | X | X |  |  | 2 | 0.8 | 1.8 | 1.8 | 0.1 | N |  |  | OP | X | 1 | 1949 | Pre-2000 |  |  | N | Electric Utility | Utility | Cooperative | 1 | X | WAT | Renewable | 2 | 0 | 1 | 0
Operable | 189 | PowerSouth Energy Cooperative |  | 56 | Lowman Energy Center | AL | Vertical | Washington | LEC1 | Natural Gas Fired Combined Cycle | CT | LECC | S | X | N |  |  | 459 | 0.85 | 394.4 | 442.5 | 350 | N |  |  | OP | X | 9 | 2023 | 2023 |  |  | N | Electric Utility | Utility | Cooperative | 1 | X | NG | Non-Renewable | 0 | 459 | 0 | 1
Operable | 189 | PowerSouth Energy Cooperative |  | 56 | Lowman Energy Center | AL | Vertical | Washington | LEC2 | Natural Gas Fired Combined Cycle | CA | LECC | S | Y | X |  |  | 273.7 | 0.85 | 264.5 | 270.2 | 130 | N |  |  | OP | X | 9 | 2023 | 2023 |  |  | N | Electric Utility | Utility | Cooperative | 1 | X | NG | Non-Renewable | 0 | 273.7 | 0 | 1
Operable | 189 | PowerSouth Energy Cooperative |  | 533 | McWilliams | AL | Vertical | Covington | 1 | Natural Gas Fired Combined Cycle | CA | MCWM | S | Y | X |  |  | 7.5 | 0.8 | 9 | 9 | 2.5 | N |  |  | OP | X | 12 | 1954 | Pre-2000 |  |  | N | Electric Utility | Utility | Cooperative | 1 | X | NG | Non-Renewable | 0 | 7.5 | 0 | 1
Operable | 189 | PowerSouth Energy Cooperative |  | 533 | McWilliams | AL | Vertical | Covington | 2 | Natural Gas Fired Combined Cycle | CA | MCWM | S | Y | X |  |  | 7.5 | 0.8 | 9 | 9 | 2.5 | N |  |  | OP | X | 12 | 1954 | Pre-2000 |  |  | N | Electric Utility | Utility | Cooperative | 1 | X | NG | Non-Renewable | 0 | 7.5 | 0 | 1
Operable | 189 | PowerSouth Energy Cooperative |  | 533 | McWilliams | AL | Vertical | Covington | 3 | Natural Gas Fired Combined Cycle | CA | MCWM | S | Y | X |  |  | 25 | 0.85 | 22 | 22 | 5 | N |  |  | OP | X | 8 | 1959 | Pre-2000 |  |  | N | Electric Utility | Utility | Cooperative | 1 | X | NG | Non-Renewable | 0 | 25 | 0 | 1
Operable | 189 | PowerSouth Energy Cooperative |  | 533 | McWilliams | AL | Vertical | Covington | 4 | Natural Gas Fired Combined Cycle | CT | MCWM | S | X | Y |  |  | 107 | 0.85 | 109 | 116 | 6 | N |  |  | OP | X | 12 | 1996 | Pre-2000 |  |  | N | Electric Utility | Utility | Cooperative | 1 | X | NG | Non-Renewable | 0 | 107 | 0 | 1 | DFO
Operable | 189 | PowerSouth Energy Cooperative |  | 533 | McWilliams | AL | Vertical | Covington | VAN1 | Natural Gas Fired Combined Cycle | CT | VANN | S | X | N |  |  | 165 | 0.85 | 171 | 205 | 90 | N |  |  | OP | X | 1 | 2002 | 2002 |  |  | N | Electric Utility | Utility | Cooperative | 1 | X | NG | Non-Renewable | 0 | 165 | 0 | 1
Operable | 189 | PowerSouth Energy Cooperative |  | 533 | McWilliams | AL | Vertical | Covington | VAN2 | Natural Gas Fired Combined Cycle | CT | VANN | S | X | N |  |  | 165 | 0.85 | 168 | 205 | 90 | N |  |  | OP | X | 1 | 2002 | 2002 |  |  | N | Electric Utility | Utility | Cooperative | 1 | X | NG | Non-Renewable | 0 | 165 | 0 | 1
Operable | 189 | PowerSouth Energy Cooperative |  | 533 | McWilliams | AL | Vertical | Covington | VAN3 | Natural Gas Fired Combined Cycle | CA | VANN | S | N | X |  |  | 177 | 0.9 | 176 | 185 | 60 | N |  |  | OP | X | 1 | 2002 | 2002 |  |  | N | Electric Utility | Utility | Cooperative | 1 | X | NG | Non-Renewable | 0 | 177 | 0 | 1
Operable | 189 | PowerSouth Energy Cooperative |  | 7063 | McIntosh (AL) | AL | Vertical | Washington | 1 | Natural Gas with Compressed Air Storage | CE |  | S | X | X |  |  | 110 | 0.85 | 110 | 110 | 30 | N |  |  | OP | X | 6 | 1991 | Pre-2000 |  |  | N | Electric Utility | Utility | Cooperative | 1 | X | NG | Non-Renewable | 0 | 110 | 0 | 1
Operable | 189 | PowerSouth Energy Cooperative |  | 7063 | McIntosh (AL) | AL | Vertical | Washington | 2 | Natural Gas Fired Combustion Turbine | GT |  | S | X | X |  |  | 113 | 0.85 | 114 | 120 | 65 | N |  |  | OP | X | 6 | 1998 | Pre-2000 |  |  | N | Electric Utility | Utility | Cooperative | 1 | X | NG | Non-Renewable | 0 | 113 | 0 | 1 | DFO
Operable | 189 | PowerSouth Energy Cooperative |  | 7063 | McIntosh (AL) | AL | Vertical | Washington | 3 | Natural Gas Fired Combustion Turbine | GT |  | S | X | X |  |  | 113 | 0.85 | 114 | 120 | 65 | N |  |  | OP | X | 6 | 1998 | Pre-2000 |  |  | N | Electric Utility | Utility | Cooperative | 1 | X | NG | Non-Renewable | 0 | 113 | 0 | 1 | DFO
Operable | 189 | PowerSouth Energy Cooperative |  | 7063 | McIntosh (AL) | AL | Vertical | Washington | 4 | Natural Gas Fired Combustion Turbine | GT |  | S | X | X |  |  | 170 | 0.85 | 175 | 224 | 111 | N |  |  | OP | X | 12 | 2010 | 2010 |  |  | N | Electric Utility | Utility | Cooperative | 1 | X | NG | Non-Renewable | 0 | 170 | 0 | 1
Operable | 189 | PowerSouth Energy Cooperative |  | 7063 | McIntosh (AL) | AL | Vertical | Washington | 5 | Natural Gas Fired Combustion Turbine | GT |  | S | X | X |  |  | 170 | 0.85 | 175 | 224 | 111 | N |  |  | OP | X | 12 | 2010 | 2010 |  |  | N | Electric Utility | Utility | Cooperative | 1 | X | NG | Non-Renewable | 0 | 170 | 0 | 1
Operable | 57377 | PPG - O&M Panda Temple Power LLC |  | 58001 | Panda Temple Power Station | TX | Restructured | Bell | CTG-1 | Natural Gas Fired Combined Cycle | CT | TMP1 | W | X | N |  |  | 232 | 0.85 | 232 | 232 | 140 | N |  |  | OP | X | 7 | 2014 | 2014 |  |  | N | IPP Non-CHP | IPP | IPP | 2 | X | NG | Non-Renewable | 0 | 232 | 0 | 1
Operable | 57377 | PPG - O&M Panda Temple Power LLC |  | 58001 | Panda Temple Power Station | TX | Restructured | Bell | CTG-2 | Natural Gas Fired Combined Cycle | CT | TMP1 | W | X | N |  |  | 232 | 0.85 | 232 | 232 | 140 | N |  |  | OP | X | 7 | 2014 | 2014 |  |  | N | IPP Non-CHP | IPP | IPP | 2 | X | NG | Non-Renewable | 0 | 232 | 0 | 1
Operable | 57377 | PPG - O&M Panda Temple Power LLC |  | 58001 | Panda Temple Power Station | TX | Restructured | Bell | CTG-3 | Natural Gas Fired Combined Cycle | CT | TMP2 | W | X | N |  |  | 232 | 0.85 | 232 | 232 | 140 | Y | 6 | 2023 | OP | X | 5 | 2015 | 2015 |  |  | N | IPP Non-CHP | IPP | IPP | 2 | X | NG | Non-Renewable | 0 | 232 | 0 | 1
Operable | 57377 | PPG - O&M Panda Temple Power LLC |  | 58001 | Panda Temple Power Station | TX | Restructured | Bell | CTG-4 | Natural Gas Fired Combined Cycle | CT | TMP2 | W | X | N |  |  | 232 | 0.85 | 232 | 232 | 140 | Y | 6 | 2023 | OP | X | 5 | 2015 | 2015 |  |  | N | IPP Non-CHP | IPP | IPP | 2 | X | NG | Non-Renewable | 0 | 232 | 0 | 1
Operable | 57377 | PPG - O&M Panda Temple Power LLC |  | 58001 | Panda Temple Power Station | TX | Restructured | Bell | STG-1 | Natural Gas Fired Combined Cycle | CA | TMP1 | W | Y | X |  |  | 339.2 | 0.85 | 326 | 326 | 70 | N |  |  | OP | X | 7 | 2014 | 2014 |  |  | N | IPP Non-CHP | IPP | IPP | 2 | X | NG | Non-Renewable | 0 | 339.2 | 0 | 1
Operable | 57377 | PPG - O&M Panda Temple Power LLC |  | 58001 | Panda Temple Power Station | TX | Restructured | Bell | STG-2 | Natural Gas Fired Combined Cycle | CA | TMP2 | W | Y | X |  |  | 339.2 | 0.85 | 326 | 326 | 70 | N |  |  | OP | X | 5 | 2015 | 2015 |  |  | N | IPP Non-CHP | IPP | IPP | 2 | X | NG | Non-Renewable | 0 | 339.2 | 0 | 1
Operable | 57422 | PPG Ind Fiber Glass Prdcts Inc |  | 58046 | Works 53 | NC | Vertical | Davidson | 1 | Petroleum Liquids | IC |  | S | X | X |  |  | 1 | 0.8 | 1 | 1 | 0 | N |  |  | SB | N | 1 | 1967 | Pre-2000 |  |  | N | Industrial Non-CHP | Customer Sited | Other | 6 | X | DFO | Non-Renewable | 0 | 1 | 0 | 1
Operable | 57422 | PPG Ind Fiber Glass Prdcts Inc |  | 58046 | Works 53 | NC | Vertical | Davidson | 2 | Petroleum Liquids | IC |  | S | X | X |  |  | 1.2 | 0.8 | 1.2 | 1.2 | 0 | N |  |  | SB | N | 1 | 1975 | Pre-2000 |  |  | N | Industrial Non-CHP | Customer Sited | Other | 6 | X | DFO | Non-Renewable | 0 | 1.2 | 0 | 1
Operable | 57422 | PPG Ind Fiber Glass Prdcts Inc |  | 58046 | Works 53 | NC | Vertical | Davidson | 3 | Petroleum Liquids | IC |  | S | X | X |  |  | 0.8 | 0.8 | 0.8 | 0.8 | 0 | N |  |  | SB | N | 1 | 1988 | Pre-2000 |  |  | N | Industrial Non-CHP | Customer Sited | Other | 6 | X | DFO | Non-Renewable | 0 | 0.8 | 0 | 1
Operable | 57423 | PPG Monroeville Chemicals Center |  | 58047 | PPG Monroeville Chemicals Center | PA | Restructured | Allegheny | 2 | Petroleum Liquids | IC |  | S | X | X |  |  | 0.3 | 0.8 | 0.3 | 0.3 | 0.1 | N |  |  | SB | Y | 9 | 2000 | 2000 |  |  | N | Industrial Non-CHP | Customer Sited | Other | 6 | X | DFO | Non-Renewable | 0 | 0.3 | 0 | 1
Operable | 57423 | PPG Monroeville Chemicals Center |  | 58047 | PPG Monroeville Chemicals Center | PA | Restructured | Allegheny | 3 | Petroleum Liquids | IC |  | S | X | X |  |  | 0.8 | 1 | 0.8 | 0.8 | 0.2 | N |  |  | SB | Y | 10 | 1998 | Pre-2000 |  |  | N | Industrial Non-CHP | Customer Sited | Other | 6 | X | DFO | Non-Renewable | 0 | 0.8 | 0 | 1
Operable | 64743 | PPM Solar LLC |  | 65391 | Beloit Solar LLC | KS | Vertical | Mitchell | BS1 | Solar Photovoltaic | PV |  | S | X | X |  |  | 2 | 1 | 2 | 2 | 0 | N |  |  | OP | X | 6 | 2022 | 2022 |  |  | N | IPP Non-CHP | IPP | IPP | 2 | X | SUN | Renewable | 2 | 0 | 1 | 0
Operable | 58578 | PPS Berkshire Solar LLC |  | 58624 | Berkshire 1 | MA | Restructured | Berkshire | BER1 | Solar Photovoltaic | PV |  | S | X | X |  |  | 1.8 |  | 1.8 | 1.8 |  | N |  |  | OP | X | 12 | 2011 | 2011 |  |  | N | IPP Non-CHP | IPP | IPP | 2 | X | SUN | Renewable | 1.8 | 0 | 1 | 0
Operable | 58157 | Prairie Horizon Agri Energy LLC |  | 58183 | Prairie Horizon Agri Energy | KS | Vertical | Phillips | T5741 | Natural Gas Steam Turbine | ST |  | S | X | X |  |  | 1.7 | 0.8 | 0.7 | 0.7 | 0.3 | N |  |  | OP | X | 10 | 2006 | 2006 |  |  | Y | Industrial CHP | Customer Sited | Other | 7 | B | NG | Non-Renewable | 0 | 1.7 | 0 | 1
Operable | 40307 | Prairie Power, Inc |  | 6238 | Pearl Station | IL | Restructured | Pike | GT1 | Petroleum Liquids | GT |  | S | X | X | AMIL.PEARLG2 |  | 24 | 0.9 | 20.1 | 22 | 2 | N |  |  | OP | X | 6 | 1973 | Pre-2000 |  |  | N | Electric Utility | Utility | Cooperative | 1 | X | DFO | Non-Renewable | 0 | 24 | 0 | 1
Operable | 40307 | Prairie Power, Inc |  | 7818 | Alsey | IL | Restructured | Scott | 1 | Natural Gas Fired Combustion Turbine | GT |  | S | X | X | AMIL.ALSEYCTG1 |  | 30 | 0.9 | 30 | 34.7 | 6 | N |  |  | OP | X | 6 | 1999 | Pre-2000 |  |  | N | Electric Utility | Utility | Cooperative | 1 | X | NG | Non-Renewable | 0 | 30 | 0 | 1
Operable | 40307 | Prairie Power, Inc |  | 7818 | Alsey | IL | Restructured | Scott | 2 | Natural Gas Fired Combustion Turbine | GT |  | S | X | X | AMIL.ALSEYCTG2 |  | 30 | 0.9 | 30 | 34.7 | 6 | N |  |  | OP | X | 8 | 1999 | Pre-2000 |  |  | N | Electric Utility | Utility | Cooperative | 1 | X | NG | Non-Renewable | 0 | 30 | 0 | 1
Operable | 40307 | Prairie Power, Inc |  | 7818 | Alsey | IL | Restructured | Scott | 3 | Natural Gas Fired Combustion Turbine | GT |  | S | X | X | AMIL.ALSEYCTG3 |  | 20 | 0.9 | 19.3 | 20.3 | 12 | N |  |  | OP | X | 7 | 1999 | Pre-2000 |  |  | N | Electric Utility | Utility | Cooperative | 1 | X | NG | Non-Renewable | 0 | 20 | 0 | 1 | DFO
Operable | 40307 | Prairie Power, Inc |  | 7818 | Alsey | IL | Restructured | Scott | 4 | Natural Gas Fired Combustion Turbine | GT |  | S | X | X | AMIL.ALSEYCTG4 |  | 20 | 0.9 | 18 | 19.4 | 12 | N |  |  | OP | X | 8 | 1999 | Pre-2000 |  |  | N | Electric Utility | Utility | Cooperative | 1 | X | NG | Non-Renewable | 0 | 20 | 0 | 1 | DFO
Operable | 40307 | Prairie Power, Inc |  | 7818 | Alsey | IL | Restructured | Scott | 5 | Natural Gas Fired Combustion Turbine | GT |  | S | X | X | AMIL.ALSEYCTG5 |  | 25 | 0.9 | 25 | 26.7 | 12 | N |  |  | OP | X | 6 | 1999 | Pre-2000 |  |  | N | Electric Utility | Utility | Cooperative | 1 | X | NG | Non-Renewable | 0 | 25 | 0 | 1
Operable | 40307 | Prairie Power, Inc |  | 7818 | Alsey | IL | Restructured | Scott | 6 | Natural Gas Fired Combustion Turbine | GT |  | S | X | X | AMIL.ALSEYCTG6 |  | 48 | 0.85 | 42 | 45 | 20 | N |  |  | OP | X | 12 | 2016 | 2016 |  |  | N | Electric Utility | Utility | Cooperative | 1 | X | NG | Non-Renewable | 0 | 48 | 0 | 1 | DFO
Operable | 62010 | Prairie Queen Wind Farm LLC |  | 62488 | Prairie Queen Wind Farm | KS | Vertical | Allen | WT | Onshore Wind Turbine | WT |  | S | X | X |  |  | 199.3 |  | 199.3 | 199.3 | 2 | N |  |  | OP | X | 5 | 2019 | 2019 |  |  | N | IPP Non-CHP | IPP | IPP | 2 | X | WND | Renewable | 199.3 | 0 | 1 | 0
Operable | 15330 | Prairie State Generating Co LLC |  | 55856 | Prairie State Generating Station | IL | Restructured | St Clair | PC1 | Conventional Steam Coal | ST |  | J | X | X | AMIL.PSGC1 | N/A | 883 | 0.9 | 815 | 815 | 420 | N |  |  | OP | X | 6 | 2012 | 2012 |  |  | N | IPP Non-CHP | IPP | IPP | 2 | X | BIT | Non-Renewable | 0 | 883 | 0 | 1
Operable | 15330 | Prairie State Generating Co LLC |  | 55856 | Prairie State Generating Station | IL | Restructured | St Clair | PC2 | Conventional Steam Coal | ST |  | J | X | X | AMIL.PSGC2 |  | 883 | 0.9 | 815 | 815 | 420 | N |  |  | OP | X | 11 | 2012 | 2012 |  |  | N | IPP Non-CHP | IPP | IPP | 2 | X | BIT | Non-Renewable | 0 | 883 | 0 | 1
Operable | 61946 | Prairie State Solar, LLC |  | 62420 | Prairie State Solar Project | IL | Restructured | Perry | PSS01 | Solar Photovoltaic | PV |  | S | X | X |  |  | 99 |  | 99 | 99 |  | N |  |  | OP | X | 7 | 2021 | 2021 |  |  | N | IPP Non-CHP | IPP | IPP | 2 | X | SUN | Renewable | 99 | 0 | 1 | 0
Operable | 61537 | Pratt Wind, LLC |  | 61957 | Pratt Wind, LLC | KS | Vertical | Pratt | PW | Onshore Wind Turbine | WT |  | S | X | X |  |  | 243.5 |  | 243.5 | 243.5 | 3 | N |  |  | OP | X | 12 | 2018 | 2018 |  |  | N | IPP Non-CHP | IPP | IPP | 2 | X | WND | Renewable | 243.5 | 0 | 1 | 0
Operable | 62964 | Prawer Community Solar LLC |  | 63176 | Prawer Project CSG | MN | Vertical | Sherburne | TC3 | Solar Photovoltaic | PV |  | S | X | X |  |  | 1 |  | 1 | 1 |  | N |  |  | OP | X | 1 | 2020 | 2020 |  |  | N | IPP Non-CHP | IPP | IPP | 2 | X | SUN | Renewable | 1 | 0 | 1 | 0
Operable | 57468 | PRC-Desoto Intl Corp./PPG |  | 58085 | PRC-Desoto Intl/PPG Aerospace | CA | Vertical | Kern | CATR1 | Petroleum Liquids | IC |  | S | X | X |  |  | 0.5 | 0.8 | 0.5 | 0.5 | 0.1 | N |  |  | SB | N | 9 | 1999 | Pre-2000 |  |  | N | Industrial Non-CHP | Customer Sited | Other | 6 | X | DFO | Non-Renewable | 0 | 0.5 | 0 | 1
Operable | 57468 | PRC-Desoto Intl Corp./PPG |  | 58085 | PRC-Desoto Intl/PPG Aerospace | CA | Vertical | Kern | CATR2 | Petroleum Liquids | IC |  | S | X | X |  |  | 1 | 0.8 | 1 | 1 | 0.2 | N |  |  | SB | N | 6 | 2000 | 2000 |  |  | N | Industrial Non-CHP | Customer Sited | Other | 6 | X | DFO | Non-Renewable | 0 | 1 | 0 | 1
Operable | 15917 | Presence Health |  | 54886 | Presence Saint Mary of Nazareth Hospital | IL | Restructured | Cook | GEN1 | Natural Gas Internal Combustion Engine | IC |  | S | X | X | NA | NA | 0.8 | 0.8 | 0.8 | 0.8 | 0.4 | N |  |  | SB | N | 8 | 1993 | Pre-2000 |  |  | N | Commercial Non-CHP | Customer Sited | Other | 4 | X | NG | Non-Renewable | 0 | 0.8 | 0 | 1
Operable | 15917 | Presence Health |  | 54886 | Presence Saint Mary of Nazareth Hospital | IL | Restructured | Cook | GEN3 | Natural Gas Internal Combustion Engine | IC |  | S | X | X | NA | NA | 0.8 | 0.8 | 0.8 | 0.8 | 0.4 | N |  |  | SB | N | 8 | 1993 | Pre-2000 |  |  | N | Commercial Non-CHP | Customer Sited | Other | 4 | X | NG | Non-Renewable | 0 | 0.8 | 0 | 1
Operable | 15917 | Presence Health |  | 54886 | Presence Saint Mary of Nazareth Hospital | IL | Restructured | Cook | GEN4 | Petroleum Liquids | IC |  | S | X | X | NA | NA | 0.9 | 0.9 | 0.9 | 0.9 | 0.3 | N |  |  | SB | N | 8 | 1993 | Pre-2000 |  |  | N | Commercial Non-CHP | Customer Sited | Other | 4 | X | DFO | Non-Renewable | 0 | 0.9 | 0 | 1
Operable | 15917 | Presence Health |  | 54886 | Presence Saint Mary of Nazareth Hospital | IL | Restructured | Cook | GEN5 | Petroleum Liquids | IC |  | S | X | X | NA | NA | 0.9 | 0.9 | 0.9 | 0.9 | 0.3 | N |  |  | SB | N | 8 | 1993 | Pre-2000 |  |  | N | Commercial Non-CHP | Customer Sited | Other | 4 | X | DFO | Non-Renewable | 0 | 0.9 | 0 | 1
Operable | 15917 | Presence Health |  | 54886 | Presence Saint Mary of Nazareth Hospital | IL | Restructured | Cook | GEN6 | Petroleum Liquids | IC |  | S | X | X | NA | NA | 0.8 | 0.8 | 0.8 | 0.8 | 0.3 | N |  |  | SB | N | 12 | 2006 | 2006 |  |  | N | Commercial Non-CHP | Customer Sited | Other | 4 | X | DFO | Non-Renewable | 0 | 0.8 | 0 | 1
Operable | 58109 | President & Trustees of Williams College |  | 58160 | Williams College - Campus CHP | MA | Restructured | Berkshire | GEN2 | Natural Gas Steam Turbine | ST |  | S | X | X |  |  | 3 | 0.8 | 3 | 3 | 0.3 | N |  |  | OP | X | 3 | 2003 | 2003 |  |  | Y | Commercial CHP | Customer Sited | Other | 5 | T | NG | Non-Renewable | 0 | 3 | 0 | 1 | DFO
Operable | 58109 | President & Trustees of Williams College |  | 58160 | Williams College - Campus CHP | MA | Restructured | Berkshire | GEN4 | Petroleum Liquids | IC |  | S | X | X |  |  | 2 | 0.8 | 2 | 2 | 2 | N |  |  | OP | X | 12 | 2017 | 2017 |  |  | N | Commercial CHP | Customer Sited | Other | 5 | X | DFO | Non-Renewable | 0 | 2 | 0 | 1
Operable | 58109 | President & Trustees of Williams College |  | 58160 | Williams College - Campus CHP | MA | Restructured | Berkshire | GEN5 | Petroleum Liquids | IC |  | S | X | X |  |  | 2 | 0.8 | 2 | 2 | 2 | N |  |  | OP | X | 12 | 2017 | 2017 |  |  | N | Commercial CHP | Customer Sited | Other | 5 | X | DFO | Non-Renewable | 0 | 2 | 0 | 1
Operable | 15348 | Preston Public Utilities Comm |  | 2004 | Preston (MN) | MN | Vertical | Fillmore | 4 | Petroleum Liquids | IC |  | S | X | X |  |  | 0.6 | 0.8 | 0.8 | 0.8 | 0.5 | N |  |  | OP | X | 1 | 1949 | Pre-2000 |  |  | N | Electric Utility | Utility | Municipal | 1 | X | DFO | Non-Renewable | 0 | 0.6 | 0 | 1
Operable | 15348 | Preston Public Utilities Comm |  | 2004 | Preston (MN) | MN | Vertical | Fillmore | 5 | Natural Gas Internal Combustion Engine | IC |  | S | X | X |  |  | 1.1 | 0.8 | 1.1 | 1.1 | 0.8 | N |  |  | OP | X | 1 | 1954 | Pre-2000 |  |  | N | Electric Utility | Utility | Municipal | 1 | X | NG | Non-Renewable | 0 | 1.1 | 0 | 1 | DFO
Operable | 15348 | Preston Public Utilities Comm |  | 2004 | Preston (MN) | MN | Vertical | Fillmore | 6 | Natural Gas Internal Combustion Engine | IC |  | S | X | X |  |  | 2 | 0.8 | 2.2 | 2.2 | 1.5 | N |  |  | OP | X | 1 | 1974 | Pre-2000 |  |  | N | Electric Utility | Utility | Municipal | 1 | X | NG | Non-Renewable | 0 | 2 | 0 | 1 | DFO
Operable | 64413 | Pretzel Solar, LLC |  | 64971 | Pretzel CSG | IL | Restructured | Stephenson | PRETZ | Solar Photovoltaic | PV |  | S | X | X |  |  | 2 |  | 2 | 2 |  | N |  |  | OP | X | 3 | 2022 | 2022 |  |  | N | IPP Non-CHP | IPP | IPP | 2 | X | SUN | Renewable | 2 | 0 | 1 | 0
Operable | 15343 | Primary Energy Recycling Holdings, LLC |  | 55096 | Portside Energy | IN | Vertical | Porter | GT | Natural Gas Fired Combustion Turbine | GT |  | S | X | X |  |  | 42 | 0.85 | 34 | 42 | 25 | N |  |  | OP | X | 9 | 1997 | Pre-2000 |  |  | Y | IPP CHP | IPP | IPP | 3 | T | NG | Non-Renewable | 0 | 42 | 0 | 1
Operable | 15343 | Primary Energy Recycling Holdings, LLC |  | 55096 | Portside Energy | IN | Vertical | Porter | ST | Natural Gas Steam Turbine | ST |  | S | X | X |  |  | 19 | 0.8 | 19 | 19 | 2 | N |  |  | OP | X | 9 | 1997 | Pre-2000 |  |  | Y | IPP CHP | IPP | IPP | 3 | B | NG | Non-Renewable | 0 | 19 | 0 | 1
Operable | 7 | Primary Products Ingredients Americas, LLC |  | 10867 | Primient Decatur Plant Cogen | IL | Restructured | Macon | GEN1 | Natural Gas Steam Turbine | ST |  | S | X | X | AMIL WPSE | AMIL WPSE | 64.8 | 0.8 | 62 | 62 | 3 | N |  |  | OP | X | 1 | 1989 | Pre-2000 |  |  | Y | Industrial CHP | Customer Sited | Other | 7 | T | NG | Non-Renewable | 0 | 64.8 | 0 | 1
Operable | 64367 | Primary Products Ingredients Americas, LLC d/b/a Primient |  | 64854 | Primient | IN | Vertical | Tippecanoe | GTG01 | Natural Gas Fired Combustion Turbine | GT |  | S | X | X |  |  | 30.9 | 0.85 | 28.6 | 34.2 | 0.5 | N |  |  | OP | X | 6 | 2021 | 2021 |  |  | Y | Industrial CHP | Customer Sited | Other | 7 | T | NG | Non-Renewable | 0 | 30.9 | 0 | 1
Operable | 64367 | Primary Products Ingredients Americas, LLC d/b/a Primient |  | 64854 | Primient | IN | Vertical | Tippecanoe | GTG02 | Natural Gas Fired Combustion Turbine | GT |  | S | X | X |  |  | 30.9 | 0.85 | 28.6 | 34.2 | 0.5 | N |  |  | OP | X | 7 | 2021 | 2021 |  |  | Y | Industrial CHP | Customer Sited | Other | 7 | T | NG | Non-Renewable | 0 | 30.9 | 0 | 1
Operable | 63346 | PRIMIENT, LLC |  | 63632 | Primient Loudon Plant | TN | Vertical | Loudon | Y9111 | Natural Gas Fired Combustion Turbine | GT |  | S | X | X |  |  | 30.7 | 0.85 | 26 | 30.7 | 14 | N |  |  | OP | X | 10 | 2016 | 2016 |  |  | Y | Industrial CHP | Customer Sited | Other | 7 | T | NG | Non-Renewable | 0 | 30.7 | 0 | 1
Operable | 63346 | PRIMIENT, LLC |  | 63632 | Primient Loudon Plant | TN | Vertical | Loudon | Y9121 | Natural Gas Fired Combustion Turbine | GT |  | S | X | X |  |  | 30.7 | 0.85 | 26 | 30.7 | 14 | N |  |  | OP | X | 10 | 2016 | 2016 |  |  | Y | Industrial CHP | Customer Sited | Other | 7 | T | NG | Non-Renewable | 0 | 30.7 | 0 | 1
Operable | 15380 | Prince George's County |  | 50060 | Brown Station Road Plant I | MD | Restructured | Prince Georges | 3972 | Landfill Gas | IC |  | S | X | X | RITCHIE 69 KV PG COGEN |  | 0.9 | 0.8 | 0.8 | 0.8 | 0.4 | N |  |  | OA | X | 10 | 1987 | Pre-2000 |  |  | N | Commercial Non-CHP | Customer Sited | Other | 4 | X | LFG | Renewable | 0.9 | 0 | 1 | 0
Operable | 15380 | Prince George's County |  | 50060 | Brown Station Road Plant I | MD | Restructured | Prince Georges | 9314 | Landfill Gas | IC |  | S | X | X | RITCHIE 69 KV PG COGEN |  | 0.9 | 0.8 | 0.8 | 0.8 | 0.4 | N |  |  | OA | X | 10 | 1987 | Pre-2000 |  |  | N | Commercial Non-CHP | Customer Sited | Other | 4 | X | LFG | Renewable | 0.9 | 0 | 1 | 0
Operable | 15380 | Prince George's County |  | 50060 | Brown Station Road Plant I | MD | Restructured | Prince Georges | 9340 | Landfill Gas | IC |  | S | X | X | RITCHIE 69 KV PG COGEN |  | 0.9 | 0.8 | 0.8 | 0.8 | 0.4 | N |  |  | OA | X | 10 | 1987 | Pre-2000 |  |  | N | Commercial Non-CHP | Customer Sited | Other | 4 | X | LFG | Renewable | 0.9 | 0 | 1 | 0
Operable | 15380 | Prince George's County |  | 55964 | Brown Station Road Plant II | MD | Restructured | Prince Georges | 1 | Landfill Gas | IC |  | S | X | X | RITCHIE 69 KV BROWNLF |  | 1 | 0.8 | 0.8 | 0.8 | 0.4 | N |  |  | OA | X | 12 | 2003 | 2003 |  |  | N | Commercial Non-CHP | Customer Sited | Other | 4 | X | LFG | Renewable | 1 | 0 | 1 | 0
Operable | 15380 | Prince George's County |  | 55964 | Brown Station Road Plant II | MD | Restructured | Prince Georges | 2 | Landfill Gas | IC |  | S | X | X | RITCHIE 69 KV BROWNLF |  | 1 | 0.8 | 0.8 | 0.8 | 0.4 | N |  |  | OA | X | 12 | 2003 | 2003 |  |  | N | Commercial Non-CHP | Customer Sited | Other | 4 | X | LFG | Renewable | 1 | 0 | 1 | 0
Operable | 15380 | Prince George's County |  | 55964 | Brown Station Road Plant II | MD | Restructured | Prince Georges | 3 | Landfill Gas | IC |  | S | X | X | RITCHIE 69 KV BROWNLF |  | 1 | 0.8 | 0.8 | 0.8 | 0.4 | N |  |  | OA | X | 12 | 2003 | 2003 |  |  | N | Commercial Non-CHP | Customer Sited | Other | 4 | X | LFG | Renewable | 1 | 0 | 1 | 0
Operable | 15380 | Prince George's County |  | 55964 | Brown Station Road Plant II | MD | Restructured | Prince Georges | 4 | Landfill Gas | IC |  | S | X | X | RITCHIE 69 KV BROWNLF |  | 1 | 0.8 | 0.8 | 0.8 | 0.4 | N |  |  | OA | X | 12 | 2003 | 2003 |  |  | N | Commercial Non-CHP | Customer Sited | Other | 4 | X | LFG | Renewable | 1 | 0 | 1 | 0
Operable | 61440 | Princeton Energy Center LLC |  | 61822 | Princeton Energy Center, LLC | NJ | Restructured | Middlesex | EDG1 | Petroleum Liquids | IC |  | S | X | X |  |  | 2 | 0.9 | 2 | 2 | 0.7 | N |  |  | SB | Y | 12 | 2012 | 2012 |  |  | N | Commercial CHP | Customer Sited | Other | 5 | X | DFO | Non-Renewable | 0 | 2 | 0 | 1
Operable | 61440 | Princeton Energy Center LLC |  | 61822 | Princeton Energy Center, LLC | NJ | Restructured | Middlesex | EDG2 | Petroleum Liquids | IC |  | S | X | X |  |  | 2 | 0.9 | 2 | 2 | 0.7 | N |  |  | SB | Y | 12 | 2012 | 2012 |  |  | N | Commercial CHP | Customer Sited | Other | 5 | X | DFO | Non-Renewable | 0 | 2 | 0 | 1
Operable | 61440 | Princeton Energy Center LLC |  | 61822 | Princeton Energy Center, LLC | NJ | Restructured | Middlesex | EDG3 | Petroleum Liquids | IC |  | S | X | X |  |  | 2 | 0.9 | 2 | 2 | 0.7 | N |  |  | SB | Y | 12 | 2012 | 2012 |  |  | N | Commercial CHP | Customer Sited | Other | 5 | X | DFO | Non-Renewable | 0 | 2 | 0 | 1
Operable | 61440 | Princeton Energy Center LLC |  | 61822 | Princeton Energy Center, LLC | NJ | Restructured | Middlesex | GT1 | Natural Gas Fired Combustion Turbine | GT |  | S | X | X |  |  | 4.6 | 0.9 | 4.4 | 4.4 | 2 | N |  |  | OP | X | 10 | 2012 | 2012 |  |  | Y | Commercial CHP | Customer Sited | Other | 5 | T | NG | Non-Renewable | 0 | 4.6 | 0 | 1
Operable | 61440 | Princeton Energy Center LLC |  | 61822 | Princeton Energy Center, LLC | NJ | Restructured | Middlesex | S1 | Solar Photovoltaic | PV |  | S | X | X |  |  | 0.2 |  | 0.2 | 0.2 |  | N |  |  | OP | X | 12 | 2012 | 2012 |  |  | N | Commercial CHP | Customer Sited | Other | 5 | X | SUN | Renewable | 0.2 | 0 | 1 | 0
Operable | 15387 | Princeton Public Utils Comm |  | 2005 | Princeton (MN) | MN | Vertical | Mille Lacs | 3 | Petroleum Liquids | IC |  | S | X | X | GRE.PRINC1 | GRE.PRINC1 | 2.4 | 0.8 | 2.6 | 2.6 | 2 | N |  |  | OP | X | 12 | 1978 | Pre-2000 |  |  | N | Electric Utility | Utility | Municipal | 1 | X | DFO | Non-Renewable | 0 | 2.4 | 0 | 1
Operable | 15387 | Princeton Public Utils Comm |  | 2005 | Princeton (MN) | MN | Vertical | Mille Lacs | 4 | Petroleum Liquids | IC |  | S | X | X | GRE.PRINC1 | GRE.PRINC1 | 1.2 | 0.8 | 1.3 | 1.3 | 1 | N |  |  | OP | X | 9 | 1967 | Pre-2000 |  |  | N | Electric Utility | Utility | Municipal | 1 | X | DFO | Non-Renewable | 0 | 1.2 | 0 | 1
Operable | 15387 | Princeton Public Utils Comm |  | 2005 | Princeton (MN) | MN | Vertical | Mille Lacs | 5 | Petroleum Liquids | IC |  | S | X | X | GRE.PRINC1 | GRE.PRINC1 | 1 | 0.8 | 1 | 1 | 1 | N |  |  | OP | X | 9 | 1953 | Pre-2000 |  |  | N | Electric Utility | Utility | Municipal | 1 | X | DFO | Non-Renewable | 0 | 1 | 0 | 1
Operable | 15387 | Princeton Public Utils Comm |  | 2005 | Princeton (MN) | MN | Vertical | Mille Lacs | 6 | Petroleum Liquids | IC |  | S | X | X | GRE.PRINC1 | GRE.PRINC1 | 2.7 | 0.8 | 2.9 | 2.9 | 2 | N |  |  | OP | X | 9 | 1963 | Pre-2000 |  |  | N | Electric Utility | Utility | Municipal | 1 | X | DFO | Non-Renewable | 0 | 2.7 | 0 | 1
Operable | 15387 | Princeton Public Utils Comm |  | 2005 | Princeton (MN) | MN | Vertical | Mille Lacs | 7 | Petroleum Liquids | IC |  | S | X | X | GEE.PRINC2 | GRE.PRINC2 | 5 | 0.8 | 5 | 5 | 4 | N |  |  | OP | X | 7 | 2003 | 2003 |  |  | N | Electric Utility | Utility | Municipal | 1 | X | DFO | Non-Renewable | 0 | 5 | 0 | 1
Operable | 61573 | Prinsburg CSG I, LLC |  | 61979 | Syncarpha Prinsburg CSG (Ledeboer) | MN | Vertical | Kandiyohi | SYPRN | Solar Photovoltaic | PV |  | S | X | X |  |  | 1 |  | 1 | 1 |  | N |  |  | OP | X | 12 | 2018 | 2018 |  |  | N | IPP Non-CHP | IPP | IPP | 2 | X | SUN | Renewable | 1 | 0 | 1 | 0
Operable | 15400 | Procter & Gamble Co |  | 50456 | Procter & Gamble Cincinnati Plant | OH | Restructured | Hamilton | GEN1 | Natural Gas Steam Turbine | ST |  | S | X | X |  |  | 12.5 | 0.8 | 11.7 | 11.8 | 1.5 | N |  |  | OP | X | 11 | 1965 | Pre-2000 | 12 | 2024 | Y | Industrial CHP | Customer Sited | Other | 7 | B | NG | Non-Renewable | 0 | 12.5 | 0 | 1
Operable | 15394 | Procter & Gamble Ppr Prdts Co |  | 50463 | Procter & Gamble Mehoopany Mill | PA | Restructured | Wyoming | GEN1 | Natural Gas Fired Combustion Turbine | GT |  | S | X | X |  |  | 53.6 | 0.8 | 40 | 59 | 30 | N |  |  | OP | X | 6 | 1985 | Pre-2000 |  |  | Y | Industrial CHP | Customer Sited | Other | 7 | T | NG | Non-Renewable | 0 | 53.6 | 0 | 1
Operable | 15394 | Procter & Gamble Ppr Prdts Co |  | 50463 | Procter & Gamble Mehoopany Mill | PA | Restructured | Wyoming | GEN2 | Natural Gas Steam Turbine | ST |  | S | X | X |  |  | 2.6 | 1 | 0.9 | 1.6 | 0.2 | N |  |  | OP | X | 10 | 1984 | Pre-2000 |  |  | N | Industrial CHP | Customer Sited | Other | 7 | X | NG | Non-Renewable | 0 | 2.6 | 0 | 1
Operable | 15394 | Procter & Gamble Ppr Prdts Co |  | 50463 | Procter & Gamble Mehoopany Mill | PA | Restructured | Wyoming | GEN3 | Natural Gas Fired Combustion Turbine | GT |  | S | X | X |  |  | 64 | 0.85 | 64 | 64 | 20 | N |  |  | OP | X | 4 | 2013 | 2013 |  |  | N | Industrial CHP | Customer Sited | Other | 7 | X | NG | Non-Renewable | 0 | 64 | 0 | 1
Operable | 15375 | Procter&Gamble Paper Products Co-Oxnard |  | 50464 | Oxnard | CA | Vertical | Ventura | GEN1 | Natural Gas Fired Combustion Turbine | GT |  | S | X | X |  |  | 19.2 | 0.9 | 22.4 | 22.4 | 17 | N |  |  | OP | X | 7 | 1982 | Pre-2000 |  |  | Y | Industrial CHP | Customer Sited | Other | 7 | T | NG | Non-Renewable | 0 | 19.2 | 0 | 1
Operable | 15375 | Procter&Gamble Paper Products Co-Oxnard |  | 50464 | Oxnard | CA | Vertical | Ventura | GEN2 | Natural Gas Fired Combustion Turbine | GT |  | S | X | X |  |  | 49.5 | 0.9 | 48.5 | 48.5 | 30 | N |  |  | OP | X | 11 | 1989 | Pre-2000 |  |  | Y | Industrial CHP | Customer Sited | Other | 7 | T | NG | Non-Renewable | 0 | 49.5 | 0 | 1
Operable | 63082 | ProEnergy Services |  | 63335 | HO Clarke Generating | TX | Restructured | Harris | CTG-1 | Natural Gas Fired Combustion Turbine | GT |  | W | X | X | HOCPRO01 |  | 60.5 | 0.85 | 44.5 | 49.8 | 22.5 | N |  |  | OP | X | 3 | 2021 | 2021 |  |  | N | IPP Non-CHP | IPP | IPP | 2 | X | NG | Non-Renewable | 0 | 60.5 | 0 | 1
Operable | 63082 | ProEnergy Services |  | 63335 | HO Clarke Generating | TX | Restructured | Harris | CTG-2 | Natural Gas Fired Combustion Turbine | GT |  | W | X | X | HOCPRO01 |  | 60.5 | 0.85 | 44.5 | 49.8 | 22.5 | N |  |  | OP | X | 3 | 2021 | 2021 |  |  | N | IPP Non-CHP | IPP | IPP | 2 | X | NG | Non-Renewable | 0 | 60.5 | 0 | 1
Operable | 63082 | ProEnergy Services |  | 63335 | HO Clarke Generating | TX | Restructured | Harris | CTG-3 | Natural Gas Fired Combustion Turbine | GT |  | W | X | X | HOCPRO01 |  | 60.5 | 0.85 | 44.5 | 49.8 | 22.5 | N |  |  | OP | X | 3 | 2021 | 2021 |  |  | N | IPP Non-CHP | IPP | IPP | 2 | X | NG | Non-Renewable | 0 | 60.5 | 0 | 1
Operable | 63082 | ProEnergy Services |  | 63335 | HO Clarke Generating | TX | Restructured | Harris | CTG-4 | Natural Gas Fired Combustion Turbine | GT |  | W | X | X | HOCPRO01 |  | 60.5 | 0.85 | 44.5 | 49.8 | 22.5 | N |  |  | OP | X | 3 | 2021 | 2021 |  |  | N | IPP Non-CHP | IPP | IPP | 2 | X | NG | Non-Renewable | 0 | 60.5 | 0 | 1
Operable | 63082 | ProEnergy Services |  | 63335 | HO Clarke Generating | TX | Restructured | Harris | CTG-5 | Natural Gas Fired Combustion Turbine | GT |  | W | X | X | HOCPRO01 |  | 60.5 | 0.85 | 44.5 | 49.8 | 22.5 | N |  |  | OP | X | 3 | 2021 | 2021 |  |  | N | IPP Non-CHP | IPP | IPP | 2 | X | NG | Non-Renewable | 0 | 60.5 | 0 | 1
Operable | 63082 | ProEnergy Services |  | 63335 | HO Clarke Generating | TX | Restructured | Harris | CTG-6 | Natural Gas Fired Combustion Turbine | GT |  | W | X | X | HOCPRO01 |  | 60.5 | 0.85 | 44.5 | 49.8 | 22.5 | N |  |  | OP | X | 3 | 2021 | 2021 |  |  | N | IPP Non-CHP | IPP | IPP | 2 | X | NG | Non-Renewable | 0 | 60.5 | 0 | 1
Operable | 63082 | ProEnergy Services |  | 63335 | HO Clarke Generating | TX | Restructured | Harris | CTG-7 | Natural Gas Fired Combustion Turbine | GT |  | W | X | X | HOCPRO01 |  | 60.5 | 0.85 | 44.5 | 49.8 | 22.5 | N |  |  | OP | X | 10 | 2021 | 2021 |  |  | N | IPP Non-CHP | IPP | IPP | 2 | X | NG | Non-Renewable | 0 | 60.5 | 0 | 1
Operable | 63082 | ProEnergy Services |  | 63335 | HO Clarke Generating | TX | Restructured | Harris | CTG-8 | Natural Gas Fired Combustion Turbine | GT |  | W | X | X | HOCPRO01 |  | 60.5 | 0.85 | 44.5 | 49.8 | 22.5 | N |  |  | OP | X | 10 | 2021 | 2021 |  |  | N | IPP Non-CHP | IPP | IPP | 2 | X | NG | Non-Renewable | 0 | 60.5 | 0 | 1
Operable | 63082 | ProEnergy Services |  | 63688 | Topaz Generating | TX | Restructured | Galveston | CTG-1 | Natural Gas Fired Combustion Turbine | GT |  | W | X | X | 138_ATT_TPZ |  | 60.5 | 0.85 | 44.5 | 49.8 | 22.5 | N |  |  | OP | X | 7 | 2021 | 2021 |  |  | N | IPP Non-CHP | IPP | IPP | 2 | X | NG | Non-Renewable | 0 | 60.5 | 0 | 1
Operable | 63082 | ProEnergy Services |  | 63688 | Topaz Generating | TX | Restructured | Galveston | CTG-2 | Natural Gas Fired Combustion Turbine | GT |  | W | X | X | 138_ATT_TPZ |  | 60.5 | 0.85 | 44.5 | 49.8 | 22.5 | N |  |  | OP | X | 7 | 2021 | 2021 |  |  | N | IPP Non-CHP | IPP | IPP | 2 | X | NG | Non-Renewable | 0 | 60.5 | 0 | 1
Operable | 63082 | ProEnergy Services |  | 63688 | Topaz Generating | TX | Restructured | Galveston | CTG-3 | Natural Gas Fired Combustion Turbine | GT |  | W | X | X | 138_ATT_TPZ |  | 60.5 | 0.85 | 44.5 | 49.8 | 22.5 | N |  |  | OP | X | 7 | 2021 | 2021 |  |  | N | IPP Non-CHP | IPP | IPP | 2 | X | NG | Non-Renewable | 0 | 60.5 | 0 | 1
Operable | 63082 | ProEnergy Services |  | 63688 | Topaz Generating | TX | Restructured | Galveston | CTG-4 | Natural Gas Fired Combustion Turbine | GT |  | W | X | X | 138 ATT TPZ |  | 60.5 | 0.85 | 44.5 | 49.8 | 22.5 | N |  |  | OP | X | 7 | 2021 | 2021 |  |  | N | IPP Non-CHP | IPP | IPP | 2 | X | NG | Non-Renewable | 0 | 60.5 | 0 | 1
Operable | 63082 | ProEnergy Services |  | 63688 | Topaz Generating | TX | Restructured | Galveston | CTG-5 | Natural Gas Fired Combustion Turbine | GT |  | W | X | X | 138_ATT_TPZ |  | 60.5 | 0.85 | 44.5 | 49.8 | 22.5 | N |  |  | OP | X | 7 | 2021 | 2021 |  |  | N | IPP Non-CHP | IPP | IPP | 2 | X | NG | Non-Renewable | 0 | 60.5 | 0 | 1
Operable | 63082 | ProEnergy Services |  | 63688 | Topaz Generating | TX | Restructured | Galveston | CTG-6 | Natural Gas Fired Combustion Turbine | GT |  | W | X | X | 138_ATT_TPZ |  | 60.5 | 0.85 | 44.5 | 49.8 | 22.5 | N |  |  | OP | X | 7 | 2021 | 2021 |  |  | N | IPP Non-CHP | IPP | IPP | 2 | X | NG | Non-Renewable | 0 | 60.5 | 0 | 1
Operable | 63082 | ProEnergy Services |  | 63688 | Topaz Generating | TX | Restructured | Galveston | CTG-7 | Natural Gas Fired Combustion Turbine | GT |  | W | X | X | 138_ATT_TPZ |  | 60.5 | 0.85 | 44.5 | 49.8 | 22.5 | N |  |  | OP | X | 7 | 2021 | 2021 |  |  | N | IPP Non-CHP | IPP | IPP | 2 | X | NG | Non-Renewable | 0 | 60.5 | 0 | 1
Operable | 63082 | ProEnergy Services |  | 63688 | Topaz Generating | TX | Restructured | Galveston | CTG-8 | Natural Gas Fired Combustion Turbine | GT |  | W | X | X | 138_ATT_TPZ |  | 60.5 | 0.85 | 44.5 | 49.8 | 22.5 | N |  |  | OP | X | 8 | 2021 | 2021 |  |  | N | IPP Non-CHP | IPP | IPP | 2 | X | NG | Non-Renewable | 0 | 60.5 | 0 | 1
Operable | 63082 | ProEnergy Services |  | 63688 | Topaz Generating | TX | Restructured | Galveston | CTG-9 | Natural Gas Fired Combustion Turbine | GT |  | W | X | X | 138_ATT_TPZ |  | 60.5 | 0.85 | 44.5 | 49.8 | 22.5 | N |  |  | OP | X | 10 | 2021 | 2021 |  |  | N | IPP Non-CHP | IPP | IPP | 2 | X | NG | Non-Renewable | 0 | 60.5 | 0 | 1
Operable | 63082 | ProEnergy Services |  | 63688 | Topaz Generating | TX | Restructured | Galveston | CTG10 | Natural Gas Fired Combustion Turbine | GT |  | W | X | X | 138_ATT_TPZ |  | 60.5 | 0.85 | 44.5 | 49.8 | 22.5 | N |  |  | OP | X | 8 | 2021 | 2021 |  |  | N | IPP Non-CHP | IPP | IPP | 2 | X | NG | Non-Renewable | 0 | 60.5 | 0 | 1
Operable | 63082 | ProEnergy Services |  | 64383 | Braes Bayou Plant | TX | Restructured | Fort Bend | CTG-1 | Natural Gas Fired Combustion Turbine | GT |  | W | X | X | RABSMR01 |  | 60.5 | 0.85 | 44.5 | 49.8 | 22.5 | N |  |  | OP | X | 8 | 2022 | 2022 |  |  | N | IPP Non-CHP | IPP | IPP | 2 | X | NG | Non-Renewable | 0 | 60.5 | 0 | 1
Operable | 63082 | ProEnergy Services |  | 64383 | Braes Bayou Plant | TX | Restructured | Fort Bend | CTG-2 | Natural Gas Fired Combustion Turbine | GT |  | W | X | X | RABSMR01 |  | 60.5 | 0.85 | 44.5 | 49.8 | 22.5 | N |  |  | OP | X | 6 | 2022 | 2022 |  |  | N | IPP Non-CHP | IPP | IPP | 2 | X | NG | Non-Renewable | 0 | 60.5 | 0 | 1
Operable | 63082 | ProEnergy Services |  | 64383 | Braes Bayou Plant | TX | Restructured | Fort Bend | CTG-3 | Natural Gas Fired Combustion Turbine | GT |  | W | X | X | RABSMR01 |  | 60.5 | 0.85 | 44.5 | 49.8 | 22.5 | N |  |  | OP | X | 5 | 2022 | 2022 |  |  | N | IPP Non-CHP | IPP | IPP | 2 | X | NG | Non-Renewable | 0 | 60.5 | 0 | 1
Operable | 63082 | ProEnergy Services |  | 64383 | Braes Bayou Plant | TX | Restructured | Fort Bend | CTG-4 | Natural Gas Fired Combustion Turbine | GT |  | W | X | X | RABSMR01 |  | 60.5 | 0.85 | 44.5 | 49.8 | 22.5 | N |  |  | OP | X | 5 | 2022 | 2022 |  |  | N | IPP Non-CHP | IPP | IPP | 2 | X | NG | Non-Renewable | 0 | 60.5 | 0 | 1
Operable | 63082 | ProEnergy Services |  | 64383 | Braes Bayou Plant | TX | Restructured | Fort Bend | CTG-5 | Natural Gas Fired Combustion Turbine | GT |  | W | X | X | RABSMR01 |  | 60.5 | 0.85 | 44.5 | 49.8 | 22.5 | N |  |  | OP | X | 5 | 2022 | 2022 |  |  | N | IPP Non-CHP | IPP | IPP | 2 | X | NG | Non-Renewable | 0 | 60.5 | 0 | 1
Operable | 63082 | ProEnergy Services |  | 64383 | Braes Bayou Plant | TX | Restructured | Fort Bend | CTG-6 | Natural Gas Fired Combustion Turbine | GT |  | W | X | X | RABSMR01 |  | 60.5 | 0.85 | 44.5 | 49.8 | 22.5 | N |  |  | OP | X | 2 | 2022 | 2022 |  |  | N | IPP Non-CHP | IPP | IPP | 2 | X | NG | Non-Renewable | 0 | 60.5 | 0 | 1
Operable | 63082 | ProEnergy Services |  | 64383 | Braes Bayou Plant | TX | Restructured | Fort Bend | CTG-7 | Natural Gas Fired Combustion Turbine | GT |  | W | X | X | RABSMR01 |  | 60.5 | 0.85 | 44.5 | 49.8 | 22.5 | N |  |  | OP | X | 5 | 2022 | 2022 |  |  | N | IPP Non-CHP | IPP | IPP | 2 | X | NG | Non-Renewable | 0 | 60.5 | 0 | 1
Operable | 63082 | ProEnergy Services |  | 64383 | Braes Bayou Plant | TX | Restructured | Fort Bend | CTG-8 | Natural Gas Fired Combustion Turbine | GT |  | W | X | X | RABSMR01 |  | 60.5 | 0.85 | 44.5 | 49.8 | 22.5 | N |  |  | OP | X | 5 | 2022 | 2022 |  |  | N | IPP Non-CHP | IPP | IPP | 2 | X | NG | Non-Renewable | 0 | 60.5 | 0 | 1
Operable | 63082 | ProEnergy Services |  | 65372 | Mark One Power Station | TX | Restructured | Brazoria | CTG-1 | Natural Gas Fired Combustion Turbine | GT |  | W | X | X | AE_BCH01 |  | 60.5 | 0.85 | 44.6 | 49.8 | 22.5 | N |  |  | OP | X | 11 | 2022 | 2022 |  |  | N | IPP Non-CHP | IPP | IPP | 2 | X | NG | Non-Renewable | 0 | 60.5 | 0 | 1
Operable | 63082 | ProEnergy Services |  | 65372 | Mark One Power Station | TX | Restructured | Brazoria | CTG-2 | Natural Gas Fired Combustion Turbine | GT |  | W | X | X | AE_BCH01 |  | 60.5 | 0.85 | 44.6 | 49.8 | 22.5 | N |  |  | OP | X | 11 | 2022 | 2022 |  |  | N | IPP Non-CHP | IPP | IPP | 2 | X | NG | Non-Renewable | 0 | 60.5 | 0 | 1
Operable | 63082 | ProEnergy Services |  | 65372 | Mark One Power Station | TX | Restructured | Brazoria | CTG-3 | Natural Gas Fired Combustion Turbine | GT |  | W | X | X | AE_BCH01 |  | 60.5 | 0.85 | 44.6 | 49.8 | 22.5 | N |  |  | OP | X | 11 | 2022 | 2022 |  |  | N | IPP Non-CHP | IPP | IPP | 2 | X | NG | Non-Renewable | 0 | 60.5 | 0 | 1
Operable | 63082 | ProEnergy Services |  | 65372 | Mark One Power Station | TX | Restructured | Brazoria | CTG-4 | Natural Gas Fired Combustion Turbine | GT |  | W | X | X | AE BCH01 |  | 60.5 | 0.85 | 44.6 | 49.8 | 22.5 | N |  |  | OP | X | 11 | 2022 | 2022 |  |  | N | IPP Non-CHP | IPP | IPP | 2 | X | NG | Non-Renewable | 0 | 60.5 | 0 | 1
Operable | 63082 | ProEnergy Services |  | 65372 | Mark One Power Station | TX | Restructured | Brazoria | CTG-5 | Natural Gas Fired Combustion Turbine | GT |  | W | X | X | AE BCH01 |  | 60.5 | 0.85 | 44.6 | 49.8 | 22.5 | N |  |  | OP | X | 11 | 2022 | 2022 |  |  | N | IPP Non-CHP | IPP | IPP | 2 | X | NG | Non-Renewable | 0 | 60.5 | 0 | 1
Operable | 63082 | ProEnergy Services |  | 65372 | Mark One Power Station | TX | Restructured | Brazoria | CTG-6 | Natural Gas Fired Combustion Turbine | GT |  | W | X | X | AE BCH01 |  | 60.5 | 0.85 | 44.6 | 49.8 | 22.5 | N |  |  | OP | X | 11 | 2022 | 2022 |  |  | N | IPP Non-CHP | IPP | IPP | 2 | X | NG | Non-Renewable | 0 | 60.5 | 0 | 1
Operable | 63082 | ProEnergy Services |  | 65373 | Brotman Power Station | TX | Restructured | Brazoria | CTG-1 | Natural Gas Fired Combustion Turbine | GT |  | W | X | X | ACHBTM01 |  | 60.5 | 0.85 | 44.6 | 49.8 | 22.5 | N |  |  | OP | X | 5 | 2023 | 2023 |  |  | N | IPP Non-CHP | IPP | IPP | 2 | X | NG | Non-Renewable | 0 | 60.5 | 0 | 1
Operable | 63082 | ProEnergy Services |  | 65373 | Brotman Power Station | TX | Restructured | Brazoria | CTG-2 | Natural Gas Fired Combustion Turbine | GT |  | W | X | X | ACHBTM01 |  | 60.5 | 0.85 | 44.6 | 49.8 | 22.5 | N |  |  | OP | X | 5 | 2023 | 2023 |  |  | N | IPP Non-CHP | IPP | IPP | 2 | X | NG | Non-Renewable | 0 | 60.5 | 0 | 1
Operable | 63082 | ProEnergy Services |  | 65373 | Brotman Power Station | TX | Restructured | Brazoria | CTG-3 | Natural Gas Fired Combustion Turbine | GT |  | W | X | X | ACHBTM01 |  | 60.5 | 0.85 | 44.6 | 49.8 | 22.5 | N |  |  | OP | X | 5 | 2023 | 2023 |  |  | N | IPP Non-CHP | IPP | IPP | 2 | X | NG | Non-Renewable | 0 | 60.5 | 0 | 1
Operable | 63082 | ProEnergy Services |  | 65373 | Brotman Power Station | TX | Restructured | Brazoria | CTG-4 | Natural Gas Fired Combustion Turbine | GT |  | W | X | X | ACHBTM01 |  | 60.5 | 0.85 | 44.6 | 49.8 | 22.5 | N |  |  | OP | X | 5 | 2023 | 2023 |  |  | N | IPP Non-CHP | IPP | IPP | 2 | X | NG | Non-Renewable | 0 | 60.5 | 0 | 1
Operable | 63082 | ProEnergy Services |  | 65373 | Brotman Power Station | TX | Restructured | Brazoria | CTG-5 | Natural Gas Fired Combustion Turbine | GT |  | W | X | X | ACHBTM01 |  | 60.5 | 0.85 | 44.6 | 49.8 | 22.5 | N |  |  | OP | X | 5 | 2023 | 2023 |  |  | N | IPP Non-CHP | IPP | IPP | 2 | X | NG | Non-Renewable | 0 | 60.5 | 0 | 1
Operable | 63082 | ProEnergy Services |  | 65373 | Brotman Power Station | TX | Restructured | Brazoria | CTG-6 | Natural Gas Fired Combustion Turbine | GT |  | W | X | X | ACHBTM01 |  | 60.5 | 0.85 | 44.6 | 49.8 | 22.5 | N |  |  | OP | X | 5 | 2023 | 2023 |  |  | N | IPP Non-CHP | IPP | IPP | 2 | X | NG | Non-Renewable | 0 | 60.5 | 0 | 1
Operable | 65869 | Prologis Logistics Services Incorporated |  | 67050 | Elizabeth Seaport Bldg A Solar | NJ | Restructured | Middlesex | NJ701 | Solar Photovoltaic | PV |  | W | X | X |  |  | 1.5 |  | 1.5 | 1.5 |  | N |  |  | OP | X | 1 | 2022 | 2022 |  |  | N | IPP Non-CHP | IPP | IPP | 2 | X | SUN | Renewable | 1.5 | 0 | 1 | 0
Operable | 65869 | Prologis Logistics Services Incorporated |  | 67062 | Cranbury 0210 Solar | NJ | Restructured | Mercer | CJ210 | Solar Photovoltaic | PV |  | W | X | X |  |  | 1 |  | 1 | 1 |  | N |  |  | OP | X | 12 | 2021 | 2021 |  |  | N | IPP Non-CHP | IPP | IPP | 2 | X | SUN | Renewable | 1 | 0 | 1 | 0
Operable | 65869 | Prologis Logistics Services Incorporated |  | 67063 | Ports Newark 8201 Solar | NJ | Restructured | Essex | NJ201 | Solar Photovoltaic | PV |  | W | X | X |  |  | 1.4 |  | 1.4 | 1.4 |  | N |  |  | OP | X | 11 | 2022 | 2022 |  |  | N | IPP Non-CHP | IPP | IPP | 2 | X | SUN | Renewable | 1.4 | 0 | 1 | 0
Operable | 65869 | Prologis Logistics Services Incorporated |  | 67064 | Ports Jersey City Solar | NJ | Restructured | Sussex | NJ001 | Solar Photovoltaic | PV |  | W | X | X |  |  | 3 |  | 3 | 3 |  | N |  |  | OP | X | 8 | 2020 | 2020 |  |  | N | IPP Non-CHP | IPP | IPP | 2 | X | SUN | Renewable | 3 | 0 | 1 | 0
Operable | 65869 | Prologis Logistics Services Incorporated |  | 67065 | Lister Avenue Solar | NJ | Restructured | Essex | NJ401 | Solar Photovoltaic | PV |  | W | X | X |  |  | 2 |  | 2 | 2 |  | N |  |  | OP | X | 7 | 2022 | 2022 |  |  | N | IPP Non-CHP | IPP | IPP | 2 | X | SUN | Renewable | 2 | 0 | 1 | 0
Operable | 65869 | Prologis Logistics Services Incorporated |  | 67066 | Edison 7205 Solar | NJ | Restructured | Middlesex | NJ205 | Solar Photovoltaic | PV |  | W | X | X |  |  | 1.4 |  | 1.4 | 1.4 |  | N |  |  | OP | X | 11 | 2022 | 2022 |  |  | N | IPP Non-CHP | IPP | IPP | 2 | X | SUN | Renewable | 1.4 | 0 | 1 | 0
Operable | 65869 | Prologis Logistics Services Incorporated |  | 67067 | Edison 0308 Solar | NJ | Restructured | Middlesex | CJ308 | Solar Photovoltaic | PV |  | W | X | X |  |  | 2.5 |  | 2.5 | 2.5 |  | N |  |  | OP | X | 4 | 2022 | 2022 |  |  | N | IPP Non-CHP | IPP | IPP | 2 | X | SUN | Renewable | 2.5 | 0 | 1 | 0
Operable | 65869 | Prologis Logistics Services Incorporated |  | 67068 | Port Reading 8 Solar | NJ | Restructured | Middlesex | NJ008 | Solar Photovoltaic | PV |  | W | X | X |  |  | 1.4 |  | 1.4 | 1.4 |  | N |  |  | OP | X | 12 | 2022 | 2022 |  |  | N | IPP Non-CHP | IPP | IPP | 2 | X | SUN | Renewable | 1.4 | 0 | 1 | 0
Operable | 65869 | Prologis Logistics Services Incorporated |  | 67070 | Interstate 3 Solar | NJ | Restructured | Middlesex | CJ903 | Solar Photovoltaic | PV |  | W | X | X |  |  | 1.5 |  | 1.5 | 1.5 |  | N |  |  | OP | X | 5 | 2022 | 2022 |  |  | N | IPP Non-CHP | IPP | IPP | 2 | X | SUN | Renewable | 1.5 | 0 | 1 | 0
Operable | 64412 | Prophet Solar, LLC |  | 64972 | Prophet CSG | IL | Restructured | Whiteside | PROPH | Solar Photovoltaic | PV |  | S | X | X |  |  | 2 |  | 2 | 2 |  | N |  |  | OP | X | 10 | 2021 | 2021 |  |  | N | IPP Non-CHP | IPP | IPP | 2 | X | SUN | Renewable | 2 | 0 | 1 | 0
Operable | 59863 | Prospector |  | 59493 | Prospector Windfarm (Burnt River) | OR | Vertical | Baker | PW | Onshore Wind Turbine | WT |  | S | X | X |  |  | 10 |  | 10 | 10 | 0.1 | N |  |  | OP | X | 3 | 2017 | 2017 |  |  | N | IPP Non-CHP | IPP | IPP | 2 | X | WND | Renewable | 10 | 0 | 1 | 0
Operable | 65890 | Prospero Energy Project, LLC (Longroad) |  | 62755 | Prospero Solar | TX | Restructured | Andrews | PROSP | Solar Photovoltaic | PV |  | S | X | X |  |  | 300 |  | 300 | 300 |  | N |  |  | OP | X | 6 | 2020 | 2020 |  |  | N | IPP Non-CHP | IPP | IPP | 2 | X | SUN | Renewable | 300 | 0 | 1 | 0
Operable | 65896 | Prospero Solar II, LLC (Longroad) |  | 64325 | Prospero Solar II | TX | Restructured | Andrews | PROSP | Solar Photovoltaic | PV |  | S | X | X |  |  | 250 |  | 250 | 250 |  | N |  |  | OP | X | 8 | 2021 | 2021 |  |  | N | IPP Non-CHP | IPP | IPP | 2 | X | SUN | Renewable | 250 | 0 | 1 | 0
Operable | 60125 | Providence Solar Center, LLC |  | 60337 | Providence Solar | TN | Vertical | Madison | PROV | Solar Photovoltaic | PV |  | S | X | X |  |  | 16 |  | 16 | 16 |  | N |  |  | OP | X | 10 | 2017 | 2017 |  |  | N | IPP Non-CHP | IPP | IPP | 2 | X | SUN | Renewable | 16 | 0 | 1 | 0
Operable | 64798 | Prudential Drive Investors, LLC |  | 60841 | Prudential 55 Livingston Roseland Solar | NJ | Restructured | Essex | PV1 | Solar Photovoltaic | PV |  | S | X | X |  |  | 1.2 |  | 1.2 | 1.2 |  | N |  |  | OP | X | 1 | 2013 | 2013 |  |  | N | Commercial Non-CHP | Customer Sited | Other | 4 | X | SUN | Renewable | 1.2 | 0 | 1 | 0
Operable | 64798 | Prudential Drive Investors, LLC |  | 60842 | Prudential 80 Livingston Roseland Solar | NJ | Restructured | Essex | PV1 | Solar Photovoltaic | PV |  | S | X | X |  |  | 1.7 |  | 1.7 | 1.7 |  | N |  |  | OP | X | 12 | 2013 | 2013 |  |  | N | Commercial Non-CHP | Customer Sited | Other | 4 | X | SUN | Renewable | 1.7 | 0 | 1 | 0
Operable | 60100 | PSEG Keys Energy Center, LLC |  | 60302 | Keys Energy Center | MD | Restructured | Prince Georges | 10 | Natural Gas Fired Combined Cycle | CA | CC1 | S | Y | X | CHELTENH 19 KV STG10 GEN |  | 359.6 | 0.85 | 763 | 799 | 280 | N |  |  | OP | X | 7 | 2018 | 2018 |  |  | N | IPP Non-CHP | IPP | IPP | 2 | X | NG | Non-Renewable | 0 | 359.6 | 0 | 1
Operable | 60100 | PSEG Keys Energy Center, LLC |  | 60302 | Keys Energy Center | MD | Restructured | Prince Georges | 11 | Natural Gas Fired Combined Cycle | CT | CC1 | S | X | Y | CHELTENH 19 KV STG10 GEN |  | 235.5 | 0.85 |  |  |  | N |  |  | OP | X | 7 | 2018 | 2018 |  |  | N | IPP Non-CHP | IPP | IPP | 2 | X | NG | Non-Renewable | 0 | 235.5 | 0 | 1
Operable | 60100 | PSEG Keys Energy Center, LLC |  | 60302 | Keys Energy Center | MD | Restructured | Prince Georges | 12 | Natural Gas Fired Combined Cycle | CT | CC1 | S | X | Y | CHELTENH 19 KV STG10 GEN |  | 235.5 | 0.85 |  |  |  | N |  |  | OP | X | 7 | 2018 | 2018 |  |  | N | IPP Non-CHP | IPP | IPP | 2 | X | NG | Non-Renewable | 0 | 235.5 | 0 | 1
Operable | 15478 | PSEG Nuclear LLC |  | 2410 | PSEG Salem Generating Station | NJ | Restructured | Salem | 1 | Nuclear | ST |  | J | X | X | 50489 | SALEM 25 KV | 1170 | 0.9 | 1145.8 | 1145.8 | 1145.8 | N |  |  | OP | X | 6 | 1977 | Pre-2000 |  |  | N | IPP Non-CHP | IPP | IPP | 2 | X | NUC | Other | 0 | 0 | 0 | 0
Operable | 15478 | PSEG Nuclear LLC |  | 2410 | PSEG Salem Generating Station | NJ | Restructured | Salem | 2 | Nuclear | ST |  | J | X | X | 50490 | SALEM 25 KV | 1170 | 0.9 | 1138.9 | 1138.9 | 1138.9 | N |  |  | OP | X | 10 | 1981 | Pre-2000 |  |  | N | IPP Non-CHP | IPP | IPP | 2 | X | NUC | Other | 0 | 0 | 0 | 0
Operable | 15478 | PSEG Nuclear LLC |  | 2410 | PSEG Salem Generating Station | NJ | Restructured | Salem | 3 | Petroleum Liquids | GT |  | J | X | X | 50488 | SALEM 13 KV | 41.8 | 0.9 | 38.4 | 38.4 | 38 | N |  |  | SB | N | 6 | 1971 | Pre-2000 |  |  | N | IPP Non-CHP | IPP | IPP | 2 | X | DFO | Non-Renewable | 0 | 41.8 | 0 | 1
Operable | 15478 | PSEG Nuclear LLC |  | 6118 | PSEG Hope Creek Generating Station | NJ | Restructured | Salem | 1 | Nuclear | ST |  | S | X | X | 1097732449 | HOPECREE25 KV | 1290.7 | 0.94 | 1172 | 1172 | 1172 | N |  |  | OP | X | 12 | 1986 | Pre-2000 |  |  | N | IPP Non-CHP | IPP | IPP | 2 | X | NUC | Other | 0 | 0 | 0 | 0
Operable | 56584 | PSEG Solar Hackettstown LLC |  | 57204 | PSEG Hackettstown | NJ | Restructured | Warren | 1 | Solar Photovoltaic | PV |  | S | X | X |  |  | 2 |  | 2 | 2 |  | N |  |  | OP | X | 9 | 2009 | 2009 |  |  | N | IPP Non-CHP | IPP | IPP | 2 | X | SUN | Renewable | 2 | 0 | 1 | 0
Operable | 58976 | PsomasFMG Lancaster Solar Crest, LLC |  | 59167 | Lancaster Solar 1 | CA | Vertical | Los Angeles | LS1 | Solar Photovoltaic | PV |  | S | X | X |  |  | 1.5 |  | 1.5 | 1.5 |  | N |  |  | OP | X | 11 | 2014 | 2014 |  |  | N | IPP Non-CHP | IPP | IPP | 2 | X | SUN | Renewable | 1.5 | 0 | 1 | 0
Operable | 58976 | PsomasFMG Lancaster Solar Crest, LLC |  | 59169 | Lancaster Solar 2 | CA | Vertical | Los Angeles | LS2 | Solar Photovoltaic | PV |  | S | X | X |  |  | 1.5 |  | 1.5 | 1.5 |  | N |  |  | OP | X | 11 | 2014 | 2014 |  |  | N | IPP Non-CHP | IPP | IPP | 2 | X | SUN | Renewable | 1.5 | 0 | 1 | 0
Operable | 27762 | Ptarmigan Res & Engy Inc |  | 50206 | Vallecito Hydroelectric | CO | Vertical | La Plata | GEN1 | Conventional Hydroelectric | HY |  | S | X | X |  |  | 0.8 | 1 | 0.8 | 0.8 | 0.1 | N |  |  | OP | X | 5 | 1989 | Pre-2000 |  |  | N | IPP Non-CHP | IPP | IPP | 2 | X | WAT | Renewable | 0.8 | 0 | 1 | 0
Operable | 27762 | Ptarmigan Res & Engy Inc |  | 50206 | Vallecito Hydroelectric | CO | Vertical | La Plata | GEN2 | Conventional Hydroelectric | HY |  | S | X | X |  |  | 2.5 | 1 | 2.5 | 2.5 | 0.3 | N |  |  | OP | X | 5 | 1989 | Pre-2000 |  |  | N | IPP Non-CHP | IPP | IPP | 2 | X | WAT | Renewable | 2.5 | 0 | 1 | 0
Operable | 27762 | Ptarmigan Res & Engy Inc |  | 50206 | Vallecito Hydroelectric | CO | Vertical | La Plata | GEN3 | Conventional Hydroelectric | HY |  | S | X | X |  |  | 2.5 | 1 | 2.5 | 2.5 | 0.3 | N |  |  | OP | X | 5 | 1989 | Pre-2000 |  |  | N | IPP Non-CHP | IPP | IPP | 2 | X | WAT | Renewable | 2.5 | 0 | 1 | 0
Operable | 21095 | Public Serv Comm of Yazoo City |  | 2067 | Yazoo | MS | Vertical | Yazoo | 2 | Natural Gas Fired Combined Cycle | CA | CC1 | S | N | X |  |  | 5 | 0.8 | 5.6 | 5.6 | 3 | N |  |  | SB | Y | 6 | 1945 | Pre-2000 |  |  | N | Electric Utility | Utility | Municipal | 1 | X | NG | Non-Renewable | 0 | 5 | 0 | 1
Operable | 21095 | Public Serv Comm of Yazoo City |  | 2067 | Yazoo | MS | Vertical | Yazoo | 3 | Natural Gas Fired Combined Cycle | CA | CC1 | S | N | X |  |  | 12.6 | 0.85 | 13 | 13 | 4 | N |  |  | OP | X | 7 | 1954 | Pre-2000 |  |  | N | Electric Utility | Utility | Municipal | 1 | X | NG | Non-Renewable | 0 | 12.6 | 0 | 1
Operable | 21095 | Public Serv Comm of Yazoo City |  | 2067 | Yazoo | MS | Vertical | Yazoo | GT1 | Natural Gas Fired Combined Cycle | CT | CC1 | S | X | Y |  |  | 16.5 | 0.85 | 14.7 | 16.7 | 2 | N |  |  | OP | X | 4 | 1968 | Pre-2000 |  |  | N | Electric Utility | Utility | Municipal | 1 | X | NG | Non-Renewable | 0 | 16.5 | 0 | 1 | DFO
Operable | 15466 | Public Service Co of Colorado |  | 464 | Alamosa | CO | Vertical | Alamosa | CT1 | Petroleum Liquids | GT |  | S | X | X |  |  | 26.6 | 0.9 | 13 | 17 | 5 | N |  |  | OP | X | 6 | 1973 | Pre-2000 | 12 | 2026 | N | Electric Utility | Utility | Investor Owned Utility | 1 | X | DFO | Non-Renewable | 0 | 26.6 | 0 | 1 | NG
Operable | 15466 | Public Service Co of Colorado |  | 464 | Alamosa | CO | Vertical | Alamosa | CT2 | Petroleum Liquids | GT |  | S | X | X |  |  | 26.6 | 0.9 | 14 | 18 | 5 | N |  |  | OP | X | 6 | 1977 | Pre-2000 | 12 | 2026 | N | Electric Utility | Utility | Investor Owned Utility | 1 | X | DFO | Non-Renewable | 0 | 26.6 | 0 | 1 | NG
Operable | 15466 | Public Service Co of Colorado |  | 467 | Cabin Creek | CO | Vertical | Clear Creek | A | Hydroelectric Pumped Storage | PS |  | S | X | X |  |  | 150 | 0.9 | 180.3 | 180.3 | 75 | N |  |  | OP | X | 6 | 1967 | Pre-2000 |  |  | N | Electric Utility | Utility | Investor Owned Utility | 1 | X | WAT | Renewable | 150 | 0 | 1 | 0
Operable | 15466 | Public Service Co of Colorado |  | 467 | Cabin Creek | CO | Vertical | Clear Creek | B | Hydroelectric Pumped Storage | PS |  | S | X | X |  |  | 150 | 0.9 | 171.6 | 171.6 | 75 | Y | 4 | 2023 | OP | X | 6 | 1967 | Pre-2000 |  |  | N | Electric Utility | Utility | Investor Owned Utility | 1 | X | WAT | Renewable | 150 | 0 | 1 | 0
Operable | 15466 | Public Service Co of Colorado |  | 469 | Cherokee | CO | Vertical | Adams | 4 | Natural Gas Steam Turbine | ST |  | S | X | X |  |  | 380.8 | 0.85 | 310 | 310 | 220 | N |  |  | OP | X | 6 | 1968 | Pre-2000 | 12 | 2027 | N | Electric Utility | Utility | Investor Owned Utility | 1 | X | NG | Non-Renewable | 0 | 380.8 | 0 | 1
Operable | 15466 | Public Service Co of Colorado |  | 469 | Cherokee | CO | Vertical | Adams | 5 | Natural Gas Fired Combined Cycle | CT | CHR0 | S | X | Y |  |  | 185.3 | 0.85 | 168 | 176 | 32 | N |  |  | OP | X | 8 | 2015 | 2015 |  |  | N | Electric Utility | Utility | Investor Owned Utility | 1 | X | NG | Non-Renewable | 0 | 185.3 | 0 | 1
Operable | 15466 | Public Service Co of Colorado |  | 469 | Cherokee | CO | Vertical | Adams | 6 | Natural Gas Fired Combined Cycle | CT | CHR0 | S | X | Y |  |  | 185.3 | 0.85 | 168 | 176 | 32 | N |  |  | OP | X | 8 | 2015 | 2015 |  |  | N | Electric Utility | Utility | Investor Owned Utility | 1 | X | NG | Non-Renewable | 0 | 185.3 | 0 | 1
Operable | 15466 | Public Service Co of Colorado |  | 469 | Cherokee | CO | Vertical | Adams | 7 | Natural Gas Fired Combined Cycle | CA | CHR0 | S | Y | X |  |  | 255 | 0.85 | 240 | 248 | 104 | N |  |  | OP | X | 8 | 2015 | 2015 |  |  | N | Electric Utility | Utility | Investor Owned Utility | 1 | X | NG | Non-Renewable | 0 | 255 | 0 | 1
Operable | 15466 | Public Service Co of Colorado |  | 470 | Comanche (CO) | CO | Vertical | Pueblo | 2 | Conventional Steam Coal | ST |  | S | X | X |  |  | 396 | 0.9 | 335 | 335 | 170 | N |  |  | OP | X | 6 | 1975 | Pre-2000 | 12 | 2025 | N | Electric Utility | Utility | Investor Owned Utility | 1 | X | SUB | Non-Renewable | 0 | 396 | 0 | 1 | NG
Operable | 15466 | Public Service Co of Colorado |  | 470 | Comanche (CO) | CO | Vertical | Pueblo | 3 | Conventional Steam Coal | ST |  | J | X | X |  |  | 856.8 | 0.85 | 750 | 766 | 450 | N |  |  | OP | X | 7 | 2010 | 2010 |  |  | N | Electric Utility | Utility | Investor Owned Utility | 1 | X | SUB | Non-Renewable | 0 | 856.8 | 0 | 1 | NG
Operable | 15466 | Public Service Co of Colorado |  | 471 | Fruita | CO | Vertical | Mesa | 1 | Natural Gas Fired Combustion Turbine | GT |  | S | X | X |  |  | 26.6 | 0.9 | 14 | 18 | 5 | N |  |  | OP | X | 6 | 1973 | Pre-2000 | 12 | 2026 | N | Electric Utility | Utility | Investor Owned Utility | 1 | X | NG | Non-Renewable | 0 | 26.6 | 0 | 1 | DFO
Operable | 15466 | Public Service Co of Colorado |  | 472 | Georgetown Hydro | CO | Vertical | Clear Creek | 1 | Conventional Hydroelectric | HY |  | S | X | X |  |  | 0.6 | 0.9 | 0.8 | 0.6 | 0.6 | N |  |  | OP | X | 1 | 1906 | Pre-2000 |  |  | N | Electric Utility | Utility | Investor Owned Utility | 1 | X | WAT | Renewable | 0.6 | 0 | 1 | 0
Operable | 15466 | Public Service Co of Colorado |  | 472 | Georgetown Hydro | CO | Vertical | Clear Creek | 2 | Conventional Hydroelectric | HY |  | S | X | X |  |  | 0.6 | 0.9 | 0.8 | 0.6 | 0.6 | N |  |  | OP | X | 1 | 1908 | Pre-2000 |  |  | N | Electric Utility | Utility | Investor Owned Utility | 1 | X | WAT | Renewable | 0.6 | 0 | 1 | 0
Operable | 15466 | Public Service Co of Colorado |  | 474 | Salida | CO | Vertical | Chaffee | 2 | Conventional Hydroelectric | HY |  | S | X | X |  |  | 0.6 | 0.8 | 0.6 | 0.6 | 0.6 | N |  |  | OP | X | 6 | 1908 | Pre-2000 | 12 | 2027 | N | Electric Utility | Utility | Investor Owned Utility | 1 | X | WAT | Renewable | 0.6 | 0 | 1 | 0
Operable | 15466 | Public Service Co of Colorado |  | 476 | Shoshone (CO) | CO | Vertical | Garfield | A | Conventional Hydroelectric | HY |  | S | X | X |  |  | 7.2 | 0.9 | 7.5 | 4 | 1 | N |  |  | OP | X | 6 | 1909 | Pre-2000 |  |  | N | Electric Utility | Utility | Investor Owned Utility | 1 | X | WAT | Renewable | 7.2 | 0 | 1 | 0
Operable | 15466 | Public Service Co of Colorado |  | 476 | Shoshone (CO) | CO | Vertical | Garfield | B | Conventional Hydroelectric | HY |  | S | X | X |  |  | 7.2 | 0.9 | 7.5 | 4 | 1 | N |  |  | OP | X | 6 | 1909 | Pre-2000 |  |  | N | Electric Utility | Utility | Investor Owned Utility | 1 | X | WAT | Renewable | 7.2 | 0 | 1 | 0
Operable | 15466 | Public Service Co of Colorado |  | 477 | Valmont | CO | Vertical | Boulder | 6 | Natural Gas Fired Combustion Turbine | GT |  | S | X | X |  |  | 59.3 | 0.9 | 43 | 51 | 18 | N |  |  | OP | X | 5 | 1973 | Pre-2000 | 12 | 2026 | N | Electric Utility | Utility | Investor Owned Utility | 1 | X | NG | Non-Renewable | 0 | 59.3 | 0 | 1
Operable | 15466 | Public Service Co of Colorado |  | 525 | Hayden | CO | Vertical | Routt | 1 | Conventional Steam Coal | ST |  | J | X | X |  |  | 190 | 0.94 | 179 | 179 | 110 | N |  |  | OP | X | 7 | 1965 | Pre-2000 | 12 | 2028 | N | Electric Utility | Utility | Investor Owned Utility | 1 | X | BIT | Non-Renewable | 0 | 190 | 0 | 1 | NG | DFO
Operable | 15466 | Public Service Co of Colorado |  | 525 | Hayden | CO | Vertical | Routt | 2 | Conventional Steam Coal | ST |  | J | X | X |  |  | 275.4 | 0.9 | 262 | 262 | 120 | N |  |  | OP | X | 9 | 1976 | Pre-2000 | 12 | 2027 | N | Electric Utility | Utility | Investor Owned Utility | 1 | X | BIT | Non-Renewable | 0 | 275.4 | 0 | 1 | DFO
Operable | 15466 | Public Service Co of Colorado |  | 6112 | Fort St Vrain | CO | Vertical | Weld | 1 | Natural Gas Fired Combined Cycle | CA | FSV0 | S | Y | X |  |  | 342.6 | 0.85 | 301 | 304 | 39 | N |  |  | OP | X | 7 | 1998 | Pre-2000 |  |  | N | Electric Utility | Utility | Investor Owned Utility | 1 | X | NG | Non-Renewable | 0 | 342.6 | 0 | 1
Operable | 15466 | Public Service Co of Colorado |  | 6112 | Fort St Vrain | CO | Vertical | Weld | 2 | Natural Gas Fired Combined Cycle | CT | FSV0 | S | X | Y |  |  | 175.1 | 0.85 | 123 | 134 | 65 | N |  |  | OP | X | 5 | 1996 | Pre-2000 |  |  | N | Electric Utility | Utility | Investor Owned Utility | 1 | X | NG | Non-Renewable | 0 | 175.1 | 0 | 1
Operable | 15466 | Public Service Co of Colorado |  | 6112 | Fort St Vrain | CO | Vertical | Weld | 3 | Natural Gas Fired Combined Cycle | CT | FSV0 | S | X | Y |  |  | 175.1 | 0.85 | 128 | 139 | 65 | N |  |  | OP | X | 1 | 1999 | Pre-2000 |  |  | N | Electric Utility | Utility | Investor Owned Utility | 1 | X | NG | Non-Renewable | 0 | 175.1 | 0 | 1
Operable | 15466 | Public Service Co of Colorado |  | 6112 | Fort St Vrain | CO | Vertical | Weld | 4 | Natural Gas Fired Combined Cycle | CT | FSV0 | S | X | Y |  |  | 175.1 | 0.85 | 145 | 168 | 65 | N |  |  | OP | X | 6 | 2001 | 2001 |  |  | N | Electric Utility | Utility | Investor Owned Utility | 1 | X | NG | Non-Renewable | 0 | 175.1 | 0 | 1
Operable | 15466 | Public Service Co of Colorado |  | 6112 | Fort St Vrain | CO | Vertical | Weld | 5 | Natural Gas Fired Combustion Turbine | GT |  | S | X | X |  |  | 140.3 | 0.85 | 144 | 159 | 55 | N |  |  | OP | X | 5 | 2009 | 2009 |  |  | N | Electric Utility | Utility | Investor Owned Utility | 1 | X | NG | Non-Renewable | 0 | 140.3 | 0 | 1
Operable | 15466 | Public Service Co of Colorado |  | 6112 | Fort St Vrain | CO | Vertical | Weld | 6 | Natural Gas Fired Combustion Turbine | GT |  | S | X | X |  |  | 140.3 | 0.85 | 144 | 159 | 52 | N |  |  | OP | X | 5 | 2009 | 2009 |  |  | N | Electric Utility | Utility | Investor Owned Utility | 1 | X | NG | Non-Renewable | 0 | 140.3 | 0 | 1
Operable | 15466 | Public Service Co of Colorado |  | 6206 | Tacoma | CO | Vertical | La Plata | 1 | Conventional Hydroelectric | HY |  | S | X | X |  |  | 2.3 | 1 | 2.3 | 2.3 | 1 | N |  |  | OP | X | 6 | 1906 | Pre-2000 |  |  | N | Electric Utility | Utility | Investor Owned Utility | 1 | X | WAT | Renewable | 2.3 | 0 | 1 | 0
Operable | 15466 | Public Service Co of Colorado |  | 6206 | Tacoma | CO | Vertical | La Plata | 2 | Conventional Hydroelectric | HY |  | S | X | X |  |  | 2.3 | 1 | 2.3 | 2.3 | 1 | N |  |  | OP | X | 6 | 1905 | Pre-2000 |  |  | N | Electric Utility | Utility | Investor Owned Utility | 1 | X | WAT | Renewable | 2.3 | 0 | 1 | 0
Operable | 15466 | Public Service Co of Colorado |  | 6207 | Ames Hydro | CO | Vertical | San Miguel | 1 | Conventional Hydroelectric | HY |  | S | X | X |  |  | 3.6 | 0.8 | 2.8 | 2.8 | 1 | N |  |  | OP | X | 6 | 1906 | Pre-2000 |  |  | N | Electric Utility | Utility | Investor Owned Utility | 1 | X | WAT | Renewable | 3.6 | 0 | 1 | 0
Operable | 15466 | Public Service Co of Colorado |  | 6248 | Pawnee | CO | Vertical | Morgan | 1 | Conventional Steam Coal | ST |  | S | X | X |  |  | 552.3 | 0.9 | 505 | 505 | 200 | N |  |  | OP | X | 11 | 1981 | Pre-2000 |  |  | N | Electric Utility | Utility | Investor Owned Utility | 1 | X | SUB | Non-Renewable | 0 | 552.3 | 0 | 1 | NG
Operable | 15466 | Public Service Co of Colorado |  | 8067 | Fort Lupton | CO | Vertical | Weld | 1 | Natural Gas Fired Combustion Turbine | GT |  | S | X | X |  |  | 50.4 | 0.9 | 44 | 50 | 10 | N |  |  | OP | X | 4 | 1972 | Pre-2000 | 12 | 2026 | N | Electric Utility | Utility | Investor Owned Utility | 1 | X | NG | Non-Renewable | 0 | 50.4 | 0 | 1 | DFO
Operable | 15466 | Public Service Co of Colorado |  | 8067 | Fort Lupton | CO | Vertical | Weld | 2 | Natural Gas Fired Combustion Turbine | GT |  | S | X | X |  |  | 50.4 | 0.9 | 44 | 50 | 10 | N |  |  | OP | X | 4 | 1972 | Pre-2000 | 12 | 2026 | N | Electric Utility | Utility | Investor Owned Utility | 1 | X | NG | Non-Renewable | 0 | 50.4 | 0 | 1 | DFO
Operable | 15466 | Public Service Co of Colorado |  | 55127 | Manchief Electric Generating Station | CO | Vertical | Morgan | UN1 | Natural Gas Fired Combustion Turbine | GT |  | S | X | X |  |  | 150 | 0.9 | 132 | 160 | 80 | N |  |  | OP | X | 6 | 2000 | 2000 |  |  | N | Electric Utility | Utility | Investor Owned Utility | 1 | X | NG | Non-Renewable | 0 | 150 | 0 | 1
Operable | 15466 | Public Service Co of Colorado |  | 55127 | Manchief Electric Generating Station | CO | Vertical | Morgan | UN2 | Natural Gas Fired Combustion Turbine | GT |  | S | X | X |  |  | 150 | 0.9 | 132 | 160 | 80 | N |  |  | OP | X | 6 | 2000 | 2000 |  |  | N | Electric Utility | Utility | Investor Owned Utility | 1 | X | NG | Non-Renewable | 0 | 150 | 0 | 1
Operable | 15466 | Public Service Co of Colorado |  | 55207 | Valmont Combustion Turbine Project | CO | Vertical | Boulder | UN7 | Natural Gas Fired Combustion Turbine | GT |  | S | X | X |  |  | 71.1 | 0.85 | 39.9 | 39.9 | 15 | N |  |  | OP | X | 5 | 2000 | 2000 |  |  | N | Electric Utility | Utility | Investor Owned Utility | 1 | X | NG | Non-Renewable | 0 | 71.1 | 0 | 1
Operable | 15466 | Public Service Co of Colorado |  | 55207 | Valmont Combustion Turbine Project | CO | Vertical | Boulder | UN8 | Natural Gas Fired Combustion Turbine | GT |  | S | X | X |  |  | 71.1 | 0.85 | 39.9 | 39.9 | 15 | N |  |  | OP | X | 5 | 2001 | 2001 |  |  | N | Electric Utility | Utility | Investor Owned Utility | 1 | X | NG | Non-Renewable | 0 | 71.1 | 0 | 1
Operable | 15466 | Public Service Co of Colorado |  | 55645 | Blue Spruce Energy Center | CO | Vertical | Adams | CT01 | Natural Gas Fired Combustion Turbine | GT |  | S | X | X |  |  | 198.9 | 0.85 | 130 | 144 | 66 | N |  |  | OP | X | 5 | 2003 | 2003 |  |  | N | Electric Utility | Utility | Investor Owned Utility | 1 | X | NG | Non-Renewable | 0 | 198.9 | 0 | 1 | DFO
Operable | 15466 | Public Service Co of Colorado |  | 55645 | Blue Spruce Energy Center | CO | Vertical | Adams | CT02 | Natural Gas Fired Combustion Turbine | GT |  | S | X | X |  |  | 198.9 | 0.85 | 134 | 148 | 71 | N |  |  | OP | X | 5 | 2003 | 2003 |  |  | N | Electric Utility | Utility | Investor Owned Utility | 1 | X | NG | Non-Renewable | 0 | 198.9 | 0 | 1 | DFO
Operable | 15466 | Public Service Co of Colorado |  | 55835 | Rocky Mountain Energy Center | CO | Vertical | Weld | CTG1 | Natural Gas Fired Combined Cycle | CT | RKM0 | S | X | Y |  |  | 175.1 | 0.85 | 145 | 157 | 82 | N |  |  | OP | X | 5 | 2004 | 2004 |  |  | N | Electric Utility | Utility | Investor Owned Utility | 1 | X | NG | Non-Renewable | 0 | 175.1 | 0 | 1
Operable | 15466 | Public Service Co of Colorado |  | 55835 | Rocky Mountain Energy Center | CO | Vertical | Weld | CTG2 | Natural Gas Fired Combined Cycle | CT | RKM0 | S | X | Y |  |  | 175.1 | 0.85 | 145 | 157 | 82 | N |  |  | OP | X | 5 | 2004 | 2004 |  |  | N | Electric Utility | Utility | Investor Owned Utility | 1 | X | NG | Non-Renewable | 0 | 175.1 | 0 | 1
Operable | 15466 | Public Service Co of Colorado |  | 55835 | Rocky Mountain Energy Center | CO | Vertical | Weld | STG1 | Natural Gas Fired Combined Cycle | CA | RKM0 | S | Y | X |  |  | 334.9 | 0.85 | 290 | 301 | 64 | N |  |  | OP | X | 5 | 2004 | 2004 |  |  | N | Electric Utility | Utility | Investor Owned Utility | 1 | X | NG | Non-Renewable | 0 | 334.9 | 0 | 1
Operable | 15466 | Public Service Co of Colorado |  | 60619 | Rush Creek Wind | CO | Vertical | Elbert | GEN1 | Onshore Wind Turbine | WT |  | S | X | X |  |  | 600 |  | 582.3 | 582.3 | 1 | N |  |  | OP | X | 12 | 2018 | 2018 |  |  | N | Electric Utility | Utility | Investor Owned Utility | 1 | X | WND | Renewable | 600 | 0 | 1 | 0
Operable | 15466 | Public Service Co of Colorado |  | 61439 | Panasonic Carport Solar Hybrid | CO | Vertical | Adams | PANBS | Batteries | BA |  | S | X | X |  |  | 1 |  | 1 | 1 | 0.1 | N |  |  | OP | X | 8 | 2017 | 2017 |  |  | N | Electric Utility | Utility | Investor Owned Utility | 1 | X | MWH | Other | 0 | 0 | 0 | 0
Operable | 15466 | Public Service Co of Colorado |  | 61439 | Panasonic Carport Solar Hybrid | CO | Vertical | Adams | PANPV | Solar Photovoltaic | PV |  | S | X | X |  |  | 1.3 |  | 1.3 | 1.3 |  | N |  |  | OP | X | 5 | 2017 | 2017 |  |  | N | Electric Utility | Utility | Investor Owned Utility | 1 | X | SUN | Renewable | 1.3 | 0 | 1 | 0
Operable | 15466 | Public Service Co of Colorado |  | 62952 | Cheyenne Ridge Wind Farm | CO | Vertical | Cheyenne | CRW01 | Onshore Wind Turbine | WT |  | S | X | X |  |  | 498.4 |  | 477.1 | 477.1 | 1 | N |  |  | OP | X | 8 | 2020 | 2020 |  |  | N | Electric Utility | Utility | Investor Owned Utility | 1 | X | WND | Renewable | 498.4 | 0 | 1 | 0
Operable | 15473 | Public Service Co of NM |  | 2450 | Reeves | NM | Vertical | Bernalillo | 1 | Natural Gas Steam Turbine | ST |  | S | X | X |  |  | 44 | 0.85 | 42 | 42 | 10 | N |  |  | OP | X | 8 | 1960 | Pre-2000 |  |  | N | Electric Utility | Utility | Investor Owned Utility | 1 | X | NG | Non-Renewable | 0 | 44 | 0 | 1
Operable | 15473 | Public Service Co of NM |  | 2450 | Reeves | NM | Vertical | Bernalillo | 2 | Natural Gas Steam Turbine | ST |  | S | X | X |  |  | 44 | 0.85 | 41 | 41 | 10 | N |  |  | OP | X | 3 | 1960 | Pre-2000 |  |  | N | Electric Utility | Utility | Investor Owned Utility | 1 | X | NG | Non-Renewable | 0 | 44 | 0 | 1
Operable | 15473 | Public Service Co of NM |  | 2450 | Reeves | NM | Vertical | Bernalillo | 3 | Natural Gas Steam Turbine | ST |  | S | X | X |  |  | 66 | 0.85 | 63 | 63 | 15 | N |  |  | OP | X | 7 | 1962 | Pre-2000 |  |  | N | Electric Utility | Utility | Investor Owned Utility | 1 | X | NG | Non-Renewable | 0 | 66 | 0 | 1
Operable | 15473 | Public Service Co of NM |  | 2475 | Algodones | NM | Vertical | Sandoval | 1 | Natural Gas Steam Turbine | ST |  | J | X | X |  |  | 15 | 0.9 | 15 | 15 | 15 | N |  |  | OS | X | 10 | 1954 | Pre-2000 |  |  | N | Electric Utility | Utility | Investor Owned Utility | 1 | X | NG | Non-Renewable | 0 | 15 | 0 | 1 | RFO
Operable | 15473 | Public Service Co of NM |  | 2475 | Algodones | NM | Vertical | Sandoval | 2 | Natural Gas Steam Turbine | ST |  | J | X | X |  |  | 15 | 0.9 | 15 | 15 | 15 | N |  |  | OS | X | 10 | 1954 | Pre-2000 |  |  | N | Electric Utility | Utility | Investor Owned Utility | 1 | X | NG | Non-Renewable | 0 | 15 | 0 | 1 | RFO
Operable | 15473 | Public Service Co of NM |  | 2475 | Algodones | NM | Vertical | Sandoval | 3 | Natural Gas Steam Turbine | ST |  | J | X | X |  |  | 15 | 0.9 | 15 | 15 | 15 | N |  |  | OS | X | 3 | 1959 | Pre-2000 |  |  | N | Electric Utility | Utility | Investor Owned Utility | 1 | X | NG | Non-Renewable | 0 | 15 | 0 | 1 | RFO
Operable | 15473 | Public Service Co of NM |  | 7967 | Lordsburg Generating | NM | Vertical | Hidalgo | GT1 | Natural Gas Fired Combustion Turbine | GT |  | S | X | X |  |  | 44 | 0.9 | 41.3 | 42.7 | 10 | N |  |  | OP | X | 6 | 2002 | 2002 |  |  | N | Electric Utility | Utility | Investor Owned Utility | 1 | X | NG | Non-Renewable | 0 | 44 | 0 | 1
Operable | 15473 | Public Service Co of NM |  | 7967 | Lordsburg Generating | NM | Vertical | Hidalgo | GT2 | Natural Gas Fired Combustion Turbine | GT |  | S | X | X |  |  | 44 | 0.9 | 41.3 | 42.7 | 10 | N |  |  | OP | X | 6 | 2002 | 2002 |  |  | N | Electric Utility | Utility | Investor Owned Utility | 1 | X | NG | Non-Renewable | 0 | 44 | 0 | 1
Operable | 15473 | Public Service Co of NM |  | 55039 | Rio Bravo | NM | Vertical | Bernalillo | GT1 | Natural Gas Fired Combustion Turbine | GT |  | S | X | X |  |  | 150 | 0.85 | 140.7 | 149 | 65 | N |  |  | OP | X | 4 | 2000 | 2000 |  |  | N | Electric Utility | Utility | Investor Owned Utility | 1 | X | NG | Non-Renewable | 0 | 150 | 0 | 1 | DFO
Operable | 15473 | Public Service Co of NM |  | 55210 | Afton Generating Station | NM | Vertical | Dona Ana | 1 | Natural Gas Fired Combined Cycle | CT | CC1 | S | X | Y |  |  | 177 | 0.9 | 144 | 156 | 80 | N |  |  | OP | X | 11 | 2002 | 2002 |  |  | N | Electric Utility | Utility | Investor Owned Utility | 1 | X | NG | Non-Renewable | 0 | 177 | 0 | 1
Operable | 15473 | Public Service Co of NM |  | 55210 | Afton Generating Station | NM | Vertical | Dona Ana | 2 | Natural Gas Fired Combined Cycle | CA | CC1 | S | Y | X |  |  | 110 | 0.85 | 94.6 | 103.4 | 50 | N |  |  | OP | X | 10 | 2007 | 2007 |  |  | N | Electric Utility | Utility | Investor Owned Utility | 1 | X | NG | Non-Renewable | 0 | 110 | 0 | 1
Operable | 15473 | Public Service Co of NM |  | 55343 | Luna Energy Facility | NM | Vertical | Luna | CTG1 | Natural Gas Fired Combined Cycle | CT | CC1 | J | X | N |  |  | 175 | 0.85 | 150.5 | 164.5 | 80 | N |  |  | OP | X | 4 | 2006 | 2006 |  |  | N | Electric Utility | Utility | Investor Owned Utility | 1 | X | NG | Non-Renewable | 0 | 175 | 0 | 1
Operable | 15473 | Public Service Co of NM |  | 55343 | Luna Energy Facility | NM | Vertical | Luna | CTG2 | Natural Gas Fired Combined Cycle | CT | CC1 | J | X | N |  |  | 175 | 0.85 | 150.5 | 164.5 | 80 | N |  |  | OP | X | 4 | 2006 | 2006 |  |  | N | Electric Utility | Utility | Investor Owned Utility | 1 | X | NG | Non-Renewable | 0 | 175 | 0 | 1
Operable | 15473 | Public Service Co of NM |  | 55343 | Luna Energy Facility | NM | Vertical | Luna | STG1 | Natural Gas Fired Combined Cycle | CA | CC1 | J | Y | X |  |  | 300 | 0.85 | 258 | 282 | 50 | N |  |  | OP | X | 4 | 2006 | 2006 |  |  | N | Electric Utility | Utility | Investor Owned Utility | 1 | X | NG | Non-Renewable | 0 | 300 | 0 | 1
Operable | 15473 | Public Service Co of NM |  | 58284 | La Luz Energy Center | NM | Vertical | Valencia | 1 | Natural Gas Fired Combustion Turbine | GT |  | S | X | X |  |  | 42.3 | 0.85 | 40 | 41 | 10 | N |  |  | OP | X | 12 | 2015 | 2015 |  |  | N | Electric Utility | Utility | Investor Owned Utility | 1 | X | NG | Non-Renewable | 0 | 42.3 | 0 | 1
Operable | 15473 | Public Service Co of NM |  | 58899 | Prosperity Energy Storage Facility Hybrid | NM | Vertical | Bernalillo | GEN-1 | Solar Photovoltaic | PV |  | S | X | X |  |  | 0.5 |  | 0.5 | 0.5 |  | N |  |  | OP | X | 9 | 2011 | 2011 |  |  | N | Electric Utility | Utility | Investor Owned Utility | 1 | X | SUN | Renewable | 0.5 | 0 | 1 | 0
Operable | 15473 | Public Service Co of NM |  | 58899 | Prosperity Energy Storage Facility Hybrid | NM | Vertical | Bernalillo | GEN-2 | Batteries | BA |  | S | X | X |  |  | 0.8 |  | 0.8 | 0.8 |  | N |  |  | OP | X | 9 | 2011 | 2011 |  |  | N | Electric Utility | Utility | Investor Owned Utility | 1 | X | MWH | Other | 0 | 0 | 0 | 0
Operable | 15474 | Public Service Co of Oklahoma |  | 2963 | Northeastern | OK | Vertical | Rogers | 1 | Natural Gas Fired Combined Cycle | CA | NE1S | S | N | X |  |  | 170 | 1 | 146 | 161 | 140 | N |  |  | OP | X | 4 | 1961 | Pre-2000 |  |  | N | Electric Utility | Utility | Investor Owned Utility | 1 | X | NG | Non-Renewable | 0 | 170 | 0 | 1
Operable | 15474 | Public Service Co of Oklahoma |  | 2963 | Northeastern | OK | Vertical | Rogers | 1A | Natural Gas Fired Combined Cycle | CT | NE1S | S | X | Y |  |  | 178.5 | 1 | 149 | 165 | 95 | N |  |  | OP | X | 8 | 2001 | 2001 |  |  | N | Electric Utility | Utility | Investor Owned Utility | 1 | X | NG | Non-Renewable | 0 | 178.5 | 0 | 1
Operable | 15474 | Public Service Co of Oklahoma |  | 2963 | Northeastern | OK | Vertical | Rogers | 1B | Natural Gas Fired Combined Cycle | CT | NE1S | S | X | Y |  |  | 178.5 | 1 | 149 | 165 | 95 | N |  |  | OP | X | 8 | 2001 | 2001 |  |  | N | Electric Utility | Utility | Investor Owned Utility | 1 | X | NG | Non-Renewable | 0 | 178.5 | 0 | 1
Operable | 15474 | Public Service Co of Oklahoma |  | 2963 | Northeastern | OK | Vertical | Rogers | 2 | Natural Gas Steam Turbine | ST |  | S | X | X |  |  | 473 | 1 | 434 | 434 | 150 | N |  |  | OP | X | 5 | 1970 | Pre-2000 |  |  | N | Electric Utility | Utility | Investor Owned Utility | 1 | X | NG | Non-Renewable | 0 | 473 | 0 | 1
Operable | 15474 | Public Service Co of Oklahoma |  | 2963 | Northeastern | OK | Vertical | Rogers | 3 | Conventional Steam Coal | ST |  | S | X | X |  |  | 473 | 1 | 460 | 460 | 250 | N |  |  | OP | X | 12 | 1979 | Pre-2000 |  |  | N | Electric Utility | Utility | Investor Owned Utility | 1 | X | SUB | Non-Renewable | 0 | 473 | 0 | 1 | NG
Operable | 15474 | Public Service Co of Oklahoma |  | 2963 | Northeastern | OK | Vertical | Rogers | IC1 | Petroleum Liquids | IC |  | S | X | X |  |  | 4.5 | 0.9 | 4 | 4 | 2.5 | N |  |  | OP | X | 12 | 1980 | Pre-2000 |  |  | N | Electric Utility | Utility | Investor Owned Utility | 1 | X | DFO | Non-Renewable | 0 | 4.5 | 0 | 1
Operable | 15474 | Public Service Co of Oklahoma |  | 2964 | Southwestern | OK | Vertical | Caddo | 1 | Natural Gas Steam Turbine | ST |  | S | X | X |  |  | 84 | 0.95 | 56 | 56 | 20 | N |  |  | OP | X | 7 | 1952 | Pre-2000 |  |  | N | Electric Utility | Utility | Investor Owned Utility | 1 | X | NG | Non-Renewable | 0 | 84 | 0 | 1
Operable | 15474 | Public Service Co of Oklahoma |  | 2964 | Southwestern | OK | Vertical | Caddo | 2 | Natural Gas Steam Turbine | ST |  | S | X | X |  |  | 84 | 0.95 | 78 | 78 | 10 | N |  |  | OP | X | 3 | 1954 | Pre-2000 |  |  | N | Electric Utility | Utility | Investor Owned Utility | 1 | X | NG | Non-Renewable | 0 | 84 | 0 | 1
Operable | 15474 | Public Service Co of Oklahoma |  | 2964 | Southwestern | OK | Vertical | Caddo | 3 | Natural Gas Steam Turbine | ST |  | S | X | X |  |  | 315 | 0.9 | 295 | 295 | 25 | N |  |  | OP | X | 7 | 1967 | Pre-2000 |  |  | N | Electric Utility | Utility | Investor Owned Utility | 1 | X | NG | Non-Renewable | 0 | 315 | 0 | 1
Operable | 15474 | Public Service Co of Oklahoma |  | 2964 | Southwestern | OK | Vertical | Caddo | 4 | Natural Gas Fired Combustion Turbine | GT |  | S | X | X |  |  | 86.5 | 0.85 | 76 | 85 | 51 | N |  |  | OP | X | 2 | 2008 | 2008 |  |  | N | Electric Utility | Utility | Investor Owned Utility | 1 | X | NG | Non-Renewable | 0 | 86.5 | 0 | 1
Operable | 15474 | Public Service Co of Oklahoma |  | 2964 | Southwestern | OK | Vertical | Caddo | 5 | Natural Gas Fired Combustion Turbine | GT |  | S | X | X |  |  | 86.5 | 0.85 | 76 | 85 | 51 | N |  |  | OP | X | 2 | 2008 | 2008 |  |  | N | Electric Utility | Utility | Investor Owned Utility | 1 | X | NG | Non-Renewable | 0 | 86.5 | 0 | 1
Operable | 15474 | Public Service Co of Oklahoma |  | 2964 | Southwestern | OK | Vertical | Caddo | IC1 | Petroleum Liquids | IC |  | S | X | X |  |  | 2 | 0.8 | 2 | 2 | 1.8 | N |  |  | OS | X | 5 | 1966 | Pre-2000 |  |  | N | Electric Utility | Utility | Investor Owned Utility | 1 | X | DFO | Non-Renewable | 0 | 2 | 0 | 1
Operable | 15474 | Public Service Co of Oklahoma |  | 2965 | Tulsa | OK | Vertical | Tulsa | 2 | Natural Gas Steam Turbine | ST |  | S | X | X |  |  | 170 | 0.85 | 164 | 164 | 13 | N |  |  | OP | X | 11 | 1956 | Pre-2000 |  |  | N | Electric Utility | Utility | Investor Owned Utility | 1 | X | NG | Non-Renewable | 0 | 170 | 0 | 1
Operable | 15474 | Public Service Co of Oklahoma |  | 2965 | Tulsa | OK | Vertical | Tulsa | 4 | Natural Gas Steam Turbine | ST |  | S | X | X |  |  | 170 | 0.85 | 158 | 158 | 13 | N |  |  | OP | X | 4 | 1958 | Pre-2000 |  |  | N | Electric Utility | Utility | Investor Owned Utility | 1 | X | NG | Non-Renewable | 0 | 170 | 0 | 1
Operable | 15474 | Public Service Co of Oklahoma |  | 2965 | Tulsa | OK | Vertical | Tulsa | IC1 | Petroleum Liquids | IC |  | S | X | X |  |  | 8.2 | 0.8 | 8.3 | 8.3 | 8.3 | N |  |  | OP | X | 4 | 1967 | Pre-2000 |  |  | N | Electric Utility | Utility | Investor Owned Utility | 1 | X | DFO | Non-Renewable | 0 | 8.2 | 0 | 1
Operable | 15474 | Public Service Co of Oklahoma |  | 2966 | Weleetka | OK | Vertical | Okfuskee | 4 | Natural Gas Fired Combustion Turbine | GT |  | S | X | X |  |  | 53 | 0.9 | 55 | 66 | 50 | N |  |  | OP | X | 7 | 1975 | Pre-2000 | 1 | 2030 | N | Electric Utility | Utility | Investor Owned Utility | 1 | X | NG | Non-Renewable | 0 | 53 | 0 | 1 | DFO
Operable | 15474 | Public Service Co of Oklahoma |  | 2966 | Weleetka | OK | Vertical | Okfuskee | 5 | Natural Gas Fired Combustion Turbine | GT |  | S | X | X |  |  | 53 | 0.9 | 53 | 66 | 50 | N |  |  | OP | X | 9 | 1976 | Pre-2000 | 1 | 2030 | N | Electric Utility | Utility | Investor Owned Utility | 1 | X | NG | Non-Renewable | 0 | 53 | 0 | 1 | DFO
Operable | 15474 | Public Service Co of Oklahoma |  | 2966 | Weleetka | OK | Vertical | Okfuskee | IC1 | Petroleum Liquids | IC |  | S | X | X |  |  | 4 | 0.9 | 4 | 4 | 4 | N |  |  | OP | X | 10 | 1963 | Pre-2000 |  |  | N | Electric Utility | Utility | Investor Owned Utility | 1 | X | DFO | Non-Renewable | 0 | 4 | 0 | 1
Operable | 15474 | Public Service Co of Oklahoma |  | 4940 | Riverside (OK) | OK | Vertical | Tulsa | 1 | Natural Gas Steam Turbine | ST |  | S | X | X |  |  | 473 | 0.9 | 454 | 454 | 126 | N |  |  | OP | X | 4 | 1974 | Pre-2000 |  |  | N | Electric Utility | Utility | Investor Owned Utility | 1 | X | NG | Non-Renewable | 0 | 473 | 0 | 1
Operable | 15474 | Public Service Co of Oklahoma |  | 4940 | Riverside (OK) | OK | Vertical | Tulsa | 2 | Natural Gas Steam Turbine | ST |  | S | X | X |  |  | 473 | 0.9 | 455 | 455 | 65 | N |  |  | OP | X | 5 | 1976 | Pre-2000 |  |  | N | Electric Utility | Utility | Investor Owned Utility | 1 | X | NG | Non-Renewable | 0 | 473 | 0 | 1
Operable | 15474 | Public Service Co of Oklahoma |  | 4940 | Riverside (OK) | OK | Vertical | Tulsa | 3 | Natural Gas Fired Combustion Turbine | GT |  | S | X | X |  |  | 86.5 | 0.85 | 79 | 79 | 42 | N |  |  | OP | X | 3 | 2008 | 2008 |  |  | N | Electric Utility | Utility | Investor Owned Utility | 1 | X | NG | Non-Renewable | 0 | 86.5 | 0 | 1
Operable | 15474 | Public Service Co of Oklahoma |  | 4940 | Riverside (OK) | OK | Vertical | Tulsa | 4 | Natural Gas Fired Combustion Turbine | GT |  | S | X | X |  |  | 86.5 | 0.85 | 79 | 79 | 42 | N |  |  | OP | X | 3 | 2008 | 2008 |  |  | N | Electric Utility | Utility | Investor Owned Utility | 1 | X | NG | Non-Renewable | 0 | 86.5 | 0 | 1
Operable | 15474 | Public Service Co of Oklahoma |  | 4940 | Riverside (OK) | OK | Vertical | Tulsa | IC1 | Petroleum Liquids | IC |  | S | X | X |  |  | 2.7 | 0.85 | 2.8 | 2.8 | 2.8 | N |  |  | OP | X | 10 | 1976 | Pre-2000 |  |  | N | Electric Utility | Utility | Investor Owned Utility | 1 | X | DFO | Non-Renewable | 0 | 2.7 | 0 | 1
Operable | 15474 | Public Service Co of Oklahoma |  | 8059 | Comanche (OK) | OK | Vertical | Comanche | 1G1 | Natural Gas Fired Combined Cycle | CT | CC1 | S | X | N |  |  | 85 | 0.9 | 78 | 78 | 30 | N |  |  | OP | X | 12 | 1973 | Pre-2000 |  |  | N | Electric Utility | Utility | Investor Owned Utility | 1 | X | NG | Non-Renewable | 0 | 85 | 0 | 1
Operable | 15474 | Public Service Co of Oklahoma |  | 8059 | Comanche (OK) | OK | Vertical | Comanche | 1G2 | Natural Gas Fired Combined Cycle | CT | CC1 | S | X | N |  |  | 85 | 0.9 | 78 | 78 | 30 | N |  |  | OP | X | 8 | 1973 | Pre-2000 |  |  | N | Electric Utility | Utility | Investor Owned Utility | 1 | X | NG | Non-Renewable | 0 | 85 | 0 | 1
Operable | 15474 | Public Service Co of Oklahoma |  | 8059 | Comanche (OK) | OK | Vertical | Comanche | 1S | Natural Gas Fired Combined Cycle | CA | CC1 | S | N | X |  |  | 120 | 0.9 | 104 | 114 | 34 | N |  |  | OP | X | 2 | 1974 | Pre-2000 |  |  | N | Electric Utility | Utility | Investor Owned Utility | 1 | X | NG | Non-Renewable | 0 | 120 | 0 | 1
Operable | 15474 | Public Service Co of Oklahoma |  | 8059 | Comanche (OK) | OK | Vertical | Comanche | IC1 | Petroleum Liquids | IC |  | S | X | X |  |  | 4 | 0.85 | 4 | 4 | 2 | N |  |  | OS | X | 5 | 1962 | Pre-2000 |  |  | N | Electric Utility | Utility | Investor Owned Utility | 1 | X | DFO | Non-Renewable | 0 | 4 | 0 | 1
Operable | 15474 | Public Service Co of Oklahoma |  | 61261 | Rock Falls Wind Farm LLC | OK | Vertical | Kay | RF1 | Onshore Wind Turbine | WT |  | S | X | X |  |  | 154.5 |  | 154.5 | 154.5 | 49 | N |  |  | OP | X | 12 | 2017 | 2017 |  |  | N | Electric Utility | Utility | Investor Owned Utility | 1 | X | WND | Renewable | 154.5 | 0 | 1 | 0
Operable | 15474 | Public Service Co of Oklahoma |  | 63489 | Sundance Wind Project, LLC | OK | Vertical | Woods | GEN1 | Onshore Wind Turbine | WT |  | S | X | X |  |  | 199 |  | 199 | 199 | 0 | N |  |  | OP | X | 4 | 2021 | 2021 |  |  | N | Electric Utility | Utility | Investor Owned Utility | 1 | X | WND | Renewable | 199 | 0 | 1 | 0
Operable | 15474 | Public Service Co of Oklahoma |  | 63494 | Maverick Wind Project, LLC | OK | Vertical | Major | GEN1 | Onshore Wind Turbine | WT |  | S | X | X |  |  | 288 |  | 288 | 288 | 0 | N |  |  | OP | X | 9 | 2021 | 2021 |  |  | N | Electric Utility | Utility | Investor Owned Utility | 1 | X | WND | Renewable | 288 | 0 | 1 | 0
Operable | 15477 | Public Service Elec & Gas Co |  | 57341 | Silver Lake Solar Farm | NJ | Restructured | Middlesex | SILV | Solar Photovoltaic | PV |  | S | X | X | 106856867 | 106856867 | 1.7 |  | 1.7 | 1.7 |  | N |  |  | OP | X | 10 | 2010 | 2010 |  |  | N | Electric Utility | Utility | Investor Owned Utility | 1 | X | SUN | Renewable | 1.7 | 0 | 1 | 0
Operable | 15477 | Public Service Elec & Gas Co |  | 57352 | Trenton Solar Farm | NJ | Restructured | Mercer | TREN | Solar Photovoltaic | PV |  | S | X | X | 106856911 | 106856911 | 1 |  | 1 | 1 |  | N |  |  | OP | X | 10 | 2010 | 2010 |  |  | N | Electric Utility | Utility | Investor Owned Utility | 1 | X | SUN | Renewable | 1 | 0 | 1 | 0
Operable | 15477 | Public Service Elec & Gas Co |  | 57381 | Linden Solar Farm | NJ | Restructured | Union | LIND | Solar Photovoltaic | PV |  | S | X | X | 106856865 | 106856865 | 2.7 |  | 2.7 | 2.7 |  | N |  |  | OP | X | 12 | 2010 | 2010 |  |  | N | Electric Utility | Utility | Investor Owned Utility | 1 | X | SUN | Renewable | 2.7 | 0 | 1 | 0
Operable | 15477 | Public Service Elec & Gas Co |  | 57382 | Yardville Solar Farm | NJ | Restructured | Mercer | YARD | Solar Photovoltaic | PV |  | S | X | X | 106856923 | 106856923 | 3.6 |  | 3.6 | 3.6 |  | N |  |  | OP | X | 12 | 2010 | 2010 |  |  | N | Electric Utility | Utility | Investor Owned Utility | 1 | X | SUN | Renewable | 3.6 | 0 | 1 | 0
Operable | 15477 | Public Service Elec & Gas Co |  | 57383 | WEA Texas Bayonne | NJ | Restructured | Hudson | BAYO | Solar Photovoltaic | PV |  | S | X | X | 119118151 | 119118151 | 1.5 |  | 1.5 | 1.5 |  | N |  |  | OP | X | 12 | 2010 | 2010 |  |  | N | Electric Utility | Utility | Investor Owned Utility | 1 | X | SUN | Renewable | 1.5 | 0 | 1 | 0
Operable | 15477 | Public Service Elec & Gas Co |  | 57384 | Matrix Buildings A&B (Perth Amboy) Solar | NJ | Restructured | Middlesex | MATR | Solar Photovoltaic | PV |  | S | X | X | 106856889 | 106856889 | 2.5 |  | 2.5 | 2.5 |  | N |  |  | OP | X | 1 | 2011 | 2011 |  |  | N | Electric Utility | Utility | Investor Owned Utility | 1 | X | SUN | Renewable | 2.5 | 0 | 1 | 0
Operable | 15477 | Public Service Elec & Gas Co |  | 57588 | Matrix Stults Road Solar Facility | NJ | Restructured | Middlesex | STULT | Solar Photovoltaic | PV |  | S | X | X | 119118157 | 119118157 | 2.6 |  | 2.6 | 2.6 |  | N |  |  | OP | X | 6 | 2011 | 2011 |  |  | N | Electric Utility | Utility | Investor Owned Utility | 1 | X | SUN | Renewable | 2.6 | 0 | 1 | 0
Operable | 15477 | Public Service Elec & Gas Co |  | 57724 | NJMC Landfill | NJ | Restructured | Hudson | NJMC | Solar Photovoltaic | PV |  | S | X | X | 106856883 | 106856883 | 2.5 |  | 2.5 | 2.5 |  | N |  |  | OP | X | 12 | 2011 | 2011 |  |  | N | Electric Utility | Utility | Investor Owned Utility | 1 | X | SUN | Renewable | 2.5 | 0 | 1 | 0
Operable | 15477 | Public Service Elec & Gas Co |  | 57726 | Summit Associates | NJ | Restructured | Middlesex | SUMA | Solar Photovoltaic | PV |  | S | X | X | 1067168135 | 1067168135 | 1.9 |  | 1.9 | 1.9 |  | N |  |  | OP | X | 12 | 2011 | 2011 |  |  | N | Electric Utility | Utility | Investor Owned Utility | 1 | X | SUN | Renewable | 1.9 | 0 | 1 | 0
Operable | 15477 | Public Service Elec & Gas Co |  | 57727 | BlackRock-Matrix | NJ | Restructured | Middlesex | BLAR | Solar Photovoltaic | PV |  | S | X | X | 1067168055 | 1067168055 | 2.5 |  | 2.5 | 2.5 |  | N |  |  | OP | X | 3 | 2012 | 2012 |  |  | N | Electric Utility | Utility | Investor Owned Utility | 1 | X | SUN | Renewable | 2.5 | 0 | 1 | 0
Operable | 15477 | Public Service Elec & Gas Co |  | 57728 | Mill Creek Solar | NJ | Restructured | Burlington | MILLC | Solar Photovoltaic | PV |  | S | X | X | 1165479596 | 1165479596 | 3.5 |  | 3.5 | 3.5 |  | N |  |  | OP | X | 12 | 2011 | 2011 |  |  | N | Electric Utility | Utility | Investor Owned Utility | 1 | X | SUN | Renewable | 3.5 | 0 | 1 | 0
Operable | 15477 | Public Service Elec & Gas Co |  | 58877 | Kinsley Landfill Solar | NJ | Restructured | Gloucester | KINS | Solar Photovoltaic | PV |  | S | X | X | 1248991831 | 1248991831 | 8.6 |  | 8.6 | 8.6 |  | N |  |  | OP | X | 1 | 2015 | 2015 |  |  | N | Electric Utility | Utility | Investor Owned Utility | 1 | X | SUN | Renewable | 8.6 | 0 | 1 | 0
Operable | 15477 | Public Service Elec & Gas Co |  | 59001 | Parkland Landfill Solar | NJ | Restructured | Burlington | PARK | Solar Photovoltaic | PV |  | S | X | X | 1248991896 | 1248991896 | 7.8 |  | 7.8 | 7.8 |  | N |  |  | OP | X | 1 | 2015 | 2015 |  |  | N | Electric Utility | Utility | Investor Owned Utility | 1 | X | SUN | Renewable | 7.8 | 0 | 1 | 0
Operable | 15477 | Public Service Elec & Gas Co |  | 59601 | L&D Landfill Solar | NJ | Restructured | Burlington | L&D | Solar Photovoltaic | PV |  | S | X | X | 1305129844 | 1305129844 | 10 |  | 10 | 10 |  | N |  |  | OP | X | 12 | 2015 | 2015 |  |  | N | Electric Utility | Utility | Investor Owned Utility | 1 | X | SUN | Renewable | 10 | 0 | 1 | 0
Operable | 15477 | Public Service Elec & Gas Co |  | 65465 | Cinnaminson Landfill Solar | NJ | Restructured | Burlington | CINN | Solar Photovoltaic | PV |  | S | X | X |  |  | 10 |  | 10 | 10 |  | N |  |  | OP | X | 3 | 2019 | 2019 |  |  | N | Electric Utility | Utility | Investor Owned Utility | 1 | X | SUN | Renewable | 10 | 0 | 1 | 0
Operable | 15477 | Public Service Elec & Gas Co |  | 65466 | Kinsley II Landfill Solar System | NJ | Restructured | Gloucester | KINS2 | Solar Photovoltaic | PV |  | S | X | X |  |  | 3.8 |  | 3.8 | 3.8 |  | N |  |  | OP | X | 1 | 2020 | 2020 |  |  | N | Electric Utility | Utility | Investor Owned Utility | 1 | X | SUN | Renewable | 3.8 | 0 | 1 | 0
Operable | 15477 | Public Service Elec & Gas Co |  | 65467 | Pennsauken Brownfield Solar | NJ | Restructured | Camden | PENN | Solar Photovoltaic | PV |  | S | X | X |  |  | 12 |  | 12 | 12 |  | N |  |  | OP | X | 4 | 2019 | 2019 |  |  | N | Electric Utility | Utility | Investor Owned Utility | 1 | X | SUN | Renewable | 12 | 0 | 1 | 0
Operable | 15477 | Public Service Elec & Gas Co |  | 65468 | Highland Park Borough Solar | NJ | Restructured | Middlesex | HIGH | Solar Photovoltaic | PV |  | S | X | X |  |  | 0.5 |  | 0.5 | 0.5 |  | N |  |  | OP | X | 11 | 2019 | 2019 |  |  | N | Electric Utility | Utility | Investor Owned Utility | 1 | X | SUN | Renewable | 0.5 | 0 | 1 | 0
Operable | 15477 | Public Service Elec & Gas Co |  | 65468 | Highland Park Borough Solar | NJ | Restructured | Middlesex | HPBA | Batteries | BA |  | S | X | X |  |  | 0.6 |  | 0.6 | 0.6 | 0.5 | N |  |  | OP | X | 11 | 2019 | 2019 |  |  | N | Electric Utility | Utility | Investor Owned Utility | 1 | X | MWH | Other | 0 | 0 | 0 | 0
Operable | 3413 | PUD No 1 of Chelan County |  | 3883 | Rocky Reach | WA | Vertical | Chelan | C-1 | Conventional Hydroelectric | HY |  | S | X | X |  |  | 114 | 0.95 | 104.9 | 104.9 | 35 | N |  |  | OP | X | 6 | 1961 | Pre-2000 |  |  | N | Electric Utility | Utility | Other | 1 | X | WAT | Renewable | 114 | 0 | 1 | 0
Operable | 3413 | PUD No 1 of Chelan County |  | 3883 | Rocky Reach | WA | Vertical | Chelan | C-10 | Conventional Hydroelectric | HY |  | S | X | X |  |  | 125.4 | 0.95 | 129.9 | 129.9 | 35 | N |  |  | OS | X | 1 | 1974 | Pre-2000 |  |  | N | Electric Utility | Utility | Other | 1 | X | WAT | Renewable | 125.4 | 0 | 1 | 0
Operable | 3413 | PUD No 1 of Chelan County |  | 3883 | Rocky Reach | WA | Vertical | Chelan | C-11 | Conventional Hydroelectric | HY |  | S | X | X |  |  | 125.4 | 0.95 | 129.9 | 129.9 | 35 | N |  |  | OA | X | 2 | 1974 | Pre-2000 |  |  | N | Electric Utility | Utility | Other | 1 | X | WAT | Renewable | 125.4 | 0 | 1 | 0
Operable | 3413 | PUD No 1 of Chelan County |  | 3883 | Rocky Reach | WA | Vertical | Chelan | C-2 | Conventional Hydroelectric | HY |  | S | X | X |  |  | 114 | 0.95 | 104.9 | 104.9 | 35 | N |  |  | OP | X | 6 | 1961 | Pre-2000 |  |  | N | Electric Utility | Utility | Other | 1 | X | WAT | Renewable | 114 | 0 | 1 | 0
Operable | 3413 | PUD No 1 of Chelan County |  | 3883 | Rocky Reach | WA | Vertical | Chelan | C-3 | Conventional Hydroelectric | HY |  | S | X | X |  |  | 114 | 0.95 | 104.9 | 104.9 | 35 | N |  |  | OP | X | 6 | 1961 | Pre-2000 |  |  | N | Electric Utility | Utility | Other | 1 | X | WAT | Renewable | 114 | 0 | 1 | 0
Operable | 3413 | PUD No 1 of Chelan County |  | 3883 | Rocky Reach | WA | Vertical | Chelan | C-4 | Conventional Hydroelectric | HY |  | S | X | X |  |  | 114 | 0.95 | 104.9 | 104.9 | 35 | N |  |  | OP | X | 8 | 1961 | Pre-2000 |  |  | N | Electric Utility | Utility | Other | 1 | X | WAT | Renewable | 114 | 0 | 1 | 0
Operable | 3413 | PUD No 1 of Chelan County |  | 3883 | Rocky Reach | WA | Vertical | Chelan | C-5 | Conventional Hydroelectric | HY |  | S | X | X |  |  | 114 | 0.95 | 104.9 | 104.9 | 35 | N |  |  | OP | X | 8 | 1961 | Pre-2000 |  |  | N | Electric Utility | Utility | Other | 1 | X | WAT | Renewable | 114 | 0 | 1 | 0
Operable | 3413 | PUD No 1 of Chelan County |  | 3883 | Rocky Reach | WA | Vertical | Chelan | C-6 | Conventional Hydroelectric | HY |  | S | X | X |  |  | 114 | 0.95 | 104.9 | 104.9 | 35 | N |  |  | OP | X | 8 | 1961 | Pre-2000 |  |  | N | Electric Utility | Utility | Other | 1 | X | WAT | Renewable | 114 | 0 | 1 | 0
Operable | 3413 | PUD No 1 of Chelan County |  | 3883 | Rocky Reach | WA | Vertical | Chelan | C-7 | Conventional Hydroelectric | HY |  | S | X | X |  |  | 114 | 0.95 | 104.9 | 104.9 | 35 | N |  |  | OP | X | 9 | 1961 | Pre-2000 |  |  | N | Electric Utility | Utility | Other | 1 | X | WAT | Renewable | 114 | 0 | 1 | 0
Operable | 3413 | PUD No 1 of Chelan County |  | 3883 | Rocky Reach | WA | Vertical | Chelan | C-8 | Conventional Hydroelectric | HY |  | S | X | X |  |  | 125.4 | 0.95 | 129.9 | 129.9 | 40 | N |  |  | OP | X | 8 | 1973 | Pre-2000 |  |  | N | Electric Utility | Utility | Other | 1 | X | WAT | Renewable | 125.4 | 0 | 1 | 0
Operable | 3413 | PUD No 1 of Chelan County |  | 3883 | Rocky Reach | WA | Vertical | Chelan | C-9 | Conventional Hydroelectric | HY |  | S | X | X |  |  | 125.4 | 0.95 | 129.9 | 129.9 | 50 | N |  |  | OP | X | 11 | 1973 | Pre-2000 |  |  | N | Electric Utility | Utility | Other | 1 | X | WAT | Renewable | 125.4 | 0 | 1 | 0
Operable | 3413 | PUD No 1 of Chelan County |  | 6200 | Rock Island | WA | Vertical | Chelan | A | Conventional Hydroelectric | HY |  | S | X | X |  |  | 1.2 | 0.8 | 1.2 | 1.2 | 0.2 | N |  |  | OP | X | 10 | 1931 | Pre-2000 |  |  | N | Electric Utility | Utility | Other | 1 | X | WAT | Renewable | 1.2 | 0 | 1 | 0
Operable | 3413 | PUD No 1 of Chelan County |  | 6200 | Rock Island | WA | Vertical | Chelan | B-1 | Conventional Hydroelectric | HY |  | S | X | X |  |  | 20.7 | 0.9 | 15 | 15 | 10 | N |  |  | OS | X | 11 | 1931 | Pre-2000 |  |  | N | Electric Utility | Utility | Other | 1 | X | WAT | Renewable | 20.7 | 0 | 1 | 0
Operable | 3413 | PUD No 1 of Chelan County |  | 6200 | Rock Island | WA | Vertical | Chelan | B-10 | Conventional Hydroelectric | HY |  | S | X | X |  |  | 22.5 | 0.9 | 19 | 19 | 10 | N |  |  | OP | X | 4 | 1953 | Pre-2000 |  |  | N | Electric Utility | Utility | Other | 1 | X | WAT | Renewable | 22.5 | 0 | 1 | 0
Operable | 3413 | PUD No 1 of Chelan County |  | 6200 | Rock Island | WA | Vertical | Chelan | B-2 | Conventional Hydroelectric | HY |  | S | X | X |  |  | 20.7 | 0.9 | 15 | 15 | 10 | N |  |  | OS | X | 10 | 1931 | Pre-2000 |  |  | N | Electric Utility | Utility | Other | 1 | X | WAT | Renewable | 20.7 | 0 | 1 | 0
Operable | 3413 | PUD No 1 of Chelan County |  | 6200 | Rock Island | WA | Vertical | Chelan | B-3 | Conventional Hydroelectric | HY |  | S | X | X |  |  | 20.7 | 0.9 | 15 | 15 | 10 | N |  |  | OA | X | 12 | 1932 | Pre-2000 |  |  | N | Electric Utility | Utility | Other | 1 | X | WAT | Renewable | 20.7 | 0 | 1 | 0
Operable | 3413 | PUD No 1 of Chelan County |  | 6200 | Rock Island | WA | Vertical | Chelan | B-4 | Conventional Hydroelectric | HY |  | S | X | X |  |  | 20.7 | 0.9 | 15 | 15 | 10 | N |  |  | OP | X | 10 | 1932 | Pre-2000 |  |  | N | Electric Utility | Utility | Other | 1 | X | WAT | Renewable | 20.7 | 0 | 1 | 0
Operable | 3413 | PUD No 1 of Chelan County |  | 6200 | Rock Island | WA | Vertical | Chelan | B-5 | Conventional Hydroelectric | HY |  | S | X | X |  |  | 22.5 | 0.9 | 17 | 17 | 10 | N |  |  | OP | X | 9 | 1952 | Pre-2000 |  |  | N | Electric Utility | Utility | Other | 1 | X | WAT | Renewable | 22.5 | 0 | 1 | 0
Operable | 3413 | PUD No 1 of Chelan County |  | 6200 | Rock Island | WA | Vertical | Chelan | B-6 | Conventional Hydroelectric | HY |  | S | X | X |  |  | 22.5 | 0.9 | 17 | 17 | 10 | N |  |  | OA | X | 10 | 1952 | Pre-2000 |  |  | N | Electric Utility | Utility | Other | 1 | X | WAT | Renewable | 22.5 | 0 | 1 | 0
Operable | 3413 | PUD No 1 of Chelan County |  | 6200 | Rock Island | WA | Vertical | Chelan | B-7 | Conventional Hydroelectric | HY |  | S | X | X |  |  | 22.5 | 0.9 | 17 | 17 | 10 | N |  |  | OP | X | 11 | 1952 | Pre-2000 |  |  | N | Electric Utility | Utility | Other | 1 | X | WAT | Renewable | 22.5 | 0 | 1 | 0
Operable | 3413 | PUD No 1 of Chelan County |  | 6200 | Rock Island | WA | Vertical | Chelan | B-8 | Conventional Hydroelectric | HY |  | S | X | X |  |  | 22.5 | 0.9 | 17 | 17 | 10 | N |  |  | OP | X | 1 | 1953 | Pre-2000 |  |  | N | Electric Utility | Utility | Other | 1 | X | WAT | Renewable | 22.5 | 0 | 1 | 0
Operable | 3413 | PUD No 1 of Chelan County |  | 6200 | Rock Island | WA | Vertical | Chelan | B-9 | Conventional Hydroelectric | HY |  | S | X | X |  |  | 22.5 | 0.9 | 19 | 19 | 10 | N |  |  | OP | X | 3 | 1953 | Pre-2000 |  |  | N | Electric Utility | Utility | Other | 1 | X | WAT | Renewable | 22.5 | 0 | 1 | 0
Operable | 3413 | PUD No 1 of Chelan County |  | 6200 | Rock Island | WA | Vertical | Chelan | U-1 | Conventional Hydroelectric | HY |  | S | X | X |  |  | 51.3 | 0.95 | 42 | 42 | 10 | N |  |  | OP | X | 8 | 1979 | Pre-2000 |  |  | N | Electric Utility | Utility | Other | 1 | X | WAT | Renewable | 51.3 | 0 | 1 | 0
Operable | 3413 | PUD No 1 of Chelan County |  | 6200 | Rock Island | WA | Vertical | Chelan | U-2 | Conventional Hydroelectric | HY |  | S | X | X |  |  | 51.3 | 0.95 | 42 | 42 | 10 | N |  |  | OP | X | 6 | 1979 | Pre-2000 |  |  | N | Electric Utility | Utility | Other | 1 | X | WAT | Renewable | 51.3 | 0 | 1 | 0
Operable | 3413 | PUD No 1 of Chelan County |  | 6200 | Rock Island | WA | Vertical | Chelan | U-3 | Conventional Hydroelectric | HY |  | S | X | X |  |  | 51.3 | 0.95 | 42 | 42 | 10 | N |  |  | OP | X | 4 | 1979 | Pre-2000 |  |  | N | Electric Utility | Utility | Other | 1 | X | WAT | Renewable | 51.3 | 0 | 1 | 0
Operable | 3413 | PUD No 1 of Chelan County |  | 6200 | Rock Island | WA | Vertical | Chelan | U-4 | Conventional Hydroelectric | HY |  | S | X | X |  |  | 51.3 | 0.95 | 42 | 42 | 10 | N |  |  | OP | X | 2 | 1979 | Pre-2000 |  |  | N | Electric Utility | Utility | Other | 1 | X | WAT | Renewable | 51.3 | 0 | 1 | 0
Operable | 3413 | PUD No 1 of Chelan County |  | 6200 | Rock Island | WA | Vertical | Chelan | U-5 | Conventional Hydroelectric | HY |  | S | X | X |  |  | 51.3 | 0.95 | 42 | 42 | 10 | N |  |  | OA | X | 12 | 1978 | Pre-2000 |  |  | N | Electric Utility | Utility | Other | 1 | X | WAT | Renewable | 51.3 | 0 | 1 | 0
Operable | 3413 | PUD No 1 of Chelan County |  | 6200 | Rock Island | WA | Vertical | Chelan | U-6 | Conventional Hydroelectric | HY |  | S | X | X |  |  | 51.3 | 0.95 | 42 | 42 | 10 | N |  |  | OP | X | 10 | 1978 | Pre-2000 |  |  | N | Electric Utility | Utility | Other | 1 | X | WAT | Renewable | 51.3 | 0 | 1 | 0
Operable | 3413 | PUD No 1 of Chelan County |  | 6200 | Rock Island | WA | Vertical | Chelan | U-7 | Conventional Hydroelectric | HY |  | S | X | X |  |  | 51.3 | 0.95 | 42 | 42 | 10 | N |  |  | OP | X | 8 | 1978 | Pre-2000 |  |  | N | Electric Utility | Utility | Other | 1 | X | WAT | Renewable | 51.3 | 0 | 1 | 0
Operable | 3413 | PUD No 1 of Chelan County |  | 6200 | Rock Island | WA | Vertical | Chelan | U-8 | Conventional Hydroelectric | HY |  | S | X | X |  |  | 51.3 | 0.95 | 42 | 42 | 10 | N |  |  | OP | X | 7 | 1978 | Pre-2000 |  |  | N | Electric Utility | Utility | Other | 1 | X | WAT | Renewable | 51.3 | 0 | 1 | 0
Operable | 3413 | PUD No 1 of Chelan County |  | 6424 | Chelan | WA | Vertical | Chelan | A-1 | Conventional Hydroelectric | HY |  | S | X | X |  |  | 29.6 | 0.8 | 31.4 | 31.4 | 23 | N |  |  | OP | X | 9 | 1927 | Pre-2000 |  |  | N | Electric Utility | Utility | Other | 1 | X | WAT | Renewable | 29.6 | 0 | 1 | 0
Operable | 3413 | PUD No 1 of Chelan County |  | 6424 | Chelan | WA | Vertical | Chelan | A-2 | Conventional Hydroelectric | HY |  | S | X | X |  |  | 29.6 | 0.8 | 30.7 | 30.7 | 23 | N |  |  | OP | X | 8 | 1928 | Pre-2000 |  |  | N | Electric Utility | Utility | Other | 1 | X | WAT | Renewable | 29.6 | 0 | 1 | 0
Operable | 3660 | PUD No 1 of Clark County - (WA) |  | 7605 | River Road Gen Plant | WA | Vertical | Clark | 1 | Natural Gas Fired Combined Cycle | CS |  | S | N | N |  |  | 248 | 0.85 | 220 | 248 | 205 | N |  |  | OP | X | 12 | 1997 | Pre-2000 |  |  | N | Electric Utility | Utility | Other | 1 | X | NG | Non-Renewable | 0 | 248 | 0 | 1
Operable | 5326 | PUD No 1 of Douglas County |  | 3886 | Wells | WA | Vertical | Douglas | U-1 | Conventional Hydroelectric | HY |  | S | X | X |  |  | 77.4 | 0.95 | 84 | 84 | 55 | N |  |  | OP | X | 9 | 1967 | Pre-2000 |  |  | N | Electric Utility | Utility | Other | 1 | X | WAT | Renewable | 77.4 | 0 | 1 | 0
Operable | 5326 | PUD No 1 of Douglas County |  | 3886 | Wells | WA | Vertical | Douglas | U-10 | Conventional Hydroelectric | HY |  | S | X | X |  |  | 77.4 | 0.95 | 89.6 | 89.6 | 55 | N |  |  | OP | X | 1 | 1969 | Pre-2000 |  |  | N | Electric Utility | Utility | Other | 1 | X | WAT | Renewable | 77.4 | 0 | 1 | 0
Operable | 5326 | PUD No 1 of Douglas County |  | 3886 | Wells | WA | Vertical | Douglas | U-2 | Conventional Hydroelectric | HY |  | S | X | X |  |  | 77.4 | 0.95 | 89.6 | 89.6 | 55 | N |  |  | OP | X | 10 | 1967 | Pre-2000 |  |  | N | Electric Utility | Utility | Other | 1 | X | WAT | Renewable | 77.4 | 0 | 1 | 0
Operable | 5326 | PUD No 1 of Douglas County |  | 3886 | Wells | WA | Vertical | Douglas | U-3 | Conventional Hydroelectric | HY |  | S | X | X |  |  | 77.4 | 0.95 | 89.6 | 89.6 | 55 | N |  |  | OP | X | 9 | 1967 | Pre-2000 |  |  | N | Electric Utility | Utility | Other | 1 | X | WAT | Renewable | 77.4 | 0 | 1 | 0
Operable | 5326 | PUD No 1 of Douglas County |  | 3886 | Wells | WA | Vertical | Douglas | U-4 | Conventional Hydroelectric | HY |  | S | X | X |  |  | 77.4 | 0.95 | 89.6 | 89.6 | 55 | N |  |  | OP | X | 9 | 1967 | Pre-2000 |  |  | N | Electric Utility | Utility | Other | 1 | X | WAT | Renewable | 77.4 | 0 | 1 | 0
Operable | 5326 | PUD No 1 of Douglas County |  | 3886 | Wells | WA | Vertical | Douglas | U-5 | Conventional Hydroelectric | HY |  | S | X | X |  |  | 77.4 | 0.95 | 89.6 | 89.6 | 55 | Y | 5 | 2023 | OP | X | 9 | 1967 | Pre-2000 |  |  | N | Electric Utility | Utility | Other | 1 | X | WAT | Renewable | 77.4 | 0 | 1 | 0
Operable | 5326 | PUD No 1 of Douglas County |  | 3886 | Wells | WA | Vertical | Douglas | U-6 | Conventional Hydroelectric | HY |  | S | X | X |  |  | 77.4 | 0.95 | 84 | 84 | 55 | N |  |  | OA | X | 9 | 1967 | Pre-2000 |  |  | N | Electric Utility | Utility | Other | 1 | X | WAT | Renewable | 77.4 | 0 | 1 | 0
Operable | 5326 | PUD No 1 of Douglas County |  | 3886 | Wells | WA | Vertical | Douglas | U-7 | Conventional Hydroelectric | HY |  | S | X | X |  |  | 77.4 | 0.95 | 89.6 | 89.6 | 55 | N |  |  | OP | X | 9 | 1967 | Pre-2000 |  |  | N | Electric Utility | Utility | Other | 1 | X | WAT | Renewable | 77.4 | 0 | 1 | 0
Operable | 5326 | PUD No 1 of Douglas County |  | 3886 | Wells | WA | Vertical | Douglas | U-8 | Conventional Hydroelectric | HY |  | S | X | X |  |  | 77.4 | 0.95 | 84 | 84 | 55 | N |  |  | OP | X | 10 | 1968 | Pre-2000 |  |  | N | Electric Utility | Utility | Other | 1 | X | WAT | Renewable | 77.4 | 0 | 1 | 0
Operable | 5326 | PUD No 1 of Douglas County |  | 3886 | Wells | WA | Vertical | Douglas | U-9 | Conventional Hydroelectric | HY |  | S | X | X |  |  | 77.4 | 0.95 | 84 | 84 | 55 | N |  |  | OP | X | 1 | 1969 | Pre-2000 |  |  | N | Electric Utility | Utility | Other | 1 | X | WAT | Renewable | 77.4 | 0 | 1 | 0
Operable | 10944 | PUD No 1 of Lewis County |  | 7427 | Cowlitz Falls | WA | Vertical | Lewis | U#1 | Conventional Hydroelectric | HY |  | S | X | X |  |  | 35 | 0.9 | 35 | 35 | 1 | N |  |  | OP | X | 6 | 1994 | Pre-2000 |  |  | N | Electric Utility | Utility | Other | 1 | X | WAT | Renewable | 35 | 0 | 1 | 0
Operable | 10944 | PUD No 1 of Lewis County |  | 7427 | Cowlitz Falls | WA | Vertical | Lewis | U#2 | Conventional Hydroelectric | HY |  | S | X | X |  |  | 35 | 0.9 | 35 | 35 | 1 | N |  |  | OP | X | 6 | 1994 | Pre-2000 |  |  | N | Electric Utility | Utility | Other | 1 | X | WAT | Renewable | 35 | 0 | 1 | 0
Operable | 14653 | PUD No 1 of Pend Oreille County |  | 3891 | Box Canyon | WA | Vertical | Pend Oreille | 1 | Conventional Hydroelectric | HY |  | S | X | X |  |  | 22.5 | 0.9 | 22.5 | 22.5 | 0 | N |  |  | OP | X | 6 | 1955 | Pre-2000 |  |  | N | Electric Utility | Utility | Other | 1 | X | WAT | Renewable | 22.5 | 0 | 1 | 0
Operable | 14653 | PUD No 1 of Pend Oreille County |  | 3891 | Box Canyon | WA | Vertical | Pend Oreille | 2 | Conventional Hydroelectric | HY |  | S | X | X |  |  | 22.5 | 0.9 | 22.5 | 22.5 | 0 | N |  |  | OP | X | 7 | 1955 | Pre-2000 |  |  | N | Electric Utility | Utility | Other | 1 | X | WAT | Renewable | 22.5 | 0 | 1 | 0
Operable | 14653 | PUD No 1 of Pend Oreille County |  | 3891 | Box Canyon | WA | Vertical | Pend Oreille | 3 | Conventional Hydroelectric | HY |  | S | X | X |  |  | 22.5 | 0.9 | 22.5 | 22.5 | 0 | N |  |  | OP | X | 8 | 1955 | Pre-2000 |  |  | N | Electric Utility | Utility | Other | 1 | X | WAT | Renewable | 22.5 | 0 | 1 | 0
Operable | 14653 | PUD No 1 of Pend Oreille County |  | 3891 | Box Canyon | WA | Vertical | Pend Oreille | 4 | Conventional Hydroelectric | HY |  | S | X | X |  |  | 22.5 | 0.9 | 22.5 | 22.5 | 0 | N |  |  | OP | X | 8 | 1955 | Pre-2000 |  |  | N | Electric Utility | Utility | Other | 1 | X | WAT | Renewable | 22.5 | 0 | 1 | 0
Operable | 17470 | PUD No 1 of Snohomish County |  | 7588 | H M Jackson | WA | Vertical | Snohomish | 1 | Conventional Hydroelectric | HY |  | S | X | X |  |  | 47.5 | 0.9 | 41 | 44 | 5 | N |  |  | OP | X | 6 | 1984 | Pre-2000 |  |  | N | Electric Utility | Utility | Other | 1 | X | WAT | Renewable | 47.5 | 0 | 1 | 0
Operable | 17470 | PUD No 1 of Snohomish County |  | 7588 | H M Jackson | WA | Vertical | Snohomish | 2 | Conventional Hydroelectric | HY |  | S | X | X |  |  | 47.5 | 0.9 | 41 | 44 | 5 | N |  |  | OP | X | 6 | 1984 | Pre-2000 |  |  | N | Electric Utility | Utility | Other | 1 | X | WAT | Renewable | 47.5 | 0 | 1 | 0
Operable | 17470 | PUD No 1 of Snohomish County |  | 7588 | H M Jackson | WA | Vertical | Snohomish | 3 | Conventional Hydroelectric | HY |  | S | X | X |  |  | 8.4 | 0.9 | 7 | 8 | 0.5 | N |  |  | OP | X | 6 | 1984 | Pre-2000 |  |  | N | Electric Utility | Utility | Other | 1 | X | WAT | Renewable | 8.4 | 0 | 1 | 0
Operable | 17470 | PUD No 1 of Snohomish County |  | 7588 | H M Jackson | WA | Vertical | Snohomish | 4 | Conventional Hydroelectric | HY |  | S | X | X |  |  | 8.4 | 0.9 | 7 | 8 | 0.5 | N |  |  | OP | X | 6 | 1984 | Pre-2000 |  |  | N | Electric Utility | Utility | Other | 1 | X | WAT | Renewable | 8.4 | 0 | 1 | 0
Operable | 17470 | PUD No 1 of Snohomish County |  | 57763 | Youngs Creek Hydroelectric Project | WA | Vertical | Snohomish | 1 | Conventional Hydroelectric | HY |  | S | X | X |  |  | 7.5 | 0.9 | 7.9 | 7.9 | 0.5 | N |  |  | OP | X | 11 | 2011 | 2011 |  |  | N | Electric Utility | Utility | Other | 1 | X | WAT | Renewable | 7.5 | 0 | 1 | 0
Operable | 17470 | PUD No 1 of Snohomish County |  | 60016 | MESA 1 | WA | Vertical | Snohomish | A | Batteries | BA |  | S | X | X |  |  | 1 |  | 1 | 1 | 0 | N |  |  | OS | X | 7 | 2015 | 2015 | 12 | 2025 | N | Electric Utility | Utility | Other | 1 | X | MWH | Other | 0 | 0 | 0 | 0
Operable | 17470 | PUD No 1 of Snohomish County |  | 60016 | MESA 1 | WA | Vertical | Snohomish | B | Batteries | BA |  | S | X | X |  |  | 1 |  | 1 | 1 | 0 | N |  |  | OS | X | 2 | 2016 | 2016 | 12 | 2025 | N | Electric Utility | Utility | Other | 1 | X | MWH | Other | 0 | 0 | 0 | 0
Operable | 17470 | PUD No 1 of Snohomish County |  | 60418 | Calligan Creek Hydroelectric Project | WA | Vertical | King | CC6MW | Conventional Hydroelectric | HY |  | S | X | X |  |  | 6 | 1 | 7 | 7 | 0.5 | Y | 8 | 2023 | OP | X | 2 | 2018 | 2018 |  |  | N | Electric Utility | Utility | Other | 1 | X | WAT | Renewable | 6 | 0 | 1 | 0
Operable | 17470 | PUD No 1 of Snohomish County |  | 60517 | Hancock Creek Hydroelectric Project | WA | Vertical | King | HY1 | Conventional Hydroelectric | HY |  | S | X | X |  |  | 6 | 1 | 7 | 7 | 0.5 | Y | 8 | 2023 | OP | X | 2 | 2018 | 2018 |  |  | N | Electric Utility | Utility | Other | 1 | X | WAT | Renewable | 6 | 0 | 1 | 0
Operable | 17470 | PUD No 1 of Snohomish County |  | 64446 | Arlington Microgrid | WA | Vertical | Snohomish | AMGB | Batteries | BA |  | S | X | X |  |  | 1 | 1 | 1 | 1 | 0 | N |  |  | OP | X | 10 | 2021 | 2021 |  |  | N | Electric Utility | Utility | Other | 1 | X | MWH | Other | 0 | 0 | 0 | 0
Operable | 17470 | PUD No 1 of Snohomish County |  | 64446 | Arlington Microgrid | WA | Vertical | Snohomish | AMGPV | Solar Photovoltaic | PV |  | S | X | X |  |  | 0.5 |  | 0.5 | 0.5 |  | N |  |  | OP | X | 6 | 2019 | 2019 |  |  | N | Electric Utility | Utility | Other | 1 | X | SUN | Renewable | 0.5 | 0 | 1 | 0
Operable | 14624 | PUD No 2 of Grant County |  | 917 | Quincy Chute | WA | Vertical | Grant | 1 | Conventional Hydroelectric | HY |  | J | X | X |  |  | 9.4 | 0.95 | 9.4 | 9.4 | 4 | N |  |  | OP | X | 10 | 1985 | Pre-2000 |  |  | N | Electric Utility | Utility | Other | 1 | X | WAT | Renewable | 9.4 | 0 | 1 | 0
Operable | 14624 | PUD No 2 of Grant County |  | 3887 | Priest Rapids | WA | Vertical | Grant | 1 | Conventional Hydroelectric | HY |  | S | X | X |  |  | 95 | 0.95 | 95 | 95 | 50 | N |  |  | OP | X | 7 | 1961 | Pre-2000 |  |  | N | Electric Utility | Utility | Other | 1 | X | WAT | Renewable | 95 | 0 | 1 | 0
Operable | 14624 | PUD No 2 of Grant County |  | 3887 | Priest Rapids | WA | Vertical | Grant | 10 | Conventional Hydroelectric | HY |  | S | X | X |  |  | 95 | 0.95 | 95 | 95 | 50 | N |  |  | OP | X | 11 | 1959 | Pre-2000 |  |  | N | Electric Utility | Utility | Other | 1 | X | WAT | Renewable | 95 | 0 | 1 | 0
Operable | 14624 | PUD No 2 of Grant County |  | 3887 | Priest Rapids | WA | Vertical | Grant | 2 | Conventional Hydroelectric | HY |  | S | X | X |  |  | 95 | 0.95 | 95 | 95 | 50 | N |  |  | OP | X | 5 | 1961 | Pre-2000 |  |  | N | Electric Utility | Utility | Other | 1 | X | WAT | Renewable | 95 | 0 | 1 | 0
Operable | 14624 | PUD No 2 of Grant County |  | 3887 | Priest Rapids | WA | Vertical | Grant | 3 | Conventional Hydroelectric | HY |  | S | X | X |  |  | 95 | 0.95 | 95 | 95 | 50 | N |  |  | OP | X | 9 | 1960 | Pre-2000 |  |  | N | Electric Utility | Utility | Other | 1 | X | WAT | Renewable | 95 | 0 | 1 | 0
Operable | 14624 | PUD No 2 of Grant County |  | 3887 | Priest Rapids | WA | Vertical | Grant | 4 | Conventional Hydroelectric | HY |  | S | X | X |  |  | 95 | 0.95 | 95 | 95 | 50 | N |  |  | OP | X | 9 | 1960 | Pre-2000 |  |  | N | Electric Utility | Utility | Other | 1 | X | WAT | Renewable | 95 | 0 | 1 | 0
Operable | 14624 | PUD No 2 of Grant County |  | 3887 | Priest Rapids | WA | Vertical | Grant | 5 | Conventional Hydroelectric | HY |  | S | X | X |  |  | 95 | 0.95 | 95 | 95 | 50 | N |  |  | OP | X | 4 | 1960 | Pre-2000 |  |  | N | Electric Utility | Utility | Other | 1 | X | WAT | Renewable | 95 | 0 | 1 | 0
Operable | 14624 | PUD No 2 of Grant County |  | 3887 | Priest Rapids | WA | Vertical | Grant | 6 | Conventional Hydroelectric | HY |  | S | X | X |  |  | 95 | 0.95 | 95 | 95 | 50 | N |  |  | OP | X | 2 | 1960 | Pre-2000 |  |  | N | Electric Utility | Utility | Other | 1 | X | WAT | Renewable | 95 | 0 | 1 | 0
Operable | 14624 | PUD No 2 of Grant County |  | 3887 | Priest Rapids | WA | Vertical | Grant | 7 | Conventional Hydroelectric | HY |  | S | X | X |  |  | 95 | 0.95 | 95 | 95 | 50 | N |  |  | OP | X | 1 | 1960 | Pre-2000 |  |  | N | Electric Utility | Utility | Other | 1 | X | WAT | Renewable | 95 | 0 | 1 | 0
Operable | 14624 | PUD No 2 of Grant County |  | 3887 | Priest Rapids | WA | Vertical | Grant | 8 | Conventional Hydroelectric | HY |  | S | X | X |  |  | 95 | 0.95 | 95 | 95 | 50 | N |  |  | OP | X | 12 | 1959 | Pre-2000 |  |  | N | Electric Utility | Utility | Other | 1 | X | WAT | Renewable | 95 | 0 | 1 | 0
Operable | 14624 | PUD No 2 of Grant County |  | 3887 | Priest Rapids | WA | Vertical | Grant | 9 | Conventional Hydroelectric | HY |  | S | X | X |  |  | 95 | 0.95 | 95 | 95 | 50 | N |  |  | OP | X | 10 | 1959 | Pre-2000 |  |  | N | Electric Utility | Utility | Other | 1 | X | WAT | Renewable | 95 | 0 | 1 | 0
Operable | 14624 | PUD No 2 of Grant County |  | 3888 | Wanapum | WA | Vertical | Grant | 10A | Conventional Hydroelectric | HY |  | S | X | X |  |  | 122 | 0.95 | 122 | 122 | 50 | N |  |  | OP | X | 6 | 2014 | 2014 |  |  | N | Electric Utility | Utility | Other | 1 | X | WAT | Renewable | 122 | 0 | 1 | 0
Operable | 14624 | PUD No 2 of Grant County |  | 3888 | Wanapum | WA | Vertical | Grant | 1A | Conventional Hydroelectric | HY |  | S | X | X |  |  | 122 | 0.95 | 122 | 122 | 50 | N |  |  | OP | X | 10 | 2013 | 2013 |  |  | N | Electric Utility | Utility | Other | 1 | X | WAT | Renewable | 122 | 0 | 1 | 0
Operable | 14624 | PUD No 2 of Grant County |  | 3888 | Wanapum | WA | Vertical | Grant | 2A | Conventional Hydroelectric | HY |  | S | X | X |  |  | 122 | 0.95 | 122 | 122 | 50 | N |  |  | OP | X | 12 | 2012 | 2012 |  |  | N | Electric Utility | Utility | Other | 1 | X | WAT | Renewable | 122 | 0 | 1 | 0
Operable | 14624 | PUD No 2 of Grant County |  | 3888 | Wanapum | WA | Vertical | Grant | 3A | Conventional Hydroelectric | HY |  | S | X | X |  |  | 122 | 0.95 | 122 | 122 | 50 | N |  |  | OP | X | 8 | 2017 | 2017 |  |  | N | Electric Utility | Utility | Other | 1 | X | WAT | Renewable | 122 | 0 | 1 | 0
Operable | 14624 | PUD No 2 of Grant County |  | 3888 | Wanapum | WA | Vertical | Grant | 4A | Conventional Hydroelectric | HY |  | S | X | X |  |  | 122 | 0.95 | 122 | 122 | 50 | N |  |  | OP | X | 9 | 2020 | 2020 |  |  | N | Electric Utility | Utility | Other | 1 | X | WAT | Renewable | 122 | 0 | 1 | 0
Operable | 14624 | PUD No 2 of Grant County |  | 3888 | Wanapum | WA | Vertical | Grant | 5A | Conventional Hydroelectric | HY |  | S | X | X |  |  | 122 | 0.95 | 122 | 122 | 50 | N |  |  | OP | X | 2 | 2012 | 2012 |  |  | N | Electric Utility | Utility | Other | 1 | X | WAT | Renewable | 122 | 0 | 1 | 0
Operable | 14624 | PUD No 2 of Grant County |  | 3888 | Wanapum | WA | Vertical | Grant | 6A | Conventional Hydroelectric | HY |  | S | X | X |  |  | 122 | 0.95 | 122 | 122 | 50 | N |  |  | OP | X | 7 | 2016 | 2016 |  |  | N | Electric Utility | Utility | Other | 1 | X | WAT | Renewable | 122 | 0 | 1 | 0
Operable | 14624 | PUD No 2 of Grant County |  | 3888 | Wanapum | WA | Vertical | Grant | 7A | Conventional Hydroelectric | HY |  | S | X | X |  |  | 122 | 0.95 | 122 | 122 | 50 | N |  |  | OP | X | 4 | 2011 | 2011 |  |  | N | Electric Utility | Utility | Other | 1 | X | WAT | Renewable | 122 | 0 | 1 | 0
Operable | 14624 | PUD No 2 of Grant County |  | 3888 | Wanapum | WA | Vertical | Grant | 8A | Conventional Hydroelectric | HY |  | S | X | X |  |  | 122 | 0.95 | 122 | 122 | 50 | N |  |  | OP | X | 11 | 2018 | 2018 |  |  | N | Electric Utility | Utility | Other | 1 | X | WAT | Renewable | 122 | 0 | 1 | 0
Operable | 14624 | PUD No 2 of Grant County |  | 3888 | Wanapum | WA | Vertical | Grant | 9A | Conventional Hydroelectric | HY |  | S | X | X |  |  | 122 | 0.95 | 122 | 122 | 50 | N |  |  | OP | X | 6 | 2015 | 2015 |  |  | N | Electric Utility | Utility | Other | 1 | X | WAT | Renewable | 122 | 0 | 1 | 0
Operable | 14624 | PUD No 2 of Grant County |  | 7113 | PEC Headworks | WA | Vertical | Grant | 1 | Conventional Hydroelectric | HY |  | J | X | X |  |  | 6.6 | 0.95 | 6.6 | 6.6 | 3 | N |  |  | OP | X | 9 | 1990 | Pre-2000 |  |  | N | Electric Utility | Utility | Other | 1 | X | WAT | Renewable | 6.6 | 0 | 1 | 0
Operable | 15500 | Puget Sound Energy Inc |  | 99 | Frederickson | WA | Vertical | Pierce | 1 | Natural Gas Fired Combustion Turbine | GT |  | S | X | X |  |  | 88.9 | 0.9 | 67 | 81.1 | 5 | N |  |  | OP | X | 11 | 1981 | Pre-2000 |  |  | N | Electric Utility | Utility | Investor Owned Utility | 1 | X | NG | Non-Renewable | 0 | 88.9 | 0 | 1 | DFO
Operable | 15500 | Puget Sound Energy Inc |  | 99 | Frederickson | WA | Vertical | Pierce | 2 | Natural Gas Fired Combustion Turbine | GT |  | S | X | X |  |  | 88.9 | 0.9 | 67 | 81.1 | 5 | N |  |  | OP | X | 11 | 1981 | Pre-2000 |  |  | N | Electric Utility | Utility | Investor Owned Utility | 1 | X | NG | Non-Renewable | 0 | 88.9 | 0 | 1 | DFO
Operable | 15500 | Puget Sound Energy Inc |  | 607 | Fredonia | WA | Vertical | Skagit | 1 | Natural Gas Fired Combustion Turbine | GT |  | S | X | X |  |  | 129.1 | 0.9 | 93 | 114 | 40 | N |  |  | SB | Y | 5 | 1984 | Pre-2000 |  |  | N | Electric Utility | Utility | Investor Owned Utility | 1 | X | NG | Non-Renewable | 0 | 129.1 | 0 | 1 | DFO
Operable | 15500 | Puget Sound Energy Inc |  | 607 | Fredonia | WA | Vertical | Skagit | 2 | Natural Gas Fired Combustion Turbine | GT |  | S | X | X |  |  | 129.1 | 0.9 | 93 | 114 | 40 | N |  |  | SB | Y | 5 | 1984 | Pre-2000 |  |  | N | Electric Utility | Utility | Investor Owned Utility | 1 | X | NG | Non-Renewable | 0 | 129.1 | 0 | 1 | DFO
Operable | 15500 | Puget Sound Energy Inc |  | 607 | Fredonia | WA | Vertical | Skagit | 3 | Natural Gas Fired Combustion Turbine | GT |  | S | X | X |  |  | 58.9 | 0.9 | 47 | 60 | 20 | N |  |  | SB | Y | 7 | 2001 | 2001 |  |  | N | Electric Utility | Utility | Investor Owned Utility | 1 | X | NG | Non-Renewable | 0 | 58.9 | 0 | 1 | DFO
Operable | 15500 | Puget Sound Energy Inc |  | 607 | Fredonia | WA | Vertical | Skagit | 4 | Natural Gas Fired Combustion Turbine | GT |  | S | X | X |  |  | 58.9 | 0.9 | 47 | 60 | 20 | N |  |  | SB | Y | 7 | 2001 | 2001 |  |  | N | Electric Utility | Utility | Investor Owned Utility | 1 | X | NG | Non-Renewable | 0 | 58.9 | 0 | 1 | DFO
Operable | 15500 | Puget Sound Energy Inc |  | 3853 | Crystal Mountain | WA | Vertical | Pierce | 1 | Petroleum Liquids | IC |  | S | X | X |  |  | 2.7 | 0.8 | 2.5 | 2.5 | 0.2 | N |  |  | SB | Y | 12 | 1969 | Pre-2000 |  |  | N | Electric Utility | Utility | Investor Owned Utility | 1 | X | DFO | Non-Renewable | 0 | 2.7 | 0 | 1
Operable | 15500 | Puget Sound Energy Inc |  | 3855 | Lower Baker | WA | Vertical | Skagit | 3 | Conventional Hydroelectric | HY |  | S | X | X |  |  | 80.8 | 0.95 | 79.3 | 79.3 | 2 | N |  |  | OP | X | 3 | 1960 | Pre-2000 |  |  | N | Electric Utility | Utility | Investor Owned Utility | 1 | X | WAT | Renewable | 80.8 | 0 | 1 | 0
Operable | 15500 | Puget Sound Energy Inc |  | 3855 | Lower Baker | WA | Vertical | Skagit | 4 | Conventional Hydroelectric | HY |  | S | X | X |  |  | 23.1 | 0.95 | 23.1 | 23.1 | 2 | N |  |  | OP | X | 7 | 2013 | 2013 |  |  | N | Electric Utility | Utility | Investor Owned Utility | 1 | X | WAT | Renewable | 23.1 | 0 | 1 | 0
Operable | 15500 | Puget Sound Energy Inc |  | 3860 | Snoqualmie | WA | Vertical | King | 1 | Conventional Hydroelectric | HY |  | S | X | X |  |  | 1.5 | 1 | 1.5 | 1.5 | 0.5 | N |  |  | OP | X | 1 | 1898 | Pre-2000 |  |  | N | Electric Utility | Utility | Investor Owned Utility | 1 | X | WAT | Renewable | 1.5 | 0 | 1 | 0
Operable | 15500 | Puget Sound Energy Inc |  | 3860 | Snoqualmie | WA | Vertical | King | 2 | Conventional Hydroelectric | HY |  | S | X | X |  |  | 1.5 | 1 | 1.5 | 1.5 | 0.5 | N |  |  | OP | X | 1 | 1898 | Pre-2000 |  |  | N | Electric Utility | Utility | Investor Owned Utility | 1 | X | WAT | Renewable | 1.5 | 0 | 1 | 0
Operable | 15500 | Puget Sound Energy Inc |  | 3860 | Snoqualmie | WA | Vertical | King | 3 | Conventional Hydroelectric | HY |  | S | X | X |  |  | 1.5 | 1 | 1.5 | 1.5 | 0.5 | N |  |  | OP | X | 1 | 1898 | Pre-2000 |  |  | N | Electric Utility | Utility | Investor Owned Utility | 1 | X | WAT | Renewable | 1.5 | 0 | 1 | 0
Operable | 15500 | Puget Sound Energy Inc |  | 3860 | Snoqualmie | WA | Vertical | King | 4 | Conventional Hydroelectric | HY |  | S | X | X |  |  | 1.5 | 1 | 1.5 | 1.5 | 0.5 | N |  |  | OP | X | 1 | 1898 | Pre-2000 |  |  | N | Electric Utility | Utility | Investor Owned Utility | 1 | X | WAT | Renewable | 1.5 | 0 | 1 | 0
Operable | 15500 | Puget Sound Energy Inc |  | 3860 | Snoqualmie | WA | Vertical | King | 5A | Conventional Hydroelectric | HY |  | S | X | X |  |  | 6.8 | 0.95 | 6.1 | 6.1 | 3.7 | N |  |  | OP | X | 8 | 2013 | 2013 |  |  | N | Electric Utility | Utility | Investor Owned Utility | 1 | X | WAT | Renewable | 6.8 | 0 | 1 | 0
Operable | 15500 | Puget Sound Energy Inc |  | 3861 | Upper Baker | WA | Vertical | Whatcom | 1 | Conventional Hydroelectric | HY |  | S | X | X |  |  | 52.4 | 1 | 52.4 | 52.4 | 0.3 | N |  |  | OP | X | 1 | 1959 | Pre-2000 |  |  | N | Electric Utility | Utility | Investor Owned Utility | 1 | X | WAT | Renewable | 52.4 | 0 | 1 | 0
Operable | 15500 | Puget Sound Energy Inc |  | 3861 | Upper Baker | WA | Vertical | Whatcom | 2 | Conventional Hydroelectric | HY |  | S | X | X |  |  | 52.4 | 1 | 51 | 51 | 0.3 | N |  |  | OP | X | 1 | 1959 | Pre-2000 |  |  | N | Electric Utility | Utility | Investor Owned Utility | 1 | X | WAT | Renewable | 52.4 | 0 | 1 | 0
Operable | 15500 | Puget Sound Energy Inc |  | 6120 | Whitehorn | WA | Vertical | Whatcom | 2 | Natural Gas Fired Combustion Turbine | GT |  | S | X | X |  |  | 84.6 | 0.9 | 67 | 81.1 | 5 | N |  |  | OP | X | 10 | 1981 | Pre-2000 |  |  | N | Electric Utility | Utility | Investor Owned Utility | 1 | X | NG | Non-Renewable | 0 | 84.6 | 0 | 1 | DFO
Operable | 15500 | Puget Sound Energy Inc |  | 6120 | Whitehorn | WA | Vertical | Whatcom | 3 | Natural Gas Fired Combustion Turbine | GT |  | S | X | X |  |  | 84.6 | 0.9 | 67 | 81.1 | 5 | N |  |  | OP | X | 10 | 1981 | Pre-2000 |  |  | N | Electric Utility | Utility | Investor Owned Utility | 1 | X | NG | Non-Renewable | 0 | 84.6 | 0 | 1 | DFO
Operable | 15500 | Puget Sound Energy Inc |  | 7867 | Snoqualmie 2 | WA | Vertical | King | 6A | Conventional Hydroelectric | HY |  | S | X | X |  |  | 14.4 | 0.95 | 12.6 | 12.6 | 5.2 | N |  |  | OP | X | 2 | 2013 | 2013 |  |  | N | Electric Utility | Utility | Investor Owned Utility | 1 | X | WAT | Renewable | 14.4 | 0 | 1 | 0
Operable | 15500 | Puget Sound Energy Inc |  | 7867 | Snoqualmie 2 | WA | Vertical | King | 7 | Conventional Hydroelectric | HY |  | S | X | X |  |  | 24.3 | 0.9 | 21 | 21 | 5 | N |  |  | OP | X | 1 | 1957 | Pre-2000 |  |  | N | Electric Utility | Utility | Investor Owned Utility | 1 | X | WAT | Renewable | 24.3 | 0 | 1 | 0
Operable | 15500 | Puget Sound Energy Inc |  | 7870 | Encogen | WA | Vertical | Whatcom | CTG1 | Natural Gas Fired Combined Cycle | CT | CC1 | S | X | N |  |  | 39.4 | 0.9 | 34.5 | 42.2 | 21 | N |  |  | OP | X | 3 | 1993 | Pre-2000 |  |  | N | Electric Utility | Utility | Investor Owned Utility | 1 | X | NG | Non-Renewable | 0 | 39.4 | 0 | 1 | DFO
Operable | 15500 | Puget Sound Energy Inc |  | 7870 | Encogen | WA | Vertical | Whatcom | CTG2 | Natural Gas Fired Combined Cycle | CT | CC1 | S | X | N |  |  | 39.4 | 0.9 | 34.5 | 42.2 | 21 | N |  |  | OP | X | 3 | 1993 | Pre-2000 |  |  | N | Electric Utility | Utility | Investor Owned Utility | 1 | X | NG | Non-Renewable | 0 | 39.4 | 0 | 1 | DFO
Operable | 15500 | Puget Sound Energy Inc |  | 7870 | Encogen | WA | Vertical | Whatcom | CTG3 | Natural Gas Fired Combined Cycle | CT | CC1 | S | X | N |  |  | 39.4 | 0.9 | 34.5 | 42.2 | 22 | N |  |  | OP | X | 3 | 1993 | Pre-2000 |  |  | N | Electric Utility | Utility | Investor Owned Utility | 1 | X | NG | Non-Renewable | 0 | 39.4 | 0 | 1 | DFO
Operable | 15500 | Puget Sound Energy Inc |  | 7870 | Encogen | WA | Vertical | Whatcom | STG | Natural Gas Fired Combined Cycle | CA | CC1 | S | N | X |  |  | 58.2 | 0.9 | 55.9 | 55.9 | 30 | N |  |  | OP | X | 4 | 1993 | Pre-2000 |  |  | N | Electric Utility | Utility | Investor Owned Utility | 1 | X | NG | Non-Renewable | 0 | 58.2 | 0 | 1 | DFO
Operable | 15500 | Puget Sound Energy Inc |  | 54476 | Sumas Power Plant | WA | Vertical | Whatcom | GEN1 | Natural Gas Fired Combined Cycle | CT | CC1 | S | X | N |  |  | 87.8 | 0.9 | 84.7 | 96.5 | 50 | N |  |  | OP | X | 3 | 1993 | Pre-2000 |  |  | Y | Electric Utility | Utility | Investor Owned Utility | 1 | T | NG | Non-Renewable | 0 | 87.8 | 0 | 1
Operable | 15500 | Puget Sound Energy Inc |  | 54476 | Sumas Power Plant | WA | Vertical | Whatcom | GEN2 | Natural Gas Fired Combined Cycle | CA | CC1 | S | N | X |  |  | 37.7 | 0.9 | 40.8 | 40.8 | 20 | N |  |  | OP | X | 3 | 1993 | Pre-2000 |  |  | Y | Electric Utility | Utility | Investor Owned Utility | 1 | T | NG | Non-Renewable | 0 | 37.7 | 0 | 1
Operable | 15500 | Puget Sound Energy Inc |  | 54537 | Ferndale Generating Station | WA | Vertical | Whatcom | CT1A | Natural Gas Fired Combined Cycle | CT | CC1 | S | X | N |  |  | 95.9 | 0.9 | 86 | 94 | 35 | N |  |  | OP | X | 4 | 1994 | Pre-2000 |  |  | Y | Electric Utility | Utility | Investor Owned Utility | 1 | T | NG | Non-Renewable | 0 | 95.9 | 0 | 1 | DFO
Operable | 15500 | Puget Sound Energy Inc |  | 54537 | Ferndale Generating Station | WA | Vertical | Whatcom | CT1B | Natural Gas Fired Combined Cycle | CT | CC1 | S | X | N |  |  | 95.9 | 0.9 | 86 | 94 | 35 | N |  |  | OP | X | 4 | 1994 | Pre-2000 |  |  | Y | Electric Utility | Utility | Investor Owned Utility | 1 | T | NG | Non-Renewable | 0 | 95.9 | 0 | 1 | DFO
Operable | 15500 | Puget Sound Energy Inc |  | 54537 | Ferndale Generating Station | WA | Vertical | Whatcom | ST1 | Natural Gas Fired Combined Cycle | CA | CC1 | S | Y | X |  |  | 93.7 | 0.9 | 98 | 98 | 30 | N |  |  | OP | X | 4 | 1994 | Pre-2000 |  |  | Y | Electric Utility | Utility | Investor Owned Utility | 1 | T | NG | Non-Renewable | 0 | 93.7 | 0 | 1
Operable | 15500 | Puget Sound Energy Inc |  | 55482 | Goldendale Generating Station | WA | Vertical | Klickitat | G1 | Natural Gas Fired Combined Cycle | CT | CC1 | S | X | N |  |  | 188.5 | 0.85 | 153.1 | 194 | 70 | N |  |  | OP | X | 8 | 2004 | 2004 |  |  | N | Electric Utility | Utility | Investor Owned Utility | 1 | X | NG | Non-Renewable | 0 | 188.5 | 0 | 1
Operable | 15500 | Puget Sound Energy Inc |  | 55482 | Goldendale Generating Station | WA | Vertical | Klickitat | G2 | Natural Gas Fired Combined Cycle | CA | CC1 | S | Y | X |  |  | 114.3 | 0.85 | 110.6 | 110.6 | 55 | N |  |  | OP | X | 8 | 2004 | 2004 |  |  | N | Electric Utility | Utility | Investor Owned Utility | 1 | X | NG | Non-Renewable | 0 | 114.3 | 0 | 1
Operable | 15500 | Puget Sound Energy Inc |  | 55700 | Mint Farm Generating Station | WA | Vertical | Cowlitz | 1STG | Natural Gas Fired Combined Cycle | CA | CC1 | S | Y | X |  |  | 133 | 0.85 | 120 | 129 | 58 | N |  |  | OP | X | 1 | 2008 | 2008 |  |  | N | Electric Utility | Utility | Investor Owned Utility | 1 | X | NG | Non-Renewable | 0 | 133 | 0 | 1
Operable | 15500 | Puget Sound Energy Inc |  | 55700 | Mint Farm Generating Station | WA | Vertical | Cowlitz | CTG1 | Natural Gas Fired Combined Cycle | CT | CC1 | S | X | N |  |  | 186 | 0.85 | 150 | 207 | 75 | N |  |  | OP | X | 1 | 2008 | 2008 |  |  | N | Electric Utility | Utility | Investor Owned Utility | 1 | X | NG | Non-Renewable | 0 | 186 | 0 | 1
Operable | 15500 | Puget Sound Energy Inc |  | 56255 | Hopkins Ridge Wind | WA | Vertical | Columbia | 1 | Onshore Wind Turbine | WT |  | S | X | X |  |  | 149.4 |  | 149.4 | 149.4 | 0 | N |  |  | OP | X | 11 | 2005 | 2005 |  |  | N | Electric Utility | Utility | Investor Owned Utility | 1 | X | WND | Renewable | 149.4 | 0 | 1 | 0
Operable | 15500 | Puget Sound Energy Inc |  | 56255 | Hopkins Ridge Wind | WA | Vertical | Columbia | 2 | Onshore Wind Turbine | WT |  | S | X | X |  |  | 7.2 |  | 7.2 | 7.2 | 0 | N |  |  | OP | X | 8 | 2008 | 2008 |  |  | N | Electric Utility | Utility | Investor Owned Utility | 1 | X | WND | Renewable | 7.2 | 0 | 1 | 0
Operable | 15500 | Puget Sound Energy Inc |  | 56322 | Wild Horse | WA | Vertical | Kittitas | 1 | Onshore Wind Turbine | WT |  | S | X | X |  |  | 228.6 |  | 228.6 | 228.6 | 0 | N |  |  | OP | X | 12 | 2006 | 2006 |  |  | N | Electric Utility | Utility | Investor Owned Utility | 1 | X | WND | Renewable | 228.6 | 0 | 1 | 0
Operable | 15500 | Puget Sound Energy Inc |  | 56322 | Wild Horse | WA | Vertical | Kittitas | WH2 | Onshore Wind Turbine | WT |  | S | X | X |  |  | 44 |  | 44 | 44 | 0 | N |  |  | OP | X | 11 | 2009 | 2009 |  |  | N | Electric Utility | Utility | Investor Owned Utility | 1 | X | WND | Renewable | 44 | 0 | 1 | 0
Operable | 15500 | Puget Sound Energy Inc |  | 56322 | Wild Horse | WA | Vertical | Kittitas | WHS1 | Solar Photovoltaic | PV |  | S | X | X |  |  | 0.5 |  | 0.4 | 0.3 |  | N |  |  | OP | X | 10 | 2007 | 2007 |  |  | N | Electric Utility | Utility | Investor Owned Utility | 1 | X | SUN | Renewable | 0.5 | 0 | 1 | 0
Operable | 15500 | Puget Sound Energy Inc |  | 57195 | Lower Snake River Wind Energy Project | WA | Vertical | Garfield | LSR 1 | Onshore Wind Turbine | WT |  | S | X | X |  |  | 342.7 |  | 342.7 | 342.7 | 0 | N |  |  | OP | X | 2 | 2012 | 2012 |  |  | N | Electric Utility | Utility | Investor Owned Utility | 1 | X | WND | Renewable | 342.7 | 0 | 1 | 0
Operable | 15500 | Puget Sound Energy Inc |  | 60444 | Glacier Battery Storage | WA | Vertical | Whatcom | GLA | Batteries | BA |  | S | X | X |  |  | 2 |  | 2 | 2 | 0 | N |  |  | OP | X | 9 | 2016 | 2016 |  |  | N | Electric Utility | Utility | Investor Owned Utility | 1 | X | MWH | Other | 0 | 0 | 0 | 0
Operable | 58627 | Puget Sound Hydro LLC |  | 58696 | Nooksack Hydro | WA | Vertical | Whatcom | GEN1 | Conventional Hydroelectric | HY |  | S | X | X |  |  | 1.5 | 1 | 2.8 | 2.6 | 0.4 | N |  |  | OP | X | 11 | 1906 | Pre-2000 |  |  | N | IPP Non-CHP | IPP | IPP | 2 | X | WAT | Renewable | 1.5 | 0 | 1 | 0
Operable | 3608 | Puna Geothermal Venture |  | 52028 | Puna Geothermal Venture I | HI | Vertical | Hawaii | OEC11 | Geothermal | ST |  | S | X | X |  |  | 3.5 | 0.8 | 3.1 | 3.1 | 0.5 | N |  |  | OP | X | 8 | 1992 | Pre-2000 |  |  | N | IPP Non-CHP | IPP | IPP | 2 | X | GEO | Renewable | 3.5 | 0 | 1 | 0
Operable | 3608 | Puna Geothermal Venture |  | 52028 | Puna Geothermal Venture I | HI | Vertical | Hawaii | OEC12 | Geothermal | ST |  | S | X | X |  |  | 3.5 | 0.8 | 3.1 | 3.1 | 0.5 | N |  |  | OP | X | 8 | 1992 | Pre-2000 |  |  | N | IPP Non-CHP | IPP | IPP | 2 | X | GEO | Renewable | 3.5 | 0 | 1 | 0
Operable | 3608 | Puna Geothermal Venture |  | 52028 | Puna Geothermal Venture I | HI | Vertical | Hawaii | OEC13 | Geothermal | ST |  | S | X | X |  |  | 3.5 | 0.8 | 3.1 | 3.1 | 0.5 | N |  |  | OP | X | 8 | 1992 | Pre-2000 |  |  | N | IPP Non-CHP | IPP | IPP | 2 | X | GEO | Renewable | 3.5 | 0 | 1 | 0
Operable | 3608 | Puna Geothermal Venture |  | 52028 | Puna Geothermal Venture I | HI | Vertical | Hawaii | OEC14 | Geothermal | ST |  | S | X | X |  |  | 3.5 | 0.8 | 3.1 | 3.1 | 0.5 | N |  |  | OP | X | 8 | 1992 | Pre-2000 |  |  | N | IPP Non-CHP | IPP | IPP | 2 | X | GEO | Renewable | 3.5 | 0 | 1 | 0
Operable | 3608 | Puna Geothermal Venture |  | 52028 | Puna Geothermal Venture I | HI | Vertical | Hawaii | OEC15 | Geothermal | ST |  | S | X | X |  |  | 3.5 | 0.8 | 3.1 | 3.1 | 0.5 | N |  |  | OP | X | 8 | 1992 | Pre-2000 |  |  | N | IPP Non-CHP | IPP | IPP | 2 | X | GEO | Renewable | 3.5 | 0 | 1 | 0
Operable | 3608 | Puna Geothermal Venture |  | 52028 | Puna Geothermal Venture I | HI | Vertical | Hawaii | OEC21 | Geothermal | ST |  | S | X | X |  |  | 3.5 | 0.8 | 3.1 | 3.1 | 0.5 | N |  |  | OP | X | 8 | 1992 | Pre-2000 |  |  | N | IPP Non-CHP | IPP | IPP | 2 | X | GEO | Renewable | 3.5 | 0 | 1 | 0
Operable | 3608 | Puna Geothermal Venture |  | 52028 | Puna Geothermal Venture I | HI | Vertical | Hawaii | OEC22 | Geothermal | ST |  | S | X | X |  |  | 3.5 | 0.8 | 3.1 | 3.1 | 0.5 | N |  |  | OP | X | 8 | 1992 | Pre-2000 |  |  | N | IPP Non-CHP | IPP | IPP | 2 | X | GEO | Renewable | 3.5 | 0 | 1 | 0
Operable | 3608 | Puna Geothermal Venture |  | 52028 | Puna Geothermal Venture I | HI | Vertical | Hawaii | OEC23 | Geothermal | ST |  | S | X | X |  |  | 3.5 | 0.8 | 3.1 | 3.1 | 0.5 | N |  |  | OP | X | 8 | 1992 | Pre-2000 |  |  | N | IPP Non-CHP | IPP | IPP | 2 | X | GEO | Renewable | 3.5 | 0 | 1 | 0
Operable | 3608 | Puna Geothermal Venture |  | 52028 | Puna Geothermal Venture I | HI | Vertical | Hawaii | OEC24 | Geothermal | ST |  | S | X | X |  |  | 3.5 | 0.8 | 3.1 | 3.1 | 0.5 | N |  |  | OP | X | 8 | 1992 | Pre-2000 |  |  | N | IPP Non-CHP | IPP | IPP | 2 | X | GEO | Renewable | 3.5 | 0 | 1 | 0
Operable | 3608 | Puna Geothermal Venture |  | 52028 | Puna Geothermal Venture I | HI | Vertical | Hawaii | OEC25 | Geothermal | ST |  | S | X | X |  |  | 3.5 | 0.8 | 3.1 | 3.1 | 0.5 | N |  |  | OP | X | 8 | 1992 | Pre-2000 |  |  | N | IPP Non-CHP | IPP | IPP | 2 | X | GEO | Renewable | 3.5 | 0 | 1 | 0
Operable | 3608 | Puna Geothermal Venture |  | 52028 | Puna Geothermal Venture I | HI | Vertical | Hawaii | OEC31 | Geothermal | BT |  | S | X | X |  |  | 8 | 0.8 | 6 | 6 | 0.5 | N |  |  | OP | X | 2 | 2012 | 2012 |  |  | N | IPP Non-CHP | IPP | IPP | 2 | X | GEO | Renewable | 8 | 0 | 1 | 0
Operable | 3608 | Puna Geothermal Venture |  | 52028 | Puna Geothermal Venture I | HI | Vertical | Hawaii | OEC32 | Geothermal | BT |  | S | X | X |  |  | 8 | 0.8 | 6 | 6 | 0.5 | N |  |  | OP | X | 2 | 2012 | 2012 |  |  | N | IPP Non-CHP | IPP | IPP | 2 | X | GEO | Renewable | 8 | 0 | 1 | 0
Operable | 15526 | Purdue University |  | 50240 | Purdue University | IN | Vertical | Tippecanoe | GEN1 | Natural Gas Steam Turbine | ST |  | S | X | X |  |  | 30.8 | 0.85 | 30.8 | 30.8 | 5 | N |  |  | OP | X | 7 | 1995 | Pre-2000 |  |  | Y | Commercial CHP | Customer Sited | Other | 5 | T | NG | Non-Renewable | 0 | 30.8 | 0 | 1 | BIT
Operable | 15526 | Purdue University |  | 50240 | Purdue University | IN | Vertical | Tippecanoe | GEN2 | Natural Gas Steam Turbine | ST |  | S | X | X |  |  | 10.7 | 0.98 | 7 | 10.6 | 3 | N |  |  | OP | X | 1 | 1969 | Pre-2000 |  |  | Y | Commercial CHP | Customer Sited | Other | 5 | T | NG | Non-Renewable | 0 | 10.7 | 0 | 1 | BIT
Operable | 15526 | Purdue University |  | 50240 | Purdue University | IN | Vertical | Tippecanoe | GEN3 | Petroleum Liquids | IC |  | S | X | X |  |  | 1.8 | 0.8 | 1.8 | 1.8 | 0.5 | N |  |  | SB | Y | 1 | 2000 | 2000 |  |  | Y | Commercial CHP | Customer Sited | Other | 5 | T | DFO | Non-Renewable | 0 | 1.8 | 0 | 1
Operable | 65266 | Putah Creek Solar Farms LLC |  | 66088 | Putah Creek Solar Farm North | CA | Vertical | Yolo | PCEF | Solar Photovoltaic | PV |  | S | X | X |  |  | 3 |  | 2.9 | 2.9 |  | N |  |  | OP | X | 10 | 2022 | 2022 |  |  | N | IPP Non-CHP | IPP | IPP | 2 | X | SUN | Renewable | 3 | 0 | 1 | 0
Operable | 60455 | PVN Milliken, LLC |  | 60790 | PVN Milliken, LLC | CA | Vertical | San Bernardino | PV | Solar Photovoltaic | PV |  | S | X | X |  |  | 3 |  | 3 | 3 |  | N |  |  | OP | X | 6 | 2017 | 2017 | 7 | 2047 | N | IPP Non-CHP | IPP | IPP | 2 | X | SUN | Renewable | 3 | 0 | 1 | 0
Operable | 59222 | Qualcomm Incorporated |  | 59456 | P Plant | CA | Vertical | San Diego | P-TG4 | Natural Gas Fired Combustion Turbine | GT |  | S | X | X |  |  | 4.6 | 0.8 | 4 | 4 | 3.8 | N |  |  | OP | X | 3 | 2007 | 2007 |  |  | Y | Commercial CHP | Customer Sited | Other | 5 | T | NG | Non-Renewable | 0 | 4.6 | 0 | 1
Operable | 59222 | Qualcomm Incorporated |  | 59457 | Q Plant | CA | Vertical | San Diego | Q-TG1 | Natural Gas Fired Combustion Turbine | GT |  | S | X | X |  |  | 4.6 | 0.8 | 4 | 4 | 3.8 | N |  |  | SB | Y | 7 | 2013 | 2013 |  |  | Y | Commercial CHP | Customer Sited | Other | 5 | T | NG | Non-Renewable | 0 | 4.6 | 0 | 1
Operable | 59222 | Qualcomm Incorporated |  | 59458 | W Plant | CA | Vertical | San Diego | W-TG1 | Natural Gas Fired Combustion Turbine | GT |  | S | X | X |  |  | 4.6 | 0.8 | 4 | 4 | 3.8 | N |  |  | OP | X | 7 | 2005 | 2005 |  |  | Y | Commercial CHP | Customer Sited | Other | 5 | T | NG | Non-Renewable | 0 | 4.6 | 0 | 1
Operable | 61640 | Quarter Horse Farm LLC |  | 62095 | Quarter Horse Solar | NC | Vertical | Pender | PGRF5 | Solar Photovoltaic | PV |  | S | X | X |  |  | 4.5 |  | 4.5 | 4.5 |  | N |  |  | OP | X | 11 | 2018 | 2018 |  |  | N | IPP Non-CHP | IPP | IPP | 2 | X | SUN | Renewable | 4.5 | 0 | 1 | 0
Operable | 60731 | Quichapa 1 LLC |  | 61119 | Quichapa 1 | UT | Vertical | Iron | W5519 | Solar Photovoltaic | PV |  | S | X | X |  |  | 3 |  | 3 | 2.7 |  | N |  |  | OP | X | 12 | 2016 | 2016 |  |  | N | IPP Non-CHP | IPP | IPP | 2 | X | SUN | Renewable | 3 | 0 | 1 | 0
Operable | 60732 | Quichapa 2 LLC |  | 61120 | Quichapa 2 | UT | Vertical | Iron | W5520 | Solar Photovoltaic | PV |  | S | X | X |  |  | 3 |  | 3 | 2.7 |  | N |  |  | OP | X | 12 | 2016 | 2016 |  |  | N | IPP Non-CHP | IPP | IPP | 2 | X | SUN | Renewable | 3 | 0 | 1 | 0
Operable | 60733 | Quichapa 3 LLC |  | 61121 | Quichapa 3 | UT | Vertical | Iron | W5521 | Solar Photovoltaic | PV |  | S | X | X |  |  | 3 |  | 3 | 2.7 |  | N |  |  | OP | X | 12 | 2016 | 2016 |  |  | N | IPP Non-CHP | IPP | IPP | 2 | X | SUN | Renewable | 3 | 0 | 1 | 0
Operable | 56424 | Quilt Block Wind Farm LLC |  | 57116 | Quilt Block Wind Farm LLC | WI | Vertical | Lafayette | GEN 1 | Onshore Wind Turbine | WT |  | S | X | X |  |  | 98 |  | 98 | 98 | 2 | N |  |  | OP | X | 9 | 2017 | 2017 |  |  | N | IPP Non-CHP | IPP | IPP | 2 | X | WND | Renewable | 98 | 0 | 1 | 0
Operable | 25771 | Quinebaug Associates LLC |  | 55860 | Quinebaug Lower Project | CT | Restructured | Windham | 5-M | Conventional Hydroelectric | HY |  | S | X | X |  |  | 0.3 | 0.8 | 0.3 | 0.3 | 0.1 | N |  |  | OP | X | 8 | 1990 | Pre-2000 |  |  | N | IPP Non-CHP | IPP | IPP | 2 | X | WAT | Renewable | 0.3 | 0 | 1 | 0
Operable | 25771 | Quinebaug Associates LLC |  | 55860 | Quinebaug Lower Project | CT | Restructured | Windham | MF | Conventional Hydroelectric | HY |  | S | X | X |  |  | 0.1 | 0.8 | 0.1 | 0.1 | 0.1 | N |  |  | OP | X | 4 | 1990 | Pre-2000 |  |  | N | IPP Non-CHP | IPP | IPP | 2 | X | WAT | Renewable | 0.1 | 0 | 1 | 0
Operable | 25771 | Quinebaug Associates LLC |  | 55860 | Quinebaug Lower Project | CT | Restructured | Windham | U2 | Conventional Hydroelectric | HY |  | S | X | X |  |  | 0.8 | 0.8 | 0.8 | 0.7 | 0.2 | N |  |  | OP | X | 8 | 1990 | Pre-2000 |  |  | N | IPP Non-CHP | IPP | IPP | 2 | X | WAT | Renewable | 0.8 | 0 | 1 | 0
Operable | 25771 | Quinebaug Associates LLC |  | 55860 | Quinebaug Lower Project | CT | Restructured | Windham | UI | Conventional Hydroelectric | HY |  | S | X | X |  |  | 1.3 | 0.8 | 1.2 | 1.2 | 0.3 | N |  |  | OP | X | 8 | 1990 | Pre-2000 |  |  | N | IPP Non-CHP | IPP | IPP | 2 | X | WAT | Renewable | 1.3 | 0 | 1 | 0
Operable | 63999 | Quinebaug Solar, LLC |  | 64387 | Quinebaug Solar | CT | Restructured | Windham | QBS | Solar Photovoltaic | PV |  | S | X | X |  |  | 49.4 |  | 49.4 | 49.4 |  | N |  |  | OP | X | 12 | 2021 | 2021 |  |  | N | IPP Non-CHP | IPP | IPP | 2 | X | SUN | Renewable | 49.4 | 0 | 1 | 0
Operable | 63957 | Quitman II Solar, LLC |  | 64335 | Quitman II Solar | GA | Vertical | Brooks | QUIT2 | Solar Photovoltaic | PV |  | S | X | X |  |  | 150 |  | 150 | 150 |  | N |  |  | OP | X | 12 | 2021 | 2021 |  |  | N | IPP Non-CHP | IPP | IPP | 2 | X | SUN | Renewable | 150 | 0 | 1 | 0
Operable | 61910 | Quitman Solar, LLC |  | 62584 | Quitman Solar | GA | Vertical | Brooks | QUITM | Solar Photovoltaic | PV |  | S | X | X |  |  | 150 |  | 150 | 150 | 0.1 | N |  |  | OP | X | 12 | 2019 | 2019 |  |  | N | IPP Non-CHP | IPP | IPP | 2 | X | SUN | Renewable | 150 | 0 | 1 | 0
Operable | 60389 | Rabbit Hill Energy Storage Project |  | 60649 | Rabbit Hill Energy Storage Project | TX | Restructured | Williamson | 1 | Batteries | BA |  | S | X | X |  |  | 9.9 |  | 9.9 | 9.9 | 0.1 | N |  |  | OP | X | 4 | 2020 | 2020 |  |  | N | IPP Non-CHP | IPP | IPP | 2 | X | MWH | Other | 0 | 0 | 0 | 0
Operable | 62989 | Rafael Solar LLC |  | 63206 | Rafael Solar | OR | Vertical | Marion | RSPV1 | Solar Photovoltaic | PV |  | S | X | X |  |  | 2.2 | 1 | 2.2 | 2.2 |  | N |  |  | OP | X | 10 | 2019 | 2019 |  |  | N | IPP Non-CHP | IPP | IPP | 2 | X | SUN | Renewable | 2.2 | 0 | 1 | 0
Operable | 65250 | Rafterville Solar, LLC |  | 66084 | Rafterville Solar | MN | Vertical | Kandiyohi | 14508 | Solar Photovoltaic | PV |  | S | X | X |  |  | 1 |  | 1 | 0.8 |  | N |  |  | OP | X | 7 | 2023 | 2023 |  |  | N | IPP Non-CHP | IPP | IPP | 2 | X | SUN | Renewable | 1 | 0 | 1 | 0
Operable | 56075 | Rail Splitter Wind Farm LLC |  | 56856 | Rail Splitter Wind Farm | IL | Restructured | Tazewell | GEN1 | Onshore Wind Turbine | WT |  | S | X | X |  |  | 100.5 |  | 100.5 | 100.5 | 1.5 | N |  |  | OP | X | 8 | 2009 | 2009 |  |  | N | IPP Non-CHP | IPP | IPP | 2 | X | WND | Renewable | 100.5 | 0 | 1 | 0
Operable | 58287 | Rain CII Carbon LLC |  | 58310 | Lake Charles Plant | LA | Vertical | Calcasieu | G-1 | All Other | ST |  | S | X | X |  |  | 36.4 | 0.85 | 28 | 28 | 8 | N |  |  | OP | X | 12 | 2012 | 2012 |  |  | N | Industrial Non-CHP | Customer Sited | Other | 6 | X | WH | Other | 0 | 0 | 0 | 0
Operable | 65146 | Rainbow Energy Center |  | 6030 | Coal Creek | ND | Vertical | McLean | 1 | Conventional Steam Coal | ST |  | S | X | X | GRE,REC.CC1_DC | GRE.REC.CC1_DC | 604.8 | 0.9 | 568.3 | 568.3 | 285 | N |  |  | OP | X | 6 | 1979 | Pre-2000 |  |  | Y | Electric Utility | Utility | Cooperative | 1 | T | RC | Non-Renewable | 0 | 604.8 | 0 | 1 | DFO
Operable | 65146 | Rainbow Energy Center |  | 6030 | Coal Creek | ND | Vertical | McLean | 2 | Conventional Steam Coal | ST |  | S | X | X | GRE.REC.CC2_DC | GRE.REC.CC2_DC | 604.8 | 0.9 | 573.9 | 573.9 | 285 | N |  |  | OP | X | 9 | 1980 | Pre-2000 |  |  | Y | Electric Utility | Utility | Cooperative | 1 | T | RC | Non-Renewable | 0 | 604.8 | 0 | 1 | DFO
Operable | 65146 | Rainbow Energy Center |  | 6030 | Coal Creek | ND | Vertical | McLean | 4 | Petroleum Liquids | IC |  | S | X | X |  |  | 3 | 0.8 | 3 | 3 | 3 | N |  |  | SB | N | 2 | 2016 | 2016 |  |  | N | Electric Utility | Utility | Cooperative | 1 | X | DFO | Non-Renewable | 0 | 3 | 0 | 1
Operable | 65146 | Rainbow Energy Center |  | 6030 | Coal Creek | ND | Vertical | McLean | 5 | Petroleum Liquids | IC |  | S | X | X |  |  | 3 | 0.8 | 3 | 3 | 3 | N |  |  | SB | N | 1 | 2016 | 2016 |  |  | N | Electric Utility | Utility | Cooperative | 1 | X | DFO | Non-Renewable | 0 | 3 | 0 | 1
Operable | 56790 | Ralls Wind Farm LLC |  | 57474 | Ralls Wind Farm | TX | Restructured | Crosby | 1 | Onshore Wind Turbine | WT |  | S | X | X |  |  | 10 |  | 10 | 10 | 0 | N |  |  | OP | X | 7 | 2011 | 2011 |  |  | N | IPP Non-CHP | IPP | IPP | 2 | X | WND | Renewable | 10 | 0 | 1 | 0
Operable | 63452 | Ralph's Grocery Company |  | 63758 | Kroger La Habra | CA | Vertical | Orange | KROLH | Solar Photovoltaic | PV |  | S | X | X |  |  | 1.2 |  | 1.2 | 1.2 |  | N |  |  | OP | X | 4 | 2020 | 2020 |  |  | N | Industrial Non-CHP | Customer Sited | Other | 6 | X | SUN | Renewable | 1.2 | 0 | 1 | 0
Operable | 65893 | Ramp Solar, LLC |  | 66988 | Ramp Solar, LLC | NC | Vertical | Wayne | 27534 | Solar Photovoltaic | PV |  | W | X | X |  |  | 2 |  | 2 | 2 |  | N |  |  | OP | X | 5 | 2022 | 2022 |  |  | N | IPP Non-CHP | IPP | IPP | 2 | X | SUN | Renewable | 2 | 0 | 1 | 0
Operable | 61771 | Ranchero Wind Farm LLC |  | 62259 | Ranchero Wind Farm LLC | TX | Restructured | Crockett | RAN | Onshore Wind Turbine | WT |  | S | X | X |  |  | 300 | 1 | 300 | 300 | 300 | N |  |  | OP | X | 9 | 2019 | 2019 |  |  | N | IPP Non-CHP | IPP | IPP | 2 | X | WND | Renewable | 300 | 0 | 1 | 0
Operable | 61425 | Ranchland Solar, LLC |  | 61813 | Ranchland Solar, LLC | NC | Vertical | Currituck | RCHLD | Solar Photovoltaic | PV |  | S | X | X |  |  | 60 |  | 60 | 60 |  | N |  |  | OP | X | 12 | 2017 | 2017 |  |  | N | IPP Non-CHP | IPP | IPP | 2 | X | SUN | Renewable | 60 | 0 | 1 | 0
Operable | 64179 | Ranchland Wind Storage, LLC |  | 64545 | Ranchland Wind Storage | TX | Restructured | Callahan | BA | Batteries | BA |  | S | X | X |  |  | 71.5 |  | 71.5 | 71.5 | 0.1 | N |  |  | OP | X | 10 | 2023 | 2023 |  |  | N | IPP Non-CHP | IPP | IPP | 2 | X | MWH | Other | 0 | 0 | 0 | 0
Operable | 63141 | Rancho Seco Solar II, LLC |  | 63387 | Rancho Seco Solar II, LLC | CA | Vertical | Sacramento | RSS2 | Solar Photovoltaic | PV |  | S | X | X |  |  | 160 |  | 160 | 160 |  | N |  |  | OP | X | 2 | 2021 | 2021 |  |  | N | IPP Non-CHP | IPP | IPP | 2 | X | SUN | Renewable | 160 | 0 | 1 | 0
Operable | 60413 | Rancho Seco Solar, LLC |  | 60226 | Rancho Seco Solar, LLC | CA | Vertical | Sacramento | GEN01 | Solar Photovoltaic | PV |  | S | X | X |  |  | 10.8 |  | 10.8 | 10.8 |  | N |  |  | OP | X | 8 | 2016 | 2016 |  |  | N | IPP Non-CHP | IPP | IPP | 2 | X | SUN | Renewable | 10.8 | 0 | 1 | 0
Operable | 58156 | Rand Whitney Containerboard L.P. |  | 58184 | Rand Whitney CHP Plant | CT | Restructured | New London | TG-1 | Natural Gas Fired Combustion Turbine | GT |  | S | X | X | 37734 | 37734 | 16.5 | 0.8 | 16.5 | 16.5 | 7.3 | Y | 7 | 2023 | OP | X | 4 | 2005 | 2005 |  |  | Y | Industrial CHP | Customer Sited | Other | 7 | T | NG | Non-Renewable | 0 | 16.5 | 0 | 1 | DFO
Operable | 61586 | Rankin Solar Center, LLC |  | 61996 | Rankin Solar Center, LLC | SC | Vertical | Florence | RANKI | Solar Photovoltaic | PV |  | S | X | X |  |  | 10 |  | 10 | 10 |  | N |  |  | OP | X | 12 | 2019 | 2019 |  |  | N | IPP Non-CHP | IPP | IPP | 2 | X | SUN | Renewable | 10 | 0 | 1 | 0
Operable | 62694 | Rappahannock Solar, LLC |  | 62780 | Rappahannock Solar, LLC | VA | Vertical | Lancaster | 100 | Solar Photovoltaic | PV |  | S | X | X |  |  | 1.5 |  | 1.5 | 1.5 |  | N |  |  | OP | X | 11 | 2021 | 2021 |  |  | N | IPP Non-CHP | IPP | IPP | 2 | X | SUN | Renewable | 1.5 | 0 | 1 | 0
Operable | 15708 | Rathdrum Operating Services Co., Inc. |  | 55179 | Rathdrum Power LLC | ID | Vertical | Kootenai | CTG1 | Natural Gas Fired Combined Cycle | CT | CC1 | W | X | N |  |  | 179.4 | 0.85 | 150 | 172 | 115 | N |  |  | OP | X | 9 | 2001 | 2001 |  |  | N | IPP Non-CHP | IPP | IPP | 2 | X | NG | Non-Renewable | 0 | 179.4 | 0 | 1
Operable | 15708 | Rathdrum Operating Services Co., Inc. |  | 55179 | Rathdrum Power LLC | ID | Vertical | Kootenai | STG1 | Natural Gas Fired Combined Cycle | CA | CC1 | W | Y | X |  |  | 122.1 | 0.85 | 98 | 110 | 65 | N |  |  | OP | X | 9 | 2001 | 2001 |  |  | N | IPP Non-CHP | IPP | IPP | 2 | X | NG | Non-Renewable | 0 | 122.1 | 0 | 1
Operable | 61414 | Rattlesnake Creek Wind Project, LLC |  | 59292 | Rattlesnake Creek Wind Project | NE | Vertical | Dixon | RCWP | Onshore Wind Turbine | WT |  | W | X | X |  |  | 318.1 |  | 318.1 | 318.1 | 0 | N |  |  | OP | X | 12 | 2018 | 2018 |  |  | N | IPP Non-CHP | IPP | IPP | 2 | X | WND | Renewable | 318.1 | 0 | 1 | 0
Operable | 62778 | Rattlesnake Flat, LLC |  | 62936 | Rattlesnake Flat | WA | Vertical | Adams | RAT | Onshore Wind Turbine | WT |  | S | X | X |  |  | 144 |  | 144 | 144 | 2.3 | N |  |  | OP | X | 12 | 2020 | 2020 |  |  | N | IPP Non-CHP | IPP | IPP | 2 | X | WND | Renewable | 144 | 0 | 1 | 0
Operable | 60443 | Rattlesnake Power, LLC |  | 60743 | Rattlesnake Power, LLC | TX | Restructured | McCulloch | WT1 | Onshore Wind Turbine | WT |  | W | X | X |  |  | 160 |  | 160 | 160 | 0 | N |  |  | OP | X | 9 | 2018 | 2018 |  |  | N | IPP Non-CHP | IPP | IPP | 2 | X | WND | Renewable | 160 | 0 | 1 | 0
Operable | 58224 | Rausch Creek Generation, LLC |  | 50611 | Westwood Generation LLC | PA | Restructured | Schuylkill | GEN1 | Conventional Steam Coal | ST |  | S | X | X |  |  | 36 | 0.9 | 30 | 30 | 24 | N |  |  | OP | X | 6 | 1987 | Pre-2000 |  |  | N | IPP Non-CHP | IPP | IPP | 2 | X | WC | Non-Renewable | 0 | 36 | 0 | 1
Operable | 61130 | Ravenswood Operations LLC |  | 2500 | Ravenswood | NY | Restructured | Queens | 1 | Natural Gas Steam Turbine | ST |  | S | X | X |  |  | 400 | 0.8 | 368.5 | 375.8 | 75 | N |  |  | OP | X | 2 | 1963 | Pre-2000 |  |  | N | IPP Non-CHP | IPP | IPP | 2 | X | NG | Non-Renewable | 0 | 400 | 0 | 1 | DFO
Operable | 61130 | Ravenswood Operations LLC |  | 2500 | Ravenswood | NY | Restructured | Queens | 2 | Natural Gas Steam Turbine | ST |  | S | X | X |  |  | 400 | 0.8 | 374.5 | 374.3 | 75 | N |  |  | OP | X | 5 | 1963 | Pre-2000 |  |  | N | IPP Non-CHP | IPP | IPP | 2 | X | NG | Non-Renewable | 0 | 400 | 0 | 1 | DFO
Operable | 61130 | Ravenswood Operations LLC |  | 2500 | Ravenswood | NY | Restructured | Queens | 3 | Natural Gas Steam Turbine | ST |  | S | X | X |  |  | 1027 | 0.8 | 987.3 | 968.3 | 150 | N |  |  | OP | X | 6 | 1965 | Pre-2000 |  |  | N | IPP Non-CHP | IPP | IPP | 2 | X | NG | Non-Renewable | 0 | 1027 | 0 | 1 | DFO
Operable | 61130 | Ravenswood Operations LLC |  | 2500 | Ravenswood | NY | Restructured | Queens | 4 | Natural Gas Fired Combined Cycle | CT | CCR4 | S | X | N |  |  | 181 | 0.85 | 150.4 | 185.8 | 115 | N |  |  | OP | X | 12 | 2003 | 2003 |  |  | N | IPP Non-CHP | IPP | IPP | 2 | X | NG | Non-Renewable | 0 | 181 | 0 | 1 | KER
Operable | 61130 | Ravenswood Operations LLC |  | 2500 | Ravenswood | NY | Restructured | Queens | 4S | Natural Gas Fired Combined Cycle | CA | CCR4 | S | N | X |  |  | 87.5 | 0.85 | 72.8 | 89.8 | 0 | N |  |  | OP | X | 12 | 2003 | 2003 |  |  | N | IPP Non-CHP | IPP | IPP | 2 | X | NG | Non-Renewable | 0 | 87.5 | 0 | 1 | KER
Operable | 62871 | Ray Wilson Solar, LLC |  | 63017 | Ray Wilson Solar | NC | Vertical | Davie | 1090 | Solar Photovoltaic | PV |  | W | X | X |  |  | 5 | 1 | 5 | 5 |  | N |  |  | OP | X | 4 | 2021 | 2021 |  |  | N | IPP Non-CHP | IPP | IPP | 2 | X | SUN | Renewable | 5 | 0 | 1 | 0
Operable | 65856 | Rayburn Energy Station LLC |  | 58005 | Rayburn Energy Station LLC | TX | Restructured | Grayson | CTG-1 | Natural Gas Fired Combined Cycle | CT | CC1 | S | X | N | PANDA_S_CT1 | PANDA_S_CC1 | 232 | 0.85 | 199 | 224 | 125 | N |  |  | OP | X | 8 | 2014 | 2014 |  |  | N | IPP Non-CHP | IPP | IPP | 2 | X | NG | Non-Renewable | 0 | 232 | 0 | 1
Operable | 65856 | Rayburn Energy Station LLC |  | 58005 | Rayburn Energy Station LLC | TX | Restructured | Grayson | CTG-2 | Natural Gas Fired Combined Cycle | CT | CC1 | S | X | N | PANDA_S_CT2 | PANDA_S_CC1 | 232 | 0.85 | 199 | 224 | 125 | N |  |  | OP | X | 8 | 2014 | 2014 |  |  | N | IPP Non-CHP | IPP | IPP | 2 | X | NG | Non-Renewable | 0 | 232 | 0 | 1
Operable | 65856 | Rayburn Energy Station LLC |  | 58005 | Rayburn Energy Station LLC | TX | Restructured | Grayson | STG-1 | Natural Gas Fired Combined Cycle | CA | CC1 | S | Y | X | PANDA_S_ST1 | PANDA_S_CC1 | 339.2 | 0.85 | 287 | 316 | 150 | N |  |  | OP | X | 8 | 2014 | 2014 |  |  | N | IPP Non-CHP | IPP | IPP | 2 | X | NG | Non-Renewable | 0 | 339.2 | 0 | 1
Operable | 15726 | Rayonier Advanced Materials |  | 10560 | Jesup Plant | GA | Vertical | Wayne | GEN2 | Wood/Wood Waste Biomass | ST |  | S | X | X |  |  | 5 | 0.8 | 4.7 | 4.7 | 2.5 | N |  |  | OP | X | 6 | 1954 | Pre-2000 |  |  | Y | Industrial CHP | Customer Sited | Other | 7 | T | BLQ | Renewable | 5 | 0 | 1 | 0 | NG | WDS | RFO | DFO
Operable | 15726 | Rayonier Advanced Materials |  | 10560 | Jesup Plant | GA | Vertical | Wayne | GEN4 | Wood/Wood Waste Biomass | ST |  | S | X | X |  |  | 7.5 | 0.8 | 7 | 7.1 | 3 | N |  |  | OP | X | 6 | 1957 | Pre-2000 |  |  | Y | Industrial CHP | Customer Sited | Other | 7 | T | BLQ | Renewable | 7.5 | 0 | 1 | 0 | NG | WDS | RFO | DFO
Operable | 15726 | Rayonier Advanced Materials |  | 10560 | Jesup Plant | GA | Vertical | Wayne | GEN5 | Wood/Wood Waste Biomass | ST |  | S | X | X |  |  | 30 | 0.85 | 27.9 | 28.2 | 8 | N |  |  | OP | X | 6 | 1971 | Pre-2000 |  |  | Y | Industrial CHP | Customer Sited | Other | 7 | T | BLQ | Renewable | 30 | 0 | 1 | 0 | NG | WDS | RFO | DFO
Operable | 15726 | Rayonier Advanced Materials |  | 10560 | Jesup Plant | GA | Vertical | Wayne | GEN6 | Wood/Wood Waste Biomass | ST |  | S | X | X |  |  | 27 | 0.85 | 25.1 | 25.4 | 8 | N |  |  | OP | X | 6 | 1982 | Pre-2000 |  |  | Y | Industrial CHP | Customer Sited | Other | 7 | T | BLQ | Renewable | 27 | 0 | 1 | 0 | RFO
Operable | 15726 | Rayonier Advanced Materials |  | 10562 | Fernandina Plant | FL | Vertical | Nassau | GEN4 | Wood/Wood Waste Biomass | ST |  | S | X | X |  |  | 20 | 0.85 | 21 | 21 | 6 | N |  |  | OP | X | 9 | 1950 | Pre-2000 |  |  | Y | Industrial CHP | Customer Sited | Other | 7 | T | WDS | Renewable | 20 | 0 | 1 | 0 | WDL | OBS | TDF | OTH
Operable | 15726 | Rayonier Advanced Materials |  | 10562 | Fernandina Plant | FL | Vertical | Nassau | GEN5 | Wood/Wood Waste Biomass | ST |  | S | X | X |  |  | 22 | 0.85 | 21 | 21 | 3.5 | N |  |  | OP | X | 10 | 2012 | 2012 |  |  | Y | Industrial CHP | Customer Sited | Other | 7 | T | WDS | Renewable | 22 | 0 | 1 | 0 | WDL | OBS | TDF | OTH
Operable | 64917 | Rayos del Sol Solar Project, LLC |  | 65661 | Nebula Solar | TX | Restructured | Cameron | NEB1 | Solar Photovoltaic | PV |  | S | X | X |  |  | 135 | 0.95 | 135 | 135 |  | N |  |  | OP | X | 6 | 2022 | 2022 |  |  | N | IPP Non-CHP | IPP | IPP | 2 | X | SUN | Renewable | 135 | 0 | 1 | 0
Operable | 64917 | Rayos del Sol Solar Project, LLC |  | 65662 | Vancourt Solar Interconnections | TX | Restructured | Cameron | VAN1 | Solar Photovoltaic | PV |  | S | X | X |  |  | 45 | 0.9 | 45 | 45 |  | N |  |  | OP | X | 9 | 2022 | 2022 |  |  | N | IPP Non-CHP | IPP | IPP | 2 | X | SUN | Renewable | 45 | 0 | 1 | 0
Operable | 60752 | RB Manufacturing LLC |  | 61162 | RB Manufacturing LLC Belle Mead NJ | NJ | Restructured | Somerset | RBBM | Solar Photovoltaic | PV |  | S | X | X |  |  | 1.5 |  | 1.4 | 0.8 |  |  |  |  | OS | X | 6 | 2016 | 2016 |  |  | N | Industrial Non-CHP | Customer Sited | Other | 6 | X | SUN | Renewable | 1.5 | 0 | 1 | 0
Operable | 62655 | RC Energy AA LLC |  | 62756 | RC Energy AA LLC Solar Facility | NM | Vertical | Bernalillo | AA001 | Solar Photovoltaic | PV |  | S | X | X |  |  | 1 |  | 1 | 1 |  | N |  |  | OP | X | 1 | 2011 | 2011 |  |  | N | IPP Non-CHP | IPP | IPP | 2 | X | SUN | Renewable | 1 | 0 | 1 | 0
Operable | 59728 | RE Astoria 2 LLC |  | 59977 | RE Astoria 2 | CA | Vertical | Kern | ASTR2 | Solar Photovoltaic | PV |  | S | X | X |  |  | 75 |  | 75 | 75 |  | N |  |  | OP | X | 12 | 2016 | 2016 |  |  | N | IPP Non-CHP | IPP | IPP | 2 | X | SUN | Renewable | 75 | 0 | 1 | 0
Operable | 59727 | RE Astoria LLC |  | 59976 | RE Astoria | CA | Vertical | Kern | ASTR1 | Solar Photovoltaic | PV |  | S | X | X |  |  | 100 |  | 100 | 100 |  | N |  |  | OP | X | 12 | 2016 | 2016 |  |  | N | IPP Non-CHP | IPP | IPP | 2 | X | SUN | Renewable | 100 | 0 | 1 | 0
Operable | 60191 | RE Barren Ridge 1, LLC |  | 60389 | RE Barren Ridge 1 | CA | Vertical | Kern | REBR1 | Solar Photovoltaic | PV |  | S | X | X |  |  | 60 |  | 60 | 60 |  | N |  |  | OP | X | 8 | 2016 | 2016 |  |  | N | IPP Non-CHP | IPP | IPP | 2 | X | SUN | Renewable | 60 | 0 | 1 | 0
Operable | 59214 | RE Cranbury Solar 1, LLC |  | 59446 | Cranbury | NJ | Restructured | Middlesex | CRANB | Solar Photovoltaic | PV |  | S | X | X |  |  | 5 |  | 5 | 5 |  | N |  |  | OP | X | 12 | 2011 | 2011 |  |  | N | IPP Non-CHP | IPP | IPP | 2 | X | SUN | Renewable | 5 | 0 | 1 | 0
Operable | 64513 | RE Crimson LLC |  | 65140 | Crimson | CA | Vertical | Riverside | SWSH1 | Batteries | BA |  | J | X | X |  |  | 200 |  | 200 | 200 |  | N |  |  | OP | X | 10 | 2022 | 2022 |  |  | N | IPP Non-CHP | IPP | IPP | 2 | X | MWH | Other | 0 | 0 | 0 | 0
Operable | 64513 | RE Crimson LLC |  | 65140 | Crimson | CA | Vertical | Riverside | SWSH2 | Batteries | BA |  | J | X | X |  |  | 150 |  | 150 | 150 |  | N |  |  | OP | X | 10 | 2022 | 2022 |  |  | N | IPP Non-CHP | IPP | IPP | 2 | X | MWH | Other | 0 | 0 | 0 | 0
Operable | 61069 | RE Gaskell West LLC |  | 61446 | RE Gaskell West 2 LLC | CA | Vertical | Kern | PV2 | Solar Photovoltaic | PV |  | S | X | X |  |  | 45 |  | 45 | 45 |  | N |  |  | OP | X | 5 | 2023 | 2023 |  |  | N | IPP Non-CHP | IPP | IPP | 2 | X | SUN | Renewable | 45 | 0 | 1 | 0
Operable | 61069 | RE Gaskell West LLC |  | 61447 | RE Gaskell West 3 LLC | CA | Vertical | Kern | PV3 | Solar Photovoltaic | PV |  | S | X | X |  |  | 20 |  | 20 | 20 |  | N |  |  | OP | X | 5 | 2023 | 2023 |  |  | N | IPP Non-CHP | IPP | IPP | 2 | X | SUN | Renewable | 20 | 0 | 1 | 0
Operable | 61069 | RE Gaskell West LLC |  | 61448 | RE Gaskell West 4 LLC | CA | Vertical | Kern | PV4 | Solar Photovoltaic | PV |  | S | X | X |  |  | 20 |  | 20 | 20 |  | N |  |  | OP | X | 5 | 2023 | 2023 |  |  | N | IPP Non-CHP | IPP | IPP | 2 | X | SUN | Renewable | 20 | 0 | 1 | 0
Operable | 61069 | RE Gaskell West LLC |  | 61449 | RE Gaskell West 5 LLC | CA | Vertical | Kern | PV5 | Solar Photovoltaic | PV |  | S | X | X |  |  | 20 |  | 20 | 20 |  | N |  |  | OP | X | 5 | 2023 | 2023 |  |  | N | IPP Non-CHP | IPP | IPP | 2 | X | SUN | Renewable | 20 | 0 | 1 | 0
Operable | 58111 | RE Kansas South LLC |  | 58148 | RE Kansas South LLC | CA | Vertical | Kings | KS | Solar Photovoltaic | PV |  | S | X | X | KANSASGN_7_N002 | KANSASGN_7_N002 | 20 |  | 20 | 20 |  | N |  |  | OP | X | 6 | 2013 | 2013 |  |  | N | IPP Non-CHP | IPP | IPP | 2 | X | SUN | Renewable | 20 | 0 | 1 | 0
Operable | 61589 | RE Mustang Two LLC |  | 62015 | Mustang Two | CA | Vertical | Kings | M2BAR | Solar Photovoltaic | PV |  | W | X | X |  |  | 50 |  | 50 | 50 |  | N |  |  | OP | X | 11 | 2020 | 2020 |  |  | N | IPP Non-CHP | IPP | IPP | 2 | X | SUN | Renewable | 50 | 0 | 1 | 0
Operable | 61589 | RE Mustang Two LLC |  | 62015 | Mustang Two | CA | Vertical | Kings | M2WHI | Solar Photovoltaic | PV |  | W | X | X |  |  | 100 |  | 100 | 100 |  | N |  |  | OP | X | 11 | 2020 | 2020 |  |  | N | IPP Non-CHP | IPP | IPP | 2 | X | SUN | Renewable | 100 | 0 | 1 | 0
Operable | 63198 | RE-VFO LLC |  | 63455 | RE-VFO LLC | CA | Vertical | Tulare | INV1 | Solar Photovoltaic | PV |  | S | X | X |  |  | 0.5 |  | 0.5 | 0.5 |  | N |  |  | OP | X | 5 | 2009 | 2009 |  |  | N | IPP Non-CHP | IPP | IPP | 2 | X | SUN | Renewable | 0.5 | 0 | 1 | 0
Operable | 63198 | RE-VFO LLC |  | 63455 | RE-VFO LLC | CA | Vertical | Tulare | INV2 | Solar Photovoltaic | PV |  | S | X | X |  |  | 0.5 |  | 0.5 | 0.5 |  | N |  |  | OP | X | 5 | 2009 | 2009 |  |  | N | IPP Non-CHP | IPP | IPP | 2 | X | SUN | Renewable | 0.5 | 0 | 1 | 0
Operable | 63359 | REA Investments, LLC |  | 61878 | John A Logan College Solar | IL | Restructured | Williamson | JALC | Solar Photovoltaic | PV |  | W | X | X |  |  | 1.3 | 1 | 1.3 | 1.3 | 0 | N |  |  | OP | X | 12 | 2019 | 2019 |  |  | N | IPP Non-CHP | IPP | IPP | 2 | X | SUN | Renewable | 1.3 | 0 | 1 | 0
Operable | 63359 | REA Investments, LLC |  | 62646 | Washburn Road Solar | MA | Restructured | Bristol | WASHB | Solar Photovoltaic | PV |  | W | X | X |  |  | 1.9 |  | 2 | 2 |  | N |  |  | OP | X | 10 | 2019 | 2019 |  |  | N | IPP Non-CHP | IPP | IPP | 2 | X | SUN | Renewable | 1.9 | 0 | 1 | 0
Operable | 63359 | REA Investments, LLC |  | 62652 | Happy Hollow CSG Hybrid | MA | Restructured | Worcester | HHESS | Batteries | BA |  | W | X | X |  |  | 3.3 |  | 3.3 | 3.3 | 0 | N |  |  | OP | X | 10 | 2019 | 2019 |  |  | N | IPP Non-CHP | IPP | IPP | 2 | X | MWH | Other | 0 | 0 | 0 | 0
Operable | 63359 | REA Investments, LLC |  | 62652 | Happy Hollow CSG Hybrid | MA | Restructured | Worcester | HHPV | Solar Photovoltaic | PV |  | W | X | X |  |  | 5 |  | 5 | 5 | 0 | N |  |  | OP | X | 10 | 2019 | 2019 |  |  | N | IPP Non-CHP | IPP | IPP | 2 | X | SUN | Renewable | 5 | 0 | 1 | 0
Operable | 63359 | REA Investments, LLC |  | 62779 | Novel Martin Solar One LLC (McLeod) CSG | MN | Vertical | McLeod | MART | Solar Photovoltaic | PV |  | S | X | X |  |  | 1 | 0.98 | 1 | 1 | 1 | N |  |  | OP | X | 8 | 2019 | 2019 |  |  | N | IPP Non-CHP | IPP | IPP | 2 | X | SUN | Renewable | 1 | 0 | 1 | 0
Operable | 63359 | REA Investments, LLC |  | 62961 | Novel Brooten Solar CSG | MN | Vertical | Stearns | BROOT | Solar Photovoltaic | PV |  | S | X | X |  |  | 1 | 0.95 | 1 | 1 | 1 | N |  |  | OP | X | 10 | 2019 | 2019 |  |  | N | IPP Non-CHP | IPP | IPP | 2 | X | SUN | Renewable | 1 | 0 | 1 | 0
Operable | 63359 | REA Investments, LLC |  | 62962 | Novel Reber Solar CSG | MN | Vertical | Stearns | REBER | Solar Photovoltaic | PV |  | S | X | X |  |  | 1 |  | 1 | 1 |  | N |  |  | OP | X | 11 | 2019 | 2019 |  |  | N | IPP Non-CHP | IPP | IPP | 2 | X | SUN | Renewable | 1 | 0 | 1 | 0
Operable | 63359 | REA Investments, LLC |  | 62963 | Novel Historical Society Solar CSG | MN | Vertical | Renville | HIST | Solar Photovoltaic | PV |  | S | X | X |  |  | 1 |  | 1 | 1 |  | N |  |  | OP | X | 11 | 2019 | 2019 |  |  | N | IPP Non-CHP | IPP | IPP | 2 | X | SUN | Renewable | 1 | 0 | 1 | 0
Operable | 63359 | REA Investments, LLC |  | 62966 | Novel Herber Solar CSG | MN | Vertical | Winona | HERB | Solar Photovoltaic | PV |  | S | X | X |  |  | 1 | 0.96 | 1 | 1 | 1 | N |  |  | OP | X | 2 | 2020 | 2020 |  |  | N | IPP Non-CHP | IPP | IPP | 2 | X | SUN | Renewable | 1 | 0 | 1 | 0
Operable | 63359 | REA Investments, LLC |  | 62967 | Novel Herickhoff Solar CSG | MN | Vertical | Douglas | HERIC | Solar Photovoltaic | PV |  | S | X | X |  |  | 1 | 1 | 1 | 1 | 1 | N |  |  | OP | X | 4 | 2020 | 2020 |  |  | N | IPP Non-CHP | IPP | IPP | 2 | X | SUN | Renewable | 1 | 0 | 1 | 0
Operable | 63359 | REA Investments, LLC |  | 62979 | Novel DeCook Solar CSG | MN | Vertical | Olmsted | DECO | Solar Photovoltaic | PV |  | S | X | X |  |  | 1 | 0.95 | 1 | 1 | 1 | N |  |  | OP | X | 3 | 2020 | 2020 |  |  | N | IPP Non-CHP | IPP | IPP | 2 | X | SUN | Renewable | 1 | 0 | 1 | 0
Operable | 63359 | REA Investments, LLC |  | 62982 | Novel Schmoll Farms Solar CSG | MN | Vertical | Dodge | SCHM | Solar Photovoltaic | PV |  | S | X | X |  |  | 1 | 1 | 1 | 1 |  | N |  |  | OP | X | 11 | 2020 | 2020 |  |  | N | IPP Non-CHP | IPP | IPP | 2 | X | SUN | Renewable | 1 | 0 | 1 | 0
Operable | 63359 | REA Investments, LLC |  | 62983 | Novel Pederson Solar CSG | MN | Vertical | Benton | PED | Solar Photovoltaic | PV |  | S | X | X |  |  | 1 | 0.95 | 1 | 1 | 1 | N |  |  | OP | X | 8 | 2020 | 2020 |  |  | N | IPP Non-CHP | IPP | IPP | 2 | X | SUN | Renewable | 1 | 0 | 1 | 0
Operable | 63359 | REA Investments, LLC |  | 62984 | Novel Jewison Solar CSG | MN | Vertical | Waseca | JEWI | Solar Photovoltaic | PV |  | S | X | X |  |  | 1 | 0.95 | 1 | 1 | 1 | N |  |  | OP | X | 10 | 2020 | 2020 |  |  | N | IPP Non-CHP | IPP | IPP | 2 | X | SUN | Renewable | 1 | 0 | 1 | 0
Operable | 63359 | REA Investments, LLC |  | 62985 | Novel Byron Solar CSG | MN | Vertical | Olmsted | BYRN | Solar Photovoltaic | PV |  | S | X | X |  |  | 1 | 1 | 1 | 1 | 1 | N |  |  | OP | X | 5 | 2020 | 2020 |  |  | N | IPP Non-CHP | IPP | IPP | 2 | X | SUN | Renewable | 1 | 0 | 1 | 0
Operable | 63359 | REA Investments, LLC |  | 62986 | Novel Kanewischer Solar CSG | MN | Vertical | Waseca | KANE | Solar Photovoltaic | PV |  | S | X | X |  |  | 1 | 1 | 1 | 1 | 1 | N |  |  | OP | X | 10 | 2020 | 2020 |  |  | N | IPP Non-CHP | IPP | IPP | 2 | X | SUN | Renewable | 1 | 0 | 1 | 0
Operable | 63359 | REA Investments, LLC |  | 63004 | Novel Bartel Solar CSG | MN | Vertical | Olmsted | BART | Solar Photovoltaic | PV |  | S | X | X |  |  | 1 | 0.96 | 1 | 1 | 1 | N |  |  | OP | X | 4 | 2020 | 2020 |  |  | N | IPP Non-CHP | IPP | IPP | 2 | X | SUN | Renewable | 1 | 0 | 1 | 0
Operable | 63359 | REA Investments, LLC |  | 63005 | Novel Haley Solar CSG | MN | Vertical | Waseca | HALY | Solar Photovoltaic | PV |  | S | X | X |  |  | 1 | 1 | 1 | 1 | 1 | N |  |  | OP | X | 6 | 2020 | 2020 |  |  | N | IPP Non-CHP | IPP | IPP | 2 | X | SUN | Renewable | 1 | 0 | 1 | 0
Operable | 63359 | REA Investments, LLC |  | 63007 | Novel MNDot Solar CSG | MN | Vertical | Washington | MNDT | Solar Photovoltaic | PV |  | S | X | X |  |  | 1 | 0.98 | 1 | 1 | 1 | N |  |  | OP | X | 11 | 2020 | 2020 |  |  | N | IPP Non-CHP | IPP | IPP | 2 | X | SUN | Renewable | 1 | 0 | 1 | 0
Operable | 63359 | REA Investments, LLC |  | 63008 | Novel Winegar Partnership Solar CSG | MN | Vertical | Waseca | WINE | Solar Photovoltaic | PV |  | S | X | X |  |  | 1 | 1 | 1 | 1 |  | N |  |  | OP | X | 4 | 2021 | 2021 |  |  | N | IPP Non-CHP | IPP | IPP | 2 | X | SUN | Renewable | 1 | 0 | 1 | 0
Operable | 63359 | REA Investments, LLC |  | 63009 | Novel Peter Solar CSG | MN | Vertical | Le Sueur | PETR | Solar Photovoltaic | PV |  | S | X | X |  |  | 1 | 1 | 1 | 1 |  | N |  |  | OP | X | 9 | 2021 | 2021 |  |  | N | IPP Non-CHP | IPP | IPP | 2 | X | SUN | Renewable | 1 | 0 | 1 | 0
Operable | 63359 | REA Investments, LLC |  | 63010 | Novel Benedix Solar CSG | MN | Vertical | Dodge | BNDX | Solar Photovoltaic | PV |  | S | X | X |  |  | 1 | 1 | 1 | 1 | 1 | N |  |  | OP | X | 12 | 2020 | 2020 |  |  | N | IPP Non-CHP | IPP | IPP | 2 | X | SUN | Renewable | 1 | 0 | 1 | 0
Operable | 63359 | REA Investments, LLC |  | 63247 | Novel Debra Solar LLC CSG | MN | Vertical | Dodge | DEBRA | Solar Photovoltaic | PV |  | S | X | X |  |  | 1 | 0.95 | 1 | 1 | 1 | N |  |  | OP | X | 12 | 2020 | 2020 |  |  | N | IPP Non-CHP | IPP | IPP | 2 | X | SUN | Renewable | 1 | 0 | 1 | 0
Operable | 63359 | REA Investments, LLC |  | 63249 | Novel Wayne Solar LLC CSG | MN | Vertical | Dodge | WAYNE | Solar Photovoltaic | PV |  | S | X | X |  |  | 1 | 1 | 1 | 1 |  | N |  |  | OP | X | 1 | 2021 | 2021 |  |  | N | IPP Non-CHP | IPP | IPP | 2 | X | SUN | Renewable | 1 | 0 | 1 | 0
Operable | 63359 | REA Investments, LLC |  | 63724 | Hayfield Solar I LLC CSG | MN | Vertical | Dodge | HAYF1 | Solar Photovoltaic | PV |  | S | X | X |  |  | 1 | 1 | 1 | 1 |  | N |  |  | OP | X | 2 | 2021 | 2021 |  |  | N | IPP Non-CHP | IPP | IPP | 2 | X | SUN | Renewable | 1 | 0 | 1 | 0
Operable | 63359 | REA Investments, LLC |  | 63725 | Hayfield Solar III LLC CSG | MN | Vertical | Dodge | HAYF3 | Solar Photovoltaic | PV |  | S | X | X |  |  | 1 | 1 | 1 | 1 |  | N |  |  | OP | X | 2 | 2021 | 2021 |  |  | N | IPP Non-CHP | IPP | IPP | 2 | X | SUN | Renewable | 1 | 0 | 1 | 0
Operable | 63359 | REA Investments, LLC |  | 63726 | Pipestone City Solar LLC CSG | MN | Vertical | Pipestone | PSCTY | Solar Photovoltaic | PV |  | S | X | X |  |  | 1 | 1 | 1 | 1 |  | N |  |  | OP | X | 8 | 2021 | 2021 |  |  | N | IPP Non-CHP | IPP | IPP | 2 | X | SUN | Renewable | 1 | 0 | 1 | 0
Operable | 63359 | REA Investments, LLC |  | 63987 | Novel Martens Solar LLC(CSG) | MN | Vertical | Nicollet | MRTNS | Solar Photovoltaic | PV |  | S | X | X |  |  | 1 | 1 | 1 | 1 |  | N |  |  | OP | X | 3 | 2022 | 2022 |  |  | N | IPP Non-CHP | IPP | IPP | 2 | X | SUN | Renewable | 1 | 0 | 1 | 0
Operable | 63359 | REA Investments, LLC |  | 64153 | Novel Novak Solar LLC CSG | MN | Vertical | Benton | NOVAK | Solar Photovoltaic | PV |  | S | X | X |  |  | 1 | 1 | 1 | 1 |  | N |  |  | OP | X | 8 | 2021 | 2021 |  |  | N | IPP Non-CHP | IPP | IPP | 2 | X | SUN | Renewable | 1 | 0 | 1 | 0
Operable | 63359 | REA Investments, LLC |  | 64154 | Novel Shelly Solar LLC (CSG) | MN | Vertical | Lyon | SHLLY | Solar Photovoltaic | PV |  | S | X | X |  |  | 1 | 1 | 1 | 1 |  | N |  |  | OP | X | 9 | 2022 | 2022 |  |  | N | IPP Non-CHP | IPP | IPP | 2 | X | SUN | Renewable | 1 | 0 | 1 | 0
Operable | 63359 | REA Investments, LLC |  | 64479 | Novel Handeland Solar LLC (CSG) | MN | Vertical | Yellow Medicine | HNDLD | Solar Photovoltaic | PV |  | S | X | X |  |  | 1 | 1 | 1 | 1 |  | N |  |  | OP | X | 6 | 2022 | 2022 |  |  | N | IPP Non-CHP | IPP | IPP | 2 | X | SUN | Renewable | 1 | 0 | 1 | 0
Operable | 63359 | REA Investments, LLC |  | 64482 | Novel Stavem Solar LLC CSG | MN | Vertical | Pope | STAVM | Solar Photovoltaic | PV |  | S | X | X |  |  | 1 | 1 | 1 | 1 |  | N |  |  | OP | X | 9 | 2021 | 2021 |  |  | N | IPP Non-CHP | IPP | IPP | 2 | X | SUN | Renewable | 1 | 0 | 1 | 0
Operable | 63359 | REA Investments, LLC |  | 64483 | Novel Sunnyfield Farms Solar LLC CSG | MN | Vertical | Wabasha | SNYFD | Solar Photovoltaic | PV |  | S | X | X |  |  | 1 | 1 | 1 | 1 |  | N |  |  | OP | X | 6 | 2022 | 2022 |  |  | N | IPP Non-CHP | IPP | IPP | 2 | X | SUN | Renewable | 1 | 0 | 1 | 0
Operable | 63359 | REA Investments, LLC |  | 64484 | Novel Schroeder Solar LLC CSG | MN | Vertical | Renville | SCRDR | Solar Photovoltaic | PV |  | S | X | X |  |  | 1 | 1 | 1 | 1 |  | N |  |  | OP | X | 1 | 2023 | 2023 |  |  | N | IPP Non-CHP | IPP | IPP | 2 | X | SUN | Renewable | 1 | 0 | 1 | 0
Operable | 63359 | REA Investments, LLC |  | 64485 | Novel Caroline Solar, LLC CSG | MN | Vertical | Chisago | CRLNE | Solar Photovoltaic | PV |  | S | X | X |  |  | 1 | 1 | 1 | 1 |  | N |  |  | OP | X | 5 | 2023 | 2023 |  |  | N | IPP Non-CHP | IPP | IPP | 2 | X | SUN | Renewable | 1 | 0 | 1 | 0
Operable | 63359 | REA Investments, LLC |  | 64486 | Novel David Solar LLC CSG | MN | Vertical | Waseca | DAVID | Solar Photovoltaic | PV |  | S | X | X |  |  | 1 | 1 | 1 | 1 |  | N |  |  | OP | X | 3 | 2022 | 2022 |  |  | N | IPP Non-CHP | IPP | IPP | 2 | X | SUN | Renewable | 1 | 0 | 1 | 0
Operable | 63359 | REA Investments, LLC |  | 64487 | Novel Huneke Solar LLC CSG | MN | Vertical | Goodhue | HNKE | Solar Photovoltaic | PV |  | S | X | X |  |  | 1 | 1 | 1 | 1 |  | N |  |  | OP | X | 9 | 2021 | 2021 |  |  | N | IPP Non-CHP | IPP | IPP | 2 | X | SUN | Renewable | 1 | 0 | 1 | 0
Operable | 63359 | REA Investments, LLC |  | 64488 | Novel Denzer Solar LLC CSG | MN | Vertical | Winona | DNZR | Solar Photovoltaic | PV |  | S | X | X |  |  | 1 | 1 | 1 | 1 |  | N |  |  | OP | X | 7 | 2022 | 2022 |  |  | N | IPP Non-CHP | IPP | IPP | 2 | X | SUN | Renewable | 1 | 0 | 1 | 0
Operable | 63359 | REA Investments, LLC |  | 64563 | Novel Stein Solar LLC CSG | MN | Vertical | Chisago | STEIN | Solar Photovoltaic | PV |  | S | X | X |  |  | 1 | 1 | 1 | 1 |  | N |  |  | OP | X | 9 | 2022 | 2022 |  |  | N | IPP Non-CHP | IPP | IPP | 2 | X | SUN | Renewable | 1 | 0 | 1 | 0
Operable | 63359 | REA Investments, LLC |  | 64708 | Santee Solar Partners, LLC | MN | Vertical | Isanti | C1BDN | Solar Photovoltaic | PV |  | J | X | X |  |  | 3.3 | 1 | 3.3 | 3.3 |  | N |  |  | OP | X | 4 | 2021 | 2021 |  |  | N | IPP Non-CHP | IPP | IPP | 2 | X | SUN | Renewable | 3.3 | 0 | 1 | 0
Operable | 63359 | REA Investments, LLC |  | 64818 | Connexus Solar Stanford 1STF | MN | Vertical | Anoka | C1STF | Solar Photovoltaic | PV |  | J | X | X |  |  | 7.3 |  | 7.3 | 7.3 |  | N |  |  | OP | X | 5 | 2021 | 2021 |  |  | N | IPP Non-CHP | IPP | IPP | 2 | X | SUN | Renewable | 7.3 | 0 | 1 | 0
Operable | 56909 | Record Hill Wind LLC |  | 57568 | Record Hill Wind | ME | Restructured | Oxford | RHW | Onshore Wind Turbine | WT |  | S | X | X |  |  | 50.6 |  | 50.6 | 50.6 | 0 | N |  |  | OP | X | 1 | 2012 | 2012 |  |  | N | IPP Non-CHP | IPP | IPP | 2 | X | WND | Renewable | 50.6 | 0 | 1 | 0
Operable | 60882 | Red Dirt Wind Project, LLC |  | 61270 | Red Dirt Wind Project | OK | Vertical | Kingfisher | RDDRT | Onshore Wind Turbine | WT |  | S | X | X |  |  | 299.3 |  | 299.3 | 299.3 | 1 | N |  |  | OP | X | 12 | 2017 | 2017 |  |  | N | IPP Non-CHP | IPP | IPP | 2 | X | WND | Renewable | 299.3 | 0 | 1 | 0
Operable | 59146 | Red Horse 2 |  | 58833 | Red Horse 2 | AZ | Vertical | Cochise | RH2S | Solar Photovoltaic | PV |  | S | X | X |  |  | 51 |  | 51 | 51 |  | N |  |  | OP | X | 8 | 2015 | 2015 |  |  | N | IPP Non-CHP | IPP | IPP | 2 | X | SUN | Renewable | 51 | 0 | 1 | 0
Operable | 59146 | Red Horse 2 |  | 58833 | Red Horse 2 | AZ | Vertical | Cochise | RH2W | Onshore Wind Turbine | WT |  | S | X | X |  |  | 30 |  | 30 | 30 | 0 | N |  |  | OP | X | 8 | 2015 | 2015 |  |  | N | IPP Non-CHP | IPP | IPP | 2 | X | WND | Renewable | 30 | 0 | 1 | 0
Operable | 60068 | Red Horse III |  | 60285 | Red Horse III | AZ | Vertical | Cochise | RH3 | Solar Photovoltaic | PV |  | S | X | X |  |  | 30 |  | 30 | 30 |  | N |  |  | OP | X | 7 | 2016 | 2016 |  |  | N | IPP Non-CHP | IPP | IPP | 2 | X | SUN | Renewable | 30 | 0 | 1 | 0
Operable | 56698 | Red Mesa Wind LLC |  | 57357 | Red Mesa Wind LLC | NM | Vertical | Sandoval | EXIS | Onshore Wind Turbine | WT |  | S | X | X |  |  | 102.4 |  | 102.4 | 102.4 | 0 | N |  |  | OP | X | 12 | 2010 | 2010 |  |  | N | IPP Non-CHP | IPP | IPP | 2 | X | WND | Renewable | 102.4 | 0 | 1 | 0
Operable | 22131 | Red Oak Operating Services LLC |  | 55239 | Red Oak Power LLC | NJ | Restructured | Middlesex | 1 | Natural Gas Fired Combined Cycle | CT | CC1 | W | X | N | 1048052 | JCP&L | 180.2 | 0.85 | 167.3 | 182.7 | 120 | N |  |  | OP | X | 3 | 2002 | 2002 |  |  | N | IPP Non-CHP | IPP | IPP | 2 | X | NG | Non-Renewable | 0 | 180.2 | 0 | 1
Operable | 22131 | Red Oak Operating Services LLC |  | 55239 | Red Oak Power LLC | NJ | Restructured | Middlesex | 2 | Natural Gas Fired Combined Cycle | CT | CC1 | W | X | N | 1048049 | JCP&L | 180.2 | 0.85 | 167.3 | 182.7 | 120 | N |  |  | OP | X | 3 | 2002 | 2002 |  |  | N | IPP Non-CHP | IPP | IPP | 2 | X | NG | Non-Renewable | 0 | 180.2 | 0 | 1
Operable | 22131 | Red Oak Operating Services LLC |  | 55239 | Red Oak Power LLC | NJ | Restructured | Middlesex | 3 | Natural Gas Fired Combined Cycle | CT | CC1 | W | X | N | 1048050 | JCP&L | 180.2 | 0.85 | 167.3 | 182.7 | 120 | N |  |  | OP | X | 3 | 2002 | 2002 |  |  | N | IPP Non-CHP | IPP | IPP | 2 | X | NG | Non-Renewable | 0 | 180.2 | 0 | 1
Operable | 22131 | Red Oak Operating Services LLC |  | 55239 | Red Oak Power LLC | NJ | Restructured | Middlesex | 4 | Natural Gas Fired Combined Cycle | CA | CC1 | W | N | X | 1048051 | JCP&L | 280.5 | 0.85 | 274 | 275 | 60 | N |  |  | OP | X | 4 | 2002 | 2002 |  |  | N | IPP Non-CHP | IPP | IPP | 2 | X | NG | Non-Renewable | 0 | 280.5 | 0 | 1
Operable | 57481 | Red River Mill Intl Paper Company |  | 58108 | International Paper Red River Mill | LA | Vertical | Natchitoches | 3 T-G | Wood/Wood Waste Biomass | ST |  | S | X | X |  |  | 78.8 | 0.85 | 55 | 62 | 5 | N |  |  | OP | X | 12 | 2008 | 2008 |  |  | Y | Industrial CHP | Customer Sited | Other | 7 | T | BLQ | Renewable | 78.8 | 0 | 1 | 0 | WDS | NG
Operable | 63634 | Red Toad 315 Vinson Road, LLC |  | 63979 | 315 Vinson Road | NC | Vertical | Johnston | VINSN | Solar Photovoltaic | PV |  | S | X | X |  |  | 2 |  | 2 | 2 |  | N |  |  | OP | X | 12 | 2020 | 2020 |  |  | N | IPP Non-CHP | IPP | IPP | 2 | X | SUN | Renewable | 2 | 0 | 1 | 0
Operable | 63633 | Red Toad Powatan Phase 2 LLC |  | 64035 | Powatan Road Solar | NC | Vertical | Johnston | POWTN | Solar Photovoltaic | PV |  | S | X | X |  |  | 2 |  | 2 | 2 |  | N |  |  | OP | X | 12 | 2020 | 2020 |  |  | N | IPP Non-CHP | IPP | IPP | 2 | X | SUN | Renewable | 2 | 0 | 1 | 0
Operable | 5624 | RED-Rochester, LLC |  | 10025 | RED-Rochester, LLC | NY | Restructured | Monroe | 17TG | Natural Gas Steam Turbine | ST |  | S | X | X |  |  | 15 | 0.8 | 15 | 15 | 4 | N |  |  | OP | X | 12 | 1968 | Pre-2000 |  |  | Y | Industrial CHP | Customer Sited | Other | 7 | B | NG | Non-Renewable | 0 | 15 | 0 | 1 | RFO | DFO
Operable | 5624 | RED-Rochester, LLC |  | 10025 | RED-Rochester, LLC | NY | Restructured | Monroe | 41TG | Natural Gas Steam Turbine | ST |  | S | X | X |  |  | 25.6 | 0.8 | 25.6 | 25.6 | 5 | N |  |  | OP | X | 5 | 1964 | Pre-2000 |  |  | Y | Industrial CHP | Customer Sited | Other | 7 | B | NG | Non-Renewable | 0 | 25.6 | 0 | 1 | DFO
Operable | 5624 | RED-Rochester, LLC |  | 10025 | RED-Rochester, LLC | NY | Restructured | Monroe | 42TG | Natural Gas Steam Turbine | ST |  | S | X | X |  |  | 25.6 | 0.8 | 25.6 | 25.6 | 5 | N |  |  | OP | X | 8 | 1967 | Pre-2000 |  |  | Y | Industrial CHP | Customer Sited | Other | 7 | B | NG | Non-Renewable | 0 | 25.6 | 0 | 1 | DFO
Operable | 5624 | RED-Rochester, LLC |  | 10025 | RED-Rochester, LLC | NY | Restructured | Monroe | 43TG | Natural Gas Steam Turbine | ST |  | S | X | X |  |  | 25.6 | 0.8 | 25.6 | 25.6 | 5 | N |  |  | OP | X | 4 | 1969 | Pre-2000 |  |  | Y | Industrial CHP | Customer Sited | Other | 7 | B | NG | Non-Renewable | 0 | 25.6 | 0 | 1 | DFO
Operable | 5624 | RED-Rochester, LLC |  | 10025 | RED-Rochester, LLC | NY | Restructured | Monroe | 44TG | Natural Gas Steam Turbine | ST |  | S | X | X |  |  | 25.6 | 0.8 | 25.6 | 25.6 | 5 | N |  |  | OP | X | 8 | 1987 | Pre-2000 |  |  | Y | Industrial CHP | Customer Sited | Other | 7 | B | NG | Non-Renewable | 0 | 25.6 | 0 | 1 | DFO
Operable | 5624 | RED-Rochester, LLC |  | 10025 | RED-Rochester, LLC | NY | Restructured | Monroe | 75TG | Natural Gas Steam Turbine | ST |  | S | X | X |  |  | 3 | 0.9 | 2.2 | 2.2 | 0.4 | N |  |  | OP | X | 4 | 2015 | 2015 |  |  | Y | Industrial CHP | Customer Sited | Other | 7 | B | NG | Non-Renewable | 0 | 3 | 0 | 1 | RFO
Operable | 5624 | RED-Rochester, LLC |  | 10025 | RED-Rochester, LLC | NY | Restructured | Monroe | KPR1 | Conventional Hydroelectric | HY |  | S | X | X |  |  | 0.4 | 0.8 | 0.4 | 0.4 | 0.1 | N |  |  | OP | X | 6 | 1957 | Pre-2000 |  |  | N | Industrial CHP | Customer Sited | Other | 7 | X | WAT | Renewable | 0.4 | 0 | 1 | 0
Operable | 60859 | Redbed Plains Wind Farm LLC |  | 61221 | Redbed Plains Wind Farm | OK | Vertical | Grady | WT1 | Onshore Wind Turbine | WT |  | S | X | X |  |  | 99.1 |  | 99.1 | 99.1 | 7.1 | N |  |  | OP | X | 7 | 2017 | 2017 |  |  | N | IPP Non-CHP | IPP | IPP | 2 | X | WND | Renewable | 99.1 | 0 | 1 | 0
Operable | 60649 | Redbrook Solar 1, LLC |  | 61007 | Redbrook Community Solar 1 | MA | Restructured | Plymouth | REDBR | Solar Photovoltaic | PV |  | S | X | X |  |  | 4 |  | 4 | 4 |  | N |  |  | OP | X | 10 | 2017 | 2017 |  |  | N | IPP Non-CHP | IPP | IPP | 2 | X | SUN | Renewable | 4 | 0 | 1 | 0
Operable | 15787 | Redlands Water & Power Company |  | 50267 | Redlands Water & Power | CO | Vertical | Mesa | RED1 | Conventional Hydroelectric | HY |  | S | X | X |  |  | 1.4 | 0.83 | 1.4 | 1.4 | 1.2 | N |  |  | OP | X | 8 | 1931 | Pre-2000 |  |  | N | IPP Non-CHP | IPP | IPP | 2 | X | WAT | Renewable | 1.4 | 0 | 1 | 0
Operable | 60868 | Redwood Coast Energy Authority |  | 64766 | Redwood Coast Airport Microgrid | CA | Vertical | Humboldt | RCAM1 | Solar Photovoltaic | PV |  | S | X | X | GEN_BUS_7_N003 | JANCRK_6_RCABT1 | 2.2 | 1 | 1.8 | 1.8 |  | N |  |  | OP | X | 12 | 2021 | 2021 |  |  | N | Electric Utility | Utility | Municipal | 1 | X | SUN | Renewable | 2.2 | 0 | 1 | 0
Operable | 60868 | Redwood Coast Energy Authority |  | 64766 | Redwood Coast Airport Microgrid | CA | Vertical | Humboldt | RCAM2 | Batteries | BA |  | S | X | X | GEN_BUS_7_N003 | JANCRK_6_RCABT1 | 2.2 |  | 1.8 | 1.8 | 0 | N |  |  | OP | X | 12 | 2021 | 2021 |  |  | N | Electric Utility | Utility | Municipal | 1 | X | MWH | Other | 0 | 0 | 0 | 0
Operable | 15793 | Redwood Falls Public Util Comm |  | 2009 | Redwood Falls | MN | Vertical | Redwood | 6 | Petroleum Liquids | IC |  | S | X | X |  |  | 2.2 | 0.8 | 2.1 | 2.1 | 0.5 | N |  |  | OP | X | 1 | 1970 | Pre-2000 |  |  | N | Electric Utility | Utility | Municipal | 1 | X | DFO | Non-Renewable | 0 | 2.2 | 0 | 1
Operable | 15793 | Redwood Falls Public Util Comm |  | 2009 | Redwood Falls | MN | Vertical | Redwood | 7 | Natural Gas Internal Combustion Engine | IC |  | S | X | X |  |  | 5.8 | 0.8 | 6 | 6 | 0.7 | N |  |  | OP | X | 1 | 1974 | Pre-2000 |  |  | N | Electric Utility | Utility | Municipal | 1 | X | NG | Non-Renewable | 0 | 5.8 | 0 | 1 | DFO
Operable | 15793 | Redwood Falls Public Util Comm |  | 2009 | Redwood Falls | MN | Vertical | Redwood | 8 | Conventional Hydroelectric | HY |  | S | X | X |  |  | 0.5 | 0.8 | 0.5 | 0.5 | 0.1 | N |  |  | OP | X | 10 | 2013 | 2013 |  |  | N | Electric Utility | Utility | Municipal | 1 | X | WAT | Renewable | 0.5 | 0 | 1 | 0
Operable | 15793 | Redwood Falls Public Util Comm |  | 7982 | South Generation | MN | Vertical | Redwood | 3 | Petroleum Liquids | IC |  | S | X | X |  |  | 2.2 | 0.8 | 2 | 2 | 0.1 | N |  |  | OP | X | 3 | 2003 | 2003 |  |  | N | Electric Utility | Utility | Municipal | 1 | X | DFO | Non-Renewable | 0 | 2.2 | 0 | 1
Operable | 15793 | Redwood Falls Public Util Comm |  | 7982 | South Generation | MN | Vertical | Redwood | 4 | Petroleum Liquids | IC |  | S | X | X |  |  | 2.2 | 0.8 | 2 | 2 | 0.1 | N |  |  | OP | X | 3 | 2003 | 2003 |  |  | N | Electric Utility | Utility | Municipal | 1 | X | DFO | Non-Renewable | 0 | 2.2 | 0 | 1
Operable | 15793 | Redwood Falls Public Util Comm |  | 7982 | South Generation | MN | Vertical | Redwood | 5 | Petroleum Liquids | IC |  | S | X | X |  |  | 2.2 | 0.8 | 2.2 | 2 | 0.1 | N |  |  | OP | X | 3 | 2003 | 2003 |  |  | N | Electric Utility | Utility | Municipal | 1 | X | DFO | Non-Renewable | 0 | 2.2 | 0 | 1
Operable | 57432 | ReEnergy Livermore Falls |  | 10354 | ReEnergy Livermore Falls | ME | Restructured | Androscoggin | GEN1 | Wood/Wood Waste Biomass | ST |  | S | X | X | Maine | Maine | 39.6 | 0.9 | 38 | 38 | 18 | N |  |  | OP | X | 8 | 1992 | Pre-2000 |  |  | N | IPP Non-CHP | IPP | IPP | 2 | X | WDS | Renewable | 39.6 | 0 | 1 | 0
Operable | 1950 | ReEnergy Stratton LLC |  | 50650 | ReEnergy Stratton LLC | ME | Restructured | Franklin | UNI1 | Wood/Wood Waste Biomass | ST |  | S | X | X |  |  | 47 | 0.85 | 46.1 | 46.1 | 18 | N |  |  | OP | X | 11 | 1989 | Pre-2000 |  |  | N | IPP Non-CHP | IPP | IPP | 2 | X | WDS | Renewable | 47 | 0 | 1 | 0 | DFO
Operable | 63761 | REG Juhl Glenville Wind, LLC |  | 64130 | REG Juhl Glenville Wind, LLC | MN | Vertical | Freeborn | RJGW | Onshore Wind Turbine | WT |  | S | X | X |  |  | 2.5 |  | 2.5 | 2.5 | 0.1 | N |  |  | OP | X | 12 | 2020 | 2020 |  |  | N | IPP Non-CHP | IPP | IPP | 2 | X | WND | Renewable | 2.5 | 0 | 1 | 0
Operable | 61948 | Regeneron Pharmaceuticals Inc. |  | 62423 | Regeneron Pharmaceuticals Inc. | NY | Restructured | Westchester | 735G1 | Petroleum Liquids | IC |  | S | X | X |  |  | 1.5 | 0.8 | 1.5 | 1.5 | 0.1 | N |  |  | SB | N | 8 | 2009 | 2009 |  |  | N | Commercial Non-CHP | Customer Sited | Other | 4 | X | DFO | Non-Renewable | 0 | 1.5 | 0 | 1
Operable | 61948 | Regeneron Pharmaceuticals Inc. |  | 62423 | Regeneron Pharmaceuticals Inc. | NY | Restructured | Westchester | 735G2 | Petroleum Liquids | IC |  | S | X | X |  |  | 1 | 0.8 | 1 | 1 | 0.1 | N |  |  | SB | N | 8 | 2009 | 2009 |  |  | N | Commercial Non-CHP | Customer Sited | Other | 4 | X | DFO | Non-Renewable | 0 | 1 | 0 | 1
Operable | 61948 | Regeneron Pharmaceuticals Inc. |  | 62423 | Regeneron Pharmaceuticals Inc. | NY | Restructured | Westchester | 745G1 | Petroleum Liquids | IC |  | S | X | X |  |  | 2 | 0.8 | 1.5 | 1.5 | 0.1 | N |  |  | SB | N | 4 | 2016 | 2016 |  |  | N | Commercial Non-CHP | Customer Sited | Other | 4 | X | DFO | Non-Renewable | 0 | 2 | 0 | 1
Operable | 61948 | Regeneron Pharmaceuticals Inc. |  | 62423 | Regeneron Pharmaceuticals Inc. | NY | Restructured | Westchester | 745G2 | Petroleum Liquids | IC |  | S | X | X |  |  | 2 | 0.8 | 1.5 | 1.5 | 0.3 | N |  |  | SB | N | 4 | 2016 | 2016 |  |  | N | Commercial Non-CHP | Customer Sited | Other | 4 | X | DFO | Non-Renewable | 0 | 2 | 0 | 1
Operable | 61948 | Regeneron Pharmaceuticals Inc. |  | 62423 | Regeneron Pharmaceuticals Inc. | NY | Restructured | Westchester | 765G1 | Petroleum Liquids | IC |  | S | X | X |  |  | 2.5 | 0.8 | 2.5 | 2.5 | 0.3 | N |  |  | SB | N | 4 | 2016 | 2016 |  |  | N | Commercial Non-CHP | Customer Sited | Other | 4 | X | DFO | Non-Renewable | 0 | 2.5 | 0 | 1
Operable | 61948 | Regeneron Pharmaceuticals Inc. |  | 62423 | Regeneron Pharmaceuticals Inc. | NY | Restructured | Westchester | 765G2 | Petroleum Liquids | IC |  | S | X | X |  |  | 2 | 0.8 | 2 | 2 | 0.3 | N |  |  | SB | N | 1 | 2020 | 2020 |  |  | N | Commercial Non-CHP | Customer Sited | Other | 4 | X | DFO | Non-Renewable | 0 | 2 | 0 | 1
Operable | 61948 | Regeneron Pharmaceuticals Inc. |  | 62423 | Regeneron Pharmaceuticals Inc. | NY | Restructured | Westchester | 771NG | Natural Gas Internal Combustion Engine | IC |  | S | X | X |  |  | 0.8 | 0.8 | 0.8 | 0.8 | 0.2 | N |  |  | SB | N | 1 | 2010 | 2010 |  |  | N | Commercial Non-CHP | Customer Sited | Other | 4 | X | NG | Non-Renewable | 0 | 0.8 | 0 | 1
Operable | 61948 | Regeneron Pharmaceuticals Inc. |  | 62423 | Regeneron Pharmaceuticals Inc. | NY | Restructured | Westchester | 777G1 | Petroleum Liquids | IC |  | S | X | X |  |  | 1 | 0.8 | 1 | 1 | 0.3 | N |  |  | SB | N | 2 | 2013 | 2013 |  |  | N | Commercial Non-CHP | Customer Sited | Other | 4 | X | DFO | Non-Renewable | 0 | 1 | 0 | 1
Operable | 61948 | Regeneron Pharmaceuticals Inc. |  | 62423 | Regeneron Pharmaceuticals Inc. | NY | Restructured | Westchester | 777G2 | Petroleum Liquids | IC |  | S | X | X |  |  | 2.5 | 0.8 | 2.5 | 2.5 | 0.3 | N |  |  | SB | N | 3 | 2020 | 2020 |  |  | N | Commercial Non-CHP | Customer Sited | Other | 4 | X | DFO | Non-Renewable | 0 | 2.5 | 0 | 1
Operable | 61948 | Regeneron Pharmaceuticals Inc. |  | 62423 | Regeneron Pharmaceuticals Inc. | NY | Restructured | Westchester | 785G1 | Petroleum Liquids | IC |  | S | X | X |  |  | 1.5 | 0.8 | 1 | 1 | 0.2 | N |  |  | SB | N | 4 | 2015 | 2015 |  |  | N | Commercial Non-CHP | Customer Sited | Other | 4 | X | DFO | Non-Renewable | 0 | 1.5 | 0 | 1
Operable | 61948 | Regeneron Pharmaceuticals Inc. |  | 62423 | Regeneron Pharmaceuticals Inc. | NY | Restructured | Westchester | 795G1 | Petroleum Liquids | IC |  | S | X | X |  |  | 2 | 0.8 | 2 | 2 | 0.3 | N |  |  | SB | N | 4 | 2015 | 2015 |  |  | N | Commercial Non-CHP | Customer Sited | Other | 4 | X | DFO | Non-Renewable | 0 | 2 | 0 | 1
Operable | 61948 | Regeneron Pharmaceuticals Inc. |  | 62423 | Regeneron Pharmaceuticals Inc. | NY | Restructured | Westchester | 795G2 | Petroleum Liquids | IC |  | S | X | X |  |  | 2 | 0.8 | 2 | 2 | 0.3 | N |  |  | SB | N | 4 | 2015 | 2015 |  |  | N | Commercial Non-CHP | Customer Sited | Other | 4 | X | DFO | Non-Renewable | 0 | 2 | 0 | 1
Operable | 57215 | Regents of the University of Minnesota |  | 57880 | Eolos Wind Energy Research Field Station | MN | Vertical | Dakota | 1 | Onshore Wind Turbine | WT |  | S | X | X | NSP.NSP | MISO | 2.5 |  | 2.5 | 2.5 | 0.1 | N |  |  | OP | X | 10 | 2011 | 2011 |  |  | N | IPP Non-CHP | IPP | IPP | 2 | X | WND | Renewable | 2.5 | 0 | 1 | 0
Operable | 56980 | Regulus Solar, LLC |  | 57650 | Regulus Solar Project | CA | Vertical | Kern | FRV4 | Solar Photovoltaic | PV |  | S | X | X |  |  | 60 |  | 60 | 60 |  | N |  |  | OP | X | 11 | 2014 | 2014 |  |  | N | IPP Non-CHP | IPP | IPP | 2 | X | SUN | Renewable | 60 | 0 | 1 | 0
Operable | 61727 | Reloj del Sol Wind Farm LLC |  | 62207 | Reloj del Sol Wind Farm | TX | Restructured | Zapata | RELOJ | Onshore Wind Turbine | WT |  | S | X | X |  |  | 209.4 |  | 209.4 | 209.4 | 20 | N |  |  | OP | X | 5 | 2021 | 2021 |  |  | N | IPP Non-CHP | IPP | IPP | 2 | X | WND | Renewable | 209.4 | 0 | 1 | 0
Operable | 56689 | RENEW Energy Inc |  | 55782 | Noble Ridge LLC | MN | Vertical | Nobles | WH01 | Onshore Wind Turbine | WT |  | S | X | X |  |  | 1.5 |  | 1.5 | 1.5 | 0.1 | N |  |  | OP | X | 12 | 2001 | 2001 |  |  | N | IPP Non-CHP | IPP | IPP | 2 | X | WND | Renewable | 1.5 | 0 | 1 | 0
Operable | 56689 | RENEW Energy Inc |  | 57351 | Uilk Wind LLC | MN | Vertical | Pipestone | FA01 | Onshore Wind Turbine | WT |  | J | X | X |  |  | 1.5 |  | 1.5 | 1.5 | 0 | N |  |  | OP | X | 1 | 2010 | 2010 |  |  | N | Commercial Non-CHP | Customer Sited | Other | 4 | X | WND | Renewable | 1.5 | 0 | 1 | 0
Operable | 56689 | RENEW Energy Inc |  | 57351 | Uilk Wind LLC | MN | Vertical | Pipestone | FA02 | Onshore Wind Turbine | WT |  | J | X | X |  |  | 1.5 |  | 1.5 | 1.5 | 0 | N |  |  | OP | X | 1 | 2010 | 2010 |  |  | N | Commercial Non-CHP | Customer Sited | Other | 4 | X | WND | Renewable | 1.5 | 0 | 1 | 0
Operable | 56689 | RENEW Energy Inc |  | 57351 | Uilk Wind LLC | MN | Vertical | Pipestone | FA03 | Onshore Wind Turbine | WT |  | J | X | X |  |  | 1.5 |  | 1.5 | 1.5 | 0 | N |  |  | OP | X | 1 | 2010 | 2010 |  |  | N | Commercial Non-CHP | Customer Sited | Other | 4 | X | WND | Renewable | 1.5 | 0 | 1 | 0
Operable | 65773 | Renew Solar VMC LLC |  | 66806 | Vulcan San Emidio Solar | CA | Vertical | Kern | 15612 | Solar Photovoltaic | PV |  | W | X | X |  |  | 1.4 |  | 1.4 | 1.4 |  | N |  |  | OP | X | 3 | 2023 | 2023 |  |  | N | IPP Non-CHP | IPP | IPP | 2 | X | SUN | Renewable | 1.4 | 0 | 1 | 0
Operable | 64698 | Renewable Solar, Inc |  | 65364 | Danell Bros Inc | CA | Vertical | Kings | 12585 | Solar Photovoltaic | PV |  | W | X | X |  |  | 2.6 |  | 2.6 | 2.6 | 0 | N |  |  | OP | X | 9 | 2021 | 2021 |  |  | N | Industrial Non-CHP | Customer Sited | Other | 6 | X | SUN | Renewable | 2.6 | 0 | 1 | 0
Operable | 64698 | Renewable Solar, Inc |  | 65766 | Dover Dairy | CA | Vertical | Kings | 13856 | Solar Photovoltaic | PV |  | W | X | X |  |  | 1.1 |  | 1.1 | 1.1 | 0 | N |  |  | OP | X | 5 | 2022 | 2022 |  |  | N | Industrial Non-CHP | Customer Sited | Other | 6 | X | SUN | Renewable | 1.1 | 0 | 1 | 0
Operable | 58149 | Renewable World Energies LLC |  | 1067 | Iowa Hydro LLC | IA | Vertical | Jackson | 1 | Conventional Hydroelectric | HY |  | S | X | X |  |  | 0.6 | 0.8 | 0.6 | 0.6 | 0 | N |  |  | OP | X | 1 | 1924 | Pre-2000 |  |  | N | IPP Non-CHP | IPP | IPP | 2 | X | WAT | Renewable | 0.6 | 0 | 1 | 0
Operable | 58149 | Renewable World Energies LLC |  | 1067 | Iowa Hydro LLC | IA | Vertical | Jackson | 2 | Conventional Hydroelectric | HY |  | S | X | X |  |  | 0.6 | 0.8 | 0.6 | 0.6 | 0 | N |  |  | OP | X | 1 | 1924 | Pre-2000 |  |  | N | IPP Non-CHP | IPP | IPP | 2 | X | WAT | Renewable | 0.6 | 0 | 1 | 0
Operable | 58149 | Renewable World Energies LLC |  | 3995 | Arpin Dam | WI | Vertical | Sawyer | 1 | Conventional Hydroelectric | HY |  | S | X | X |  |  | 0.6 | 0.8 | 0.6 | 0.6 | 0 | N |  |  | OP | X | 9 | 1971 | Pre-2000 |  |  | N | IPP Non-CHP | IPP | IPP | 2 | X | WAT | Renewable | 0.6 | 0 | 1 | 0
Operable | 58149 | Renewable World Energies LLC |  | 3995 | Arpin Dam | WI | Vertical | Sawyer | 2 | Conventional Hydroelectric | HY |  | S | X | X |  |  | 0.6 | 0.8 | 0.6 | 0.6 | 0 | N |  |  | OP | X | 9 | 1971 | Pre-2000 |  |  | N | IPP Non-CHP | IPP | IPP | 2 | X | WAT | Renewable | 0.6 | 0 | 1 | 0
Operable | 58149 | Renewable World Energies LLC |  | 3995 | Arpin Dam | WI | Vertical | Sawyer | 3 | Conventional Hydroelectric | HY |  | S | X | X |  |  | 0.2 | 0.8 | 0.2 | 0.2 | 0 | N |  |  | OP | X | 5 | 1973 | Pre-2000 |  |  | N | IPP Non-CHP | IPP | IPP | 2 | X | WAT | Renewable | 0.2 | 0 | 1 | 0
Operable | 58149 | Renewable World Energies LLC |  | 4018 | Clam River Dam | WI | Vertical | Burnett | 1 | Conventional Hydroelectric | HY |  | S | X | X |  |  | 0.4 | 0.8 | 0.4 | 0.4 | 0 | N |  |  | OP | X | 12 | 1942 | Pre-2000 |  |  | N | IPP Non-CHP | IPP | IPP | 2 | X | WAT | Renewable | 0.4 | 0 | 1 | 0
Operable | 58149 | Renewable World Energies LLC |  | 4018 | Clam River Dam | WI | Vertical | Burnett | 2 | Conventional Hydroelectric | HY |  | S | X | X |  |  | 0.4 | 0.8 | 0.4 | 0.4 | 0 | N |  |  | OP | X | 4 | 1942 | Pre-2000 |  |  | N | IPP Non-CHP | IPP | IPP | 2 | X | WAT | Renewable | 0.4 | 0 | 1 | 0
Operable | 58149 | Renewable World Energies LLC |  | 4018 | Clam River Dam | WI | Vertical | Burnett | 3 | Conventional Hydroelectric | HY |  | S | X | X |  |  | 0.4 | 0.8 | 0.4 | 0.4 | 0 | N |  |  | OP | X | 4 | 1967 | Pre-2000 |  |  | N | IPP Non-CHP | IPP | IPP | 2 | X | WAT | Renewable | 0.4 | 0 | 1 | 0
Operable | 58149 | Renewable World Energies LLC |  | 4019 | Danbury Dam | WI | Vertical | Burnett | 1 | Conventional Hydroelectric | HY |  | S | X | X |  |  | 0.1 | 0.8 | 0.1 | 0.1 | 0 | N |  |  | OP | X | 1 | 1921 | Pre-2000 |  |  | N | IPP Non-CHP | IPP | IPP | 2 | X | WAT | Renewable | 0.1 | 0 | 1 | 0
Operable | 58149 | Renewable World Energies LLC |  | 4019 | Danbury Dam | WI | Vertical | Burnett | 2 | Conventional Hydroelectric | HY |  | S | X | X |  |  | 0.3 | 0.8 | 0.3 | 0.3 | 0 | N |  |  | OP | X | 3 | 1927 | Pre-2000 |  |  | N | IPP Non-CHP | IPP | IPP | 2 | X | WAT | Renewable | 0.3 | 0 | 1 | 0
Operable | 58149 | Renewable World Energies LLC |  | 4019 | Danbury Dam | WI | Vertical | Burnett | HY3 | Conventional Hydroelectric | HY |  | S | X | X |  |  | 0.6 | 0.8 | 0.6 | 0.6 | 0 | N |  |  | OP | X | 6 | 1950 | Pre-2000 |  |  | N | IPP Non-CHP | IPP | IPP | 2 | X | WAT | Renewable | 0.6 | 0 | 1 | 0
Operable | 58149 | Renewable World Energies LLC |  | 10453 | LAC Courte Oreilles Hydroelect | WI | Vertical | Sawyer | U1 | Conventional Hydroelectric | HY |  | S | X | X |  |  | 0.2 | 0.8 | 0.2 | 0.2 | 0 | N |  |  | OP | X | 12 | 1986 | Pre-2000 |  |  | N | IPP Non-CHP | IPP | IPP | 2 | X | WAT | Renewable | 0.2 | 0 | 1 | 0
Operable | 58149 | Renewable World Energies LLC |  | 10453 | LAC Courte Oreilles Hydroelect | WI | Vertical | Sawyer | U2 | Conventional Hydroelectric | HY |  | S | X | X |  |  | 1.6 | 0.8 | 1.5 | 1.5 | 0.3 | N |  |  | OP | X | 12 | 1986 | Pre-2000 |  |  | N | IPP Non-CHP | IPP | IPP | 2 | X | WAT | Renewable | 1.6 | 0 | 1 | 0
Operable | 58149 | Renewable World Energies LLC |  | 10453 | LAC Courte Oreilles Hydroelect | WI | Vertical | Sawyer | U3 | Conventional Hydroelectric | HY |  | S | X | X |  |  | 1.6 | 0.8 | 1.5 | 1.5 | 0.3 | N |  |  | OP | X | 12 | 1986 | Pre-2000 |  |  | N | IPP Non-CHP | IPP | IPP | 2 | X | WAT | Renewable | 1.6 | 0 | 1 | 0
Operable | 58149 | Renewable World Energies LLC |  | 55684 | Flambeau Crowley Rapids Project | WI | Vertical | Price | GEN1 | Conventional Hydroelectric | HY |  | S | X | X |  |  | 1 | 0.8 | 1 | 1 | 0 | N |  |  | OP | X | 1 | 1930 | Pre-2000 |  |  | N | IPP Non-CHP | IPP | IPP | 2 | X | WAT | Renewable | 1 | 0 | 1 | 0
Operable | 58149 | Renewable World Energies LLC |  | 55684 | Flambeau Crowley Rapids Project | WI | Vertical | Price | GEN2 | Conventional Hydroelectric | HY |  | S | X | X |  |  | 0.5 | 0.8 | 0.5 | 0.5 | 0 | N |  |  | OP | X | 1 | 1930 | Pre-2000 |  |  | N | IPP Non-CHP | IPP | IPP | 2 | X | WAT | Renewable | 0.5 | 0 | 1 | 0
Operable | 58149 | Renewable World Energies LLC |  | 55685 | Flambeau Lower Project | WI | Vertical | Price | GEN1 | Conventional Hydroelectric | HY |  | S | X | X |  |  | 0.4 | 0.8 | 0.4 | 0.4 | 0 | N |  |  | OP | X | 1 | 1923 | Pre-2000 |  |  | N | IPP Non-CHP | IPP | IPP | 2 | X | WAT | Renewable | 0.4 | 0 | 1 | 0
Operable | 58149 | Renewable World Energies LLC |  | 55685 | Flambeau Lower Project | WI | Vertical | Price | GEN2 | Conventional Hydroelectric | HY |  | S | X | X |  |  | 0.4 | 0.8 | 0.4 | 0.4 | 0 | N |  |  | OP | X | 1 | 1923 | Pre-2000 |  |  | N | IPP Non-CHP | IPP | IPP | 2 | X | WAT | Renewable | 0.4 | 0 | 1 | 0
Operable | 58149 | Renewable World Energies LLC |  | 55685 | Flambeau Lower Project | WI | Vertical | Price | GEN3 | Conventional Hydroelectric | HY |  | S | X | X |  |  | 0.4 | 0.8 | 0.4 | 0.4 | 0 | N |  |  | OP | X | 1 | 1923 | Pre-2000 |  |  | N | IPP Non-CHP | IPP | IPP | 2 | X | WAT | Renewable | 0.4 | 0 | 1 | 0
Operable | 6838 | Rensselaer Generating LLC |  | 54034 | Rensselaer Cogen | NY | Restructured | Rensselaer | GEN1 | Natural Gas Fired Combined Cycle | CT | G701 | S | X | N | PTID 23796 | PTID 23796 | 49.2 | 0.85 | 47 | 57 | 45 | N |  |  | OP | X | 4 | 1994 | Pre-2000 |  |  | N | IPP Non-CHP | IPP | IPP | 2 | X | NG | Non-Renewable | 0 | 49.2 | 0 | 1 | DFO
Operable | 6838 | Rensselaer Generating LLC |  | 54034 | Rensselaer Cogen | NY | Restructured | Rensselaer | GEN2 | Natural Gas Fired Combined Cycle | CA | G701 | S | Y | X | PTID 23796 | PTID 23796 | 39 | 0.85 | 32.4 | 27 | 15 | N |  |  | OP | X | 4 | 1994 | Pre-2000 |  |  | N | IPP Non-CHP | IPP | IPP | 2 | X | NG | Non-Renewable | 0 | 39 | 0 | 1 | DFO
Operable | 65265 | Repsol Renewables NA |  | 66163 | Jicarilla Solar 1 LLC | NM | Vertical | Rio Arriba | JICB1 | Batteries | BA |  | S | X | X |  |  | 20 | 0.95 | 20 | 20 |  | N |  |  | OP | X | 7 | 2023 | 2023 |  |  | N | IPP Non-CHP | IPP | IPP | 2 | X | MWH | Other | 0 | 0 | 0 | 0
Operable | 65265 | Repsol Renewables NA |  | 66163 | Jicarilla Solar 1 LLC | NM | Vertical | Rio Arriba | JICS1 | Solar Photovoltaic | PV |  | S | X | X |  |  | 50 | 0.95 | 50 | 50 |  | N |  |  | OP | X | 7 | 2023 | 2023 |  |  | N | IPP Non-CHP | IPP | IPP | 2 | X | SUN | Renewable | 50 | 0 | 1 | 0
Operable | 56996 | Republic Services Renewable Energy, LLC |  | 60792 | Republic Services Renewable Energy, LLC | NV | Vertical | Clark | GT1 | Landfill Gas | GT |  | S | X | X |  |  | 6 | 1 | 3.3 | 3.6 | 3.2 | N |  |  | OP | X | 3 | 2012 | 2012 |  |  | N | IPP Non-CHP | IPP | IPP | 2 | X | LFG | Renewable | 6 | 0 | 1 | 0
Operable | 56996 | Republic Services Renewable Energy, LLC |  | 60792 | Republic Services Renewable Energy, LLC | NV | Vertical | Clark | GT2 | Landfill Gas | GT |  | S | X | X |  |  | 6 | 1 | 3.3 | 3.6 | 3.2 | N |  |  | OP | X | 3 | 2012 | 2012 |  |  | N | IPP Non-CHP | IPP | IPP | 2 | X | LFG | Renewable | 6 | 0 | 1 | 0
Operable | 23931 | Resolute Forest Products |  | 50956 | Bowater Newsprint Calhoun Operation | TN | Vertical | McMinn | GEN1 | Wood/Wood Waste Biomass | ST |  | S | X | X |  |  | 19 | 0.95 | 17 | 17 | 2 | N |  |  | OS | X | 5 | 1954 | Pre-2000 |  |  | Y | Industrial CHP | Customer Sited | Other | 7 | B | BLQ | Renewable | 19 | 0 | 1 | 0 | NG | WDS | TDF | SLW
Operable | 23931 | Resolute Forest Products |  | 50956 | Bowater Newsprint Calhoun Operation | TN | Vertical | McMinn | GEN2 | Wood/Wood Waste Biomass | ST |  | S | X | X |  |  | 19.2 | 0.95 | 19 | 19 | 2 | N |  |  | OS | X | 7 | 1954 | Pre-2000 |  |  | Y | Industrial CHP | Customer Sited | Other | 7 | B | BLQ | Renewable | 19.2 | 0 | 1 | 0 | NG | WDS | TDF | SLW
Operable | 23931 | Resolute Forest Products |  | 50956 | Bowater Newsprint Calhoun Operation | TN | Vertical | McMinn | GEN3 | Wood/Wood Waste Biomass | ST |  | S | X | X |  |  | 25 | 0.95 | 27 | 27 | 2 | N |  |  | OS | X | 7 | 1957 | Pre-2000 |  |  | Y | Industrial CHP | Customer Sited | Other | 7 | B | BLQ | Renewable | 25 | 0 | 1 | 0 | NG | WDS | TDF | SLW
Operable | 64135 | Resurgence Solar |  | 64489 | Resurgence Solar | CA | Vertical | San Bernardino | GEN1 | Solar Photovoltaic | PV |  | S | X | X |  |  | 90 |  | 90 | 90 |  | N |  |  | OP | X | 8 | 2023 | 2023 |  |  | N | IPP Non-CHP | IPP | IPP | 2 | X | SUN | Renewable | 90 | 0 | 1 | 0
Operable | 64135 | Resurgence Solar |  | 64489 | Resurgence Solar | CA | Vertical | San Bernardino | GEN2 | Batteries | BA |  | S | X | X |  |  | 75 |  | 75 | 75 |  | N |  |  | OP | X | 8 | 2023 | 2023 |  |  | N | IPP Non-CHP | IPP | IPP | 2 | X | MWH | Other | 0 | 0 | 0 | 0
Operable | 65647 | Resurgence Solar II |  | 66620 | Resurgence Solar II | CA | Vertical | San Bernardino | GEN1 | Solar Photovoltaic | PV |  | S | X | X |  |  | 48 |  | 48 | 48 |  | N |  |  | OP | X | 9 | 2023 | 2023 |  |  | N | IPP Non-CHP | IPP | IPP | 2 | X | SUN | Renewable | 48 | 0 | 1 | 0
Operable | 65647 | Resurgence Solar II |  | 66620 | Resurgence Solar II | CA | Vertical | San Bernardino | GEN2 | Batteries | BA |  | S | X | X |  |  | 40 |  | 40 | 40 |  | N |  |  | OP | X | 8 | 2023 | 2023 |  |  | N | IPP Non-CHP | IPP | IPP | 2 | X | MWH | Other | 0 | 0 | 0 | 0
Operable | 59358 | REUT Origination, LLC |  | 59620 | South Milford Solar Plant | UT | Vertical | Beaver | SMS1 | Solar Photovoltaic | PV |  | S | X | X |  |  | 2.9 |  | 2.9 | 2.9 |  | N |  |  | OP | X | 3 | 2015 | 2015 |  |  | N | IPP Non-CHP | IPP | IPP | 2 | X | SUN | Renewable | 2.9 | 0 | 1 | 0
Operable | 65357 | REV LNG SSL BC, LLC |  | 66393 | Towanda Facility | PA | Restructured | Bradford | P103 | Natural Gas Internal Combustion Engine | IC |  | S | X | X |  |  | 1.6 | 0.8 | 1.5 | 1.5 | 1.5 | N |  |  | OP | X | 1 | 2021 | 2021 |  |  | N | Industrial Non-CHP | Customer Sited | Other | 6 | X | NG | Non-Renewable | 0 | 1.6 | 0 | 1 | OG
Operable | 65357 | REV LNG SSL BC, LLC |  | 66393 | Towanda Facility | PA | Restructured | Bradford | P104 | Natural Gas Internal Combustion Engine | IC |  | S | X | X |  |  | 1.6 | 0.8 | 1.5 | 1.5 | 1.5 | N |  |  | OP | X | 1 | 2021 | 2021 |  |  | N | Industrial Non-CHP | Customer Sited | Other | 6 | X | NG | Non-Renewable | 0 | 1.6 | 0 | 1 | OG
Operable | 65357 | REV LNG SSL BC, LLC |  | 66393 | Towanda Facility | PA | Restructured | Bradford | P105 | Natural Gas Internal Combustion Engine | IC |  | S | X | X |  |  | 1.6 | 0.8 | 1.5 | 1.5 | 1.5 | N |  |  | OP | X | 1 | 2021 | 2021 |  |  | N | Industrial Non-CHP | Customer Sited | Other | 6 | X | NG | Non-Renewable | 0 | 1.6 | 0 | 1 | OG
Operable | 64292 | Revity Energy LLC |  | 64723 | Alton Road Solar | RI | Restructured | Washington | 50835 | Solar Photovoltaic | PV |  | S | X | X |  |  | 13.9 |  | 13.9 | 11 |  | N |  |  | OP | X | 12 | 2019 | 2019 |  |  | N | IPP Non-CHP | IPP | IPP | 2 | X | SUN | Renewable | 13.9 | 0 | 1 | 0
Operable | 16001 | Rhode Island Hospital |  | 52024 | Rhode Island Hospital | RI | Restructured | Providence | GEN2 | Natural Gas Steam Turbine | ST |  | S | X | X |  |  | 1.7 | 0.8 | 1.7 | 1.7 | 0.3 | N |  |  | OP | X | 10 | 1974 | Pre-2000 |  |  | Y | Commercial CHP | Customer Sited | Other | 5 | T | NG | Non-Renewable | 0 | 1.7 | 0 | 1 | RFO
Operable | 16001 | Rhode Island Hospital |  | 52024 | Rhode Island Hospital | RI | Restructured | Providence | GEN4 | Natural Gas Steam Turbine | ST |  | S | X | X |  |  | 1.7 | 0.8 | 1.7 | 1.7 | 0.3 | N |  |  | OP | X | 10 | 1974 | Pre-2000 |  |  | Y | Commercial CHP | Customer Sited | Other | 5 | T | NG | Non-Renewable | 0 | 1.7 | 0 | 1 | RFO
Operable | 16001 | Rhode Island Hospital |  | 52024 | Rhode Island Hospital | RI | Restructured | Providence | NEW1 | Natural Gas Steam Turbine | ST |  | S | X | X |  |  | 3.5 | 0.8 | 3.5 | 3.5 | 0.3 | N |  |  | OP | X | 12 | 1993 | Pre-2000 |  |  | Y | Commercial CHP | Customer Sited | Other | 5 | T | NG | Non-Renewable | 0 | 3.5 | 0 | 1 | RFO
Operable | 16001 | Rhode Island Hospital |  | 52024 | Rhode Island Hospital | RI | Restructured | Providence | NEW3 | Natural Gas Steam Turbine | ST |  | S | X | X |  |  | 3.5 | 0.8 | 3.5 | 3.5 | 0.3 | N |  |  | OP | X | 9 | 1993 | Pre-2000 |  |  | Y | Commercial CHP | Customer Sited | Other | 5 | T | NG | Non-Renewable | 0 | 3.5 | 0 | 1 | RFO
Operable | 56889 | Rhode Island LFG Genco |  | 50365 | Ridgewood Providence Power | RI | Restructured | Providence | PH21 | Landfill Gas | IC |  | S | X | X | 10959 | 10959 | 1.6 | 0.8 | 1.5 | 1.5 | 1.5 | N |  |  | OP | X | 8 | 2005 | 2005 |  |  | N | IPP Non-CHP | IPP | IPP | 2 | X | LFG | Renewable | 1.6 | 0 | 1 | 0
Operable | 56889 | Rhode Island LFG Genco |  | 50365 | Ridgewood Providence Power | RI | Restructured | Providence | PH22 | Landfill Gas | IC |  | S | X | X | 10959 | 10959 | 1.6 | 0.8 | 1.5 | 1.5 | 1.5 | N |  |  | OP | X | 8 | 2005 | 2005 |  |  | N | IPP Non-CHP | IPP | IPP | 2 | X | LFG | Renewable | 1.6 | 0 | 1 | 0
Operable | 56889 | Rhode Island LFG Genco |  | 50365 | Ridgewood Providence Power | RI | Restructured | Providence | PH23 | Landfill Gas | IC |  | S | X | X | 10959 | 10959 | 1.6 | 0.8 | 1.5 | 1.5 | 1.5 | N |  |  | OP | X | 8 | 2005 | 2005 |  |  | N | IPP Non-CHP | IPP | IPP | 2 | X | LFG | Renewable | 1.6 | 0 | 1 | 0
Operable | 56889 | Rhode Island LFG Genco |  | 50365 | Ridgewood Providence Power | RI | Restructured | Providence | PH24 | Landfill Gas | IC |  | S | X | X | 10959 | 10959 | 1.6 | 0.8 | 1.5 | 1.5 | 1.5 | N |  |  | OP | X | 8 | 2005 | 2005 |  |  | N | IPP Non-CHP | IPP | IPP | 2 | X | LFG | Renewable | 1.6 | 0 | 1 | 0
Operable | 56889 | Rhode Island LFG Genco |  | 59254 | Johnston LFG Turbine Plant | RI | Restructured | Providence | GENS1 | Landfill Gas | CA | CC1 | S | N | X | 40054 | 40054 | 10.5 | 0.8 | 8.9 | 9.9 | 4.2 | N |  |  | OP | X | 5 | 2013 | 2013 |  |  | N | IPP Non-CHP | IPP | IPP | 2 | X | LFG | Renewable | 10.5 | 0 | 1 | 0
Operable | 56889 | Rhode Island LFG Genco |  | 59254 | Johnston LFG Turbine Plant | RI | Restructured | Providence | GENT1 | Landfill Gas | CT | CC1 | S | X | N | 40054 | 40054 | 6.3 | 0.8 | 5.5 | 6.3 | 4.2 | N |  |  | OP | X | 5 | 2013 | 2013 |  |  | N | IPP Non-CHP | IPP | IPP | 2 | X | LFG | Renewable | 6.3 | 0 | 1 | 0
Operable | 56889 | Rhode Island LFG Genco |  | 59254 | Johnston LFG Turbine Plant | RI | Restructured | Providence | GENT2 | Landfill Gas | CT | CC1 | S | X | N | 40054 | 40054 | 6.3 | 0.8 | 5.5 | 6.3 | 4.2 | N |  |  | OP | X | 5 | 2013 | 2013 |  |  | N | IPP Non-CHP | IPP | IPP | 2 | X | LFG | Renewable | 6.3 | 0 | 1 | 0
Operable | 56889 | Rhode Island LFG Genco |  | 59254 | Johnston LFG Turbine Plant | RI | Restructured | Providence | GENT3 | Landfill Gas | CT | CC1 | S | X | N | 40054 | 40054 | 6.3 | 0.8 | 5.5 | 6.3 | 4.2 | N |  |  | OP | X | 5 | 2013 | 2013 |  |  | N | IPP Non-CHP | IPP | IPP | 2 | X | LFG | Renewable | 6.3 | 0 | 1 | 0
Operable | 56889 | Rhode Island LFG Genco |  | 59254 | Johnston LFG Turbine Plant | RI | Restructured | Providence | GENT4 | Landfill Gas | CT | CC1 | S | X | N | 40054 | 40054 | 6.3 | 0.8 | 5.5 | 6.3 | 4.2 | N |  |  | OP | X | 5 | 2013 | 2013 |  |  | N | IPP Non-CHP | IPP | IPP | 2 | X | LFG | Renewable | 6.3 | 0 | 1 | 0
Operable | 66005 | Rhode Island Solar Renewable Energy IV, LLC |  | 67117 | Rhode Island Solar Renewable Energy IV, LLC | RI | Restructured | Newport | EAST | Solar Photovoltaic | PV |  | S | X | X |  |  | 8.4 |  | 8.4 | 8.4 |  | N |  |  | OP | X | 12 | 2023 | 2023 |  |  | N | IPP Non-CHP | IPP | IPP | 2 | X | SUN | Renewable | 8.4 | 0 | 1 | 0
Operable | 66005 | Rhode Island Solar Renewable Energy IV, LLC |  | 67117 | Rhode Island Solar Renewable Energy IV, LLC | RI | Restructured | Newport | WEST | Solar Photovoltaic | PV |  | S | X | X |  |  | 3.4 |  | 3.4 | 3.4 |  | N |  |  | OP | X | 12 | 2023 | 2023 |  |  | N | IPP Non-CHP | IPP | IPP | 2 | X | SUN | Renewable | 3.4 | 0 | 1 | 0
Operable | 64147 | Rice Community Solar Two LLC |  | 64480 | Rice Two Solar CSG | MN | Vertical | Rice | TC3 | Solar Photovoltaic | PV |  | S | X | X |  |  | 0.8 |  | 0.8 | 0.8 |  | N |  |  | OP | X | 4 | 2021 | 2021 |  |  | N | IPP Non-CHP | IPP | IPP | 2 | X | SUN | Renewable | 0.8 | 0 | 1 | 0
Operable | 15941 | Rice University |  | 50054 | Rice University | TX | Restructured | Harris | GEN1 | Natural Gas Fired Combustion Turbine | GT |  | S | X | X |  |  | 3.1 | 0.98 | 3.1 | 2.8 | 2.8 | N |  |  | SB | N | 1 | 1986 | Pre-2000 |  |  | Y | Commercial CHP | Customer Sited | Other | 5 | T | NG | Non-Renewable | 0 | 3.1 | 0 | 1
Operable | 15941 | Rice University |  | 50054 | Rice University | TX | Restructured | Harris | GEN2 | Natural Gas Fired Combustion Turbine | GT |  | S | X | X |  |  | 3.8 | 0.98 | 3.8 | 3.8 | 3.8 | N |  |  | OP | X | 2 | 1989 | Pre-2000 |  |  | Y | Commercial CHP | Customer Sited | Other | 5 | T | NG | Non-Renewable | 0 | 3.8 | 0 | 1
Operable | 58709 | Richland Center Renewable Energy LLC |  | 58834 | Richland Center Renewable Energy LLC | WI | Vertical | Richland | UNIT1 | Other Waste Biomass | IC |  | S | X | X |  |  | 0.9 | 0.85 | 0.8 | 0.8 | 0.6 | N |  |  | OP | X | 3 | 2013 | 2013 |  |  | Y | IPP CHP | IPP | IPP | 3 | T | OBG | Renewable | 0.9 | 0 | 1 | 0
Operable | 58709 | Richland Center Renewable Energy LLC |  | 58834 | Richland Center Renewable Energy LLC | WI | Vertical | Richland | UNIT2 | Other Waste Biomass | IC |  | S | X | X |  |  | 0.9 | 0.85 | 0.8 | 0.8 | 0.6 | N |  |  | OP | X | 3 | 2013 | 2013 |  |  | Y | IPP CHP | IPP | IPP | 3 | T | OBG | Renewable | 0.9 | 0 | 1 | 0 | NG
Operable | 57359 | Richland-Stryker Generation LLC |  | 2880 | Richland | OH | Restructured | Defiance | 1 | Petroleum Liquids | GT |  | S | X | X |  |  | 15 | 0.85 | 11 | 14 | 3 | N |  |  | OP | X | 12 | 1965 | Pre-2000 |  |  | N | IPP Non-CHP | IPP | IPP | 2 | X | DFO | Non-Renewable | 0 | 15 | 0 | 1
Operable | 57359 | Richland-Stryker Generation LLC |  | 2880 | Richland | OH | Restructured | Defiance | 2 | Natural Gas Fired Combustion Turbine | GT |  | S | X | X |  |  | 15 | 0.85 | 11 | 14 | 3 | N |  |  | OP | X | 2 | 1966 | Pre-2000 |  |  | N | IPP Non-CHP | IPP | IPP | 2 | X | NG | Non-Renewable | 0 | 15 | 0 | 1
Operable | 57359 | Richland-Stryker Generation LLC |  | 2880 | Richland | OH | Restructured | Defiance | 3 | Natural Gas Fired Combustion Turbine | GT |  | S | X | X |  |  | 15 | 0.85 | 11 | 14 | 3 | N |  |  | OP | X | 2 | 1966 | Pre-2000 |  |  | N | IPP Non-CHP | IPP | IPP | 2 | X | NG | Non-Renewable | 0 | 15 | 0 | 1
Operable | 57359 | Richland-Stryker Generation LLC |  | 2880 | Richland | OH | Restructured | Defiance | 4 | Natural Gas Fired Combustion Turbine | GT |  | S | X | X |  |  | 135 | 0.85 | 112 | 130 | 40 | N |  |  | OP | X | 3 | 2001 | 2001 |  |  | N | IPP Non-CHP | IPP | IPP | 2 | X | NG | Non-Renewable | 0 | 135 | 0 | 1
Operable | 57359 | Richland-Stryker Generation LLC |  | 2880 | Richland | OH | Restructured | Defiance | 5 | Natural Gas Fired Combustion Turbine | GT |  | S | X | X |  |  | 135 | 0.85 | 112 | 130 | 40 | N |  |  | OP | X | 3 | 2001 | 2001 |  |  | N | IPP Non-CHP | IPP | IPP | 2 | X | NG | Non-Renewable | 0 | 135 | 0 | 1
Operable | 57359 | Richland-Stryker Generation LLC |  | 2880 | Richland | OH | Restructured | Defiance | 6 | Natural Gas Fired Combustion Turbine | GT |  | S | X | X |  |  | 135 | 0.85 | 112 | 130 | 40 | N |  |  | OP | X | 3 | 2001 | 2001 |  |  | N | IPP Non-CHP | IPP | IPP | 2 | X | NG | Non-Renewable | 0 | 135 | 0 | 1
Operable | 57359 | Richland-Stryker Generation LLC |  | 2881 | Stryker | OH | Restructured | Williams | 1 | Petroleum Liquids | GT |  | S | X | X |  |  | 19 | 0.85 | 17 | 18 | 3 | N |  |  | OP | X | 2 | 1968 | Pre-2000 |  |  | N | IPP Non-CHP | IPP | IPP | 2 | X | DFO | Non-Renewable | 0 | 19 | 0 | 1
Operable | 64891 | Richlands Solar, LLC |  | 65583 | Richlands Solar, LLC | NC | Vertical | Onslow | RICH1 | Solar Photovoltaic | PV |  | W | X | X |  |  | 1.9 |  | 1.9 | 1.9 |  | N |  |  | OP | X | 9 | 2021 | 2021 |  |  | N | IPP Non-CHP | IPP | IPP | 2 | X | SUN | Renewable | 1.9 | 0 | 1 | 0
Operable | 57259 | Richmond Energy LLC |  | 57897 | Richmond Energy | VA | Vertical | Henrico | UNT1 | Landfill Gas | IC |  | S | X | X |  |  | 1.6 | 0.98 | 1.6 | 1.6 | 1.3 | N |  |  | OP | X | 1 | 2012 | 2012 |  |  | N | IPP Non-CHP | IPP | IPP | 2 | X | LFG | Renewable | 1.6 | 0 | 1 | 0
Operable | 57259 | Richmond Energy LLC |  | 57897 | Richmond Energy | VA | Vertical | Henrico | UNT2 | Landfill Gas | IC |  | S | X | X |  |  | 1.6 | 0.98 | 1.6 | 1.6 | 1.3 | N |  |  | OP | X | 1 | 2012 | 2012 |  |  | N | IPP Non-CHP | IPP | IPP | 2 | X | LFG | Renewable | 1.6 | 0 | 1 | 0
Operable | 57259 | Richmond Energy LLC |  | 57897 | Richmond Energy | VA | Vertical | Henrico | UNT3 | Landfill Gas | IC |  | S | X | X |  |  | 1.6 | 0.98 | 1.6 | 1.6 | 1.3 | N |  |  | OP | X | 1 | 2012 | 2012 |  |  | N | IPP Non-CHP | IPP | IPP | 2 | X | LFG | Renewable | 1.6 | 0 | 1 | 0
Operable | 57259 | Richmond Energy LLC |  | 57897 | Richmond Energy | VA | Vertical | Henrico | UNT4 | Landfill Gas | IC |  | S | X | X |  |  | 1.6 | 0.98 | 1.6 | 1.6 | 1.3 | N |  |  | OP | X | 1 | 2012 | 2012 |  |  | N | IPP Non-CHP | IPP | IPP | 2 | X | LFG | Renewable | 1.6 | 0 | 1 | 0
Operable | 63277 | Richmond University Medical Center |  | 63553 | Richmond University Medical Center | NY | Restructured | Richmond | CT200 | Petroleum Liquids | IC |  | S | X | X |  |  | 0.2 | 0.8 | 0.2 | 0.2 | 0.1 | N |  |  | SB | N | 1 | 1986 | Pre-2000 |  |  | N | Commercial Non-CHP | Customer Sited | Other | 4 | X | DFO | Non-Renewable | 0 | 0.2 | 0 | 1
Operable | 63277 | Richmond University Medical Center |  | 63553 | Richmond University Medical Center | NY | Restructured | Richmond | CT365 | Petroleum Liquids | IC |  | S | X | X |  |  | 0.4 | 0.8 | 0.4 | 0.4 | 0.1 | N |  |  | SB | N | 1 | 2023 | 2023 |  |  | N | Commercial Non-CHP | Customer Sited | Other | 4 | X | DFO | Non-Renewable | 0 | 0.4 | 0 | 1
Operable | 63277 | Richmond University Medical Center |  | 63553 | Richmond University Medical Center | NY | Restructured | Richmond | CT750 | Petroleum Liquids | IC |  | S | X | X |  |  | 0.8 | 0.8 | 0.8 | 0.8 | 0.1 | N |  |  | SB | N | 1 | 2022 | 2022 |  |  | N | Commercial Non-CHP | Customer Sited | Other | 4 | X | DFO | Non-Renewable | 0 | 0.8 | 0 | 1
Operable | 63277 | Richmond University Medical Center |  | 63553 | Richmond University Medical Center | NY | Restructured | Richmond | CU600 | Petroleum Liquids | IC |  | S | X | X |  |  | 0.6 | 0.8 | 0.6 | 0.6 | 0.1 | N |  |  | SB | N | 1 | 1978 | Pre-2000 |  |  | N | Commercial Non-CHP | Customer Sited | Other | 4 | X | DFO | Non-Renewable | 0 | 0.6 | 0 | 1
Operable | 63277 | Richmond University Medical Center |  | 63553 | Richmond University Medical Center | NY | Restructured | Richmond | KT750 | Petroleum Liquids | IC |  | S | X | X |  |  | 0.8 | 0.8 | 0.8 | 0.8 | 0.1 | N |  |  | SB | N | 1 | 2021 | 2021 |  |  | N | Commercial Non-CHP | Customer Sited | Other | 4 | X | DFO | Non-Renewable | 0 | 0.8 | 0 | 1
Operable | 63618 | Ridge Farm Solar 1 LLC |  | 63952 | Ridge Farm | IL | Restructured | Vermilion | RIDGE | Solar Photovoltaic | PV |  | S | X | X |  |  | 2 |  | 2 | 2 |  | N |  |  | OP | X | 12 | 2020 | 2020 |  |  | N | IPP Non-CHP | IPP | IPP | 2 | X | SUN | Renewable | 2 | 0 | 1 | 0
Operable | 64502 | Ridgeback Solar, LLC |  | 65110 | Ridgeback | NC | Vertical | Randolph | RID | Solar Photovoltaic | PV |  | S | X | X |  |  | 2 |  | 2 | 2 |  | N |  |  | OP | X | 12 | 2021 | 2021 |  |  | N | IPP Non-CHP | IPP | IPP | 2 | X | SUN | Renewable | 2 | 0 | 1 | 0
Operable | 57075 | Ridgeline Energy LLC |  | 57766 | Rockland Wind Farm | ID | Vertical | Power | RLWF | Onshore Wind Turbine | WT |  | S | X | X |  |  | 79.2 |  | 79.2 | 79.2 | 0 | N |  |  | OP | X | 12 | 2011 | 2011 |  |  | N | IPP Non-CHP | IPP | IPP | 2 | X | WND | Renewable | 79.2 | 0 | 1 | 0
Operable | 57075 | Ridgeline Energy LLC |  | 58106 | Meadow Creek Project Company | ID | Vertical | Bonneville | MCPC | Onshore Wind Turbine | WT |  | S | X | X |  |  | 119.7 |  | 115.8 | 115.8 | 0 | N |  |  | OP | X | 12 | 2012 | 2012 |  |  | N | IPP Non-CHP | IPP | IPP | 2 | X | WND | Renewable | 119.7 | 0 | 1 | 0
Operable | 56715 | Ridgewind Power Partners LLC |  | 57386 | Ridgewind | MN | Vertical | Pipestone | WTG1 | Onshore Wind Turbine | WT |  | S | X | X | NSP.CHARA_TR2 | NSP.CHARA_TR2 | 25.3 |  | 25.3 | 25.3 | 1 | N |  |  | OP | X | 1 | 2011 | 2011 |  |  | N | IPP Non-CHP | IPP | IPP | 2 | X | WND | Renewable | 25.3 | 0 | 1 | 0
Operable | 63592 | Riley Solar I LLC |  | 63925 | Riley | OR | Vertical | Harney | RILEY | Solar Photovoltaic | PV |  | S | X | X |  |  | 10 |  | 10 | 10 |  | N |  |  | OP | X | 7 | 2020 | 2020 |  |  | N | IPP Non-CHP | IPP | IPP | 2 | X | SUN | Renewable | 10 | 0 | 1 | 0
Operable | 62892 | Ringer Hill Wind LLC |  | 60329 | Ringer Hill Wind Farm, LLC | PA | Restructured | Somerset | RINGR | Onshore Wind Turbine | WT |  | S | X | X |  |  | 39.9 |  | 38.3 | 38.3 | 1.2 | N |  |  | OP | X | 12 | 2016 | 2016 |  |  | N | IPP Non-CHP | IPP | IPP | 2 | X | WND | Renewable | 39.9 | 0 | 1 | 0
Operable | 16070 | Rio Blanco Water Conserv Dist |  | 54729 | Taylor Draw Hydroelectric Facility | CO | Vertical | Rio Blanco | COX1 | Conventional Hydroelectric | HY |  | S | X | X |  |  | 2.3 | 0.8 | 2 | 2 | 0.2 | N |  |  | OP | X | 4 | 1993 | Pre-2000 |  |  | N | IPP Non-CHP | IPP | IPP | 2 | X | WAT | Renewable | 2.3 | 0 | 1 | 0
Operable | 15986 | Rio Bravo Fresno |  | 10767 | Rio Bravo Fresno | CA | Vertical | Fresno | GEN1 | Wood/Wood Waste Biomass | ST |  | S | X | X | POD_ULTPFR_1_UNIT 1 APND | POD_ULTPFR_1_UNIT 1 APND | 28 | 0.85 | 24.3 | 24.3 | 12.2 | N |  |  | OP | X | 7 | 1988 | Pre-2000 |  |  | N | IPP Non-CHP | IPP | IPP | 2 | X | WDS | Renewable | 28 | 0 | 1 | 0
Operable | 16077 | Rio Bravo Rocklin |  | 10772 | Rio Bravo Rocklin | CA | Vertical | Placer | GEN1 | Wood/Wood Waste Biomass | ST |  | S | X | X |  |  | 27.9 | 0.85 | 24.4 | 24.4 | 12.2 | N |  |  | OP | X | 6 | 1989 | Pre-2000 |  |  | N | IPP Non-CHP | IPP | IPP | 2 | X | WDS | Renewable | 27.9 | 0 | 1 | 0 | NG
Operable | 61485 | Rio Bravo Windpower, LLC |  | 61865 | Rio Bravo Windpower, LLC | TX | Restructured | Starr | 1 | Onshore Wind Turbine | WT |  | S | X | X |  |  | 237.6 |  | 237.6 | 237.6 | 3.5 | N |  |  | OP | X | 6 | 2019 | 2019 |  |  | N | IPP Non-CHP | IPP | IPP | 2 | X | WND | Renewable | 237.6 | 0 | 1 | 0
Operable | 16098 | Rio Grande Valley Sugar Growers, Inc. |  | 54338 | Rio Grande Valley Sugar Growers | TX | Restructured | Hidalgo | GENA | Other Waste Biomass | ST |  | S | X | X |  |  | 2.5 | 0.8 | 2.5 | 2.5 | 0.5 | N |  |  | OP | X | 10 | 1973 | Pre-2000 |  |  | Y | Industrial CHP | Customer Sited | Other | 7 | T | AB | Renewable | 2.5 | 0 | 1 | 0 | NG
Operable | 16098 | Rio Grande Valley Sugar Growers, Inc. |  | 54338 | Rio Grande Valley Sugar Growers | TX | Restructured | Hidalgo | GENB | Other Waste Biomass | ST |  | S | X | X |  |  | 2.5 | 0.8 | 2.5 | 2.5 | 0.5 | N |  |  | OP | X | 10 | 1973 | Pre-2000 |  |  | Y | Industrial CHP | Customer Sited | Other | 7 | T | AB | Renewable | 2.5 | 0 | 1 | 0 | NG
Operable | 16098 | Rio Grande Valley Sugar Growers, Inc. |  | 54338 | Rio Grande Valley Sugar Growers | TX | Restructured | Hidalgo | GENC | Other Waste Biomass | ST |  | S | X | X |  |  | 2.5 | 0.8 | 2.5 | 2.5 | 0.5 | N |  |  | OP | X | 1 | 1995 | Pre-2000 |  |  | Y | Industrial CHP | Customer Sited | Other | 7 | T | AB | Renewable | 2.5 | 0 | 1 | 0 | NG
Operable | 16098 | Rio Grande Valley Sugar Growers, Inc. |  | 54338 | Rio Grande Valley Sugar Growers | TX | Restructured | Hidalgo | GEND | Other Waste Biomass | ST |  | S | X | X |  |  | 16 | 0.8 | 10 | 10 | 4 | N |  |  | OP | X | 8 | 2009 | 2009 |  |  | Y | Industrial CHP | Customer Sited | Other | 7 | T | AB | Renewable | 16 | 0 | 1 | 0 | NG
Operable | 16098 | Rio Grande Valley Sugar Growers, Inc. |  | 54338 | Rio Grande Valley Sugar Growers | TX | Restructured | Hidalgo | GENE | Petroleum Liquids | IC |  | S | X | X |  |  | 1.4 | 0.8 | 1.4 | 1.4 | 0 | N |  |  | OP | X | 9 | 2011 | 2011 |  |  | N | Industrial CHP | Customer Sited | Other | 7 | X | DFO | Non-Renewable | 0 | 1.4 | 0 | 1
Operable | 6832 | RISEC Operating Services |  | 55107 | Rhode Island State Energy Center | RI | Restructured | Providence | CTG1 | Natural Gas Fired Combined Cycle | CT | CC1 | W | X | N | 1630 | 1630 | 196 | 0.85 | 168 | 197.5 | 110 | N |  |  | OP | X | 10 | 2002 | 2002 |  |  | N | IPP Non-CHP | IPP | IPP | 2 | X | NG | Non-Renewable | 0 | 196 | 0 | 1
Operable | 6832 | RISEC Operating Services |  | 55107 | Rhode Island State Energy Center | RI | Restructured | Providence | CTG2 | Natural Gas Fired Combined Cycle | CT | CC1 | W | X | N | 1630 | 1630 | 196 | 0.85 | 168 | 197.5 | 110 | N |  |  | OP | X | 10 | 2002 | 2002 |  |  | N | IPP Non-CHP | IPP | IPP | 2 | X | NG | Non-Renewable | 0 | 196 | 0 | 1
Operable | 6832 | RISEC Operating Services |  | 55107 | Rhode Island State Energy Center | RI | Restructured | Providence | STG1 | Natural Gas Fired Combined Cycle | CA | CC1 | W | Y | X | 1630 | 1630 | 204 | 0.85 | 218 | 220 | 145 | N |  |  | OP | X | 10 | 2002 | 2002 |  |  | N | IPP Non-CHP | IPP | IPP | 2 | X | NG | Non-Renewable | 0 | 204 | 0 | 1
Operable | 59040 | Rising Tree Wind Farm II LLC |  | 59235 | Rising Tree Wind Farm II | CA | Vertical | Kern | GEN1 | Onshore Wind Turbine | WT |  | S | X | X | RTO/ISO LMP | RTO/ISO LMP | 19.8 |  | 19.8 | 19.8 | 1 | N |  |  | OP | X | 1 | 2015 | 2015 |  |  | N | IPP Non-CHP | IPP | IPP | 2 | X | WND | Renewable | 19.8 | 0 | 1 | 0
Operable | 59042 | Rising Tree Wind Farm III LLC |  | 59236 | Rising Tree Wind Farm III | CA | Vertical | Kern | GEN1 | Onshore Wind Turbine | WT |  | S | X | X | POD_RTREE_2_WIND3-APND | POD_RTREE_2_WIND3-APND | 99 |  | 99 | 99 | 1 | N |  |  | OP | X | 6 | 2015 | 2015 |  |  | N | IPP Non-CHP | IPP | IPP | 2 | X | WND | Renewable | 99 | 0 | 1 | 0
Operable | 56937 | Rising Tree Wind Farm LLC |  | 57621 | Rising Tree Wind Farm | CA | Vertical | Kern | GEN1 | Onshore Wind Turbine | WT |  | S | X | X | RTO/ISO LMP | RTO/ISO LMP | 79.2 |  | 79.2 | 79.2 | 1 | N |  |  | OP | X | 1 | 2015 | 2015 |  |  | N | IPP Non-CHP | IPP | IPP | 2 | X | WND | Renewable | 79.2 | 0 | 1 | 0
Operable | 59790 | River Bend Solar, LLC |  | 60058 | River Bend Solar, LLC | AL | Vertical | Lauderdale | RVRBN | Solar Photovoltaic | PV |  | S | X | X |  |  | 75 |  | 75 | 75 |  | N |  |  | OP | X | 9 | 2016 | 2016 |  |  | N | IPP Non-CHP | IPP | IPP | 2 | X | SUN | Renewable | 75 | 0 | 1 | 0
Operable | 65772 | River Ferry Solar 1, LLC |  | 66820 | River Ferry Solar 1 | IL | Restructured | Clark | RVFRY | Solar Photovoltaic | PV |  | S | X | X |  |  | 165.3 |  | 172.2 | 172.2 |  | N |  |  | OP | X | 12 | 2023 | 2023 |  |  | N | IPP Non-CHP | IPP | IPP | 2 | X | SUN | Renewable | 165.3 | 0 | 1 | 0
Operable | 59514 | River Mountains Solar, LLC |  | 59747 | River Mountains Solar | NV | Vertical | Clark | 1 | Solar Photovoltaic | PV |  | S | X | X |  |  | 14.4 |  | 14.4 | 14.4 |  | N |  |  | OP | X | 1 | 2016 | 2016 |  |  | N | IPP Non-CHP | IPP | IPP | 2 | X | SUN | Renewable | 14.4 | 0 | 1 | 0
Operable | 24210 | Riverbay Corp |  | 52168 | Riverbay | NY | Restructured | Bronx | GEN2 | Natural Gas Fired Combined Cycle | CA | COG1 | S | Y | X |  |  | 16 | 0.8 | 16 | 16 | 3 | N |  |  | OP | X | 3 | 2011 | 2011 |  |  | Y | Commercial CHP | Customer Sited | Other | 5 | B | NG | Non-Renewable | 0 | 16 | 0 | 1 | DFO
Operable | 24210 | Riverbay Corp |  | 52168 | Riverbay | NY | Restructured | Bronx | GEN3 | Natural Gas Fired Combined Cycle | CT | COG1 | S | X | N |  |  | 12.9 | 0.8 | 12.3 | 12.6 | 10.3 | N |  |  | OP | X | 3 | 2011 | 2011 |  |  | Y | Commercial CHP | Customer Sited | Other | 5 | T | NG | Non-Renewable | 0 | 12.9 | 0 | 1 | DFO
Operable | 24210 | Riverbay Corp |  | 52168 | Riverbay | NY | Restructured | Bronx | GEN4 | Natural Gas Fired Combined Cycle | CT | COG1 | S | X | N |  |  | 12.9 | 0.8 | 12.3 | 12.6 | 10.3 | N |  |  | OP | X | 3 | 2011 | 2011 |  |  | Y | Commercial CHP | Customer Sited | Other | 5 | T | NG | Non-Renewable | 0 | 12.9 | 0 | 1 | DFO
Operable | 24210 | Riverbay Corp |  | 52168 | Riverbay | NY | Restructured | Bronx | U0007 | Petroleum Liquids | IC |  | S | X | X |  |  | 1.7 | 0.8 | 1.5 | 1.5 | 0.3 | N |  |  | OP | X | 6 | 2011 | 2011 |  |  | N | Commercial CHP | Customer Sited | Other | 5 | X | DFO | Non-Renewable | 0 | 1.7 | 0 | 1
Operable | 64726 | Rivers Electric, LLC |  | 65399 | Mill Pond Hydro | NY | Restructured | Greene | U1 | Conventional Hydroelectric | HY |  | S | X | X |  |  | 0.5 | 1 | 0.5 | 0.5 | 0.5 | N |  |  | OP | X | 7 | 1994 | Pre-2000 |  |  | N | IPP Non-CHP | IPP | IPP | 2 | X | WAT | Renewable | 0.5 | 0 | 1 | 0
Operable | 64726 | Rivers Electric, LLC |  | 65399 | Mill Pond Hydro | NY | Restructured | Greene | U2 | Conventional Hydroelectric | HY |  | S | X | X |  |  | 0.5 | 1 | 0.5 | 0.5 | 0.5 | N |  |  | OP | X | 7 | 1994 | Pre-2000 | 6 | 2027 | N | IPP Non-CHP | IPP | IPP | 2 | X | WAT | Renewable | 0.5 | 0 | 1 | 0
Operable | 59662 | Riverside Fuel Cell, LLC |  | 59877 | Riverside RWQCP Fuel Cell | CA | Vertical | Riverside | MB20 | Other Waste Biomass | FC |  | S | X | X | MLAP_RVSD-APND |  | 1.4 |  | 1.4 | 1.4 | 0.6 | N |  |  | OP | X | 8 | 2016 | 2016 |  |  | Y | Commercial CHP | Customer Sited | Other | 5 | T | OBG | Renewable | 1.4 | 0 | 1 | 0 | NG
Operable | 16124 | Riverside Generating Co LLC |  | 55198 | Riverside Generating LLC | KY | Vertical | Lawrence | GTG1 | Natural Gas Fired Combustion Turbine | GT |  | S | X | X | AEP RIVERSIDE 1CT (DYN) | AEP RIVERSIDE 1CT (DYN) | 230 | 0.85 | 165 | 190 | 120 | N |  |  | OP | X | 7 | 2001 | 2001 |  |  | N | IPP Non-CHP | IPP | IPP | 2 | X | NG | Non-Renewable | 0 | 230 | 0 | 1
Operable | 16124 | Riverside Generating Co LLC |  | 55198 | Riverside Generating LLC | KY | Vertical | Lawrence | GTG2 | Natural Gas Fired Combustion Turbine | GT |  | S | X | X | AEP RIVERSIDE 2CT (DYN) | AEP RIVERSIDE 2CT (DYN) | 230 | 0.85 | 165 | 190 | 120 | N |  |  | OP | X | 7 | 2001 | 2001 |  |  | N | IPP Non-CHP | IPP | IPP | 2 | X | NG | Non-Renewable | 0 | 230 | 0 | 1
Operable | 16124 | Riverside Generating Co LLC |  | 55198 | Riverside Generating LLC | KY | Vertical | Lawrence | GTG3 | Natural Gas Fired Combustion Turbine | GT |  | S | X | X | AEP RIVERSIDE 3CT (DYN) | AEP RIVERSIDE 3CT (DYN) | 230 | 0.85 | 165 | 190 | 120 | N |  |  | OP | X | 7 | 2001 | 2001 |  |  | N | IPP Non-CHP | IPP | IPP | 2 | X | NG | Non-Renewable | 0 | 230 | 0 | 1
Operable | 16124 | Riverside Generating Co LLC |  | 55198 | Riverside Generating LLC | KY | Vertical | Lawrence | GTG4 | Natural Gas Fired Combustion Turbine | GT |  | S | X | X | AEP FOOT HILLS 4 CT | AEP FOOT HILLS 4 CT | 230 | 0.85 | 165 | 190 | 120 | N |  |  | OP | X | 6 | 2002 | 2002 |  |  | N | IPP Non-CHP | IPP | IPP | 2 | X | NG | Non-Renewable | 0 | 230 | 0 | 1
Operable | 16124 | Riverside Generating Co LLC |  | 55198 | Riverside Generating LLC | KY | Vertical | Lawrence | GTG5 | Natural Gas Fired Combustion Turbine | GT |  | S | X | X | AEP FOOT HILLS 5 CT | AEP FOOT HILLS 5 CT | 230 | 0.85 | 165 | 190 | 120 | N |  |  | OP | X | 6 | 2002 | 2002 |  |  | N | IPP Non-CHP | IPP | IPP | 2 | X | NG | Non-Renewable | 0 | 230 | 0 | 1
Operable | 58372 | Riverside Investments LLC |  | 58384 | Fargo Drop | ID | Vertical | Canyon | GEN1 | Conventional Hydroelectric | HY |  | S | X | X |  |  | 1.1 | 0.9 | 1.1 |  | 0.1 | N |  |  | OP | X | 4 | 2013 | 2013 |  |  | N | IPP Non-CHP | IPP | IPP | 2 | X | WAT | Renewable | 1.1 | 0 | 1 | 0
Operable | 57407 | Riverside Renewable Energy |  | 58036 | Riverside Renewable Energy LLC | NJ | Restructured | Camden | 1 | Solar Photovoltaic | PV |  | S | X | X |  |  | 7.5 |  | 7.5 | 6 |  | N |  |  | OP | X | 11 | 2011 | 2011 |  |  | N | IPP Non-CHP | IPP | IPP | 2 | X | SUN | Renewable | 7.5 | 0 | 1 | 0
Operable | 64181 | Riverstart Solar Park LLC |  | 64553 | Riverstart Solar Park LLC | IN | Vertical | Randolph | GEN01 | Solar Photovoltaic | PV |  | S | X | X |  |  | 200 |  | 200 | 200 |  | N |  |  | OP | X | 12 | 2021 | 2021 |  |  | N | IPP Non-CHP | IPP | IPP | 2 | X | SUN | Renewable | 200 | 0 | 1 | 0
Operable | 16073 | Riverview Energy Systems |  | 54057 | Riverview Energy Systems | MI | Vertical | Wayne | GEN1 | Landfill Gas | GT |  | S | X | X | n/a | n/a | 3.3 | 0.8 | 2.8 | 3.2 | 1.1 | N |  |  | OP | X | 1 | 1988 | Pre-2000 |  |  | N | IPP Non-CHP | IPP | IPP | 2 | X | LFG | Renewable | 3.3 | 0 | 1 | 0
Operable | 16073 | Riverview Energy Systems |  | 54057 | Riverview Energy Systems | MI | Vertical | Wayne | GEN2 | Landfill Gas | GT |  | S | X | X |  |  | 3.3 | 0.8 | 2.8 | 3.2 | 1.1 | N |  |  | OP | X | 1 | 1988 | Pre-2000 |  |  | N | IPP Non-CHP | IPP | IPP | 2 | X | LFG | Renewable | 3.3 | 0 | 1 | 0
Operable | 16024 | Riverwood Intl USA Inc |  | 54464 | Riverwood International Macon Mill | GA | Vertical | Bibb | 1 | Wood/Wood Waste Biomass | ST |  | S | X | X |  |  | 7.5 | 0.95 | 12.8 | 12.8 | 2 | Y | 12 | 2023 | OP | X | 6 | 1948 | Pre-2000 |  |  | Y | Industrial CHP | Customer Sited | Other | 7 | T | BLQ | Renewable | 7.5 | 0 | 1 | 0 | WDS | WO | SLW | NG
Operable | 16024 | Riverwood Intl USA Inc |  | 54464 | Riverwood International Macon Mill | GA | Vertical | Bibb | 2 | Wood/Wood Waste Biomass | ST |  | S | X | X |  |  | 5 | 0.95 | 4.7 | 4.7 | 0.5 | N |  |  | OP | X | 6 | 1948 | Pre-2000 |  |  | Y | Industrial CHP | Customer Sited | Other | 7 | T | BLQ | Renewable | 5 | 0 | 1 | 0 | WDS | WO | SLW | NG
Operable | 16024 | Riverwood Intl USA Inc |  | 54464 | Riverwood International Macon Mill | GA | Vertical | Bibb | 3 | Wood/Wood Waste Biomass | ST |  | S | X | X |  |  | 5 | 0.95 | 4.7 | 4.7 | 3 | N |  |  | OS | X | 6 | 1948 | Pre-2000 |  |  | Y | Industrial CHP | Customer Sited | Other | 7 | T | BLQ | Renewable | 5 | 0 | 1 | 0 | WDS | WO | SLW | NG
Operable | 16024 | Riverwood Intl USA Inc |  | 54464 | Riverwood International Macon Mill | GA | Vertical | Bibb | 4 | Wood/Wood Waste Biomass | ST |  | S | X | X |  |  | 15.9 | 0.95 | 20 | 20 | 10 | N |  |  | OP | X | 6 | 1981 | Pre-2000 |  |  | Y | Industrial CHP | Customer Sited | Other | 7 | T | BLQ | Renewable | 15.9 | 0 | 1 | 0 | WDS | WO | SLW | NG
Operable | 16024 | Riverwood Intl USA Inc |  | 54464 | Riverwood International Macon Mill | GA | Vertical | Bibb | 5 | Wood/Wood Waste Biomass | ST |  | S | X | X |  |  | 40 | 0.95 | 39.5 | 39.5 | 8 | N |  |  | OP | X | 9 | 2013 | 2013 |  |  | Y | Industrial CHP | Customer Sited | Other | 7 | T | WDS | Renewable | 40 | 0 | 1 | 0 | NG
Operable | 61108 | RJC I CSG LLC |  | 61504 | RJC I CSG | MN | Vertical | Steele | RCJ1 | Solar Photovoltaic | PV |  | S | X | X |  |  | 1 |  | 1 | 1 |  | N |  |  | OP | X | 7 | 2018 | 2018 |  |  | N | IPP Non-CHP | IPP | IPP | 2 | X | SUN | Renewable | 1 | 0 | 1 | 0
Operable | 61285 | RJC II CSG LLC |  | 61670 | RJC II Community Solar Garden | MN | Vertical | Steele | RJCII | Solar Photovoltaic | PV |  | S | X | X |  |  | 1 |  | 1 | 1 |  | N |  |  | OP | X | 6 | 2018 | 2018 |  |  | N | IPP Non-CHP | IPP | IPP | 2 | X | SUN | Renewable | 1 | 0 | 1 | 0
Operable | 66440 | RMQ Ventures LLC |  | 56966 | QVC Inc | NC | Vertical | Edgecombe | 1 | Solar Photovoltaic | PV |  | S | X | X |  |  | 1 |  | 1.1 | 1.1 |  | N |  |  | OP | X | 12 | 2008 | 2008 |  |  | N | Commercial Non-CHP | Customer Sited | Other | 4 | X | SUN | Renewable | 1 | 0 | 1 | 0
Operable | 66440 | RMQ Ventures LLC |  | 56966 | QVC Inc | NC | Vertical | Edgecombe | 2 | Solar Photovoltaic | PV |  | S | X | X |  |  | 2.5 |  | 2.5 | 2.5 |  | N |  |  | OP | X | 11 | 2013 | 2013 |  |  | N | Commercial Non-CHP | Customer Sited | Other | 4 | X | SUN | Renewable | 2.5 | 0 | 1 | 0
Operable | 62047 | Roadrunner Solar, LLC |  | 62561 | Roadrunner, LLC Hybrid | TX | Restructured | Upton | BA | Batteries | BA |  | S | X | X |  |  | 50 |  | 50 | 50 |  | N |  |  | OP | X | 7 | 2023 | 2023 |  |  | N | IPP Non-CHP | IPP | IPP | 2 | X | MWH | Other | 0 | 0 | 0 | 0
Operable | 62047 | Roadrunner Solar, LLC |  | 62561 | Roadrunner, LLC Hybrid | TX | Restructured | Upton | RODR1 | Solar Photovoltaic | PV |  | S | X | X |  |  | 200 |  | 200 | 200 | 0 | N |  |  | OP | X | 8 | 2020 | 2020 |  |  | N | IPP Non-CHP | IPP | IPP | 2 | X | SUN | Renewable | 200 | 0 | 1 | 0
Operable | 62047 | Roadrunner Solar, LLC |  | 62561 | Roadrunner, LLC Hybrid | TX | Restructured | Upton | RODR2 | Solar Photovoltaic | PV |  | S | X | X |  |  | 200 |  | 200 | 200 | 0 | N |  |  | OP | X | 8 | 2020 | 2020 |  |  | N | IPP Non-CHP | IPP | IPP | 2 | X | SUN | Renewable | 200 | 0 | 1 | 0
Operable | 16191 | Robbins Lumber Inc |  | 50230 | Robbins Lumber | ME | Restructured | WALDO | CAT | Petroleum Liquids | IC |  | S | X | X |  |  | 2 | 0.8 | 1.8 | 1.8 | 0.5 | N |  |  | OP | X | 1 | 1987 | Pre-2000 |  |  | N | Industrial CHP | Customer Sited | Other | 7 | X | DFO | Non-Renewable | 0 | 2 | 0 | 1
Operable | 16191 | Robbins Lumber Inc |  | 50230 | Robbins Lumber | ME | Restructured | WALDO | WEST | Wood/Wood Waste Biomass | ST |  | S | X | X |  |  | 1.2 | 0.8 | 1.1 | 1.1 | 0.4 | N |  |  | OS | X | 1 | 1981 | Pre-2000 |  |  | Y | Industrial CHP | Customer Sited | Other | 7 | T | WDS | Renewable | 1.2 | 0 | 1 | 0
Operable | 16191 | Robbins Lumber Inc |  | 64408 | Georges River Energy | ME | Restructured | Waldo | WEG | Wood/Wood Waste Biomass | ST |  | S | X | X | 50121 |  | 10 | 0.85 | 8.5 | 8.5 | 1.5 | N |  |  | OP | X | 12 | 2018 | 2018 |  |  | Y | IPP CHP | IPP | IPP | 3 | T | WDS | Renewable | 10 | 0 | 1 | 0
Operable | 63219 | Roberds Garden LLC |  | 63480 | Roberds Garden CSG | MN | Vertical | Rice | RPRG | Solar Photovoltaic | PV |  | S | X | X |  |  | 1 |  | 1 | 1 |  | N |  |  | OP | X | 9 | 2019 | 2019 |  |  | N | IPP Non-CHP | IPP | IPP | 2 | X | SUN | Renewable | 1 | 0 | 1 | 0
Operable | 59529 | Robeson County Landfill |  | 59763 | Robeson County LFG to Energy | NC | Vertical | Robeson | GEN01 | Landfill Gas | IC |  | S | X | X |  |  | 1 | 1 | 1 | 1 | 0.5 | N |  |  | OS | X | 1 | 2012 | 2012 |  |  | N | Commercial Non-CHP | Customer Sited | Other | 4 | X | LFG | Renewable | 1 | 0 | 1 | 0
Operable | 59529 | Robeson County Landfill |  | 59763 | Robeson County LFG to Energy | NC | Vertical | Robeson | GEN02 | Landfill Gas | IC |  | S | X | X |  |  | 1 | 1 | 1 | 1 | 0.5 | N |  |  | OS | X | 4 | 2015 | 2015 |  |  | N | Commercial Non-CHP | Customer Sited | Other | 4 | X | LFG | Renewable | 1 | 0 | 1 | 0
Operable | 65791 | Robin Hollow Solar, LLC |  | 66855 | Robin Hollow Solar | RI | Restructured | Kent | RSH40 | Solar Photovoltaic | PV |  | S | X | X | LD.KENTCNTY34.5 (4255) | LD.KENTCNTY34.5 (4255) | 40.7 | 0.99 | 40.6 | 40.6 |  | N |  |  | OP | X | 12 | 2023 | 2023 |  |  | N | IPP Non-CHP | IPP | IPP | 2 | X | SUN | Renewable | 40.7 | 0 | 1 | 0
Operable | 64279 | Robin Solar LLC |  | 60165 | Robin Solar | NC | Vertical | Wayne | PV1 | Solar Photovoltaic | PV |  | S | X | X |  |  | 3.8 |  | 3.8 | 3.8 |  | N |  |  | OP | X | 1 | 2021 | 2021 |  |  | N | IPP Non-CHP | IPP | IPP | 2 | X | SUN | Renewable | 3.8 | 0 | 1 | 0
Operable | 16179 | Rochelle Municipal Utilities |  | 960 | North Ninth Street | IL | Restructured | Ogle | 1 | Petroleum Liquids | IC |  | S | X | X | PJM/ComEd.ROCHELLE | PJM/ComEd.ROCHELLE | 0.3 | 0.8 | 0.6 | 0.6 | 0.5 | N |  |  | OP | X | 10 | 1940 | Pre-2000 |  |  | N | Electric Utility | Utility | Municipal | 1 | X | DFO | Non-Renewable | 0 | 0.3 | 0 | 1
Operable | 16179 | Rochelle Municipal Utilities |  | 960 | North Ninth Street | IL | Restructured | Ogle | 10 | Natural Gas Internal Combustion Engine | IC |  | S | X | X | PJM/ComEd.ROCHELLE | PJM/ComEd.ROCHELLE | 2.5 | 0.8 | 2 | 2 | 0.5 | N |  |  | OP | X | 5 | 1989 | Pre-2000 |  |  | N | Electric Utility | Utility | Municipal | 1 | X | NG | Non-Renewable | 0 | 2.5 | 0 | 1 | DFO
Operable | 16179 | Rochelle Municipal Utilities |  | 960 | North Ninth Street | IL | Restructured | Ogle | 3 | Natural Gas Internal Combustion Engine | IC |  | S | X | X | PJM/ComEd.ROCHELLE | PJM/ComEd.ROCHELLE | 2.5 | 0.8 | 2 | 2 | 0.5 | N |  |  | OP | X | 7 | 1956 | Pre-2000 |  |  | N | Electric Utility | Utility | Municipal | 1 | X | NG | Non-Renewable | 0 | 2.5 | 0 | 1 | DFO
Operable | 16179 | Rochelle Municipal Utilities |  | 960 | North Ninth Street | IL | Restructured | Ogle | 4 | Petroleum Liquids | IC |  | S | X | X | PJM/ComEd.ROCHELLE | PJM/ComEd.ROCHELLE | 1 | 0.8 | 0.7 | 0.7 | 0.5 | N |  |  | OP | X | 10 | 1946 | Pre-2000 |  |  | N | Electric Utility | Utility | Municipal | 1 | X | DFO | Non-Renewable | 0 | 1 | 0 | 1
Operable | 16179 | Rochelle Municipal Utilities |  | 960 | North Ninth Street | IL | Restructured | Ogle | 6 | Natural Gas Internal Combustion Engine | IC |  | S | X | X | PJM/ComEd.ROCHELLE | PJM/ComEd.ROCHELLE | 2.5 | 0.8 | 2 | 2 | 0.5 | N |  |  | OP | X | 4 | 1954 | Pre-2000 |  |  | N | Electric Utility | Utility | Municipal | 1 | X | NG | Non-Renewable | 0 | 2.5 | 0 | 1 | DFO
Operable | 16179 | Rochelle Municipal Utilities |  | 960 | North Ninth Street | IL | Restructured | Ogle | 7 | Natural Gas Internal Combustion Engine | IC |  | S | X | X | PJM/ComEd.ROCHELLE | PJM/ComEd.ROCHELLE | 3.8 | 0.8 | 3.5 | 3.5 | 0.5 | N |  |  | OP | X | 2 | 1967 | Pre-2000 |  |  | N | Electric Utility | Utility | Municipal | 1 | X | NG | Non-Renewable | 0 | 3.8 | 0 | 1 | DFO
Operable | 16179 | Rochelle Municipal Utilities |  | 960 | North Ninth Street | IL | Restructured | Ogle | 8 | Petroleum Liquids | IC |  | S | X | X | PJM/ComEd.ROCHELLE | PJM/ComEd.ROCHELLE | 1 | 0.8 | 0.5 | 0.5 | 0.5 | N |  |  | OP | X | 6 | 1949 | Pre-2000 |  |  | N | Electric Utility | Utility | Municipal | 1 | X | DFO | Non-Renewable | 0 | 1 | 0 | 1
Operable | 16179 | Rochelle Municipal Utilities |  | 960 | North Ninth Street | IL | Restructured | Ogle | 9 | Natural Gas Internal Combustion Engine | IC |  | S | X | X | PJM/ComEd.ROCHELLE | PJM/ComEd.ROCHELLE | 3.5 | 0.8 | 3 | 3 | 0.5 | N |  |  | OP | X | 5 | 1989 | Pre-2000 |  |  | N | Electric Utility | Utility | Municipal | 1 | X | NG | Non-Renewable | 0 | 3.5 | 0 | 1 | DFO
Operable | 16179 | Rochelle Municipal Utilities |  | 960 | North Ninth Street | IL | Restructured | Ogle | SOL1 | Solar Photovoltaic | PV |  | S | X | X | PJM/ComEd.ROCHELLE | PJM/ComEd.ROCHELLE | 0.3 |  | 0.3 | 0.3 |  | N |  |  | OP | X | 11 | 2014 | 2014 |  |  | N | Electric Utility | Utility | Municipal | 1 | X | SUN | Renewable | 0.3 | 0 | 1 | 0
Operable | 16179 | Rochelle Municipal Utilities |  | 961 | South Main Street | IL | Restructured | Ogle | 1 | Natural Gas Internal Combustion Engine | IC |  | S | X | X |  |  | 2.5 | 0.8 | 1.6 | 1.6 | 0.5 | N |  |  | SB | Y | 9 | 1967 | Pre-2000 |  |  | N | Electric Utility | Utility | Municipal | 1 | X | NG | Non-Renewable | 0 | 2.5 | 0 | 1 | DFO
Operable | 16179 | Rochelle Municipal Utilities |  | 961 | South Main Street | IL | Restructured | Ogle | 13 | Petroleum Liquids | IC |  | S | X | X |  |  | 1.8 | 0.8 | 1.8 | 1.8 | 0.5 | N |  |  | SB | Y | 10 | 2014 | 2014 |  |  | N | Electric Utility | Utility | Municipal | 1 | X | DFO | Non-Renewable | 0 | 1.8 | 0 | 1
Operable | 16179 | Rochelle Municipal Utilities |  | 961 | South Main Street | IL | Restructured | Ogle | 14 | Petroleum Liquids | IC |  | S | X | X |  |  | 1.8 | 0.8 | 1.8 | 1.8 | 0.5 | N |  |  | SB | Y | 10 | 2014 | 2014 |  |  | N | Electric Utility | Utility | Municipal | 1 | X | DFO | Non-Renewable | 0 | 1.8 | 0 | 1
Operable | 16179 | Rochelle Municipal Utilities |  | 961 | South Main Street | IL | Restructured | Ogle | 15 | Petroleum Liquids | IC |  | S | X | X |  |  | 1.8 | 0.8 | 1.8 | 1.8 | 0.5 | N |  |  | SB | Y | 10 | 2014 | 2014 |  |  | N | Electric Utility | Utility | Municipal | 1 | X | DFO | Non-Renewable | 0 | 1.8 | 0 | 1
Operable | 16179 | Rochelle Municipal Utilities |  | 961 | South Main Street | IL | Restructured | Ogle | 16 | Petroleum Liquids | IC |  | S | X | X |  |  | 1.8 | 0.8 | 1.8 | 1.8 | 1.8 | N |  |  | OP | X | 6 | 2016 | 2016 |  |  | N | Electric Utility | Utility | Municipal | 1 | X | DFO | Non-Renewable | 0 | 1.8 | 0 | 1
Operable | 16179 | Rochelle Municipal Utilities |  | 961 | South Main Street | IL | Restructured | Ogle | 17 | Petroleum Liquids | IC |  | S | X | X |  |  | 1.8 | 0.8 | 1.8 | 1.8 | 1.8 | N |  |  | OP | X | 6 | 2016 | 2016 |  |  | N | Electric Utility | Utility | Municipal | 1 | X | DFO | Non-Renewable | 0 | 1.8 | 0 | 1
Operable | 16179 | Rochelle Municipal Utilities |  | 961 | South Main Street | IL | Restructured | Ogle | 18 | Petroleum Liquids | IC |  | S | X | X |  |  | 1.8 | 0.8 | 1.8 | 1.8 | 1.8 | N |  |  | OP | X | 6 | 2016 | 2016 |  |  | N | Electric Utility | Utility | Municipal | 1 | X | DFO | Non-Renewable | 0 | 1.8 | 0 | 1
Operable | 16179 | Rochelle Municipal Utilities |  | 961 | South Main Street | IL | Restructured | Ogle | 2 | Natural Gas Internal Combustion Engine | IC |  | S | X | X |  |  | 2.5 | 0.8 | 2 | 2 | 0.5 | N |  |  | SB | Y | 9 | 1967 | Pre-2000 |  |  | N | Electric Utility | Utility | Municipal | 1 | X | NG | Non-Renewable | 0 | 2.5 | 0 | 1 | DFO
Operable | 16183 | Rochester Gas & Electric Corp |  | 2638 | Rochester 26 | NY | Restructured | Monroe | 1 | Conventional Hydroelectric | HY |  | S | X | X | 23604 | 23604 | 3 | 0.8 | 3 | 3 | 0 | N |  |  | OP | X | 8 | 1952 | Pre-2000 |  |  | N | Electric Utility | Utility | Investor Owned Utility | 1 | X | WAT | Renewable | 3 | 0 | 1 | 0
Operable | 16183 | Rochester Gas & Electric Corp |  | 2639 | Rochester 2 | NY | Restructured | Monroe | 1 | Conventional Hydroelectric | HY |  | S | X | X | 23604 | 23604 | 8.5 | 0.9 | 8.5 | 8.5 | 0 | N |  |  | OS | X | 8 | 1960 | Pre-2000 |  |  | N | Electric Utility | Utility | Investor Owned Utility | 1 | X | WAT | Renewable | 8.5 | 0 | 1 | 0
Operable | 16183 | Rochester Gas & Electric Corp |  | 2641 | Rochester 5 | NY | Restructured | Monroe | 2 | Conventional Hydroelectric | HY |  | S | X | X | 23604 | 23604 | 12.8 | 0.9 | 12.9 | 12.9 | 0 | N |  |  | OS | X | 7 | 1918 | Pre-2000 |  |  | N | Electric Utility | Utility | Investor Owned Utility | 1 | X | WAT | Renewable | 12.8 | 0 | 1 | 0
Operable | 16183 | Rochester Gas & Electric Corp |  | 2641 | Rochester 5 | NY | Restructured | Monroe | HY1 | Conventional Hydroelectric | HY |  | S | X | X | 23604 | 23604 | 12.8 | 0.9 | 12.9 | 12.9 | 0 | N |  |  | OS | X | 7 | 1918 | Pre-2000 |  |  | N | Electric Utility | Utility | Investor Owned Utility | 1 | X | WAT | Renewable | 12.8 | 0 | 1 | 0
Operable | 16183 | Rochester Gas & Electric Corp |  | 2641 | Rochester 5 | NY | Restructured | Monroe | HY3 | Conventional Hydroelectric | HY |  | S | X | X | 23604 | 23604 | 18 | 0.8 | 18 | 18 | 0 | N |  |  | OS | X | 7 | 1927 | Pre-2000 |  |  | N | Electric Utility | Utility | Investor Owned Utility | 1 | X | WAT | Renewable | 18 | 0 | 1 | 0
Operable | 16183 | Rochester Gas & Electric Corp |  | 2646 | Wiscoy 170 | NY | Restructured | Allegany | 1 | Conventional Hydroelectric | HY |  | S | X | X |  |  | 0.6 | 0.8 | 0.6 | 0.6 | 0 | N |  |  | OS | X | 7 | 1922 | Pre-2000 |  |  | N | Electric Utility | Utility | Investor Owned Utility | 1 | X | WAT | Renewable | 0.6 | 0 | 1 | 0
Operable | 16183 | Rochester Gas & Electric Corp |  | 2646 | Wiscoy 170 | NY | Restructured | Allegany | 2 | Conventional Hydroelectric | HY |  | S | X | X |  |  | 0.4 | 0.8 | 0.4 | 0.4 | 0 | N |  |  | OS | X | 7 | 1922 | Pre-2000 |  |  | N | Electric Utility | Utility | Investor Owned Utility | 1 | X | WAT | Renewable | 0.4 | 0 | 1 | 0
Operable | 16181 | Rochester Public Utilities |  | 2007 | Rochester Hydro | MN | Vertical | Wabasha | 1 | Conventional Hydroelectric | HY |  | S | X | X |  |  | 1.3 | 0.95 | 1.3 | 1.3 | 0.5 | N |  |  | OP | X | 9 | 1984 | Pre-2000 |  |  | N | Electric Utility | Utility | Municipal | 1 | X | WAT | Renewable | 1.3 | 0 | 1 | 0
Operable | 16181 | Rochester Public Utilities |  | 2007 | Rochester Hydro | MN | Vertical | Wabasha | 2 | Conventional Hydroelectric | HY |  | S | X | X |  |  | 1.3 | 0.95 | 1.3 | 1.3 | 0.5 | N |  |  | OP | X | 11 | 1984 | Pre-2000 |  |  | N | Electric Utility | Utility | Municipal | 1 | X | WAT | Renewable | 1.3 | 0 | 1 | 0
Operable | 16181 | Rochester Public Utilities |  | 6058 | Cascade Creek | MN | Vertical | Olmsted | 1 | Natural Gas Fired Combustion Turbine | GT |  | S | X | X | SMP.CCRK1.RPU | SMP.CCRK1.RPU | 35 | 0.95 | 27.9 | 30.2 | 5 | N |  |  | OP | X | 6 | 1975 | Pre-2000 |  |  | N | Electric Utility | Utility | Municipal | 1 | X | NG | Non-Renewable | 0 | 35 | 0 | 1 | DFO
Operable | 16181 | Rochester Public Utilities |  | 6058 | Cascade Creek | MN | Vertical | Olmsted | 2 | Natural Gas Fired Combustion Turbine | GT |  | S | X | X | SMP.CCRK2.RPU | SMP.CCRK2.RPU | 49.9 | 0.95 | 49.5 | 49.9 | 5 | N |  |  | OP | X | 4 | 2002 | 2002 |  |  | N | Electric Utility | Utility | Municipal | 1 | X | NG | Non-Renewable | 0 | 49.9 | 0 | 1 | DFO
Operable | 16181 | Rochester Public Utilities |  | 56269 | IBM West | MN | Vertical | Olmsted | 1 | Petroleum Liquids | IC |  | S | X | X |  |  | 1.8 | 0.95 | 1.8 | 1.8 | 0.5 | N |  |  | SB | Y | 10 | 2005 | 2005 |  |  | N | Electric Utility | Utility | Municipal | 1 | X | DFO | Non-Renewable | 0 | 1.8 | 0 | 1
Operable | 16181 | Rochester Public Utilities |  | 56269 | IBM West | MN | Vertical | Olmsted | 2 | Petroleum Liquids | IC |  | S | X | X |  |  | 1.8 | 0.95 | 1.8 | 1.8 | 0.5 | N |  |  | SB | Y | 10 | 2005 | 2005 |  |  | N | Electric Utility | Utility | Municipal | 1 | X | DFO | Non-Renewable | 0 | 1.8 | 0 | 1
Operable | 16181 | Rochester Public Utilities |  | 60564 | Westside Energy Station | MN | Vertical | Olmsted | WES1 | Natural Gas Internal Combustion Engine | IC |  | S | X | X | SMP.WES.RPU | SMP.WES.RPU | 9.3 | 0.95 | 9.3 | 9.3 | 4 | N |  |  | OP | X | 3 | 2018 | 2018 |  |  | N | Electric Utility | Utility | Municipal | 1 | X | NG | Non-Renewable | 0 | 9.3 | 0 | 1
Operable | 16181 | Rochester Public Utilities |  | 60564 | Westside Energy Station | MN | Vertical | Olmsted | WES2 | Natural Gas Internal Combustion Engine | IC |  | S | X | X | SMP.WES.RPU | SMP.WES.RPU | 9.3 | 0.95 | 9.3 | 9.3 | 4 | N |  |  | OP | X | 3 | 2018 | 2018 |  |  | N | Electric Utility | Utility | Municipal | 1 | X | NG | Non-Renewable | 0 | 9.3 | 0 | 1
Operable | 16181 | Rochester Public Utilities |  | 60564 | Westside Energy Station | MN | Vertical | Olmsted | WES3 | Natural Gas Internal Combustion Engine | IC |  | S | X | X | SMP.WES.RPU | SMP.WES.RPU | 9.3 | 0.95 | 9.3 | 9.3 | 4 | N |  |  | OP | X | 3 | 2018 | 2018 |  |  | N | Electric Utility | Utility | Municipal | 1 | X | NG | Non-Renewable | 0 | 9.3 | 0 | 1
Operable | 16181 | Rochester Public Utilities |  | 60564 | Westside Energy Station | MN | Vertical | Olmsted | WES4 | Natural Gas Internal Combustion Engine | IC |  | S | X | X | SMP.WES.RPU | SMP.WES.RPU | 9.3 | 0.95 | 9.3 | 9.3 | 4 | N |  |  | OP | X | 3 | 2018 | 2018 |  |  | N | Electric Utility | Utility | Municipal | 1 | X | NG | Non-Renewable | 0 | 9.3 | 0 | 1
Operable | 16181 | Rochester Public Utilities |  | 60564 | Westside Energy Station | MN | Vertical | Olmsted | WES5 | Natural Gas Internal Combustion Engine | IC |  | S | X | X | SMP.WES.RPU | SMP.WES.RPU | 9.3 | 0.95 | 9.3 | 9.3 | 4 | N |  |  | OP | X | 3 | 2018 | 2018 |  |  | N | Electric Utility | Utility | Municipal | 1 | X | NG | Non-Renewable | 0 | 9.3 | 0 | 1
Operable | 63189 | Rock County Wind Fuel, LLC |  | 63460 | Rock County Wind Fuel, LLC | MN | Vertical | Rock | RCWF | Onshore Wind Turbine | WT |  | S | X | X |  |  | 5 |  | 5 | 5 | 0.1 | N |  |  | OP | X | 5 | 2020 | 2020 |  |  | N | IPP Non-CHP | IPP | IPP | 2 | X | WND | Renewable | 5 | 0 | 1 | 0
Operable | 16206 | Rock Rapids Municipal Utility |  | 1181 | Rock Rapids | IA | Vertical | Lyon | 1 | Petroleum Liquids | IC |  | S | X | X |  |  | 2.5 | 0.8 | 2.5 | 2.5 | 1.8 | N |  |  | OP | X | 4 | 1968 | Pre-2000 |  |  | N | Electric Utility | Utility | Municipal | 1 | X | DFO | Non-Renewable | 0 | 2.5 | 0 | 1
Operable | 59589 | Rockfish Solar LLC |  | 59811 | Rockfish Solar LLC | MD | Restructured | Charles | GEN1 | Solar Photovoltaic | PV |  | S | X | X |  |  | 10.3 |  | 10.3 | 10.3 |  | N |  |  | OP | X | 8 | 2015 | 2015 |  |  | N | IPP Non-CHP | IPP | IPP | 2 | X | SUN | Renewable | 10.3 | 0 | 1 | 0
Operable | 64055 | Rockford Baxter Rd Holdco LLC CSG |  | 64415 | Rockford CSG | IL | Restructured | Winnebago | ROCKF | Solar Photovoltaic | PV |  | S | X | X |  |  | 2 |  | 2 | 2 |  | N |  |  | OP | X | 12 | 2021 | 2021 |  |  | N | IPP Non-CHP | IPP | IPP | 2 | X | SUN | Renewable | 2 | 0 | 1 | 0
Operable | 64990 | Rockford CS 1, LLC |  | 65731 | Rockford CS 1 | IL | Restructured | Winnebago | 29197 | Solar Photovoltaic | PV |  | S | X | X |  |  | 2 |  | 2 | 1.8 |  | N |  |  | OP | X | 4 | 2021 | 2021 |  |  | N | IPP Non-CHP | IPP | IPP | 2 | X | SUN | Renewable | 2 | 0 | 1 | 0
Operable | 64988 | Rockford CS 2, LLC |  | 65732 | Rockford CS 2 | IL | Restructured | Winnebago | 29198 | Solar Photovoltaic | PV |  | S | X | X |  |  | 2 |  | 2 | 1.8 |  | N |  |  | OP | X | 4 | 2021 | 2021 |  |  | N | IPP Non-CHP | IPP | IPP | 2 | X | SUN | Renewable | 2 | 0 | 1 | 0
Operable | 60504 | Rockford Generation LLC |  | 55238 | NRG Rockford I | IL | Restructured | Winnebago | 1 | Natural Gas Fired Combustion Turbine | GT |  | S | X | X |  |  | 158 | 0.85 | 184.2 | 188 | 115 | N |  |  | OP | X | 6 | 2000 | 2000 |  |  | N | IPP Non-CHP | IPP | IPP | 2 | X | NG | Non-Renewable | 0 | 158 | 0 | 1
Operable | 60504 | Rockford Generation LLC |  | 55238 | NRG Rockford I | IL | Restructured | Winnebago | 2 | Natural Gas Fired Combustion Turbine | GT |  | S | X | X |  |  | 158 | 0.85 | 182.4 | 188 | 115 | N |  |  | OP | X | 6 | 2000 | 2000 |  |  | N | IPP Non-CHP | IPP | IPP | 2 | X | NG | Non-Renewable | 0 | 158 | 0 | 1
Operable | 60504 | Rockford Generation LLC |  | 55936 | NRG Rockford II Energy Center | IL | Restructured | Winnebago | GT3 | Natural Gas Fired Combustion Turbine | GT |  | S | X | X |  |  | 168 | 0.85 | 180.9 | 188 | 115 | N |  |  | OP | X | 6 | 2002 | 2002 |  |  | N | IPP Non-CHP | IPP | IPP | 2 | X | NG | Non-Renewable | 0 | 168 | 0 | 1
Operable | 58594 | Rockford Solar Partners |  | 58643 | Rockford Solar Farm | IL | Restructured | Winnebago | 1 | Solar Photovoltaic | PV |  | S | X | X | MISO Amil.BGS6 |  | 2.6 |  | 2.6 | 2.6 |  | N |  |  | OP | X | 10 | 2012 | 2012 |  |  | N | IPP Non-CHP | IPP | IPP | 2 | X | SUN | Renewable | 2.6 | 0 | 1 | 0
Operable | 65251 | Rockford Solar, LLC |  | 66085 | Rockford Solar | IL | Restructured | Winnebago | 16682 | Solar Photovoltaic | PV |  | S | X | X |  |  | 2 |  | 2 | 1.8 |  | N |  |  | OP | X | 12 | 2021 | 2021 |  |  | N | IPP Non-CHP | IPP | IPP | 2 | X | SUN | Renewable | 2 | 0 | 1 | 0
Operable | 63783 | Rockhaven Wind Project, LLC |  | 64172 | Rockhaven Wind Project, LLC | OK | Vertical | Garvin | RHWWT | Onshore Wind Turbine | WT |  | S | X | X |  |  | 140 |  | 140 | 140 | 0 | N |  |  | OP | X | 12 | 2021 | 2021 |  |  | N | IPP Non-CHP | IPP | IPP | 2 | X | WND | Renewable | 140 | 0 | 1 | 0
Operable | 62110 | Rockland Bakery Inc. |  | 62619 | Rockland Bakery Inc. | NY | Restructured | Rockland | CAT1 | Natural Gas Internal Combustion Engine | IC |  | S | X | X |  |  | 0.3 | 0.8 | 0.3 | 0.3 | 0 | N |  |  | SB | Y | 1 | 1996 | Pre-2000 |  |  | N | Commercial Non-CHP | Customer Sited | Other | 4 | X | NG | Non-Renewable | 0 | 0.3 | 0 | 1
Operable | 62110 | Rockland Bakery Inc. |  | 62619 | Rockland Bakery Inc. | NY | Restructured | Rockland | CAT2 | Natural Gas Internal Combustion Engine | IC |  | S | X | X |  |  | 0.3 | 0.8 | 0.3 | 0.3 | 0 | N |  |  | SB | Y | 1 | 1996 | Pre-2000 |  |  | N | Commercial Non-CHP | Customer Sited | Other | 4 | X | NG | Non-Renewable | 0 | 0.3 | 0 | 1
Operable | 62110 | Rockland Bakery Inc. |  | 62619 | Rockland Bakery Inc. | NY | Restructured | Rockland | CAT3 | Natural Gas Internal Combustion Engine | IC |  | S | X | X |  |  | 0.3 | 0.8 | 0.3 | 0.3 | 0 | N |  |  | SB | Y | 1 | 1996 | Pre-2000 |  |  | N | Commercial Non-CHP | Customer Sited | Other | 4 | X | NG | Non-Renewable | 0 | 0.3 | 0 | 1
Operable | 62110 | Rockland Bakery Inc. |  | 62619 | Rockland Bakery Inc. | NY | Restructured | Rockland | CATE4 | Petroleum Liquids | IC |  | S | X | X |  |  | 0.7 | 0.8 | 0.7 | 0.7 | 0 | N |  |  | SB | Y | 1 | 1996 | Pre-2000 |  |  | N | Commercial Non-CHP | Customer Sited | Other | 4 | X | DFO | Non-Renewable | 0 | 0.7 | 0 | 1
Operable | 59999 | Rocksprings Val Verde Wind, LLC |  | 60217 | Rocksprings | TX | Restructured | Val Verde | RKSP | Onshore Wind Turbine | WT |  | S | X | X |  |  | 149.3 |  | 149.3 | 149.3 | 0 | N |  |  | OP | X | 9 | 2017 | 2017 |  |  | N | IPP Non-CHP | IPP | IPP | 2 | X | WND | Renewable | 149.3 | 0 | 1 | 0
Operable | 57427 | RockTenn-Battle Creek Mill |  | 58052 | Battle Creek Mill | MI | Vertical | Calhoun | 1TG | Natural Gas Steam Turbine | ST |  | S | X | X |  |  | 1 | 0.8 | 1 | 1 | 0.1 | N |  |  | OS | X | 12 | 2000 | 2000 |  |  |  | Industrial CHP | Customer Sited | Other | 7 |  | NG | Non-Renewable | 0 | 1 | 0 | 1 | NG
Operable | 57427 | RockTenn-Battle Creek Mill |  | 58052 | Battle Creek Mill | MI | Vertical | Calhoun | 2TG | Natural Gas Steam Turbine | ST |  | S | X | X |  |  | 2 | 0.8 | 0.8 | 1 | 0.8 | N |  |  | OP | X | 1 | 1951 | Pre-2000 | 1 | 2035 | Y | Industrial CHP | Customer Sited | Other | 7 | X | NG | Non-Renewable | 0 | 2 | 0 | 1 | NG |  |  | NG
Operable | 18147 | RockTenn-Hopewell |  | 50813 | Hopewell Mill | VA | Vertical | Hopewell City | GEN1 | Wood/Wood Waste Biomass | ST |  | S | X | X |  |  | 47.6 | 0.85 | 40.7 | 40.7 | 8 | N |  |  | OP | X | 12 | 1980 | Pre-2000 |  |  | Y | Industrial CHP | Customer Sited | Other | 7 | B | BLQ | Renewable | 47.6 | 0 | 1 | 0 | WDS | NG | BIT | RFO
Operable | 22614 | Rocky Brook Electric Inc |  | 50228 | Rocky Brook Hydroelectric | WA | Vertical | Jefferson | GEN1 | Conventional Hydroelectric | HY |  | S | X | X |  |  | 1.6 | 1 | 0.1 | 1.2 | 0.1 | N |  |  | SB | Y | 12 | 1985 | Pre-2000 |  |  | N | IPP Non-CHP | IPP | IPP | 2 | X | WAT | Renewable | 1.6 | 0 | 1 | 0
Operable | 57451 | Rocky Ridge Wind Project LLC |  | 58078 | Rocky Ridge Wind Project | OK | Vertical | Kiowa | GE 1. | Onshore Wind Turbine | WT |  | S | X | X |  |  | 148.8 |  | 148.8 | 148.8 | 0.1 | N |  |  | OP | X | 8 | 2012 | 2012 |  |  | N | IPP Non-CHP | IPP | IPP | 2 | X | WND | Renewable | 148.8 | 0 | 1 | 0
Operable | 66057 | Rodeo Ranch Energy Storage, LLC |  | 67175 | Rodeo Ranch Energy Storage | TX | Restructured | Reeves | RODE1 | Batteries | BA |  | S | X | X |  |  | 300 |  | 300 | 300 |  | N |  |  | OP | X | 12 | 2023 | 2023 |  |  |  | IPP Non-CHP | IPP | IPP | 2 |  | MWH | Other | 0 | 0 | 0 | 0
Operable | 56558 | Rolling Hills Generating LLC |  | 55401 | Rolling Hills Generating | OH | Restructured | Vinton | CT1 | Natural Gas Fired Combustion Turbine | GT |  | S | X | X | FLATLICK 1 - 32418627 | FLATLICK 1 - 32418627 | 195.5 | 0.85 | 185 | 209 | 126 | Y | 5 | 2023 | OP | X | 6 | 2003 | 2003 |  |  | N | IPP Non-CHP | IPP | IPP | 2 | X | NG | Non-Renewable | 0 | 195.5 | 0 | 1
Operable | 56558 | Rolling Hills Generating LLC |  | 55401 | Rolling Hills Generating | OH | Restructured | Vinton | CT2 | Natural Gas Fired Combustion Turbine | GT |  | S | X | X | FLATLICK 2 - 32418629 | FLATLICK 2 - 32418629 | 195.5 | 0.85 | 185 | 209 | 126 | Y | 5 | 2023 | OP | X | 6 | 2003 | 2003 |  |  | N | IPP Non-CHP | IPP | IPP | 2 | X | NG | Non-Renewable | 0 | 195.5 | 0 | 1
Operable | 56558 | Rolling Hills Generating LLC |  | 55401 | Rolling Hills Generating | OH | Restructured | Vinton | CT3 | Natural Gas Fired Combustion Turbine | GT |  | S | X | X | FLATLICK 3 - 32418631 | FLATLICK 3 - 32418631 | 195.5 | 0.85 | 185 | 209 | 126 | Y | 5 | 2023 | OP | X | 6 | 2003 | 2003 |  |  | N | IPP Non-CHP | IPP | IPP | 2 | X | NG | Non-Renewable | 0 | 195.5 | 0 | 1
Operable | 56558 | Rolling Hills Generating LLC |  | 55401 | Rolling Hills Generating | OH | Restructured | Vinton | CT4 | Natural Gas Fired Combustion Turbine | GT |  | S | X | X | FLATLICK 4 - 32418633 | FLATLICK 4 - 32418633 | 195.5 | 0.85 | 185 | 209 | 126 | Y | 5 | 2023 | OP | X | 6 | 2003 | 2003 |  |  | N | IPP Non-CHP | IPP | IPP | 2 | X | NG | Non-Renewable | 0 | 195.5 | 0 | 1
Operable | 56558 | Rolling Hills Generating LLC |  | 55401 | Rolling Hills Generating | OH | Restructured | Vinton | CT5 | Natural Gas Fired Combustion Turbine | GT |  | S | X | X | FLATLICK 5 - 32418635 | FLATLICK 5 - 32418635 | 195.5 | 0.85 | 185 | 209 | 126 | Y | 5 | 2023 | OP | X | 6 | 2003 | 2003 |  |  | N | IPP Non-CHP | IPP | IPP | 2 | X | NG | Non-Renewable | 0 | 195.5 | 0 | 1
Operable | 61614 | Rollingstone Holdco LLC |  | 62037 | Rollingstone Holdco CSG | MN | Vertical | Winona | ROLLI | Solar Photovoltaic | PV |  | S | X | X |  |  | 4.8 |  | 4.8 | 4.8 |  | N |  |  | OP | X | 8 | 2019 | 2019 |  |  | N | IPP Non-CHP | IPP | IPP | 2 | X | SUN | Renewable | 4.8 | 0 | 1 | 0
Operable | 56783 | Romark Logistics of PA Inc. |  | 57465 | Romark PA Solar | PA | Restructured | Luzerne | 1 | Solar Photovoltaic | PV |  | S | X | X |  |  | 1.8 |  | 1.8 | 1.8 |  | N |  |  | OP | X | 11 | 2011 | 2011 |  |  | N | Commercial Non-CHP | Customer Sited | Other | 4 | X | SUN | Renewable | 1.8 | 0 | 1 | 0
Operable | 57332 | Roquette America |  | 57953 | Roquette America | IA | Vertical | Lee | GT | Natural Gas Fired Combined Cycle | CT | CGEN | S | X | Y | altw.roquette1 | MISO | 40 | 0.85 | 38 | 40 | 15 | N |  |  | OP | X | 7 | 2004 | 2004 |  |  | Y | Industrial CHP | Customer Sited | Other | 7 | T | NG | Non-Renewable | 0 | 40 | 0 | 1
Operable | 57332 | Roquette America |  | 57953 | Roquette America | IA | Vertical | Lee | HRSG | Natural Gas Fired Combined Cycle | CA | CGEN | S | Y | X | altw.roquette1 | MISO | 10 | 0.85 | 10 | 10 | 3 | N |  |  | OS | X | 7 | 2004 | 2004 |  |  | Y | Industrial CHP | Customer Sited | Other | 7 | T | NG | Non-Renewable | 0 | 10 | 0 | 1
Operable | 57332 | Roquette America |  | 57953 | Roquette America | IA | Vertical | Lee | ST | Petroleum Coke | ST |  | S | X | X | altw.roquette1 | MISO | 34.4 | 0.85 | 32 | 32 | 5 | N |  |  | OP | X | 2 | 2007 | 2007 |  |  | Y | Industrial CHP | Customer Sited | Other | 7 | B | PC | Non-Renewable | 0 | 34.4 | 0 | 1 | BIT
Operable | 54894 | Roseburg Forest Products |  | 56469 | Roseburg Forest Products Biomass | CA | Vertical | Siskiyou | 1 | Wood/Wood Waste Biomass | ST |  | S | X | X |  |  | 13.4 | 1 | 9 | 9 | 5 | N |  |  | OP | X | 12 | 2010 | 2010 |  |  | Y | Industrial CHP | Customer Sited | Other | 7 | T | WDS | Renewable | 13.4 | 0 | 1 | 0
Operable | 16294 | Roseburg Forest Products Co |  | 50396 | Dillard Complex | OR | Vertical | Douglas | GEN1 | Wood/Wood Waste Biomass | ST |  | S | X | X |  |  | 5 | 0.8 | 5 | 5 | 1 | N |  |  | OP | X | 1 | 1955 | Pre-2000 |  |  | Y | Industrial CHP | Customer Sited | Other | 7 | T | WDS | Renewable | 5 | 0 | 1 | 0 | NG
Operable | 16294 | Roseburg Forest Products Co |  | 50396 | Dillard Complex | OR | Vertical | Douglas | GEN2 | Wood/Wood Waste Biomass | ST |  | S | X | X |  |  | 5 | 0.8 | 5 | 5 | 1 | N |  |  | OP | X | 1 | 1955 | Pre-2000 |  |  | Y | Industrial CHP | Customer Sited | Other | 7 | T | WDS | Renewable | 5 | 0 | 1 | 0 | NG
Operable | 16294 | Roseburg Forest Products Co |  | 50396 | Dillard Complex | OR | Vertical | Douglas | GEN3 | Wood/Wood Waste Biomass | ST |  | S | X | X |  |  | 7 | 0.8 | 7 | 7 | 1 | N |  |  | OP | X | 1 | 1955 | Pre-2000 |  |  | Y | Industrial CHP | Customer Sited | Other | 7 | B | WDS | Renewable | 7 | 0 | 1 | 0 | NG
Operable | 16294 | Roseburg Forest Products Co |  | 50396 | Dillard Complex | OR | Vertical | Douglas | GEN4 | Wood/Wood Waste Biomass | ST |  | S | X | X |  |  | 11.5 | 0.85 | 11.5 | 11.5 | 2 | N |  |  | OP | X | 1 | 1955 | Pre-2000 |  |  | Y | Industrial CHP | Customer Sited | Other | 7 | T | WDS | Renewable | 11.5 | 0 | 1 | 0 | NG
Operable | 16294 | Roseburg Forest Products Co |  | 50396 | Dillard Complex | OR | Vertical | Douglas | GEN5 | Wood/Wood Waste Biomass | ST |  | S | X | X |  |  | 11.5 | 0.85 | 11.5 | 11.5 | 2 | N |  |  | OP | X | 1 | 1955 | Pre-2000 |  |  | Y | Industrial CHP | Customer Sited | Other | 7 | B | WDS | Renewable | 11.5 | 0 | 1 | 0 | NG
Operable | 16294 | Roseburg Forest Products Co |  | 50396 | Dillard Complex | OR | Vertical | Douglas | GEN6 | Wood/Wood Waste Biomass | ST |  | S | X | X |  |  | 11.5 | 0.85 | 11.5 | 11.5 | 2 | N |  |  | OS | X | 1 | 1955 | Pre-2000 |  |  | Y | Industrial CHP | Customer Sited | Other | 7 | B | WDS | Renewable | 11.5 | 0 | 1 | 0 | NG
Operable | 57285 | Roseburg LFG Energy LLC |  | 57911 | Roseburg LFG | OR | Vertical | Douglas | 1 | Landfill Gas | IC |  | S | X | X |  |  | 1.6 | 0.98 | 1.6 | 1.6 | 0.9 | N |  |  | OP | X | 12 | 2011 | 2011 |  |  | N | IPP Non-CHP | IPP | IPP | 2 | X | LFG | Renewable | 1.6 | 0 | 1 | 0
Operable | 61676 | Roseman Energy, LLC |  | 62130 | Roseman | IA | Vertical | Cass | ROS | Onshore Wind Turbine | WT |  | S | X | X |  |  | 1.8 |  | 1.8 | 1.8 | 0 | N |  |  | OP | X | 2 | 2017 | 2017 |  |  | N | IPP Non-CHP | IPP | IPP | 2 | X | WND | Renewable | 1.8 | 0 | 1 | 0
Operable | 60437 | Rosemount Community Solar |  | 60714 | Rosemount Community Solar | MN | Vertical | Dakota | RCS1 | Solar Photovoltaic | PV |  | S | X | X |  |  | 1 |  | 0.9 | 0.9 |  | N |  |  | OP | X | 12 | 2016 | 2016 |  |  | N | IPP Non-CHP | IPP | IPP | 2 | X | SUN | Renewable | 1 | 0 | 1 | 0
Operable | 60437 | Rosemount Community Solar |  | 60714 | Rosemount Community Solar | MN | Vertical | Dakota | RCS2 | Solar Photovoltaic | PV |  | S | X | X |  |  | 1 |  | 0.9 | 0.9 |  | N |  |  | OP | X | 12 | 2016 | 2016 |  |  | N | IPP Non-CHP | IPP | IPP | 2 | X | SUN | Renewable | 1 | 0 | 1 | 0
Operable | 60437 | Rosemount Community Solar |  | 60714 | Rosemount Community Solar | MN | Vertical | Dakota | RCS3 | Solar Photovoltaic | PV |  | S | X | X |  |  | 1 |  | 0.9 | 0.9 |  | N |  |  | OP | X | 12 | 2016 | 2016 |  |  | N | IPP Non-CHP | IPP | IPP | 2 | X | SUN | Renewable | 1 | 0 | 1 | 0
Operable | 60437 | Rosemount Community Solar |  | 60714 | Rosemount Community Solar | MN | Vertical | Dakota | RCS4 | Solar Photovoltaic | PV |  | S | X | X |  |  | 1 |  | 0.9 | 0.9 |  | N |  |  | OP | X | 12 | 2016 | 2016 |  |  | N | IPP Non-CHP | IPP | IPP | 2 | X | SUN | Renewable | 1 | 0 | 1 | 0
Operable | 60437 | Rosemount Community Solar |  | 60714 | Rosemount Community Solar | MN | Vertical | Dakota | RCS5 | Solar Photovoltaic | PV |  | S | X | X |  |  | 1 |  | 0.9 | 0.9 |  | N |  |  | OP | X | 12 | 2016 | 2016 |  |  | N | IPP Non-CHP | IPP | IPP | 2 | X | SUN | Renewable | 1 | 0 | 1 | 0
Operable | 62761 | Rosewater Wind Farm LLC |  | 62891 | Rosewater Wind Farm | IN | Vertical | White | ROSEW | Onshore Wind Turbine | WT |  | S | X | X |  |  | 102 |  | 102 | 102 | 1.3 | N |  |  | OP | X | 12 | 2020 | 2020 |  |  | N | IPP Non-CHP | IPP | IPP | 2 | X | WND | Renewable | 102 | 0 | 1 | 0
Operable | 60209 | Roswell Solar, LLC |  | 60406 | Roswell Solar, LLC | NM | Vertical | Chaves | RSPV | Solar Photovoltaic | PV |  | S | X | X |  |  | 70 |  | 70 | 70 |  | N |  |  | OP | X | 8 | 2016 | 2016 |  |  | N | IPP Non-CHP | IPP | IPP | 2 | X | SUN | Renewable | 70 | 0 | 1 | 0
Operable | 56603 | Roth Rock Wind Farm LLC |  | 57239 | Roth Rock Wind Farm LLC | MD | Restructured | Garrett | SRRW1 | Onshore Wind Turbine | WT |  | S | X | X |  |  | 40 |  | 40 | 40 | 0 | N |  |  | OP | X | 8 | 2011 | 2011 |  |  | N | IPP Non-CHP | IPP | IPP | 2 | X | WND | Renewable | 40 | 0 | 1 | 0
Operable | 56603 | Roth Rock Wind Farm LLC |  | 57240 | Roth Rock North Wind Farm, LLC | MD | Restructured | Garrett | SRRNW | Onshore Wind Turbine | WT |  | S | X | X |  |  | 10 |  | 10 | 10 | 0 |  |  |  | OP | X | 8 | 2011 | 2011 |  |  | N | IPP Non-CHP | IPP | IPP | 2 | X | WND | Renewable | 10 | 0 | 1 | 0
Operable | 65948 | Roundhouse Renewable Energy II, LLC |  | 67026 | Roundhouse Renewable Energy II | WY | Vertical | Laramie | RHII | Onshore Wind Turbine | WT |  | S | X | X |  |  | 105.7 | 0.9 | 105.7 | 105.7 | 0 | N |  |  | OP | X | 12 | 2023 | 2023 |  |  | N | IPP Non-CHP | IPP | IPP | 2 | X | WND | Renewable | 105.7 | 0 | 1 | 0
Operable | 62913 | Roundhouse Renewable Energy, LLC |  | 63133 | Roundhouse Wind Energy Project | WY | Vertical | Laramie | 82059 | Onshore Wind Turbine | WT |  | S | X | X |  |  | 124 | 0.9 | 124 | 124 | 2.8 | N |  |  | OP | X | 6 | 2020 | 2020 |  |  | N | IPP Non-CHP | IPP | IPP | 2 | X | WND | Renewable | 124 | 0 | 1 | 0
Operable | 62913 | Roundhouse Renewable Energy, LLC |  | 63133 | Roundhouse Wind Energy Project | WY | Vertical | Laramie | 82060 | Onshore Wind Turbine | WT |  | S | X | X |  |  | 79 | 0.87 | 79 | 79 | 2.8 | N |  |  | OP | X | 6 | 2020 | 2020 |  |  | N | IPP Non-CHP | IPP | IPP | 2 | X | WND | Renewable | 79 | 0 | 1 | 0
Operable | 62913 | Roundhouse Renewable Energy, LLC |  | 63133 | Roundhouse Wind Energy Project | WY | Vertical | Laramie | 82061 | Onshore Wind Turbine | WT |  | S | X | X |  |  | 23 | 0.9 | 23 | 23 | 2.8 | N |  |  | OP | X | 6 | 2020 | 2020 |  |  | N | IPP Non-CHP | IPP | IPP | 2 | X | WND | Renewable | 23 | 0 | 1 | 0
Operable | 58652 | Roundtop Energy LLC |  | 58715 | Roundtop | PA | Restructured | Susquehanna | GEN1 | Natural Gas Internal Combustion Engine | IC |  | S | X | X | 1292915209 | 1292915209 | 4.4 | 0.8 | 4.2 | 4.2 | 2.2 | N |  |  | OP | X | 10 | 2015 | 2015 |  |  | N | IPP Non-CHP | IPP | IPP | 2 | X | NG | Non-Renewable | 0 | 4.4 | 0 | 1
Operable | 58652 | Roundtop Energy LLC |  | 58715 | Roundtop | PA | Restructured | Susquehanna | GEN2 | Natural Gas Internal Combustion Engine | IC |  | S | X | X | 1292915209 | 1292915209 | 4.4 | 0.8 | 4.2 | 4.2 | 2.2 | N |  |  | OP | X | 10 | 2015 | 2015 |  |  | N | IPP Non-CHP | IPP | IPP | 2 | X | NG | Non-Renewable | 0 | 4.4 | 0 | 1
Operable | 58652 | Roundtop Energy LLC |  | 58715 | Roundtop | PA | Restructured | Susquehanna | GEN3 | Natural Gas Internal Combustion Engine | IC |  | S | X | X | 1292915209 | 1292915209 | 4.4 | 0.8 | 4.2 | 4.2 | 2.2 | N |  |  | OP | X | 10 | 2015 | 2015 |  |  | N | IPP Non-CHP | IPP | IPP | 2 | X | NG | Non-Renewable | 0 | 4.4 | 0 | 1
Operable | 58652 | Roundtop Energy LLC |  | 58715 | Roundtop | PA | Restructured | Susquehanna | GEN4 | Natural Gas Internal Combustion Engine | IC |  | S | X | X | 1292915209 | 1292915209 | 4.4 | 0.8 | 4.2 | 4.2 | 2.2 | N |  |  | OP | X | 10 | 2015 | 2015 |  |  | N | IPP Non-CHP | IPP | IPP | 2 | X | NG | Non-Renewable | 0 | 4.4 | 0 | 1
Operable | 58652 | Roundtop Energy LLC |  | 58715 | Roundtop | PA | Restructured | Susquehanna | GEN5 | Natural Gas Internal Combustion Engine | IC |  | S | X | X | 1292915209 | 1292915209 | 4.4 | 0.8 | 4.2 | 4.2 | 2.2 | N |  |  | OP | X | 10 | 2015 | 2015 |  |  | N | IPP Non-CHP | IPP | IPP | 2 | X | NG | Non-Renewable | 0 | 4.4 | 0 | 1
Operable | 64071 | Rounseville Solar 1, LLC |  | 64434 | Rounseville Solar | MA | Restructured | Plymouth | ROU | Solar Photovoltaic | PV |  | S | X | X |  |  | 2.7 |  | 2.7 | 2.7 |  | N |  |  | OP | X | 2 | 2020 | 2020 |  |  | N | IPP Non-CHP | IPP | IPP | 2 | X | SUN | Renewable | 2.7 | 0 | 1 | 0
Operable | 62071 | Route 14A CDG Solar North and South, LLC |  | 62580 | Route 14A CDG Solar North and South LLC | NY | Restructured | Ontario | 6081 | Solar Photovoltaic | PV |  | S | X | X |  |  | 4 |  | 4 | 3.3 |  | N |  |  | OP | X | 12 | 2018 | 2018 |  |  | N | IPP Non-CHP | IPP | IPP | 2 | X | SUN | Renewable | 4 | 0 | 1 | 0
Operable | 63714 | Route 66 Energy Center, LLC |  | 64076 | Route 66 Energy Center, LLC | NM | Vertical | Cibola | RTE66 | Solar Photovoltaic | PV |  | S | X | X |  |  | 49.5 |  | 49.5 | 49.5 |  | N |  |  | OP | X | 5 | 2022 | 2022 |  |  | N | IPP Non-CHP | IPP | IPP | 2 | X | SUN | Renewable | 49.5 | 0 | 1 | 0
Operable | 63660 | Route 76 Boone Solar 1, LLC |  | 64018 | Route 76 Boone Solar 1 | IL | Restructured | Boone | 7724 | Solar Photovoltaic | PV |  | S | X | X |  |  | 2 |  | 2 | 1.6 |  | N |  |  | OP | X | 10 | 2020 | 2020 |  |  | N | IPP Non-CHP | IPP | IPP | 2 | X | SUN | Renewable | 2 | 0 | 1 | 0
Operable | 62743 | RoxWind LLC |  | 62857 | RoxWind | ME | Restructured | Oxford | WIND1 | Onshore Wind Turbine | WT |  | S | X | X |  |  | 15.3 |  | 15.3 | 15.3 | 0 | N |  |  | OP | X | 11 | 2021 | 2021 |  |  | N | IPP Non-CHP | IPP | IPP | 2 | X | WND | Renewable | 15.3 | 0 | 1 | 0
Operable | 65447 | Royal Solar Partners, LLC |  | 66361 | Royal Solar Partners (CSG) | NY | Restructured | St. Lawrence | ROSP1 | Solar Photovoltaic | PV |  | S | X | X |  |  | 5 |  | 5 | 5 |  | N |  |  | OP | X | 8 | 2023 | 2023 |  |  | N | IPP Non-CHP | IPP | IPP | 2 | X | SUN | Renewable | 5 | 0 | 1 | 0
Operable | 60467 | Royal Wine Corp |  | 60781 | Royal Wine Corp Solar Power Plant | NJ | Restructured | Hudson | PV1 | Solar Photovoltaic | PV |  | S | X | X |  |  | 0.9 |  | 0.9 | 0.9 |  | N |  |  | OP | X | 12 | 2011 | 2011 |  |  | N | Industrial Non-CHP | Customer Sited | Other | 6 | X | SUN | Renewable | 0.9 | 0 | 1 | 0
Operable | 62162 | RP Napa Solar 1, LLC |  | 62687 | American Canyon Solar | CA | Vertical | Napa | RPNPA | Solar Photovoltaic | PV |  | S | X | X |  |  | 1 |  | 1 | 1 |  | N |  |  | OP | X | 9 | 2019 | 2019 |  |  | N | IPP Non-CHP | IPP | IPP | 2 | X | SUN | Renewable | 1 | 0 | 1 | 0
Operable | 62162 | RP Napa Solar 1, LLC |  | 62687 | American Canyon Solar | CA | Vertical | Napa | RPNPB | Solar Photovoltaic | PV |  | S | X | X |  |  | 1 |  | 1 | 1 |  | N |  |  | OP | X | 9 | 2019 | 2019 |  |  | N | IPP Non-CHP | IPP | IPP | 2 | X | SUN | Renewable | 1 | 0 | 1 | 0
Operable | 62162 | RP Napa Solar 1, LLC |  | 62687 | American Canyon Solar | CA | Vertical | Napa | RPNPC | Solar Photovoltaic | PV |  | S | X | X |  |  | 1 |  | 1 | 1 |  | N |  |  | OP | X | 9 | 2019 | 2019 |  |  | N | IPP Non-CHP | IPP | IPP | 2 | X | SUN | Renewable | 1 | 0 | 1 | 0
Operable | 64095 | RPCA Solar 3, LLC |  | 64471 | Byron Highway Solar | CA | Vertical | Contra Costa | BYHWY | Solar Photovoltaic | PV |  | S | X | X | BRENTWOD_2_N006 | BRENTWOD_2_N006 | 5 |  | 5 | 5 |  | N |  |  | OP | X | 11 | 2022 | 2022 |  |  | N | IPP Non-CHP | IPP | IPP | 2 | X | SUN | Renewable | 5 | 0 | 1 | 0
Operable | 64415 | RPNY Solar 1, LLC |  | 64964 | Rock Island Road Solar Community Solar | NY | Restructured | St Lawrence | ROCKI | Solar Photovoltaic | PV |  | S | X | X | N. GOVERNEUR 983 (36_29_98353) |  | 3.5 |  | 3.5 | 3.5 |  | N |  |  | OP | X | 7 | 2022 | 2022 |  |  | N | IPP Non-CHP | IPP | IPP | 2 | X | SUN | Renewable | 3.5 | 0 | 1 | 0
Operable | 64416 | RPNY Solar 2, LLC |  | 64965 | Bullis Road Solar (CSG) | NY | Restructured | Erie | BULLS | Solar Photovoltaic | PV |  | S | X | X | 3104101 |  | 4.5 |  | 4.5 | 4.5 |  | N |  |  | OP | X | 6 | 2022 | 2022 |  |  | N | IPP Non-CHP | IPP | IPP | 2 | X | SUN | Renewable | 4.5 | 0 | 1 | 0
Operable | 64096 | RPSC Solar 3, LLC |  | 64472 | Berry Road Solar | SC | Vertical | Greenville | BERRY | Solar Photovoltaic | PV |  | S | X | X |  |  | 2 |  | 2 | 2 |  | N |  |  | OP | X | 5 | 2021 | 2021 |  |  | N | IPP Non-CHP | IPP | IPP | 2 | X | SUN | Renewable | 2 | 0 | 1 | 0
Operable | 64888 | RT32 Westerlo Solar 1, LLC |  | 65587 | RT32 Westerlo Solar 1 | NY | Restructured | Albany | 7105 | Solar Photovoltaic | PV |  | S | X | X |  |  | 5 |  | 5 | 4.8 |  | N |  |  | OP | X | 3 | 2020 | 2020 |  |  | N | IPP Non-CHP | IPP | IPP | 2 | X | SUN | Renewable | 5 | 0 | 1 | 0
Operable | 64985 | RT405 Westerlo Solar 2, LLC |  | 65721 | RT405 Westerlo Solar 2 | NY | Restructured | Albany | 7104 | Solar Photovoltaic | PV |  | S | X | X |  |  | 5 |  | 5 | 4.8 |  | N |  |  | OP | X | 3 | 2020 | 2020 |  |  | N | IPP Non-CHP | IPP | IPP | 2 | X | SUN | Renewable | 5 | 0 | 1 | 0
Operable | 16380 | RTC Properties Inc |  | 60843 | River Terminal Development Solar | NJ | Restructured | Hudson | RTD1 | Solar Photovoltaic | PV |  | S | X | X |  |  | 0.5 |  | 0.5 | 0.5 |  | N |  |  | OP | X | 6 | 2006 | 2006 |  |  | N | Commercial Non-CHP | Customer Sited | Other | 4 | X | SUN | Renewable | 0.5 | 0 | 1 | 0
Operable | 16380 | RTC Properties Inc |  | 60843 | River Terminal Development Solar | NJ | Restructured | Hudson | RTD2 | Solar Photovoltaic | PV |  | S | X | X |  |  | 0.6 |  | 0.6 | 0.6 |  | N |  |  | OP | X | 12 | 2009 | 2009 |  |  | N | Commercial Non-CHP | Customer Sited | Other | 4 | X | SUN | Renewable | 0.6 | 0 | 1 | 0
Operable | 16380 | RTC Properties Inc |  | 60843 | River Terminal Development Solar | NJ | Restructured | Hudson | RTD3 | Solar Photovoltaic | PV |  | S | X | X |  |  | 0.2 |  | 0.2 | 0.2 |  | N |  |  | OP | X | 5 | 2011 | 2011 |  |  | N | Commercial Non-CHP | Customer Sited | Other | 4 | X | SUN | Renewable | 0.2 | 0 | 1 | 0
Operable | 16380 | RTC Properties Inc |  | 60843 | River Terminal Development Solar | NJ | Restructured | Hudson | RTD4 | Solar Photovoltaic | PV |  | S | X | X |  |  | 1 |  | 1 | 1 |  | N |  |  | OP | X | 9 | 2011 | 2011 |  |  | N | Commercial Non-CHP | Customer Sited | Other | 4 | X | SUN | Renewable | 1 | 0 | 1 | 0
Operable | 16380 | RTC Properties Inc |  | 60843 | River Terminal Development Solar | NJ | Restructured | Hudson | RTD5 | Solar Photovoltaic | PV |  | S | X | X |  |  | 0.4 |  | 0.4 | 0.4 |  | N |  |  | OP | X | 10 | 2016 | 2016 |  |  | N | Commercial Non-CHP | Customer Sited | Other | 4 | X | SUN | Renewable | 0.4 | 0 | 1 | 0
Operable | 16380 | RTC Properties Inc |  | 60843 | River Terminal Development Solar | NJ | Restructured | Hudson | RTD6 | Solar Photovoltaic | PV |  | S | X | X |  |  | 0.2 |  | 0.2 | 0.2 |  | N |  |  | OP | X | 4 | 2020 | 2020 |  |  | N | Commercial Non-CHP | Customer Sited | Other | 4 | X | SUN | Renewable | 0.2 | 0 | 1 | 0
Operable | 65446 | Ruler Solar Partners, LLC |  | 66360 | Ruler Solar Partners (CSG) | NY | Restructured | St. Lawrence | RUSP1 | Solar Photovoltaic | PV |  | S | X | X |  |  | 4.9 |  | 4.9 | 4.9 |  | N |  |  | OP | X | 8 | 2023 | 2023 |  |  | N | IPP Non-CHP | IPP | IPP | 2 | X | SUN | Renewable | 4.9 | 0 | 1 | 0
Operable | 54821 | Rumford Power |  | 55100 | Rumford Power LLC | ME | Restructured | Oxford | UNT1 | Natural Gas Fired Combined Cycle | CT | CC1 | S | X | N | UN.RUMFD_IP18.0RUMF | UN.RUMFD_IP18.0RUMF | 179.4 | 0.85 | 165.9 | 190.6 | 85 | N |  |  | OP | X | 7 | 2000 | 2000 |  |  | N | IPP Non-CHP | IPP | IPP | 2 | X | NG | Non-Renewable | 0 | 179.4 | 0 | 1
Operable | 54821 | Rumford Power |  | 55100 | Rumford Power LLC | ME | Restructured | Oxford | UNT2 | Natural Gas Fired Combined Cycle | CA | CC1 | S | N | X | UN.RUMFD_IP18.0RUMF | UN.RUMFD_IP18.0RUMF | 95.1 | 0.85 | 86 | 88 | 55 | N |  |  | OP | X | 7 | 2000 | 2000 |  |  | N | IPP Non-CHP | IPP | IPP | 2 | X | NG | Non-Renewable | 0 | 95.1 | 0 | 1
Operable | 61929 | Runway Solar Farm |  | 62397 | Runway Solar Farm | SC | Vertical | Horry | 1 | Solar Photovoltaic | PV |  | S | X | X |  |  | 2 |  | 2 | 2 |  | N |  |  | OP | X | 12 | 2019 | 2019 |  |  | N | Electric Utility | Utility | IPP | 1 | X | SUN | Renewable | 2 | 0 | 1 | 0
Operable | 63187 | Rush Springs Energy Storage |  | 63458 | Rush Springs Energy Storage (BA) | OK | Vertical | Grady | RUSHE | Batteries | BA |  | S | X | X |  |  | 10 |  | 10 | 10 | 0 | N |  |  | OP | X | 3 | 2020 | 2020 |  |  | N | IPP Non-CHP | IPP | IPP | 2 | X | MWH | Other | 0 | 0 | 0 | 0
Operable | 60819 | Rush Springs Wind Project |  | 60592 | Rush Springs Wind | OK | Vertical | Stephens | WT1 | Onshore Wind Turbine | WT |  | S | X | X |  |  | 249.9 |  | 249.9 | 249.9 | 7.4 | N |  |  | OP | X | 12 | 2016 | 2016 |  |  | N | IPP Non-CHP | IPP | IPP | 2 | X | WND | Renewable | 249.9 | 0 | 1 | 0
Operable | 54890 | Russell City Energy Company LLC |  | 56467 | Russell City Energy Center | CA | Vertical | Alameda | CTG1 | Natural Gas Fired Combined Cycle | CT | CC1 | S | X | N |  |  | 200 | 0.9 | 181 | 188 | 117 | N |  |  | OP | X | 8 | 2013 | 2013 |  |  | N | IPP Non-CHP | IPP | IPP | 2 | X | NG | Non-Renewable | 0 | 200 | 0 | 1
Operable | 54890 | Russell City Energy Company LLC |  | 56467 | Russell City Energy Center | CA | Vertical | Alameda | CTG2 | Natural Gas Fired Combined Cycle | CT | CC1 | S | X | N |  |  | 200 | 0.9 | 181 | 188 | 117 | N |  |  | OP | X | 8 | 2013 | 2013 |  |  | N | IPP Non-CHP | IPP | IPP | 2 | X | NG | Non-Renewable | 0 | 200 | 0 | 1
Operable | 54890 | Russell City Energy Company LLC |  | 56467 | Russell City Energy Center | CA | Vertical | Alameda | STG1 | Natural Gas Fired Combined Cycle | CA | CC1 | S | Y | X |  |  | 255 | 0.9 | 241 | 238 | 65 | N |  |  | OP | X | 8 | 2013 | 2013 |  |  | N | IPP Non-CHP | IPP | IPP | 2 | X | NG | Non-Renewable | 0 | 255 | 0 | 1
Operable | 58485 | Rutgers, The State University of NJ |  | 50411 | Rutgers Biomedical and Health Cogen | NJ | Restructured | Essex | GEN1 | Natural Gas Fired Combustion Turbine | GT |  | S | X | X |  |  | 3.5 | 0.96 | 3.4 | 3.7 | 2.3 | N |  |  | OP | X | 7 | 1989 | Pre-2000 |  |  | Y | Commercial CHP | Customer Sited | Other | 5 | T | NG | Non-Renewable | 0 | 3.5 | 0 | 1
Operable | 58485 | Rutgers, The State University of NJ |  | 50411 | Rutgers Biomedical and Health Cogen | NJ | Restructured | Essex | GEN2 | Natural Gas Fired Combustion Turbine | GT |  | S | X | X |  |  | 3.5 | 0.96 | 3.4 | 3.7 | 2.3 | N |  |  | OP | X | 7 | 1989 | Pre-2000 |  |  | Y | Commercial CHP | Customer Sited | Other | 5 | T | NG | Non-Renewable | 0 | 3.5 | 0 | 1
Operable | 58485 | Rutgers, The State University of NJ |  | 50411 | Rutgers Biomedical and Health Cogen | NJ | Restructured | Essex | GEN3 | Natural Gas Fired Combustion Turbine | GT |  | S | X | X |  |  | 3.5 | 0.96 | 3.4 | 3.7 | 2.3 | N |  |  | OP | X | 7 | 1989 | Pre-2000 |  |  | Y | Commercial CHP | Customer Sited | Other | 5 | T | NG | Non-Renewable | 0 | 3.5 | 0 | 1
Operable | 58485 | Rutgers, The State University of NJ |  | 58504 | Livingston Solar Farm | NJ | Restructured | Middlesex | LVSF | Solar Photovoltaic | PV |  | S | X | X |  |  | 1.2 |  | 1.2 | 1 |  | N |  |  | OP | X | 5 | 2009 | 2009 |  |  | N | Commercial Non-CHP | Customer Sited | Other | 4 | X | SUN | Renewable | 1.2 | 0 | 1 | 0
Operable | 58485 | Rutgers, The State University of NJ |  | 58505 | Livingston Solar Canopies | NJ | Restructured | Middlesex | LVSC | Solar Photovoltaic | PV |  | W | X | X |  |  | 6.6 |  | 6.4 | 3.2 |  | N |  |  | OP | X | 1 | 2013 | 2013 |  |  | N | Commercial Non-CHP | Customer Sited | Other | 4 | X | SUN | Renewable | 6.6 | 0 | 1 | 0
Operable | 56828 | RV CSU Power II LLC |  | 57507 | RV CSU Power II LLC | CO | Vertical | Larimer | CSUII | Solar Photovoltaic | PV |  | S | X | X |  |  | 3 |  | 3 | 3 |  | N |  |  | OP | X | 12 | 2010 | 2010 |  |  | N | Commercial Non-CHP | Customer Sited | Other | 4 | X | SUN | Renewable | 3 | 0 | 1 | 0
Operable | 56493 | RV CSU Power LLC |  | 57141 | RV CSU Power LLC | CO | Vertical | Larimer | CSU1 | Solar Photovoltaic | PV |  | S | X | X |  |  | 1.9 |  | 1.9 | 1.9 |  | N |  |  | OP | X | 12 | 2009 | 2009 |  |  | N | Commercial Non-CHP | Customer Sited | Other | 4 | X | SUN | Renewable | 1.9 | 0 | 1 | 0
Operable | 66086 | RW Miller Power LLC |  | 3628 | R W Miller | TX | Restructured | Palo Pinto | 1 | Natural Gas Steam Turbine | ST |  | S | X | X | MIL_MILG1_2 | MIL_MILG1_2 | 66 | 0.85 | 66 | 66 | 20 | N |  |  | OS | X | 10 | 1968 | Pre-2000 |  |  | N | Electric Utility | Utility | IPP | 1 | X | NG | Non-Renewable | 0 | 66 | 0 | 1
Operable | 66086 | RW Miller Power LLC |  | 3628 | R W Miller | TX | Restructured | Palo Pinto | 2 | Natural Gas Steam Turbine | ST |  | S | X | X | MIL_MILG1_2 | MIL_MILG1_2 | 100 | 0.85 | 100 | 100 | 38 | N |  |  | OP | X | 7 | 1972 | Pre-2000 |  |  | N | Electric Utility | Utility | IPP | 1 | X | NG | Non-Renewable | 0 | 100 | 0 | 1 | DFO
Operable | 66086 | RW Miller Power LLC |  | 3628 | R W Miller | TX | Restructured | Palo Pinto | 3 | Natural Gas Steam Turbine | ST |  | S | X | X | MIL_MILG345 | MIL_MILG345 | 200 | 0.9 | 200 | 200 | 40 | N |  |  | OP | X | 8 | 1975 | Pre-2000 |  |  | N | Electric Utility | Utility | IPP | 1 | X | NG | Non-Renewable | 0 | 200 | 0 | 1 | DFO
Operable | 66086 | RW Miller Power LLC |  | 3628 | R W Miller | TX | Restructured | Palo Pinto | 4 | Natural Gas Fired Combustion Turbine | GT |  | S | X | X | MIL_MILG345 | MIL_MILG345 | 118.8 | 0.9 | 104 | 104 | 35 | N |  |  | OP | X | 7 | 1994 | Pre-2000 |  |  | N | Electric Utility | Utility | IPP | 1 | X | NG | Non-Renewable | 0 | 118.8 | 0 | 1 | DFO
Operable | 66086 | RW Miller Power LLC |  | 3628 | R W Miller | TX | Restructured | Palo Pinto | 5 | Natural Gas Fired Combustion Turbine | GT |  | S | X | X | MIL_MILG345 | MIL_MILG345 | 118.8 | 0.9 | 104 | 104 | 35 | N |  |  | OP | X | 7 | 1994 | Pre-2000 |  |  | N | Electric Utility | Utility | IPP | 1 | X | NG | Non-Renewable | 0 | 118.8 | 0 | 1 | DFO
Operable | 56215 | RWE Renewables Americas, LLC |  | 56394 | Forest Creek Wind Farm LLC | TX | Restructured | Glasscock | 1 | Onshore Wind Turbine | WT |  | S | X | X | MCDLD_FCSBW1 | MCDLD_FCSBW1 | 124.2 |  | 124.2 | 124.2 | 0 | N |  |  | OP | X | 12 | 2006 | 2006 |  |  | N | IPP Non-CHP | IPP | IPP | 2 | X | WND | Renewable | 124.2 | 0 | 1 | 0
Operable | 56215 | RWE Renewables Americas, LLC |  | 56479 | Sand Bluff Wind Farm | TX | Restructured | Glasscock | 2 | Onshore Wind Turbine | WT |  | S | X | X | MCDLD_FCSBW1 | MCDLD_FCSBW1 | 89.5 |  | 89.5 | 89.5 | 0 | N |  |  | OP | X | 1 | 2007 | 2007 |  |  | N | IPP Non-CHP | IPP | IPP | 2 | X | WND | Renewable | 89.5 | 0 | 1 | 0
Operable | 56215 | RWE Renewables Americas, LLC |  | 56592 | Champion Wind Farm LLC | TX | Restructured | Nolan | CH1 | Onshore Wind Turbine | WT |  | S | X | X | TKWSW_CHAMP | TKWSW_CHAMP | 126.5 |  | 126.5 | 126.5 | 0 | N |  |  | OP | X | 2 | 2008 | 2008 |  |  | N | IPP Non-CHP | IPP | IPP | 2 | X | WND | Renewable | 126.5 | 0 | 1 | 0
Operable | 56215 | RWE Renewables Americas, LLC |  | 56593 | Roscoe Wind Farm LLC | TX | Restructured | Nolan | RO1 | Onshore Wind Turbine | WT |  | S | X | X | TKWSW_ROSCOE | TKWSW_ROSCOE | 209 |  | 209 | 209 | 0 | N |  |  | OP | X | 2 | 2008 | 2008 |  |  | N | IPP Non-CHP | IPP | IPP | 2 | X | WND | Renewable | 209 | 0 | 1 | 0
Operable | 56215 | RWE Renewables Americas, LLC |  | 56594 | Munnsville Wind Farm LLC | NY | Restructured | Madison | MU1 | Onshore Wind Turbine | WT |  | S | X | X | MUNSVILLE_WIND_PWR | MUNSVILLE_WIND_PWR | 34.5 |  | 34.5 | 34.5 | 0 | N |  |  | OP | X | 10 | 2007 | 2007 |  |  | N | IPP Non-CHP | IPP | IPP | 2 | X | WND | Renewable | 34.5 | 0 | 1 | 0
Operable | 56215 | RWE Renewables Americas, LLC |  | 56920 | Panther Creek Wind Farm I | TX | Restructured | Howard | 1 | Onshore Wind Turbine | WT |  | S | X | X | PC_NORTH_1 | PC_NORTH_1 | 142.5 |  | 142.5 | 142.5 | 0 | N |  |  | OP | X | 7 | 2008 | 2008 |  |  | N | IPP Non-CHP | IPP | IPP | 2 | X | WND | Renewable | 142.5 | 0 | 1 | 0
Operable | 56215 | RWE Renewables Americas, LLC |  | 56921 | Panther Creek Wind Farm II | TX | Restructured | Glasscock | 1 | Onshore Wind Turbine | WT |  | S | X | X | PC_SOUTH_ALL | PC_SOUTH_ALL | 115.5 |  | 115.5 | 115.5 | 0 | N |  |  | OP | X | 12 | 2008 | 2008 |  |  | N | IPP Non-CHP | IPP | IPP | 2 | X | WND | Renewable | 115.5 | 0 | 1 | 0
Operable | 56215 | RWE Renewables Americas, LLC |  | 56979 | Panther Creek Wind Farm Three | TX | Restructured | Sterling | 1 | Onshore Wind Turbine | WT |  | S | X | X | PC_SOUTH_ALL | PC_SOUTH_ALL | 215.5 |  | 231.5 | 231.5 | 0 | N |  |  | OP | X | 8 | 2009 | 2009 |  |  | N | IPP Non-CHP | IPP | IPP | 2 | X | WND | Renewable | 215.5 | 0 | 1 | 0
Operable | 56215 | RWE Renewables Americas, LLC |  | 56980 | Stony Creek Wind Farm LLC | PA | Restructured | Somerset | 1 | Onshore Wind Turbine | WT |  | S | X | X | SCWF | SCWF | 52.5 |  | 52.5 | 52.5 | 0 | N |  |  | OP | X | 11 | 2009 | 2009 |  |  | N | IPP Non-CHP | IPP | IPP | 2 | X | WND | Renewable | 52.5 | 0 | 1 | 0
Operable | 56215 | RWE Renewables Americas, LLC |  | 56981 | Pyron Wind Farm LLC Hybrid | TX | Restructured | Fisher | 1 | Onshore Wind Turbine | WT |  | S | X | X | PYR_PYRON1 | PYR_PYRON1 | 249 |  | 249 | 249 | 0 | N |  |  | OA | X | 2 | 2009 | 2009 |  |  | N | IPP Non-CHP | IPP | IPP | 2 | X | WND | Renewable | 249 | 0 | 1 | 0
Operable | 56215 | RWE Renewables Americas, LLC |  | 56981 | Pyron Wind Farm LLC Hybrid | TX | Restructured | Fisher | PYRBT | Batteries | BA |  | S | X | X |  |  | 9.9 |  | 9.9 | 9.9 | 0 | N |  |  | OP | X | 1 | 2018 | 2018 |  |  | N | IPP Non-CHP | IPP | IPP | 2 | X | MWH | Other | 0 | 0 | 0 | 0
Operable | 56215 | RWE Renewables Americas, LLC |  | 56983 | Papalote Creek I LLC | TX | Restructured | San Patricio | 1 | Onshore Wind Turbine | WT |  | S | X | X | PAP1_PAP1 | PAP1_PAP1 | 180 |  | 180 | 180 | 0 | N |  |  | OP | X | 9 | 2009 | 2009 |  |  | N | IPP Non-CHP | IPP | IPP | 2 | X | WND | Renewable | 180 | 0 | 1 | 0
Operable | 56215 | RWE Renewables Americas, LLC |  | 56984 | Inadale Wind Farm LLC Hybrid | TX | Restructured | Nolan | 1 | Onshore Wind Turbine | WT |  | S | X | X | IND_INADALE1 | IND_INADALE1 | 197 |  | 197 | 197 | 0 | N |  |  | OP | X | 9 | 2009 | 2009 |  |  | N | IPP Non-CHP | IPP | IPP | 2 | X | WND | Renewable | 197 | 0 | 1 | 0
Operable | 56215 | RWE Renewables Americas, LLC |  | 56984 | Inadale Wind Farm LLC Hybrid | TX | Restructured | Nolan | INABT | Batteries | BA |  | S | X | X | IND_INADALE1 | IND_INADALE1 | 9.9 |  | 9.9 | 9.9 | 0 | N |  |  | OP | X | 1 | 2018 | 2018 |  |  | N | IPP Non-CHP | IPP | IPP | 2 | X | MWH | Other | 0 | 0 | 0 | 0
Operable | 56215 | RWE Renewables Americas, LLC |  | 57212 | Papalote Creek II LLC | TX | Restructured | San Patricio | 1 | Onshore Wind Turbine | WT |  | S | X | X | COTTON_PAP2 | COTTON_PAP2 | 200.1 |  | 200.1 | 200.1 | 0 | N |  |  | OP | X | 12 | 2010 | 2010 |  |  | N | IPP Non-CHP | IPP | IPP | 2 | X | WND | Renewable | 200.1 | 0 | 1 | 0
Operable | 56215 | RWE Renewables Americas, LLC |  | 57493 | Settlers Trail Wind Farm LLC | IL | Restructured | Iroquois | STWF | Onshore Wind Turbine | WT |  | S | X | X | AMIL.STWF | AMIL.STWF | 150.4 |  | 150.4 | 150.4 | 0 | N |  |  | OP | X | 10 | 2011 | 2011 |  |  | N | IPP Non-CHP | IPP | IPP | 2 | X | WND | Renewable | 150.4 | 0 | 1 | 0
Operable | 56215 | RWE Renewables Americas, LLC |  | 57675 | Pioneer Trail Wind Farm, LLC | IL | Restructured | Iroquois | PTWF | Onshore Wind Turbine | WT |  | S | X | X | AMIL.PTWF | AMIL.PTWF | 150.4 |  | 150.4 | 150.4 | 0 | N |  |  | OP | X | 12 | 2011 | 2011 |  |  | N | IPP Non-CHP | IPP | IPP | 2 | X | WND | Renewable | 150.4 | 0 | 1 | 0
Operable | 56215 | RWE Renewables Americas, LLC |  | 57802 | Magic Valley Wind Farm I LLC | TX | Restructured | Willacy | MV1 | Onshore Wind Turbine | WT |  | S | X | X | REDFISH_ALL | REDFISH_ALL | 203 |  | 203 | 203 | 0 | N |  |  | OP | X | 9 | 2012 | 2012 |  |  | N | IPP Non-CHP | IPP | IPP | 2 | X | WND | Renewable | 203 | 0 | 1 | 0
Operable | 56215 | RWE Renewables Americas, LLC |  | 57862 | Wildcat Wind Farm I, LLC | IN | Vertical | Tipton | 1 | Onshore Wind Turbine | WT |  | S | X | X | WLDWF | WLDWF | 200 |  | 200 | 200 | 0 | N |  |  | OP | X | 12 | 2012 | 2012 |  |  | N | IPP Non-CHP | IPP | IPP | 2 | X | WND | Renewable | 200 | 0 | 1 | 0
Operable | 56215 | RWE Renewables Americas, LLC |  | 58000 | Anacacho Wind Farm, LLC | TX | Restructured | Kinney | ANA | Onshore Wind Turbine | WT |  | S | X | X | ANACACHO | ANACACHO | 99.8 |  | 99.8 | 99.8 | 0 | N |  |  | OP | X | 12 | 2012 | 2012 |  |  | N | IPP Non-CHP | IPP | IPP | 2 | X | WND | Renewable | 99.8 | 0 | 1 | 0
Operable | 56215 | RWE Renewables Americas, LLC |  | 58596 | Grandview Wind Farm, LLC | TX | Restructured | Carson | GRVWI | Onshore Wind Turbine | WT |  | S | X | X | GRANDVW1_A_B | GRANDVW1_A_B | 211.2 |  | 211.2 | 211.2 | 0 | N |  |  | OP | X | 12 | 2014 | 2014 |  |  | N | IPP Non-CHP | IPP | IPP | 2 | X | WND | Renewable | 211.2 | 0 | 1 | 0
Operable | 56215 | RWE Renewables Americas, LLC |  | 58777 | Cassadaga Wind Farm | NY | Restructured | Chautauqua | 1 | Onshore Wind Turbine | WT |  | S | X | X |  |  | 124 |  | 124 | 124 | 25 | N |  |  | OP | X | 7 | 2021 | 2021 |  |  | N | IPP Non-CHP | IPP | IPP | 2 | X | WND | Renewable | 124 | 0 | 1 | 0
Operable | 56215 | RWE Renewables Americas, LLC |  | 58780 | Scioto Ridge Wind Farm | OH | Restructured | Logan | 1 | Onshore Wind Turbine | WT |  | S | X | X |  |  | 249.8 |  | 249.8 | 249.8 | 25 | N |  |  | OP | X | 5 | 2021 | 2021 |  |  | N | IPP Non-CHP | IPP | IPP | 2 | X | WND | Renewable | 249.8 | 0 | 1 | 0
Operable | 56215 | RWE Renewables Americas, LLC |  | 59061 | Radfords Run Wind Farm | IL | Restructured | Dewitt | WT1 | Onshore Wind Turbine | WT |  | S | X | X | 933 TWIN34.5 KV RADFRDWF | 933 TWIN34.5 KV RADFRDWF | 278 |  | 278 | 278 | 0 | N |  |  | OP | X | 12 | 2017 | 2017 |  |  | N | IPP Non-CHP | IPP | IPP | 2 | X | WND | Renewable | 278 | 0 | 1 | 0
Operable | 56215 | RWE Renewables Americas, LLC |  | 59063 | Stella Wind Farm | TX | Restructured | Kenedy | WT1 | Onshore Wind Turbine | WT |  | S | X | X |  |  | 201 |  | 201 | 201 | 0 | N |  |  | OP | X | 12 | 2018 | 2018 |  |  | N | IPP Non-CHP | IPP | IPP | 2 | X | WND | Renewable | 201 | 0 | 1 | 0
Operable | 56215 | RWE Renewables Americas, LLC |  | 59066 | Bruennings Breeze Wind Farm | TX | Restructured | Willacy | MVII | Onshore Wind Turbine | WT |  | S | X | X | BBREEZE_UNIT1, BBREEZE_UNIT2 | BBREEZE_UNIT1, BBREEZE_UNIT2 | 228 |  | 228 | 228 | 0 | N |  |  | OP | X | 12 | 2017 | 2017 |  |  | N | IPP Non-CHP | IPP | IPP | 2 | X | WND | Renewable | 228 | 0 | 1 | 0
Operable | 56215 | RWE Renewables Americas, LLC |  | 59068 | Colbeck's Corner, LLC | TX | Restructured | Carson | GVII | Onshore Wind Turbine | WT |  | S | X | X | GRANDVW1_A_B | GRANDVW1_A_B | 200 |  | 200 | 200 | 0 | N |  |  | OP | X | 5 | 2016 | 2016 |  |  | N | IPP Non-CHP | IPP | IPP | 2 | X | WND | Renewable | 200 | 0 | 1 | 0
Operable | 56215 | RWE Renewables Americas, LLC |  | 59454 | Valencia Solar | AZ | Vertical | Pima | VALEN | Solar Photovoltaic | PV |  | S | X | X |  |  | 10 |  | 10 | 10 | 0 | N |  |  | OP | X | 6 | 2013 | 2013 |  |  | N | IPP Non-CHP | IPP | IPP | 2 | X | SUN | Renewable | 10 | 0 | 1 | 0
Operable | 56215 | RWE Renewables Americas, LLC |  | 59455 | Tech Park Solar | AZ | Vertical | Pima | TECHP | Solar Photovoltaic | PV |  | S | X | X |  |  | 5 |  | 5 | 5 |  | N |  |  | OP | X | 12 | 2012 | 2012 |  |  | N | IPP Non-CHP | IPP | IPP | 2 | X | SUN | Renewable | 5 | 0 | 1 | 0
Operable | 56215 | RWE Renewables Americas, LLC |  | 60270 | Blue Cloud Wind Energy LLC | TX | Restructured | Bailey | WT1 | Onshore Wind Turbine | WT |  | W | X | X |  |  | 148.4 |  | 148.4 | 148.4 | 0 | N |  |  | OP | X | 12 | 2018 | 2018 |  |  | N | IPP Non-CHP | IPP | IPP | 2 | X | WND | Renewable | 148.4 | 0 | 1 | 0
Operable | 56215 | RWE Renewables Americas, LLC |  | 60394 | Tamworth Holdings | NC | Vertical | Bladen | PV1 | Solar Photovoltaic | PV |  | S | X | X |  |  | 5 |  | 5 | 5 | 0 | N |  |  | OP | X | 12 | 2019 | 2019 |  |  | N | IPP Non-CHP | IPP | IPP | 2 | X | SUN | Renewable | 5 | 0 | 1 | 0
Operable | 56215 | RWE Renewables Americas, LLC |  | 60596 | Baron Winds Farm | NY | Restructured | Steuben | 1 | Onshore Wind Turbine | WT |  | S | X | X |  |  | 130 |  | 130 | 130 | 0.1 | N |  |  | OP | X | 2 | 2023 | 2023 |  |  | N | IPP Non-CHP | IPP | IPP | 2 | X | WND | Renewable | 130 | 0 | 1 | 0
Operable | 56215 | RWE Renewables Americas, LLC |  | 60691 | Tanager Holdings | NC | Vertical | Randolph | PV1 | Solar Photovoltaic | PV |  | S | X | X |  |  | 5 |  | 5 | 5 |  | N |  |  | OP | X | 12 | 2019 | 2019 |  |  | N | IPP Non-CHP | IPP | IPP | 2 | X | SUN | Renewable | 5 | 0 | 1 | 0
Operable | 56215 | RWE Renewables Americas, LLC |  | 60996 | Iron Horse Battery Storage Hybrid | AZ | Vertical | Pima | BA1 | Batteries | BA |  | S | X | X |  |  | 10 |  | 10 | 10 | 0 | N |  |  | OP | X | 4 | 2017 | 2017 |  |  | N | IPP Non-CHP | IPP | IPP | 2 | X | MWH | Other | 0 | 0 | 0 | 0
Operable | 56215 | RWE Renewables Americas, LLC |  | 60996 | Iron Horse Battery Storage Hybrid | AZ | Vertical | Pima | PV1 | Solar Photovoltaic | PV |  | S | X | X |  |  | 2 |  | 2 | 2 |  | N |  |  | OP | X | 4 | 2017 | 2017 |  |  | N | IPP Non-CHP | IPP | IPP | 2 | X | SUN | Renewable | 2 | 0 | 1 | 0
Operable | 56215 | RWE Renewables Americas, LLC |  | 62415 | West of the Pecos Solar | TX | Restructured | Reeves | WOTP1 | Solar Photovoltaic | PV |  | S | X | X | W_PECOS_UNIT1 | W_PECOS_UNIT1 | 100 |  | 100 | 100 |  | N |  |  | OP | X | 12 | 2019 | 2019 |  |  | N | IPP Non-CHP | IPP | IPP | 2 | X | SUN | Renewable | 100 | 0 | 1 | 0
Operable | 56215 | RWE Renewables Americas, LLC |  | 62416 | Cranell Wind Farm LLC | TX | Restructured | Refugio | WT1 | Onshore Wind Turbine | WT |  | S | X | X |  |  | 220 |  | 220 | 220 | 0.1 | N |  |  | OP | X | 1 | 2022 | 2022 |  |  | N | IPP Non-CHP | IPP | IPP | 2 | X | WND | Renewable | 220 | 0 | 1 | 0
Operable | 56215 | RWE Renewables Americas, LLC |  | 62417 | Peyton Creek Wind Farm LLC | TX | Restructured | Matagorda | WT1 | Onshore Wind Turbine | WT |  | S | X | X |  |  | 151.2 |  | 151.2 | 151.2 | 25 | N |  |  | OP | X | 6 | 2020 | 2020 |  |  | N | IPP Non-CHP | IPP | IPP | 2 | X | WND | Renewable | 151.2 | 0 | 1 | 0
Operable | 56215 | RWE Renewables Americas, LLC |  | 62783 | Blackjack Creek Wind Farm | TX | Restructured | Bee | BLKJK | Onshore Wind Turbine | WT |  | S | X | X |  |  | 239.6 |  | 239.6 | 239.6 | 22 | N |  |  | OP | X | 5 | 2023 | 2023 |  |  | N | IPP Non-CHP | IPP | IPP | 2 | X | WND | Renewable | 239.6 | 0 | 1 | 0
Operable | 56215 | RWE Renewables Americas, LLC |  | 62855 | West Raymond Wind Farm LLC | TX | Restructured | Willacy | WRAYM | Onshore Wind Turbine | WT |  | S | X | X |  |  | 239.8 |  | 239.8 | 239.8 | 22 | N |  |  | OP | X | 10 | 2021 | 2021 |  |  | N | IPP Non-CHP | IPP | IPP | 2 | X | WND | Renewable | 239.8 | 0 | 1 | 0
Operable | 56215 | RWE Renewables Americas, LLC |  | 62871 | Boiling Springs Wind Farm | OK | Vertical | Woodward | BGSPS | Onshore Wind Turbine | WT |  | S | X | X |  |  | 148.4 |  | 148.4 | 148.4 | 25 | N |  |  | OP | X | 12 | 2020 | 2020 |  |  | N | IPP Non-CHP | IPP | IPP | 2 | X | WND | Renewable | 148.4 | 0 | 1 | 0
Operable | 56215 | RWE Renewables Americas, LLC |  | 62909 | Raymond Wind Farm, LLC | TX | Restructured | Willacy | ERAYM | Onshore Wind Turbine | WT |  | S | X | X |  |  | 200.2 |  | 200.2 | 200.2 | 22 | N |  |  | OP | X | 6 | 2021 | 2021 |  |  | N | IPP Non-CHP | IPP | IPP | 2 | X | WND | Renewable | 200.2 | 0 | 1 | 0
Operable | 56215 | RWE Renewables Americas, LLC |  | 63522 | Hickory Park Solar Hybrid | GA | Vertical | Mitchell | HPBAT | Batteries | BA |  | S | X | X |  |  | 40 |  | 40 | 40 |  | N |  |  | OP | X | 6 | 2022 | 2022 |  |  | N | IPP Non-CHP | IPP | IPP | 2 | X | MWH | Other | 0 | 0 | 0 | 0
Operable | 56215 | RWE Renewables Americas, LLC |  | 63522 | Hickory Park Solar Hybrid | GA | Vertical | Mitchell | HPRK | Solar Photovoltaic | PV |  | S | X | X |  |  | 195.5 |  | 195.5 | 195.5 |  | N |  |  | OP | X | 6 | 2022 | 2022 |  |  | N | IPP Non-CHP | IPP | IPP | 2 | X | SUN | Renewable | 195.5 | 0 | 1 | 0
Operable | 56215 | RWE Renewables Americas, LLC |  | 64197 | Fifth Standard Solar PV, LLC (Hybrid) | CA | Vertical | Fresno | FTHSB | Batteries | BA |  | S | X | X |  |  | 137 |  | 117 | 117 |  | N |  |  | OP | X | 9 | 2023 | 2023 |  |  | N | IPP Non-CHP | IPP | IPP | 2 | X | MWH | Other | 0 | 0 | 0 | 0
Operable | 56215 | RWE Renewables Americas, LLC |  | 64197 | Fifth Standard Solar PV, LLC (Hybrid) | CA | Vertical | Fresno | FTHSS | Solar Photovoltaic | PV |  | S | X | X |  |  | 150 |  | 150 | 150 |  | N |  |  | OP | X | 9 | 2023 | 2023 |  |  | N | IPP Non-CHP | IPP | IPP | 2 | X | SUN | Renewable | 150 | 0 | 1 | 0
Operable | 54824 | Ryegate Associates, LLC |  | 51026 | Ryegate Associates, LLC | VT | Vertical | Caledonia | GEN1 | Wood/Wood Waste Biomass | ST |  | S | X | X |  |  | 21.5 | 0.85 | 20 | 20 | 13.2 | N |  |  | OP | X | 9 | 1992 | Pre-2000 |  |  | N | IPP Non-CHP | IPP | IPP | 2 | X | WDS | Renewable | 21.5 | 0 | 1 | 0
Operable | 59216 | S.C. Johnson & Son, Inc. |  | 59448 | Waxdale | WI | Vertical | Racine | CGEN1 | Landfill Gas | GT |  | S | X | X |  |  | 3.5 | 0.8 | 3.5 | 3.5 | 0.2 | N |  |  | OP | X | 12 | 2003 | 2003 |  |  | Y | Industrial CHP | Customer Sited | Other | 7 | T | LFG | Renewable | 3.5 | 0 | 1 | 0
Operable | 59216 | S.C. Johnson & Son, Inc. |  | 59448 | Waxdale | WI | Vertical | Racine | CGEN2 | Natural Gas Fired Combustion Turbine | GT |  | S | X | X |  |  | 3.5 | 0.8 | 3.5 | 3.5 | 0.2 | N |  |  | OP | X | 7 | 2005 | 2005 |  |  | N | Industrial CHP | Customer Sited | Other | 7 | X | NG | Non-Renewable | 0 | 3.5 | 0 | 1
Operable | 59216 | S.C. Johnson & Son, Inc. |  | 59448 | Waxdale | WI | Vertical | Racine | WEC01 | Onshore Wind Turbine | WT |  | S | X | X |  |  | 1.5 |  | 1.5 | 1.5 | 0.1 | N |  |  | OP | X | 12 | 2012 | 2012 |  |  | N | Industrial CHP | Customer Sited | Other | 7 | X | WND | Renewable | 1.5 | 0 | 1 | 0
Operable | 59216 | S.C. Johnson & Son, Inc. |  | 59448 | Waxdale | WI | Vertical | Racine | WEC02 | Onshore Wind Turbine | WT |  | S | X | X |  |  | 1.5 |  | 1.5 | 1.5 | 0.1 | N |  |  | OP | X | 12 | 2012 | 2012 |  |  | N | Industrial CHP | Customer Sited | Other | 7 | X | WND | Renewable | 1.5 | 0 | 1 | 0
Operable | 61023 | Sabert Corporation |  | 60810 | Sabert Solar | NJ | Restructured | Middlesex | SABER | Solar Photovoltaic | PV |  | S | X | X |  |  | 1.8 |  | 1 | 0.6 |  | N |  |  | OP | X | 10 | 2011 | 2011 |  |  | N | IPP Non-CHP | IPP | IPP | 2 | X | SUN | Renewable | 1.8 | 0 | 1 | 0
Operable | 57440 | SABIC IP Mt. Vernon, LLC |  | 58063 | SABIC Innovative Plastics Mt. Vernon | IN | Vertical | Posey | COGN1 | Natural Gas Fired Combustion Turbine | GT |  | S | X | X |  |  | 108 | 0.85 | 78.6 | 98.5 | 38 | N |  |  | OP | X | 1 | 2017 | 2017 |  |  | Y | Industrial CHP | Customer Sited | Other | 7 | T | NG | Non-Renewable | 0 | 108 | 0 | 1
Operable | 64261 | Sac County Wind |  | 64662 | Sac County Wind, LLC | IA | Vertical | Sac | SAC | Onshore Wind Turbine | WT |  | S | X | X |  |  | 80 |  | 80 | 80 | 0 | N |  |  | OP | X | 12 | 2021 | 2021 |  |  | N | IPP Non-CHP | IPP | IPP | 2 | X | WND | Renewable | 80 | 0 | 1 | 0
Operable | 16546 | Sacramento County of Dpt Waste |  | 55766 | Kiefer Landfill | CA | Vertical | Sacramento | 361A | Landfill Gas | IC |  | S | X | X |  |  | 3 | 0.8 | 2.8 | 2.8 | 2.5 | N |  |  | OP | X | 12 | 1999 | Pre-2000 |  |  | N | Commercial Non-CHP | Customer Sited | Other | 4 | X | LFG | Renewable | 3 | 0 | 1 | 0
Operable | 16546 | Sacramento County of Dpt Waste |  | 55766 | Kiefer Landfill | CA | Vertical | Sacramento | 361B | Landfill Gas | IC |  | S | X | X |  |  | 3 | 0.8 | 2.8 | 2.8 | 2.5 | N |  |  | OP | X | 12 | 1999 | Pre-2000 |  |  | N | Commercial Non-CHP | Customer Sited | Other | 4 | X | LFG | Renewable | 3 | 0 | 1 | 0
Operable | 16546 | Sacramento County of Dpt Waste |  | 55766 | Kiefer Landfill | CA | Vertical | Sacramento | 361C | Landfill Gas | IC |  | S | X | X |  |  | 3 | 0.8 | 2.8 | 2.8 | 2.5 | N |  |  | OP | X | 12 | 1999 | Pre-2000 |  |  | N | Commercial Non-CHP | Customer Sited | Other | 4 | X | LFG | Renewable | 3 | 0 | 1 | 0
Operable | 16534 | Sacramento Municipal Util Dist |  | 225 | Chili Bar | CA | Vertical | El Dorado | 1 | Conventional Hydroelectric | HY |  | S | X | X | PLCRVLB2_7_N001 | PLCRVLB2_7_N001 | 8.3 | 0.9 | 7 | 7 | 0 | N |  |  | OP | X | 3 | 1965 | Pre-2000 |  |  | N | Electric Utility | Utility | Other | 1 | X | WAT | Renewable | 8.3 | 0 | 1 | 0
Operable | 16534 | Sacramento Municipal Util Dist |  | 430 | Camino | CA | Vertical | El Dorado | H1 | Conventional Hydroelectric | HY |  | S | X | X |  |  | 78.9 | 0.95 | 78.9 | 78.9 | 1 | N |  |  | OP | X | 10 | 1963 | Pre-2000 |  |  | N | Electric Utility | Utility | Other | 1 | X | WAT | Renewable | 78.9 | 0 | 1 | 0
Operable | 16534 | Sacramento Municipal Util Dist |  | 430 | Camino | CA | Vertical | El Dorado | H2 | Conventional Hydroelectric | HY |  | S | X | X |  |  | 78.9 | 0.95 | 77 | 77 | 1 | N |  |  | OP | X | 8 | 1968 | Pre-2000 |  |  | N | Electric Utility | Utility | Other | 1 | X | WAT | Renewable | 78.9 | 0 | 1 | 0
Operable | 16534 | Sacramento Municipal Util Dist |  | 431 | Jaybird | CA | Vertical | El Dorado | H1 | Conventional Hydroelectric | HY |  | S | X | X |  |  | 80.8 | 0.95 | 78.1 | 78.1 | 1 | N |  |  | OP | X | 4 | 1961 | Pre-2000 |  |  | N | Electric Utility | Utility | Other | 1 | X | WAT | Renewable | 80.8 | 0 | 1 | 0
Operable | 16534 | Sacramento Municipal Util Dist |  | 431 | Jaybird | CA | Vertical | El Dorado | H2 | Conventional Hydroelectric | HY |  | S | X | X |  |  | 80.8 | 0.95 | 78.1 | 78.1 | 1 | N |  |  | OP | X | 3 | 1962 | Pre-2000 |  |  | N | Electric Utility | Utility | Other | 1 | X | WAT | Renewable | 80.8 | 0 | 1 | 0
Operable | 16534 | Sacramento Municipal Util Dist |  | 432 | Loon Lake | CA | Vertical | El Dorado | H1 | Conventional Hydroelectric | HY |  | S | X | X |  |  | 74.1 | 0.95 | 74.1 | 74.1 | 1 | N |  |  | OP | X | 9 | 1971 | Pre-2000 |  |  | N | Electric Utility | Utility | Other | 1 | X | WAT | Renewable | 74.1 | 0 | 1 | 0
Operable | 16534 | Sacramento Municipal Util Dist |  | 433 | Robbs Peak | CA | Vertical | El Dorado | 1 | Conventional Hydroelectric | HY |  | S | X | X |  |  | 25.5 | 0.95 | 25.5 | 25.5 | 1 | N |  |  | OP | X | 10 | 1965 | Pre-2000 |  |  | N | Electric Utility | Utility | Other | 1 | X | WAT | Renewable | 25.5 | 0 | 1 | 0
Operable | 16534 | Sacramento Municipal Util Dist |  | 435 | White Rock/Slab Creek | CA | Vertical | El Dorado | H1 | Conventional Hydroelectric | HY |  | S | X | X |  |  | 133 | 0.95 | 108 | 108 | 1 | N |  |  | OP | X | 6 | 1968 | Pre-2000 |  |  | N | Electric Utility | Utility | Other | 1 | X | WAT | Renewable | 133 | 0 | 1 | 0
Operable | 16534 | Sacramento Municipal Util Dist |  | 435 | White Rock/Slab Creek | CA | Vertical | El Dorado | H2 | Conventional Hydroelectric | HY |  | S | X | X |  |  | 133 | 0.95 | 133 | 133 | 1 | N |  |  | OP | X | 2 | 1968 | Pre-2000 |  |  | N | Electric Utility | Utility | Other | 1 | X | WAT | Renewable | 133 | 0 | 1 | 0
Operable | 16534 | Sacramento Municipal Util Dist |  | 435 | White Rock/Slab Creek | CA | Vertical | El Dorado | H3 | Conventional Hydroelectric | HY |  | S | X | X |  |  | 2.7 | 0.95 | 2.7 | 2.7 | 0.4 | N |  |  | OP | X | 12 | 2020 | 2020 |  |  | N | Electric Utility | Utility | Other | 1 | X | WAT | Renewable | 2.7 | 0 | 1 | 0
Operable | 16534 | Sacramento Municipal Util Dist |  | 435 | White Rock/Slab Creek | CA | Vertical | El Dorado | H4 | Conventional Hydroelectric | HY |  | S | X | X |  |  | 0.5 | 0.86 | 0.5 | 0.5 | 0.5 | N |  |  | OS | X | 6 | 1983 | Pre-2000 | 12 | 2024 | N | Electric Utility | Utility | Other | 1 | X | WAT | Renewable | 0.5 | 0 | 1 | 0
Operable | 16534 | Sacramento Municipal Util Dist |  | 534 | Jones Fork | CA | Vertical | El Dorado | 1 | Conventional Hydroelectric | HY |  | S | X | X |  |  | 10 | 0.95 | 10 | 10 | 1 | N |  |  | OP | X | 6 | 1985 | Pre-2000 |  |  | N | Electric Utility | Utility | Other | 1 | X | WAT | Renewable | 10 | 0 | 1 | 0
Operable | 16534 | Sacramento Municipal Util Dist |  | 535 | McClellan (CA) | CA | Vertical | Sacramento | 1 | Natural Gas Fired Combustion Turbine | GT |  | W | X | X |  |  | 77 | 0.85 | 77 | 77 | 55 | N |  |  | OP | X | 3 | 1986 | Pre-2000 |  |  | N | Electric Utility | Utility | Other | 1 | X | NG | Non-Renewable | 0 | 77 | 0 | 1
Operable | 16534 | Sacramento Municipal Util Dist |  | 6612 | Union Valley | CA | Vertical | El Dorado | 1 | Conventional Hydroelectric | HY |  | S | X | X |  |  | 38.6 | 0.95 | 38.6 | 38.6 | 1 | N |  |  | OP | X | 10 | 1963 | Pre-2000 |  |  | N | Electric Utility | Utility | Other | 1 | X | WAT | Renewable | 38.6 | 0 | 1 | 0
Operable | 16534 | Sacramento Municipal Util Dist |  | 7526 | Solano Wind | CA | Vertical | Solano | 2 | Onshore Wind Turbine | WT |  | S | X | X |  |  | 24 |  | 24 | 24 | 1 | N |  |  | OP | X | 6 | 2006 | 2006 |  |  | N | Electric Utility | Utility | Other | 1 | X | WND | Renewable | 24 | 0 | 1 | 0
Operable | 16534 | Sacramento Municipal Util Dist |  | 7526 | Solano Wind | CA | Vertical | Solano | 2B | Onshore Wind Turbine | WT |  | S | X | X |  |  | 63 |  | 63 | 63 | 1 | N |  |  | OP | X | 12 | 2007 | 2007 |  |  | N | Electric Utility | Utility | Other | 1 | X | WND | Renewable | 63 | 0 | 1 | 0
Operable | 16534 | Sacramento Municipal Util Dist |  | 7526 | Solano Wind | CA | Vertical | Solano | 3 | Onshore Wind Turbine | WT |  | W | X | X |  |  | 128 |  | 128 | 128 | 1 | N |  |  | OP | X | 4 | 2012 | 2012 |  |  | N | Electric Utility | Utility | Other | 1 | X | WND | Renewable | 128 | 0 | 1 | 0
Operable | 16534 | Sacramento Municipal Util Dist |  | 7527 | Carson Ice-Gen Project | CA | Vertical | Sacramento | 1 | Natural Gas Fired Combustion Turbine | GT |  | W | X | X |  |  | 54 | 0.9 | 41.2 | 41.2 | 20 | N |  |  | OP | X | 10 | 1995 | Pre-2000 |  |  | Y | Electric Utility | Utility | Other | 1 | T | NG | Non-Renewable | 0 | 54 | 0 | 1
Operable | 16534 | Sacramento Municipal Util Dist |  | 7527 | Carson Ice-Gen Project | CA | Vertical | Sacramento | 2 | Natural Gas Fired Combined Cycle | CA | CC1 | W | Y | X |  |  | 17.5 | 0.85 | 16.6 | 16.6 | 2 | N |  |  | OP | X | 10 | 1995 | Pre-2000 |  |  | Y | Electric Utility | Utility | Other | 1 | T | NG | Non-Renewable | 0 | 17.5 | 0 | 1
Operable | 16534 | Sacramento Municipal Util Dist |  | 7527 | Carson Ice-Gen Project | CA | Vertical | Sacramento | CCCT | Natural Gas Fired Combined Cycle | CT | CC1 | W | X | N |  |  | 54 | 0.9 | 51.2 | 51.2 | 21 | N |  |  | OP | X | 10 | 1995 | Pre-2000 |  |  | N | Electric Utility | Utility | Other | 1 | X | NG | Non-Renewable | 0 | 54 | 0 | 1 | OBG
Operable | 16534 | Sacramento Municipal Util Dist |  | 7551 | SCA Cogen 2 | CA | Vertical | Sacramento | CCST | Natural Gas Fired Combined Cycle | CA | CCC1 | W | Y | X |  |  | 49.8 | 0.9 | 37.6 | 37.6 | 4.5 | N |  |  | OP | X | 3 | 1997 | Pre-2000 |  |  | Y | Electric Utility | Utility | Other | 1 | T | NG | Non-Renewable | 0 | 49.8 | 0 | 1
Operable | 16534 | Sacramento Municipal Util Dist |  | 7551 | SCA Cogen 2 | CA | Vertical | Sacramento | CT1A | Natural Gas Fired Combined Cycle | CT | CCC1 | W | X | Y |  |  | 49.8 | 0.9 | 47.6 | 47.6 | 35 | N |  |  | OP | X | 5 | 1997 | Pre-2000 |  |  | Y | Electric Utility | Utility | Other | 1 | T | NG | Non-Renewable | 0 | 49.8 | 0 | 1
Operable | 16534 | Sacramento Municipal Util Dist |  | 7551 | SCA Cogen 2 | CA | Vertical | Sacramento | CT1B | Natural Gas Fired Combined Cycle | CT | CCC1 | W | X | Y |  |  | 49.8 | 0.9 | 47.6 | 47.6 | 35 | N |  |  | OP | X | 3 | 1997 | Pre-2000 |  |  | Y | Electric Utility | Utility | Other | 1 | T | NG | Non-Renewable | 0 | 49.8 | 0 | 1
Operable | 16534 | Sacramento Municipal Util Dist |  | 7551 | SCA Cogen 2 | CA | Vertical | Sacramento | CT1C | Natural Gas Fired Combustion Turbine | GT |  | W | X | X |  |  | 44 | 0.9 | 43.8 | 47.3 | 20 | N |  |  | OP | X | 4 | 2001 | 2001 |  |  | N | Electric Utility | Utility | Other | 1 | X | NG | Non-Renewable | 0 | 44 | 0 | 1
Operable | 16534 | Sacramento Municipal Util Dist |  | 7552 | SPA Cogen 3 | CA | Vertical | Sacramento | CCCT | Natural Gas Fired Combined Cycle | CT | CCC1 | W | X | Y |  |  | 118.7 | 0.9 | 119 | 111 | 55 | N |  |  | OP | X | 12 | 1997 | Pre-2000 |  |  | Y | Electric Utility | Utility | Other | 1 | T | NG | Non-Renewable | 0 | 118.7 | 0 | 1
Operable | 16534 | Sacramento Municipal Util Dist |  | 7552 | SPA Cogen 3 | CA | Vertical | Sacramento | CCST | Natural Gas Fired Combined Cycle | CA | CCC1 | W | Y | X |  |  | 55.2 | 0.85 | 59 | 53 | 36 | N |  |  | OP | X | 12 | 1997 | Pre-2000 |  |  | N | Electric Utility | Utility | Other | 1 | X | NG | Non-Renewable | 0 | 55.2 | 0 | 1
Operable | 16534 | Sacramento Municipal Util Dist |  | 55970 | Cosumnes | CA | Vertical | Sacramento | 1 | Natural Gas Fired Combined Cycle | CA | CCC1 | W | N | X |  |  | 190 | 0.85 | 171 | 178.6 | 160 | N |  |  | OP | X | 2 | 2006 | 2006 |  |  | N | Electric Utility | Utility | Other | 1 | X | NG | Non-Renewable | 0 | 190 | 0 | 1
Operable | 16534 | Sacramento Municipal Util Dist |  | 55970 | Cosumnes | CA | Vertical | Sacramento | 2 | Natural Gas Fired Combined Cycle | CT | CCC1 | W | X | Y |  |  | 196.8 | 0.85 | 185 | 202 | 160 | N |  |  | OP | X | 2 | 2006 | 2006 |  |  | N | Electric Utility | Utility | Other | 1 | X | NG | Non-Renewable | 0 | 196.8 | 0 | 1 | OBG
Operable | 16534 | Sacramento Municipal Util Dist |  | 55970 | Cosumnes | CA | Vertical | Sacramento | 3 | Natural Gas Fired Combined Cycle | CT | CCC1 | W | X | Y |  |  | 170 | 0.85 | 189 | 201 | 160 | N |  |  | OP | X | 2 | 2006 | 2006 |  |  | N | Electric Utility | Utility | Other | 1 | X | NG | Non-Renewable | 0 | 170 | 0 | 1
Operable | 56995 | Sacramento PV Energy, LLC |  | 57669 | SMUD at Grundman | CA | Vertical | Sacramento | PV1 | Solar Photovoltaic | PV |  | S | X | X |  |  | 17 |  | 18 | 17 |  | N |  |  | OP | X | 12 | 2011 | 2011 |  |  | N | IPP Non-CHP | IPP | IPP | 2 | X | SUN | Renewable | 17 | 0 | 1 | 0
Operable | 56995 | Sacramento PV Energy, LLC |  | 57670 | SMUD at Van Conett | CA | Vertical | Sacramento | PV1 | Solar Photovoltaic | PV |  | S | X | X |  |  | 2.9 |  | 2.9 | 2.9 |  | N |  |  | OP | X | 12 | 2011 | 2011 |  |  | N | IPP Non-CHP | IPP | IPP | 2 | X | SUN | Renewable | 2.9 | 0 | 1 | 0
Operable | 56995 | Sacramento PV Energy, LLC |  | 57671 | SMUD at Fleshman | CA | Vertical | Sacramento | PV1 | Solar Photovoltaic | PV |  | S | X | X |  |  | 2.9 |  | 2.9 | 2.9 |  | N |  |  | OP | X | 12 | 2011 | 2011 |  |  | N | IPP Non-CHP | IPP | IPP | 2 | X | SUN | Renewable | 2.9 | 0 | 1 | 0
Operable | 56995 | Sacramento PV Energy, LLC |  | 57753 | SMUD at Lawrence | CA | Vertical | Sacramento | PV1 | Solar Photovoltaic | PV |  | S | X | X |  |  | 1 |  | 1 | 1 |  | N |  |  | OP | X | 12 | 2011 | 2011 |  |  | N | IPP Non-CHP | IPP | IPP | 2 | X | SUN | Renewable | 1 | 0 | 1 | 0
Operable | 61641 | Sadiebrook Solar LLC |  | 62102 | Sadiebrook NC Solar | NC | Vertical | Bladen | PGRF1 | Solar Photovoltaic | PV |  | S | X | X |  |  | 5 |  | 5 | 5 |  | N |  |  | OP | X | 6 | 2018 | 2018 |  |  | N | IPP Non-CHP | IPP | IPP | 2 | X | SUN | Renewable | 5 | 0 | 1 | 0
Operable | 56989 | SAF Hydroelectric LLC |  | 57665 | SAF Hydroelectric LLC | MN | Vertical | Hennepin | 1 | Conventional Hydroelectric | HY |  | S | X | X |  |  | 0.6 | 0.8 | 0.6 | 0.6 | 0.3 | N |  |  | OP | X | 12 | 2011 | 2011 |  |  | N | IPP Non-CHP | IPP | IPP | 2 | X | WAT | Renewable | 0.6 | 0 | 1 | 0
Operable | 56989 | SAF Hydroelectric LLC |  | 57665 | SAF Hydroelectric LLC | MN | Vertical | Hennepin | 10 | Conventional Hydroelectric | HY |  | S | X | X |  |  | 0.6 | 0.8 | 0.6 | 0.6 | 0.3 | N |  |  | OS | X | 12 | 2011 | 2011 |  |  | N | IPP Non-CHP | IPP | IPP | 2 | X | WAT | Renewable | 0.6 | 0 | 1 | 0
Operable | 56989 | SAF Hydroelectric LLC |  | 57665 | SAF Hydroelectric LLC | MN | Vertical | Hennepin | 11 | Conventional Hydroelectric | HY |  | S | X | X |  |  | 0.6 | 0.8 | 0.6 | 0.6 | 0.3 | N |  |  | OP | X | 12 | 2011 | 2011 |  |  | N | IPP Non-CHP | IPP | IPP | 2 | X | WAT | Renewable | 0.6 | 0 | 1 | 0
Operable | 56989 | SAF Hydroelectric LLC |  | 57665 | SAF Hydroelectric LLC | MN | Vertical | Hennepin | 12 | Conventional Hydroelectric | HY |  | S | X | X |  |  | 0.6 | 0.8 | 0.6 | 0.6 | 0.3 | N |  |  | OP | X | 12 | 2011 | 2011 |  |  | N | IPP Non-CHP | IPP | IPP | 2 | X | WAT | Renewable | 0.6 | 0 | 1 | 0
Operable | 56989 | SAF Hydroelectric LLC |  | 57665 | SAF Hydroelectric LLC | MN | Vertical | Hennepin | 13 | Conventional Hydroelectric | HY |  | S | X | X |  |  | 0.6 | 0.8 | 0.6 | 0.6 | 0.3 | N |  |  | OP | X | 12 | 2011 | 2011 |  |  | N | IPP Non-CHP | IPP | IPP | 2 | X | WAT | Renewable | 0.6 | 0 | 1 | 0
Operable | 56989 | SAF Hydroelectric LLC |  | 57665 | SAF Hydroelectric LLC | MN | Vertical | Hennepin | 14 | Conventional Hydroelectric | HY |  | S | X | X |  |  | 0.6 | 0.8 | 0.6 | 0.6 | 0.3 | N |  |  | OP | X | 12 | 2011 | 2011 |  |  | N | IPP Non-CHP | IPP | IPP | 2 | X | WAT | Renewable | 0.6 | 0 | 1 | 0
Operable | 56989 | SAF Hydroelectric LLC |  | 57665 | SAF Hydroelectric LLC | MN | Vertical | Hennepin | 15 | Conventional Hydroelectric | HY |  | S | X | X |  |  | 0.6 | 0.8 | 0.6 | 0.6 | 0.3 | N |  |  | OP | X | 12 | 2011 | 2011 |  |  | N | IPP Non-CHP | IPP | IPP | 2 | X | WAT | Renewable | 0.6 | 0 | 1 | 0
Operable | 56989 | SAF Hydroelectric LLC |  | 57665 | SAF Hydroelectric LLC | MN | Vertical | Hennepin | 16 | Conventional Hydroelectric | HY |  | S | X | X |  |  | 0.6 | 0.8 | 0.6 | 0.6 | 0.3 | N |  |  | OP | X | 12 | 2011 | 2011 |  |  | N | IPP Non-CHP | IPP | IPP | 2 | X | WAT | Renewable | 0.6 | 0 | 1 | 0
Operable | 56989 | SAF Hydroelectric LLC |  | 57665 | SAF Hydroelectric LLC | MN | Vertical | Hennepin | 2 | Conventional Hydroelectric | HY |  | S | X | X |  |  | 0.6 | 0.8 | 0.6 | 0.6 | 0.3 | N |  |  | OA | X | 12 | 2011 | 2011 |  |  | N | IPP Non-CHP | IPP | IPP | 2 | X | WAT | Renewable | 0.6 | 0 | 1 | 0
Operable | 56989 | SAF Hydroelectric LLC |  | 57665 | SAF Hydroelectric LLC | MN | Vertical | Hennepin | 3 | Conventional Hydroelectric | HY |  | S | X | X |  |  | 0.6 | 0.8 | 0.6 | 0.6 | 0.3 | N |  |  | OP | X | 12 | 2011 | 2011 |  |  | N | IPP Non-CHP | IPP | IPP | 2 | X | WAT | Renewable | 0.6 | 0 | 1 | 0
Operable | 56989 | SAF Hydroelectric LLC |  | 57665 | SAF Hydroelectric LLC | MN | Vertical | Hennepin | 4 | Conventional Hydroelectric | HY |  | S | X | X |  |  | 0.6 | 0.8 | 0.6 | 0.6 | 0.3 | N |  |  | OS | X | 12 | 2011 | 2011 |  |  | N | IPP Non-CHP | IPP | IPP | 2 | X | WAT | Renewable | 0.6 | 0 | 1 | 0
Operable | 56989 | SAF Hydroelectric LLC |  | 57665 | SAF Hydroelectric LLC | MN | Vertical | Hennepin | 5 | Conventional Hydroelectric | HY |  | S | X | X |  |  | 0.6 | 0.8 | 0.6 | 0.6 | 0.3 | N |  |  | OP | X | 12 | 2011 | 2011 |  |  | N | IPP Non-CHP | IPP | IPP | 2 | X | WAT | Renewable | 0.6 | 0 | 1 | 0
Operable | 56989 | SAF Hydroelectric LLC |  | 57665 | SAF Hydroelectric LLC | MN | Vertical | Hennepin | 6 | Conventional Hydroelectric | HY |  | S | X | X |  |  | 0.6 | 0.8 | 0.6 | 0.6 | 0.3 | N |  |  | OA | X | 12 | 2011 | 2011 |  |  | N | IPP Non-CHP | IPP | IPP | 2 | X | WAT | Renewable | 0.6 | 0 | 1 | 0
Operable | 56989 | SAF Hydroelectric LLC |  | 57665 | SAF Hydroelectric LLC | MN | Vertical | Hennepin | 7 | Conventional Hydroelectric | HY |  | S | X | X |  |  | 0.6 | 0.8 | 0.6 | 0.6 | 0.3 | N |  |  | OP | X | 12 | 2011 | 2011 |  |  | N | IPP Non-CHP | IPP | IPP | 2 | X | WAT | Renewable | 0.6 | 0 | 1 | 0
Operable | 56989 | SAF Hydroelectric LLC |  | 57665 | SAF Hydroelectric LLC | MN | Vertical | Hennepin | 8 | Conventional Hydroelectric | HY |  | S | X | X |  |  | 0.6 | 0.8 | 0.6 | 0.6 | 0.3 | N |  |  | OP | X | 12 | 2011 | 2011 |  |  | N | IPP Non-CHP | IPP | IPP | 2 | X | WAT | Renewable | 0.6 | 0 | 1 | 0
Operable | 56989 | SAF Hydroelectric LLC |  | 57665 | SAF Hydroelectric LLC | MN | Vertical | Hennepin | 9 | Conventional Hydroelectric | HY |  | S | X | X |  |  | 0.6 | 0.8 | 0.6 | 0.6 | 0.3 | N |  |  | OP | X | 12 | 2011 | 2011 |  |  | N | IPP Non-CHP | IPP | IPP | 2 | X | WAT | Renewable | 0.6 | 0 | 1 | 0
Operable | 63640 | Safari Energy, LLC |  | 64275 | Bulloch Neville Farms | GA | Vertical | Bulloch | BNF | Solar Photovoltaic | PV |  | W | X | X |  |  | 2.7 |  | 2.7 | 2.7 |  | N |  |  | OP | X | 5 | 2020 | 2020 |  |  | N | IPP Non-CHP | IPP | IPP | 2 | X | SUN | Renewable | 2.7 | 0 | 1 | 0
Operable | 63640 | Safari Energy, LLC |  | 64276 | Franklin Milliken | GA | Vertical | Franklin | FM | Solar Photovoltaic | PV |  | W | X | X |  |  | 3 |  | 3 | 3 |  | N |  |  | OP | X | 4 | 2020 | 2020 |  |  | N | IPP Non-CHP | IPP | IPP | 2 | X | SUN | Renewable | 3 | 0 | 1 | 0
Operable | 63640 | Safari Energy, LLC |  | 64277 | Greene Durham | GA | Vertical | Greene | GD | Solar Photovoltaic | PV |  | W | X | X |  |  | 3 |  | 3 | 3 |  | N |  |  | OP | X | 6 | 2020 | 2020 |  |  | N | IPP Non-CHP | IPP | IPP | 2 | X | SUN | Renewable | 3 | 0 | 1 | 0
Operable | 63640 | Safari Energy, LLC |  | 64278 | Lowndes IDA | GA | Vertical | Lowndes | LIDA | Solar Photovoltaic | PV |  | W | X | X |  |  | 1.5 |  | 1.5 | 1.5 |  | N |  |  | OP | X | 4 | 2020 | 2020 |  |  | N | IPP Non-CHP | IPP | IPP | 2 | X | SUN | Renewable | 1.5 | 0 | 1 | 0
Operable | 63640 | Safari Energy, LLC |  | 64279 | Lowndes Tycor Farms | GA | Vertical | Lowndes | LTF | Solar Photovoltaic | PV |  | W | X | X |  |  | 2.3 |  | 2.3 | 2.3 |  | N |  |  | OP | X | 5 | 2020 | 2020 |  |  | N | IPP Non-CHP | IPP | IPP | 2 | X | SUN | Renewable | 2.3 | 0 | 1 | 0
Operable | 63640 | Safari Energy, LLC |  | 64280 | Meriwether Jackson | GA | Vertical | Meriwether | MJ | Solar Photovoltaic | PV |  | W | X | X |  |  | 3 |  | 3 | 3 |  | N |  |  | OP | X | 4 | 2020 | 2020 |  |  | N | IPP Non-CHP | IPP | IPP | 2 | X | SUN | Renewable | 3 | 0 | 1 | 0
Operable | 63640 | Safari Energy, LLC |  | 64281 | Murray Treadwell Farms | GA | Vertical | Murray | MTF | Solar Photovoltaic | PV |  | W | X | X |  |  | 3 |  | 3 | 3 |  | N |  |  | OP | X | 3 | 2020 | 2020 |  |  | N | IPP Non-CHP | IPP | IPP | 2 | X | SUN | Renewable | 3 | 0 | 1 | 0
Operable | 63640 | Safari Energy, LLC |  | 64282 | Putnam Erickson | GA | Vertical | Putnam | PE | Solar Photovoltaic | PV |  | W | X | X |  |  | 2.7 |  | 2.7 | 2.7 |  | N |  |  | OP | X | 3 | 2020 | 2020 |  |  | N | IPP Non-CHP | IPP | IPP | 2 | X | SUN | Renewable | 2.7 | 0 | 1 | 0
Operable | 63640 | Safari Energy, LLC |  | 64283 | Terrell Riles Stovall | GA | Vertical | Terrell | TRS | Solar Photovoltaic | PV |  | W | X | X |  |  | 1.7 |  | 1.7 | 1.7 |  | N |  |  | OP | X | 5 | 2020 | 2020 |  |  | N | IPP Non-CHP | IPP | IPP | 2 | X | SUN | Renewable | 1.7 | 0 | 1 | 0
Operable | 63640 | Safari Energy, LLC |  | 64284 | Troup RC50 II | GA | Vertical | Troup | TRC50 | Solar Photovoltaic | PV |  | W | X | X |  |  | 1.5 |  | 1.5 | 1.5 |  | N |  |  | OP | X | 4 | 2020 | 2020 |  |  | N | IPP Non-CHP | IPP | IPP | 2 | X | SUN | Renewable | 1.5 | 0 | 1 | 0
Operable | 63640 | Safari Energy, LLC |  | 64285 | Ware Avra I | GA | Vertical | Ware | WA1 | Solar Photovoltaic | PV |  | W | X | X |  |  | 3 |  | 3 | 3 |  | N |  |  | OP | X | 4 | 2020 | 2020 |  |  | N | IPP Non-CHP | IPP | IPP | 2 | X | SUN | Renewable | 3 | 0 | 1 | 0
Operable | 63640 | Safari Energy, LLC |  | 64286 | Ware Avra II | GA | Vertical | Ware | WA2 | Solar Photovoltaic | PV |  | W | X | X |  |  | 1.9 |  | 1.9 | 1.9 |  | N |  |  | OP | X | 4 | 2020 | 2020 |  |  | N | IPP Non-CHP | IPP | IPP | 2 | X | SUN | Renewable | 1.9 | 0 | 1 | 0
Operable | 63640 | Safari Energy, LLC |  | 65481 | Wilkinson DeFore | GA | Vertical | Wilkinson | WD | Solar Photovoltaic | PV |  | S | X | X |  |  | 3 |  | 3 | 3 |  | N |  |  | OP | X | 4 | 2020 | 2020 |  |  | N | IPP Non-CHP | IPP | IPP | 2 | X | SUN | Renewable | 3 | 0 | 1 | 0
Operable | 63640 | Safari Energy, LLC |  | 65994 | Polk County GA S1, LLC | GA | Vertical | Polk | 20066 | Solar Photovoltaic | PV |  | W | X | X |  |  | 3 |  | 3 | 3 | 3 | N |  |  | OP | X | 3 | 2023 | 2023 |  |  | N | IPP Non-CHP | IPP | IPP | 2 | X | SUN | Renewable | 3 | 0 | 1 | 0
Operable | 63640 | Safari Energy, LLC |  | 65995 | Reidsville Renewables, Inc. | GA | Vertical | Tattnall | 20052 | Solar Photovoltaic | PV |  | S | X | X |  |  | 3 |  | 3 | 3 | 3 | N |  |  | OP | X | 8 | 2023 | 2023 |  |  | N | IPP Non-CHP | IPP | IPP | 2 | X | SUN | Renewable | 3 | 0 | 1 | 0
Operable | 59364 | Safe Harbor |  | 3175 | Safe Harbor | PA | Restructured | Lancaster | 1 | Conventional Hydroelectric | HY |  | S | X | X | 50639 | 50639 | 33 | 1 | 33 | 33 | 10 | N |  |  | OP | X | 10 | 1940 | Pre-2000 |  |  | N | IPP Non-CHP | IPP | IPP | 2 | X | WAT | Renewable | 33 | 0 | 1 | 0
Operable | 59364 | Safe Harbor |  | 3175 | Safe Harbor | PA | Restructured | Lancaster | 10 | Conventional Hydroelectric | HY |  | S | X | X | 50636 | 50636 | 37.5 | 1 | 37.5 | 37.5 | 33 | N |  |  | OP | X | 6 | 1985 | Pre-2000 |  |  | N | IPP Non-CHP | IPP | IPP | 2 | X | WAT | Renewable | 37.5 | 0 | 1 | 0
Operable | 59364 | Safe Harbor |  | 3175 | Safe Harbor | PA | Restructured | Lancaster | 11 | Conventional Hydroelectric | HY |  | S | X | X | 50637 | 50637 | 37.5 | 1 | 37.5 | 37.5 | 33 | N |  |  | OP | X | 4 | 1986 | Pre-2000 |  |  | N | IPP Non-CHP | IPP | IPP | 2 | X | WAT | Renewable | 37.5 | 0 | 1 | 0
Operable | 59364 | Safe Harbor |  | 3175 | Safe Harbor | PA | Restructured | Lancaster | 12 | Conventional Hydroelectric | HY |  | S | X | X | 50638 | 50638 | 37.5 | 1 | 37.5 | 37.5 | 33 | N |  |  | OP | X | 9 | 1985 | Pre-2000 |  |  | N | IPP Non-CHP | IPP | IPP | 2 | X | WAT | Renewable | 37.5 | 0 | 1 | 0
Operable | 59364 | Safe Harbor |  | 3175 | Safe Harbor | PA | Restructured | Lancaster | 2 | Conventional Hydroelectric | HY |  | S | X | X | 50640 | 50640 | 33 | 1 | 33 | 33 | 10 | N |  |  | OP | X | 11 | 1934 | Pre-2000 |  |  | N | IPP Non-CHP | IPP | IPP | 2 | X | WAT | Renewable | 33 | 0 | 1 | 0
Operable | 59364 | Safe Harbor |  | 3175 | Safe Harbor | PA | Restructured | Lancaster | 3 | Conventional Hydroelectric | HY |  | S | X | X | 50641 | 50641 | 32 | 1 | 32 | 32 | 10 | N |  |  | OP | X | 12 | 1931 | Pre-2000 |  |  | N | IPP Non-CHP | IPP | IPP | 2 | X | WAT | Renewable | 32 | 0 | 1 | 0
Operable | 59364 | Safe Harbor |  | 3175 | Safe Harbor | PA | Restructured | Lancaster | 4 | Conventional Hydroelectric | HY |  | S | X | X | 50642 | 50642 | 32 | 1 | 32 | 32 | 10 | N |  |  | OP | X | 12 | 1931 | Pre-2000 |  |  | N | IPP Non-CHP | IPP | IPP | 2 | X | WAT | Renewable | 32 | 0 | 1 | 0
Operable | 59364 | Safe Harbor |  | 3175 | Safe Harbor | PA | Restructured | Lancaster | 41 | Conventional Hydroelectric | HY |  | S | X | X |  |  | 2 | 0.8 | 2 | 2 | 0 | N |  |  | OP | X | 12 | 1931 | Pre-2000 |  |  | N | IPP Non-CHP | IPP | IPP | 2 | X | WAT | Renewable | 2 | 0 | 1 | 0
Operable | 59364 | Safe Harbor |  | 3175 | Safe Harbor | PA | Restructured | Lancaster | 42 | Conventional Hydroelectric | HY |  | S | X | X |  |  | 2 | 0.8 | 2 | 2 | 0 | N |  |  | OP | X | 12 | 1931 | Pre-2000 |  |  | N | IPP Non-CHP | IPP | IPP | 2 | X | WAT | Renewable | 2 | 0 | 1 | 0
Operable | 59364 | Safe Harbor |  | 3175 | Safe Harbor | PA | Restructured | Lancaster | 5 | Conventional Hydroelectric | HY |  | S | X | X | 50643 | 50643 | 32 | 1 | 32 | 32 | 10 | N |  |  | OP | X | 1 | 1932 | Pre-2000 |  |  | N | IPP Non-CHP | IPP | IPP | 2 | X | WAT | Renewable | 32 | 0 | 1 | 0
Operable | 59364 | Safe Harbor |  | 3175 | Safe Harbor | PA | Restructured | Lancaster | 6 | Conventional Hydroelectric | HY |  | S | X | X | 50644 | 50644 | 32 | 1 | 32 | 32 | 10 | N |  |  | OP | X | 1 | 1932 | Pre-2000 |  |  | N | IPP Non-CHP | IPP | IPP | 2 | X | WAT | Renewable | 32 | 0 | 1 | 0
Operable | 59364 | Safe Harbor |  | 3175 | Safe Harbor | PA | Restructured | Lancaster | 7 | Conventional Hydroelectric | HY |  | S | X | X | 50645 | 50645 | 32 | 1 | 32 | 32 | 10 | N |  |  | OP | X | 10 | 1933 | Pre-2000 |  |  | N | IPP Non-CHP | IPP | IPP | 2 | X | WAT | Renewable | 32 | 0 | 1 | 0
Operable | 59364 | Safe Harbor |  | 3175 | Safe Harbor | PA | Restructured | Lancaster | 8 | Conventional Hydroelectric | HY |  | S | X | X | 50634 | 50634 | 37.5 | 1 | 37.5 | 37.5 | 33 | N |  |  | OP | X | 4 | 1985 | Pre-2000 |  |  | N | IPP Non-CHP | IPP | IPP | 2 | X | WAT | Renewable | 37.5 | 0 | 1 | 0
Operable | 59364 | Safe Harbor |  | 3175 | Safe Harbor | PA | Restructured | Lancaster | 9 | Conventional Hydroelectric | HY |  | S | X | X | 50635 | 50635 | 37.5 | 1 | 37.5 | 37.5 | 33 | N |  |  | OP | X | 2 | 1986 | Pre-2000 |  |  | N | IPP Non-CHP | IPP | IPP | 2 | X | WAT | Renewable | 37.5 | 0 | 1 | 0
Operable | 62113 | Sage Draw Wind, LLC |  | 62620 | Sage Draw Wind | TX | Restructured | Lynn | SD | Onshore Wind Turbine | WT |  | S | X | X |  |  | 338.4 |  | 338.4 | 338.4 | 0 | N |  |  | OP | X | 8 | 2021 | 2021 |  |  | N | IPP Non-CHP | IPP | IPP | 2 | X | WND | Renewable | 338.4 | 0 | 1 | 0
Operable | 56071 | Sagebrush Power Partners, LLC |  | 56858 | Sagebrush Power Partners | WA | Vertical | Kittitas | GEN1 | Onshore Wind Turbine | WT |  | S | X | X |  |  | 100.7 |  | 100.7 | 100.7 | 2 | N |  |  | OP | X | 11 | 2010 | 2010 |  |  | N | IPP Non-CHP | IPP | IPP | 2 | X | WND | Renewable | 100.7 | 0 | 1 | 0
Operable | 16553 | Saguaro Power Co |  | 54271 | Saguaro Power | NV | Vertical | Clark | CTG1 | Natural Gas Fired Combined Cycle | CT | CC1 | W | X | N |  |  | 45.1 | 0.85 | 36 | 38 | 33 | N |  |  | OP | X | 9 | 1991 | Pre-2000 | 12 | 2032 | Y | IPP CHP | IPP | IPP | 3 | T | NG | Non-Renewable | 0 | 45.1 | 0 | 1 | DFO
Operable | 16553 | Saguaro Power Co |  | 54271 | Saguaro Power | NV | Vertical | Clark | CTG2 | Natural Gas Fired Combined Cycle | CT | CC1 | W | X | N |  |  | 45.1 | 0.85 | 36 | 38 | 33 | N |  |  | OP | X | 9 | 1991 | Pre-2000 | 12 | 2032 | Y | IPP CHP | IPP | IPP | 3 | T | NG | Non-Renewable | 0 | 45.1 | 0 | 1 | DFO
Operable | 16553 | Saguaro Power Co |  | 54271 | Saguaro Power | NV | Vertical | Clark | STG | Natural Gas Fired Combined Cycle | CA | CC1 | W | Y | X |  |  | 37 | 0.85 | 29 | 29 | 22 | N |  |  | OP | X | 9 | 1991 | Pre-2000 | 12 | 2032 | Y | IPP CHP | IPP | IPP | 3 | B | NG | Non-Renewable | 0 | 37 | 0 | 1
Operable | 16578 | Saint Agnes Medical Center |  | 54800 | Saint Agnes Medical Center | CA | Vertical | Fresno | 9911 | Natural Gas Fired Combustion Turbine | GT |  | S | X | X |  |  | 3.5 | 0.8 | 2.7 | 2.2 | 1.8 | N |  |  | OP | X | 5 | 2001 | 2001 |  |  | Y | Commercial CHP | Customer Sited | Other | 5 | T | NG | Non-Renewable | 0 | 3.5 | 0 | 1
Operable | 16578 | Saint Agnes Medical Center |  | 54800 | Saint Agnes Medical Center | CA | Vertical | Fresno | 9929 | Natural Gas Fired Combustion Turbine | GT |  | S | X | X |  |  | 3.5 | 0.8 | 2.7 | 2.2 | 1.8 | N |  |  | OP | X | 12 | 2001 | 2001 |  |  | Y | Commercial CHP | Customer Sited | Other | 5 | T | NG | Non-Renewable | 0 | 3.5 | 0 | 1
Operable | 61577 | Saint Catherine of Siena Medical Center |  | 62003 | Saint Catherine of Siena Medical Center | NY | Restructured | Suffolk | 5FPX4 | Petroleum Liquids | IC |  | S | X | X |  |  | 0.8 | 0.8 | 0.4 | 0.4 | 0.1 | N |  |  | SB | N | 1 | 1972 | Pre-2000 |  |  | N | Commercial Non-CHP | Customer Sited | Other | 4 | X | DFO | Non-Renewable | 0 | 0.8 | 0 | 1
Operable | 61577 | Saint Catherine of Siena Medical Center |  | 62003 | Saint Catherine of Siena Medical Center | NY | Restructured | Suffolk | 855G3 | Petroleum Liquids | IC |  | S | X | X |  |  | 0.4 | 0.8 | 0.4 | 0.4 | 0 | N |  |  | SB | N | 1 | 2002 | 2002 |  |  | N | Commercial Non-CHP | Customer Sited | Other | 4 | X | DFO | Non-Renewable | 0 | 0.4 | 0 | 1
Operable | 61577 | Saint Catherine of Siena Medical Center |  | 62003 | Saint Catherine of Siena Medical Center | NY | Restructured | Suffolk | D400F | Petroleum Liquids | IC |  | S | X | X |  |  | 0.4 | 0.8 | 0.4 | 0.4 | 0 | N |  |  | SB | N | 1 | 1997 | Pre-2000 |  |  | N | Commercial Non-CHP | Customer Sited | Other | 4 | X | DFO | Non-Renewable | 0 | 0.4 | 0 | 1
Operable | 61577 | Saint Catherine of Siena Medical Center |  | 62003 | Saint Catherine of Siena Medical Center | NY | Restructured | Suffolk | DFG65 | Petroleum Liquids | IC |  | S | X | X |  |  | 0.2 | 0.8 | 0.2 | 0.2 | 0 | N |  |  | SB | N | 1 | 2001 | 2001 |  |  | N | Commercial Non-CHP | Customer Sited | Other | 4 | X | DFO | Non-Renewable | 0 | 0.2 | 0 | 1
Operable | 61577 | Saint Catherine of Siena Medical Center |  | 62003 | Saint Catherine of Siena Medical Center | NY | Restructured | Suffolk | E4486 | Petroleum Liquids | IC |  | S | X | X |  |  | 0.4 | 0.8 | 0.4 | 0.4 | 0 | N |  |  | SB | N | 1 | 2002 | 2002 |  |  | N | Commercial Non-CHP | Customer Sited | Other | 4 | X | DFO | Non-Renewable | 0 | 0.4 | 0 | 1
Operable | 65727 | Saint Energy Storage II LLC |  | 66716 | Saint Energy Storage II LLC | AZ | Vertical | Pinal | SB123 | Batteries | BA |  | S | X | X |  |  | 100 |  | 100 | 100 |  | N |  |  | OP | X | 9 | 2023 | 2023 |  |  | N | IPP Non-CHP | IPP | IPP | 2 | X | MWH | Other | 0 | 0 | 0 | 0
Operable | 39245 | Saint John's Health Center |  | 50610 | Saint Johns Health Center | CA | Vertical | Los Angeles | 1 | Natural Gas Fired Combustion Turbine | GT |  | S | X | X |  |  | 1.2 | 0.8 | 1 | 1.1 | 0.4 | N |  |  | OP | X | 2 | 1992 | Pre-2000 |  |  | Y | Commercial CHP | Customer Sited | Other | 5 | T | NG | Non-Renewable | 0 | 1.2 | 0 | 1
Operable | 63210 | Saint Solar LLC |  | 63476 | Saint Solar | AZ | Vertical | Pinal | SAINT | Solar Photovoltaic | PV |  | S | X | X |  |  | 100 |  | 100 | 100 |  | N |  |  | OP | X | 1 | 2021 | 2021 |  |  | N | IPP Non-CHP | IPP | IPP | 2 | X | SUN | Renewable | 100 | 0 | 1 | 0
Operable | 22331 | Salem Energy Systems LLC |  | 54984 | Salem Energy Systems LLC | NC | Vertical | Forsyth | UNT2 | Landfill Gas | GT |  | S | X | X | n/a | n/a | 4.5 | 0.8 | 3.3 | 3.6 | 1.1 | N |  |  | OP | X | 11 | 2017 | 2017 |  |  | N | IPP Non-CHP | IPP | IPP | 2 | X | LFG | Renewable | 4.5 | 0 | 1 | 0
Operable | 59928 | Salem Harbor Power Development LP |  | 60903 | Salem Harbor Power Development LP | MA | Restructured | Essex | 1 | Natural Gas Fired Combined Cycle | CA | 1 | S | Y | X | 48695 | 48695 | 158.4 | 0.85 | 337.8 | 352.6 | 140 | N |  |  | OP | X | 5 | 2018 | 2018 |  |  | N | IPP Non-CHP | IPP | IPP | 2 | X | NG | Non-Renewable | 0 | 158.4 | 0 | 1
Operable | 59928 | Salem Harbor Power Development LP |  | 60903 | Salem Harbor Power Development LP | MA | Restructured | Essex | 2 | Natural Gas Fired Combined Cycle | CA | 2 | S | Y | X | 48696 | 48696 | 158.4 | 0.85 | 337.2 | 357.8 | 140 | N |  |  | OP | X | 5 | 2018 | 2018 |  |  | N | IPP Non-CHP | IPP | IPP | 2 | X | NG | Non-Renewable | 0 | 158.4 | 0 | 1
Operable | 59928 | Salem Harbor Power Development LP |  | 60903 | Salem Harbor Power Development LP | MA | Restructured | Essex | 3 | Natural Gas Fired Combined Cycle | CT | 1 | S | X | N | 48695 | 48695 | 240.7 | 0.85 |  |  |  | N |  |  | OP | X | 5 | 2018 | 2018 |  |  | N | IPP Non-CHP | IPP | IPP | 2 | X | NG | Non-Renewable | 0 | 240.7 | 0 | 1
Operable | 59928 | Salem Harbor Power Development LP |  | 60903 | Salem Harbor Power Development LP | MA | Restructured | Essex | 4 | Natural Gas Fired Combined Cycle | CT | 2 | S | X | N | 48696 | 48696 | 240.7 | 0.85 |  |  |  | N |  |  | OP | X | 5 | 2018 | 2018 |  |  | N | IPP Non-CHP | IPP | IPP | 2 | X | NG | Non-Renewable | 0 | 240.7 | 0 | 1
Operable | 16506 | Salinas River Cogeneration Co |  | 50865 | Salinas River Cogeneration | CA | Vertical | Monterey | K100 | Natural Gas Fired Combustion Turbine | GT |  | S | X | X |  |  | 38.9 | 1 | 33 | 35 | 30 | N |  |  | OP | X | 11 | 1991 | Pre-2000 |  |  | Y | IPP CHP | IPP | IPP | 3 | T | NG | Non-Renewable | 0 | 38.9 | 0 | 1
Operable | 66081 | Salka Cabazon Wind LLC |  | 50552 | Salka Cabazon Wind | CA | Vertical | Riverside | WGNS | Onshore Wind Turbine | WT |  | S | X | X |  |  | 38.9 |  | 38.9 | 38.9 | 2 | N |  |  | OP | X | 1 | 1999 | Pre-2000 |  |  | N | IPP Non-CHP | IPP | IPP | 2 | X | WND | Renewable | 38.9 | 0 | 1 | 0
Operable | 64607 | Salt City Solar LLC |  | 65302 | Salt City Solar Project - Hybrid | OH | Restructured | Ross | SOLAR | Solar Photovoltaic | PV |  | S | X | X |  |  | 49.9 | 0.95 | 49.9 | 49.9 | 0 | N |  |  | OP | X | 5 | 2023 | 2023 |  |  | N | IPP Non-CHP | IPP | IPP | 2 | X | SUN | Renewable | 49.9 | 0 | 1 | 0
Operable | 16572 | Salt River Project |  | 100 | South Consolidated | AZ | Vertical | Maricopa | SC1 | Conventional Hydroelectric | HY |  | S | X | X |  |  | 1.4 | 0.9 | 1.4 | 1.4 | 0.1 | N |  |  | OP | X | 9 | 1981 | Pre-2000 |  |  | N | Electric Utility | Utility | Other | 1 | X | WAT | Renewable | 1.4 | 0 | 1 | 0
Operable | 16572 | Salt River Project |  | 141 | Agua Fria | AZ | Vertical | Maricopa | AF1 | Natural Gas Steam Turbine | ST |  | S | X | X |  |  | 113.6 | 0.85 | 113 | 113 | 45 | N |  |  | OP | X | 1 | 1958 | Pre-2000 |  |  | N | Electric Utility | Utility | Other | 1 | X | NG | Non-Renewable | 0 | 113.6 | 0 | 1 | DFO
Operable | 16572 | Salt River Project |  | 141 | Agua Fria | AZ | Vertical | Maricopa | AF2 | Natural Gas Steam Turbine | ST |  | S | X | X |  |  | 113.6 | 0.85 | 113 | 113 | 45 | N |  |  | OP | X | 4 | 1957 | Pre-2000 |  |  | N | Electric Utility | Utility | Other | 1 | X | NG | Non-Renewable | 0 | 113.6 | 0 | 1 | DFO
Operable | 16572 | Salt River Project |  | 141 | Agua Fria | AZ | Vertical | Maricopa | AF3 | Petroleum Liquids | ST |  | S | X | X |  |  | 163.2 | 0.85 | 181 | 184 | 63 | N |  |  | OP | X | 4 | 1961 | Pre-2000 |  |  | N | Electric Utility | Utility | Other | 1 | X | DFO | Non-Renewable | 0 | 163.2 | 0 | 1
Operable | 16572 | Salt River Project |  | 141 | Agua Fria | AZ | Vertical | Maricopa | AF4 | Natural Gas Fired Combustion Turbine | GT |  | S | X | X |  |  | 80.5 | 0.9 | 73 | 87 | 73 | N |  |  | OP | X | 5 | 1975 | Pre-2000 |  |  | N | Electric Utility | Utility | Other | 1 | X | NG | Non-Renewable | 0 | 80.5 | 0 | 1 | DFO
Operable | 16572 | Salt River Project |  | 141 | Agua Fria | AZ | Vertical | Maricopa | AF5 | Natural Gas Fired Combustion Turbine | GT |  | S | X | X |  |  | 71.2 | 0.9 | 73 | 82 | 73 | N |  |  | OP | X | 7 | 1974 | Pre-2000 |  |  | N | Electric Utility | Utility | Other | 1 | X | NG | Non-Renewable | 0 | 71.2 | 0 | 1 | DFO
Operable | 16572 | Salt River Project |  | 141 | Agua Fria | AZ | Vertical | Maricopa | AF6 | Natural Gas Fired Combustion Turbine | GT |  | S | X | X |  |  | 71.2 | 0.9 | 73 | 82 | 73 | N |  |  | OP | X | 7 | 1974 | Pre-2000 |  |  | N | Electric Utility | Utility | Other | 1 | X | NG | Non-Renewable | 0 | 71.2 | 0 | 1 | DFO
Operable | 16572 | Salt River Project |  | 141 | Agua Fria | AZ | Vertical | Maricopa | AF7 | Natural Gas Fired Combustion Turbine | GT |  | S | X | X |  |  | 49.5 | 0.85 | 45 | 49.5 | 23 | N |  |  | OP | X | 8 | 2022 | 2022 |  |  | N | Electric Utility | Utility | Other | 1 | X | NG | Non-Renewable | 0 | 49.5 | 0 | 1
Operable | 16572 | Salt River Project |  | 141 | Agua Fria | AZ | Vertical | Maricopa | AF8 | Natural Gas Fired Combustion Turbine | GT |  | S | X | X |  |  | 49.5 | 0.85 | 45 | 49.5 | 23 | N |  |  | OP | X | 8 | 2022 | 2022 |  |  | N | Electric Utility | Utility | Other | 1 | X | NG | Non-Renewable | 0 | 49.5 | 0 | 1
Operable | 16572 | Salt River Project |  | 141 | Agua Fria | AZ | Vertical | Maricopa | AFSB1 | Batteries | BA |  | S | X | X |  |  | 25 |  | 25 | 25 | 25 | N |  |  | OP | X | 9 | 2021 | 2021 |  |  | N | Electric Utility | Utility | Other | 1 | X | MWH | Other | 0 | 0 | 0 | 0
Operable | 16572 | Salt River Project |  | 141 | Agua Fria | AZ | Vertical | Maricopa | PV-3 | Solar Photovoltaic | PV |  | S | X | X |  |  | 0.2 |  | 0.2 | 0.2 | 0.2 | N |  |  | OP | X | 6 | 2001 | 2001 |  |  | N | Electric Utility | Utility | Other | 1 | X | SUN | Renewable | 0.2 | 0 | 1 | 0
Operable | 16572 | Salt River Project |  | 143 | Crosscut | AZ | Vertical | Maricopa | CC5 | Conventional Hydroelectric | HY |  | S | X | X |  |  | 3 | 0.9 | 3 | 3 | 0.1 | N |  |  | OS | X | 7 | 1939 | Pre-2000 |  |  | N | Electric Utility | Utility | Other | 1 | X | WAT | Renewable | 3 | 0 | 1 | 0
Operable | 16572 | Salt River Project |  | 145 | Horse Mesa | AZ | Vertical | Maricopa | HM1 | Conventional Hydroelectric | HY |  | S | X | X |  |  | 9.9 | 0.9 | 10 | 10 | 3 | N |  |  | OP | X | 4 | 1927 | Pre-2000 |  |  | N | Electric Utility | Utility | Other | 1 | X | WAT | Renewable | 9.9 | 0 | 1 | 0
Operable | 16572 | Salt River Project |  | 145 | Horse Mesa | AZ | Vertical | Maricopa | HM2 | Conventional Hydroelectric | HY |  | S | X | X |  |  | 9.9 | 0.9 | 10 | 10 | 3 | N |  |  | OP | X | 4 | 1927 | Pre-2000 |  |  | N | Electric Utility | Utility | Other | 1 | X | WAT | Renewable | 9.9 | 0 | 1 | 0
Operable | 16572 | Salt River Project |  | 145 | Horse Mesa | AZ | Vertical | Maricopa | HM3 | Conventional Hydroelectric | HY |  | S | X | X |  |  | 9.9 | 0.9 | 11 | 11 | 3 | N |  |  | OP | X | 4 | 1927 | Pre-2000 |  |  | N | Electric Utility | Utility | Other | 1 | X | WAT | Renewable | 9.9 | 0 | 1 | 0
Operable | 16572 | Salt River Project |  | 145 | Horse Mesa | AZ | Vertical | Maricopa | HM4 | Hydroelectric Pumped Storage | PS |  | S | X | X |  |  | 99.8 | 0.9 | 119 | 119 | 80 | N |  |  | OP | X | 6 | 1927 | Pre-2000 |  |  | N | Electric Utility | Utility | Other | 1 | X | WAT | Renewable | 99.8 | 0 | 1 | 0
Operable | 16572 | Salt River Project |  | 147 | Kyrene | AZ | Vertical | Maricopa | KY1 | Natural Gas Steam Turbine | ST |  | S | X | X |  |  | 34.5 | 0.85 | 34 | 34 | 4 | N |  |  | OS | X | 7 | 1952 | Pre-2000 |  |  | N | Electric Utility | Utility | Other | 1 | X | NG | Non-Renewable | 0 | 34.5 | 0 | 1 | DFO
Operable | 16572 | Salt River Project |  | 147 | Kyrene | AZ | Vertical | Maricopa | KY2 | Natural Gas Steam Turbine | ST |  | S | X | X |  |  | 73.5 | 0.85 | 72 | 72 | 4 | N |  |  | OS | X | 6 | 1954 | Pre-2000 |  |  | N | Electric Utility | Utility | Other | 1 | X | NG | Non-Renewable | 0 | 73.5 | 0 | 1 | DFO
Operable | 16572 | Salt River Project |  | 147 | Kyrene | AZ | Vertical | Maricopa | KY4 | Natural Gas Fired Combustion Turbine | GT |  | S | X | X |  |  | 53.1 | 0.85 | 59 | 62.5 | 6 | N |  |  | OP | X | 12 | 1971 | Pre-2000 |  |  | N | Electric Utility | Utility | Other | 1 | X | NG | Non-Renewable | 0 | 53.1 | 0 | 1 | DFO
Operable | 16572 | Salt River Project |  | 147 | Kyrene | AZ | Vertical | Maricopa | KY5 | Natural Gas Fired Combustion Turbine | GT |  | S | X | X |  |  | 60.3 | 0.9 | 53 | 62 | 6 | N |  |  | OP | X | 7 | 1973 | Pre-2000 |  |  | N | Electric Utility | Utility | Other | 1 | X | NG | Non-Renewable | 0 | 60.3 | 0 | 1 | DFO
Operable | 16572 | Salt River Project |  | 147 | Kyrene | AZ | Vertical | Maricopa | KY6 | Natural Gas Fired Combustion Turbine | GT |  | S | X | X |  |  | 60.3 | 0.9 | 53 | 62 | 6 | N |  |  | OP | X | 6 | 1973 | Pre-2000 |  |  | N | Electric Utility | Utility | Other | 1 | X | NG | Non-Renewable | 0 | 60.3 | 0 | 1 | DFO
Operable | 16572 | Salt River Project |  | 147 | Kyrene | AZ | Vertical | Maricopa | KY7 | Natural Gas Fired Combined Cycle | CT | KYS7 | S | X | N |  |  | 170 | 0.85 | 148 | 167 | 90 | N |  |  | OP | X | 10 | 2002 | 2002 |  |  | N | Electric Utility | Utility | Other | 1 | X | NG | Non-Renewable | 0 | 170 | 0 | 1
Operable | 16572 | Salt River Project |  | 147 | Kyrene | AZ | Vertical | Maricopa | KY7A | Natural Gas Fired Combined Cycle | CA | KYS7 | S | Y | X |  |  | 122 | 0.85 | 106 | 110 | 90 | N |  |  | OP | X | 10 | 2002 | 2002 |  |  | N | Electric Utility | Utility | Other | 1 | X | NG | Non-Renewable | 0 | 122 | 0 | 1
Operable | 16572 | Salt River Project |  | 148 | Mormon Flat | AZ | Vertical | Maricopa | MF1 | Conventional Hydroelectric | HY |  | S | X | X |  |  | 9.2 | 0.9 | 11.5 | 11.5 | 8 | N |  |  | OP | X | 5 | 1926 | Pre-2000 |  |  | N | Electric Utility | Utility | Other | 1 | X | WAT | Renewable | 9.2 | 0 | 1 | 0
Operable | 16572 | Salt River Project |  | 148 | Mormon Flat | AZ | Vertical | Maricopa | MF2 | Hydroelectric Pumped Storage | PS |  | S | X | X |  |  | 54.3 | 0.9 | 57.3 | 57.3 | 10 | N |  |  | OP | X | 6 | 1971 | Pre-2000 |  |  | N | Electric Utility | Utility | Other | 1 | X | WAT | Renewable | 54.3 | 0 | 1 | 0
Operable | 16572 | Salt River Project |  | 149 | Roosevelt | AZ | Vertical | Maricopa | ROOS | Conventional Hydroelectric | HY |  | S | X | X |  |  | 36 | 0.9 | 36 | 36 | 10 | N |  |  | OP | X | 3 | 1973 | Pre-2000 |  |  | N | Electric Utility | Utility | Other | 1 | X | WAT | Renewable | 36 | 0 | 1 | 0
Operable | 16572 | Salt River Project |  | 150 | Stewart Mountain | AZ | Vertical | Maricopa | SM | Conventional Hydroelectric | HY |  | S | X | X |  |  | 13 | 0.8 | 13 | 13 | 0.1 | N |  |  | OP | X | 3 | 1930 | Pre-2000 |  |  | N | Electric Utility | Utility | Other | 1 | X | WAT | Renewable | 13 | 0 | 1 | 0
Operable | 16572 | Salt River Project |  | 6177 | Coronado | AZ | Vertical | Apache | CO1 | Conventional Steam Coal | ST |  | S | X | X |  |  | 410.9 | 0.9 | 380 | 380 | 50 | N |  |  | OP | X | 12 | 1979 | Pre-2000 | 12 | 2032 | N | Electric Utility | Utility | Other | 1 | X | SUB | Non-Renewable | 0 | 410.9 | 0 | 1
Operable | 16572 | Salt River Project |  | 6177 | Coronado | AZ | Vertical | Apache | CO2 | Conventional Steam Coal | ST |  | S | X | X |  |  | 410.9 | 0.9 | 382 | 382 | 170 | N |  |  | OP | X | 10 | 1980 | Pre-2000 | 12 | 2032 | N | Electric Utility | Utility | Other | 1 | X | SUB | Non-Renewable | 0 | 410.9 | 0 | 1
Operable | 16572 | Salt River Project |  | 8068 | Santan | AZ | Vertical | Maricopa | ST1 | Natural Gas Fired Combined Cycle | CS |  | S | N | N |  |  | 103.5 | 0.9 | 92 | 103.5 | 80 | N |  |  | OP | X | 10 | 1974 | Pre-2000 |  |  | N | Electric Utility | Utility | Other | 1 | X | NG | Non-Renewable | 0 | 103.5 | 0 | 1
Operable | 16572 | Salt River Project |  | 8068 | Santan | AZ | Vertical | Maricopa | ST2 | Natural Gas Fired Combined Cycle | CS |  | S | N | N |  |  | 103.5 | 0.9 | 92 | 103.5 | 80 | N |  |  | OP | X | 12 | 1974 | Pre-2000 |  |  | N | Electric Utility | Utility | Other | 1 | X | NG | Non-Renewable | 0 | 103.5 | 0 | 1
Operable | 16572 | Salt River Project |  | 8068 | Santan | AZ | Vertical | Maricopa | ST3 | Natural Gas Fired Combined Cycle | CS |  | S | N | N |  |  | 103.5 | 0.9 | 92 | 103.5 | 80 | N |  |  | OP | X | 10 | 1974 | Pre-2000 |  |  | N | Electric Utility | Utility | Other | 1 | X | NG | Non-Renewable | 0 | 103.5 | 0 | 1
Operable | 16572 | Salt River Project |  | 8068 | Santan | AZ | Vertical | Maricopa | ST4 | Natural Gas Fired Combined Cycle | CS |  | S | N | N |  |  | 103.5 | 0.9 | 92 | 103.5 | 80 | N |  |  | OP | X | 5 | 1975 | Pre-2000 |  |  | N | Electric Utility | Utility | Other | 1 | X | NG | Non-Renewable | 0 | 103.5 | 0 | 1
Operable | 16572 | Salt River Project |  | 8068 | Santan | AZ | Vertical | Maricopa | ST5A | Natural Gas Fired Combined Cycle | CT | STS5 | S | X | Y |  |  | 153.8 | 0.85 | 141 | 150 | 90 | Y | 3 | 2023 | OP | X | 4 | 2005 | 2005 |  |  | N | Electric Utility | Utility | Other | 1 | X | NG | Non-Renewable | 0 | 153.8 | 0 | 1
Operable | 16572 | Salt River Project |  | 8068 | Santan | AZ | Vertical | Maricopa | ST5B | Natural Gas Fired Combined Cycle | CT | STS5 | S | X | Y |  |  | 153.8 | 0.85 | 141 | 150 | 90 | Y | 3 | 2023 | OP | X | 4 | 2005 | 2005 |  |  | N | Electric Utility | Utility | Other | 1 | X | NG | Non-Renewable | 0 | 153.8 | 0 | 1
Operable | 16572 | Salt River Project |  | 8068 | Santan | AZ | Vertical | Maricopa | ST5S | Natural Gas Fired Combined Cycle | CA | STS5 | S | Y | X |  |  | 314.5 | 0.85 | 280 | 318 | 60 | Y | 3 | 2023 | OP | X | 4 | 2005 | 2005 |  |  | N | Electric Utility | Utility | Other | 1 | X | NG | Non-Renewable | 0 | 314.5 | 0 | 1
Operable | 16572 | Salt River Project |  | 8068 | Santan | AZ | Vertical | Maricopa | ST6A | Natural Gas Fired Combined Cycle | CT | STS6 | S | X | Y |  |  | 153.8 | 0.85 | 171 | 186 | 90 | N |  |  | OP | X | 3 | 2006 | 2006 |  |  | N | Electric Utility | Utility | Other | 1 | X | NG | Non-Renewable | 0 | 153.8 | 0 | 1
Operable | 16572 | Salt River Project |  | 8068 | Santan | AZ | Vertical | Maricopa | ST6S | Natural Gas Fired Combined Cycle | CA | STS6 | S | Y | X |  |  | 136.1 | 0.85 | 131 | 140 | 45 | N |  |  | OP | X | 3 | 2006 | 2006 |  |  | N | Electric Utility | Utility | Other | 1 | X | NG | Non-Renewable | 0 | 136.1 | 0 | 1
Operable | 16572 | Salt River Project |  | 55129 | Desert Basin | AZ | Vertical | Pinal | CTG1 | Natural Gas Fired Combined Cycle | CT | STG3 | S | X | Y |  |  | 187 | 0.85 | 182 | 196 | 100 | N |  |  | OA | X | 10 | 2001 | 2001 |  |  | N | Electric Utility | Utility | Other | 1 | X | NG | Non-Renewable | 0 | 187 | 0 | 1
Operable | 16572 | Salt River Project |  | 55129 | Desert Basin | AZ | Vertical | Pinal | CTG2 | Natural Gas Fired Combined Cycle | CT | STG3 | S | X | Y |  |  | 187 | 0.85 | 182 | 196 | 100 | N |  |  | OP | X | 10 | 2001 | 2001 |  |  | N | Electric Utility | Utility | Other | 1 | X | NG | Non-Renewable | 0 | 187 | 0 | 1
Operable | 16572 | Salt River Project |  | 55129 | Desert Basin | AZ | Vertical | Pinal | CTG4 | Natural Gas Fired Combustion Turbine | GT |  | S | X | X |  |  | 49.5 | 0.85 | 43.4 | 47.7 | 22 | N |  |  | OP | X | 9 | 2022 | 2022 |  |  | N | Electric Utility | Utility | Other | 1 | X | NG | Non-Renewable | 0 | 49.5 | 0 | 1
Operable | 16572 | Salt River Project |  | 55129 | Desert Basin | AZ | Vertical | Pinal | CTG5 | Natural Gas Fired Combustion Turbine | GT |  | S | X | X |  |  | 49.5 | 0.85 | 43.4 | 47.7 | 22 | N |  |  | OP | X | 9 | 2022 | 2022 |  |  | N | Electric Utility | Utility | Other | 1 | X | NG | Non-Renewable | 0 | 49.5 | 0 | 1
Operable | 16572 | Salt River Project |  | 55129 | Desert Basin | AZ | Vertical | Pinal | STG | Natural Gas Fired Combined Cycle | CA | STG3 | S | Y | X |  |  | 272.1 | 0.85 | 253 | 269 | 70 | N |  |  | OA | X | 10 | 2001 | 2001 |  |  | N | Electric Utility | Utility | Other | 1 | X | NG | Non-Renewable | 0 | 272.1 | 0 | 1
Operable | 16572 | Salt River Project |  | 55306 | Gila River Power Block 4 | AZ | Vertical | Maricopa | CTG7 | Natural Gas Fired Combined Cycle | CT | BL04 | S | X | N |  |  | 174 | 0.85 | 164 | 184 | 70 | N |  |  | OP | X | 5 | 2003 | 2003 |  |  | N | Electric Utility | Utility | Other | 1 | X | NG | Non-Renewable | 0 | 174 | 0 | 1
Operable | 16572 | Salt River Project |  | 55306 | Gila River Power Block 4 | AZ | Vertical | Maricopa | CTG8 | Natural Gas Fired Combined Cycle | CT | BL04 | S | X | N |  |  | 174 | 0.85 | 164 | 184 | 70 | N |  |  | OP | X | 5 | 2003 | 2003 |  |  | N | Electric Utility | Utility | Other | 1 | X | NG | Non-Renewable | 0 | 174 | 0 | 1
Operable | 16572 | Salt River Project |  | 55306 | Gila River Power Block 4 | AZ | Vertical | Maricopa | ST12 | Natural Gas Fired Combined Cycle | CA | BL04 | S | Y | X |  |  | 271 | 0.85 | 242 | 249 | 70 | N |  |  | OP | X | 6 | 2003 | 2003 |  |  | N | Electric Utility | Utility | Other | 1 | X | NG | Non-Renewable | 0 | 271 | 0 | 1
Operable | 16572 | Salt River Project |  | 56948 | Coolidge Generation Station | AZ | Vertical | Pinal | 1 | Natural Gas Fired Combustion Turbine | GT |  | S | X | X |  |  | 60.5 | 0.85 | 43.4 | 47.7 | 22 | N |  |  | OA | X | 5 | 2011 | 2011 |  |  | N | Electric Utility | Utility | Other | 1 | X | NG | Non-Renewable | 0 | 60.5 | 0 | 1
Operable | 16572 | Salt River Project |  | 56948 | Coolidge Generation Station | AZ | Vertical | Pinal | 10 | Natural Gas Fired Combustion Turbine | GT |  | S | X | X |  |  | 60.5 | 0.85 | 43.4 | 47.7 | 22 | N |  |  | OP | X | 5 | 2011 | 2011 |  |  | N | Electric Utility | Utility | Other | 1 | X | NG | Non-Renewable | 0 | 60.5 | 0 | 1
Operable | 16572 | Salt River Project |  | 56948 | Coolidge Generation Station | AZ | Vertical | Pinal | 11 | Natural Gas Fired Combustion Turbine | GT |  | S | X | X |  |  | 60.5 | 0.85 | 43.4 | 47.7 | 22 | N |  |  | OP | X | 5 | 2011 | 2011 |  |  | N | Electric Utility | Utility | Other | 1 | X | NG | Non-Renewable | 0 | 60.5 | 0 | 1
Operable | 16572 | Salt River Project |  | 56948 | Coolidge Generation Station | AZ | Vertical | Pinal | 12 | Natural Gas Fired Combustion Turbine | GT |  | S | X | X |  |  | 60.5 | 0.85 | 43.4 | 47.7 | 22 | N |  |  | OP | X | 5 | 2011 | 2011 |  |  | N | Electric Utility | Utility | Other | 1 | X | NG | Non-Renewable | 0 | 60.5 | 0 | 1
Operable | 16572 | Salt River Project |  | 56948 | Coolidge Generation Station | AZ | Vertical | Pinal | 2 | Natural Gas Fired Combustion Turbine | GT |  | S | X | X |  |  | 60.5 | 0.85 | 43.4 | 47.7 | 22 | N |  |  | OP | X | 5 | 2011 | 2011 |  |  | N | Electric Utility | Utility | Other | 1 | X | NG | Non-Renewable | 0 | 60.5 | 0 | 1
Operable | 16572 | Salt River Project |  | 56948 | Coolidge Generation Station | AZ | Vertical | Pinal | 3 | Natural Gas Fired Combustion Turbine | GT |  | S | X | X |  |  | 60.5 | 0.85 | 43.4 | 47.7 | 22 | N |  |  | OP | X | 5 | 2011 | 2011 |  |  | N | Electric Utility | Utility | Other | 1 | X | NG | Non-Renewable | 0 | 60.5 | 0 | 1
Operable | 16572 | Salt River Project |  | 56948 | Coolidge Generation Station | AZ | Vertical | Pinal | 4 | Natural Gas Fired Combustion Turbine | GT |  | S | X | X |  |  | 60.5 | 0.85 | 43.4 | 47.7 | 22 | N |  |  | OP | X | 5 | 2011 | 2011 |  |  | N | Electric Utility | Utility | Other | 1 | X | NG | Non-Renewable | 0 | 60.5 | 0 | 1
Operable | 16572 | Salt River Project |  | 56948 | Coolidge Generation Station | AZ | Vertical | Pinal | 5 | Natural Gas Fired Combustion Turbine | GT |  | S | X | X |  |  | 60.5 | 0.85 | 43.4 | 47.7 | 22 | N |  |  | OP | X | 5 | 2011 | 2011 |  |  | N | Electric Utility | Utility | Other | 1 | X | NG | Non-Renewable | 0 | 60.5 | 0 | 1
Operable | 16572 | Salt River Project |  | 56948 | Coolidge Generation Station | AZ | Vertical | Pinal | 6 | Natural Gas Fired Combustion Turbine | GT |  | S | X | X |  |  | 60.5 | 0.85 | 43.4 | 47.7 | 22 | N |  |  | OP | X | 5 | 2011 | 2011 |  |  | N | Electric Utility | Utility | Other | 1 | X | NG | Non-Renewable | 0 | 60.5 | 0 | 1
Operable | 16572 | Salt River Project |  | 56948 | Coolidge Generation Station | AZ | Vertical | Pinal | 7 | Natural Gas Fired Combustion Turbine | GT |  | S | X | X |  |  | 60.5 | 0.85 | 43.4 | 47.7 | 22 | N |  |  | OP | X | 5 | 2011 | 2011 |  |  | N | Electric Utility | Utility | Other | 1 | X | NG | Non-Renewable | 0 | 60.5 | 0 | 1
Operable | 16572 | Salt River Project |  | 56948 | Coolidge Generation Station | AZ | Vertical | Pinal | 8 | Natural Gas Fired Combustion Turbine | GT |  | S | X | X |  |  | 60.5 | 0.85 | 43.4 | 47.7 | 22 | N |  |  | OP | X | 5 | 2011 | 2011 |  |  | N | Electric Utility | Utility | Other | 1 | X | NG | Non-Renewable | 0 | 60.5 | 0 | 1
Operable | 16572 | Salt River Project |  | 56948 | Coolidge Generation Station | AZ | Vertical | Pinal | 9 | Natural Gas Fired Combustion Turbine | GT |  | S | X | X |  |  | 60.5 | 0.85 | 43.4 | 47.7 | 22 | N |  |  | OP | X | 5 | 2011 | 2011 |  |  | N | Electric Utility | Utility | Other | 1 | X | NG | Non-Renewable | 0 | 60.5 | 0 | 1
Operable | 16572 | Salt River Project |  | 58557 | Mesquite Generating Station Block 1 | AZ | Vertical | Maricopa | GT1 | Natural Gas Fired Combined Cycle | CT | BLK1 | S | X | N |  |  | 185.3 | 0.85 | 160 | 170 | 50 | N |  |  | OP | X | 6 | 2003 | 2003 |  |  | N | Electric Utility | Utility | Other | 1 | X | NG | Non-Renewable | 0 | 185.3 | 0 | 1
Operable | 16572 | Salt River Project |  | 58557 | Mesquite Generating Station Block 1 | AZ | Vertical | Maricopa | GT2 | Natural Gas Fired Combined Cycle | CT | BLK1 | S | X | N |  |  | 185.3 | 0.85 | 160 | 170 | 50 | N |  |  | OP | X | 6 | 2003 | 2003 |  |  | N | Electric Utility | Utility | Other | 1 | X | NG | Non-Renewable | 0 | 185.3 | 0 | 1
Operable | 16572 | Salt River Project |  | 58557 | Mesquite Generating Station Block 1 | AZ | Vertical | Maricopa | ST1 | Natural Gas Fired Combined Cycle | CA | BLK1 | S | Y | X |  |  | 321 | 0.85 | 300 | 320 | 90 | N |  |  | OP | X | 6 | 2003 | 2003 |  |  | N | Electric Utility | Utility | Other | 1 | X | NG | Non-Renewable | 0 | 321 | 0 | 1
Operable | 16572 | Salt River Project |  | 59338 | Gila River Power Block 1 | AZ | Vertical | Maricopa | CTG1 | Natural Gas Fired Combined Cycle | CT | PB1 | S | X | N |  |  | 174 | 0.85 | 164 | 184 | 70 | N |  |  | OP | X | 7 | 2003 | 2003 |  |  | N | Electric Utility | Utility | Other | 1 | X | NG | Non-Renewable | 0 | 174 | 0 | 1
Operable | 16572 | Salt River Project |  | 59338 | Gila River Power Block 1 | AZ | Vertical | Maricopa | CTG2 | Natural Gas Fired Combined Cycle | CT | PB1 | S | X | N |  |  | 174 | 0.85 | 164 | 184 | 70 | N |  |  | OP | X | 7 | 2003 | 2003 |  |  | N | Electric Utility | Utility | Other | 1 | X | NG | Non-Renewable | 0 | 174 | 0 | 1
Operable | 16572 | Salt River Project |  | 59338 | Gila River Power Block 1 | AZ | Vertical | Maricopa | ST9 | Natural Gas Fired Combined Cycle | CA | PB1 | S | Y | X |  |  | 271 | 0.85 | 242 | 249 | 70 | N |  |  | OP | X | 5 | 2003 | 2003 |  |  | N | Electric Utility | Utility | Other | 1 | X | NG | Non-Renewable | 0 | 271 | 0 | 1
Operable | 16572 | Salt River Project |  | 59784 | Gila River Power Block 3 | AZ | Vertical | Maricopa | CTG5 | Natural Gas Fired Combined Cycle | CT | BL03 | J | X | Y |  |  | 174 | 0.85 | 164 | 184 | 70 | Y | 12 | 2023 | OP | X | 6 | 2003 | 2003 |  |  | N | Electric Utility | Utility | Other | 1 | X | NG | Non-Renewable | 0 | 174 | 0 | 1
Operable | 16572 | Salt River Project |  | 59784 | Gila River Power Block 3 | AZ | Vertical | Maricopa | CTG6 | Natural Gas Fired Combined Cycle | CT | BL03 | J | X | Y |  |  | 174 | 0.85 | 164 | 184 | 70 | Y | 12 | 2023 | OP | X | 6 | 2003 | 2003 |  |  | N | Electric Utility | Utility | Other | 1 | X | NG | Non-Renewable | 0 | 174 | 0 | 1
Operable | 16572 | Salt River Project |  | 59784 | Gila River Power Block 3 | AZ | Vertical | Maricopa | ST11 | Natural Gas Fired Combined Cycle | CA | BL03 | J | Y | X |  |  | 271 | 0.85 | 242 | 249 | 70 | N |  |  | OP | X | 6 | 2003 | 2003 |  |  | N | Electric Utility | Utility | Other | 1 | X | NG | Non-Renewable | 0 | 271 | 0 | 1
Operable | 16572 | Salt River Project |  | 60768 | Gila River Power Block 2 | AZ | Vertical | Maricopa | CTG3 | Natural Gas Fired Combined Cycle | CT | PB2 | W | X | Y |  |  | 174 | 0.85 | 164 | 184 | 70 | N |  |  | OP | X | 6 | 2003 | 2003 |  |  | N | Electric Utility | Utility | Other | 1 | X | NG | Non-Renewable | 0 | 174 | 0 | 1
Operable | 16572 | Salt River Project |  | 60768 | Gila River Power Block 2 | AZ | Vertical | Maricopa | CTG4 | Natural Gas Fired Combined Cycle | CT | PB2 | W | X | Y |  |  | 174 | 0.85 | 164 | 184 | 70 | N |  |  | OP | X | 6 | 2003 | 2003 |  |  | N | Electric Utility | Utility | Other | 1 | X | NG | Non-Renewable | 0 | 174 | 0 | 1
Operable | 16572 | Salt River Project |  | 60768 | Gila River Power Block 2 | AZ | Vertical | Maricopa | ST10 | Natural Gas Fired Combined Cycle | CA | PB2 | W | Y | X |  |  | 271 | 0.85 | 242 | 249 | 70 | N |  |  | OP | X | 7 | 2003 | 2003 |  |  | N | Electric Utility | Utility | Other | 1 | X | NG | Non-Renewable | 0 | 271 | 0 | 1
Operable | 60962 | Saluda Solar II, LLC |  | 61323 | Saluda Solar II | SC | Vertical | Saluda | PGRB5 | Solar Photovoltaic | PV |  | S | X | X |  |  | 3.4 |  | 3.4 | 3.4 |  | N |  |  | OP | X | 5 | 2017 | 2017 |  |  | N | IPP Non-CHP | IPP | IPP | 2 | X | SUN | Renewable | 3.4 | 0 | 1 | 0
Operable | 63275 | Samoset Solar, LLC |  | 63551 | Samoset Solar | ME | Restructured | Knox | PGR21 | Solar Photovoltaic | PV |  | S | X | X |  |  | 2 |  | 2 | 2 |  | N |  |  | OP | X | 7 | 2023 | 2023 |  |  | N | IPP Non-CHP | IPP | IPP | 2 | X | SUN | Renewable | 2 | 0 | 1 | 0
Operable | 60919 | Sampson Road Solar, LLC |  | 61308 | Sampson Road Community Solar | MA | Restructured | Worcester | 2696 | Solar Photovoltaic | PV |  | S | X | X |  |  | 2 |  | 2 | 1.6 |  | N |  |  | OP | X | 12 | 2017 | 2017 |  |  | N | IPP Non-CHP | IPP | IPP | 2 | X | SUN | Renewable | 2 | 0 | 1 | 0
Operable | 16583 | San Antonio Regional Hospital |  | 50234 | San Antonio Regional Hospital | CA | Vertical | San Bernardino | 2074 | Natural Gas Internal Combustion Engine | IC |  | S | X | X |  |  | 0.9 | 0.8 | 0.9 | 0.8 | 0.5 | N |  |  | OP | X | 1 | 1985 | Pre-2000 |  |  | Y | Commercial CHP | Customer Sited | Other | 5 | T | NG | Non-Renewable | 0 | 0.9 | 0 | 1
Operable | 16583 | San Antonio Regional Hospital |  | 50234 | San Antonio Regional Hospital | CA | Vertical | San Bernardino | 2075 | Natural Gas Internal Combustion Engine | IC |  | S | X | X |  |  | 0.9 | 0.8 | 0.9 | 0.8 | 0.5 | N |  |  | OP | X | 1 | 1985 | Pre-2000 |  |  | Y | Commercial CHP | Customer Sited | Other | 5 | T | NG | Non-Renewable | 0 | 0.9 | 0 | 1
Operable | 16583 | San Antonio Regional Hospital |  | 50234 | San Antonio Regional Hospital | CA | Vertical | San Bernardino | 2076 | Natural Gas Internal Combustion Engine | IC |  | S | X | X |  |  | 0.9 | 0.8 | 0.9 | 0.8 | 0.5 | N |  |  | OP | X | 3 | 2001 | 2001 |  |  | Y | Commercial CHP | Customer Sited | Other | 5 | T | NG | Non-Renewable | 0 | 0.9 | 0 | 1
Operable | 63669 | San Bernardino Fuel Cell, LLC |  | 64027 | SB Water Reclamation Fuel Cell | CA | Vertical | San Bernardino | MB19 | Other Waste Biomass | FC |  | S | X | X |  |  | 1.4 | 1 | 1.4 | 1.4 | 1 | N |  |  | OP | X | 6 | 2021 | 2021 |  |  | Y | Commercial CHP | Customer Sited | Other | 5 | T | OBG | Renewable | 1.4 | 0 | 1 | 0 | NG
Operable | 27075 | San Diego County Water Auth |  | 57729 | Lake Hodges Hydroelectric Facility | CA | Vertical | San Diego | 1 | Hydroelectric Pumped Storage | PS |  | S | X | X | LKHODG1 | LKHODG1 | 21 | 1 | 21 | 21 | 0 | N |  |  | OS | X | 8 | 2012 | 2012 |  |  | N | Electric Utility | Utility | Municipal | 1 | X | WAT | Renewable | 21 | 0 | 1 | 0
Operable | 27075 | San Diego County Water Auth |  | 57729 | Lake Hodges Hydroelectric Facility | CA | Vertical | San Diego | 2 | Hydroelectric Pumped Storage | PS |  | S | X | X | LKHODG1 | LKHODG1 | 21 | 1 | 21 | 21 | 0 | N |  |  | OS | X | 8 | 2012 | 2012 |  |  | N | Electric Utility | Utility | Municipal | 1 | X | WAT | Renewable | 21 | 0 | 1 | 0
Operable | 16609 | San Diego Gas & Electric Co |  | 55512 | Cuyamaca Peak Energy Plant | CA | Vertical | San Diego | CPP6 | Natural Gas Fired Combustion Turbine | GT |  | S | X | X | CPELCAJN_7_B1 | CPELCAJN_7_B1 | 48.7 | 0.85 | 48.7 | 48.7 | 16 | N |  |  | OP | X | 5 | 2002 | 2002 |  |  | N | Electric Utility | Utility | Investor Owned Utility | 1 | X | NG | Non-Renewable | 0 | 48.7 | 0 | 1
Operable | 16609 | San Diego Gas & Electric Co |  | 55985 | Palomar Energy | CA | Vertical | San Diego | CTG1 | Natural Gas Fired Combined Cycle | CT | CC1 | S | X | N | PALOMR_2_PL1X3-APND | PALOMR_2_PL1X3-APND | 165 | 0.85 | 179.6 | 180 | 65 | N |  |  | OP | X | 10 | 2005 | 2005 |  |  | N | Electric Utility | Utility | Investor Owned Utility | 1 | X | NG | Non-Renewable | 0 | 165 | 0 | 1
Operable | 16609 | San Diego Gas & Electric Co |  | 55985 | Palomar Energy | CA | Vertical | San Diego | CTG2 | Natural Gas Fired Combined Cycle | CT | CC1 | S | X | N | PALOMR_2_PL1X3-APND | PALOMR_2_PL1X3-APND | 165 | 0.85 | 179.8 | 181 | 65 | N |  |  | OP | X | 11 | 2005 | 2005 |  |  | N | Electric Utility | Utility | Investor Owned Utility | 1 | X | NG | Non-Renewable | 0 | 165 | 0 | 1
Operable | 16609 | San Diego Gas & Electric Co |  | 55985 | Palomar Energy | CA | Vertical | San Diego | STG | Natural Gas Fired Combined Cycle | CA | CC1 | S | Y | X | PALOMR_2_PL1X3-APND | PALOMR_2_PL1X3-APND | 229 | 0.85 | 222 | 229 | 70 | N |  |  | OP | X | 1 | 2006 | 2006 |  |  | N | Electric Utility | Utility | Investor Owned Utility | 1 | X | NG | Non-Renewable | 0 | 229 | 0 | 1
Operable | 16609 | San Diego Gas & Electric Co |  | 56232 | Miramar Energy Facility | CA | Vertical | San Diego | 1 | Natural Gas Fired Combustion Turbine | GT |  | S | X | X | MIRAMREF_7_B1 | MIRAMREF_7_B1 | 53 | 0.85 | 47 | 47 | 45 | N |  |  | OP | X | 6 | 2005 | 2005 |  |  | N | Electric Utility | Utility | Investor Owned Utility | 1 | X | NG | Non-Renewable | 0 | 53 | 0 | 1
Operable | 16609 | San Diego Gas & Electric Co |  | 56232 | Miramar Energy Facility | CA | Vertical | San Diego | 2 | Natural Gas Fired Combustion Turbine | GT |  | S | X | X | MRGT_6_NODE1 | MRGT_6_NODE1 | 53 | 0.85 | 47 | 47 | 45 | N |  |  | OP | X | 8 | 2009 | 2009 |  |  | N | Electric Utility | Utility | Investor Owned Utility | 1 | X | NG | Non-Renewable | 0 | 53 | 0 | 1
Operable | 16609 | San Diego Gas & Electric Co |  | 60569 | El Cajon Energy Storage | CA | Vertical | San Diego | SES | Batteries | BA |  | S | X | X |  |  | 7.5 |  | 7.5 | 7.5 | 1 | N |  |  | OP | X | 2 | 2017 | 2017 |  |  | N | Electric Utility | Utility | Investor Owned Utility | 1 | X | MWH | Other | 0 | 0 | 0 | 0
Operable | 16609 | San Diego Gas & Electric Co |  | 60570 | Escondido Energy Storage | CA | Vertical | San Diego | SES | Batteries | BA |  | S | X | X |  |  | 30 |  | 30 | 30 | 1 | N |  |  | OP | X | 3 | 2017 | 2017 |  |  | N | Electric Utility | Utility | Investor Owned Utility | 1 | X | MWH | Other | 0 | 0 | 0 | 0
Operable | 16609 | San Diego Gas & Electric Co |  | 60995 | Ramona Solar Energy | CA | Vertical | San Diego | 1 | Solar Photovoltaic | PV |  | S | X | X |  |  | 4.3 |  | 3.7 | 3.6 |  | N |  |  | OP | X | 4 | 2017 | 2017 |  |  | N | Electric Utility | Utility | Investor Owned Utility | 1 | X | SUN | Renewable | 4.3 | 0 | 1 | 0
Operable | 16609 | San Diego Gas & Electric Co |  | 61365 | Fallbrook Energy Storage | CA | Vertical | San Diego | FBES | Batteries | BA |  | S | X | X |  |  | 40 | 1 | 40 | 40 |  | N |  |  | OP | X | 3 | 2023 | 2023 |  |  | N | Electric Utility | Utility | Investor Owned Utility | 1 | X | MWH | Other | 0 | 0 | 0 | 0
Operable | 16609 | San Diego Gas & Electric Co |  | 61366 | Top Gun Energy Storage | CA | Vertical | San Diego | TGES | Batteries | BA |  | S | X | X |  |  | 30 | 1 | 30 | 30 | 30 | N |  |  | OP | X | 6 | 2021 | 2021 |  |  | N | Electric Utility | Utility | Investor Owned Utility | 1 | X | MWH | Other | 0 | 0 | 0 | 0
Operable | 16609 | San Diego Gas & Electric Co |  | 64612 | Kearny North Energy Storage | CA | Vertical | San Diego | KNES | Batteries | BA |  | S | X | X |  |  | 10 |  | 10 | 10 | 10 | N |  |  | OP | X | 2 | 2022 | 2022 |  |  | N | Electric Utility | Utility | Investor Owned Utility | 1 | X | MWH | Other | 0 | 0 | 0 | 0
Operable | 16609 | San Diego Gas & Electric Co |  | 64614 | Kearny South Energy Storage | CA | Vertical | San Diego | KSES | Batteries | BA |  | S | X | X |  |  | 10 |  | 10 | 10 | 10 | N |  |  | OP | X | 2 | 2022 | 2022 |  |  | N | Electric Utility | Utility | Investor Owned Utility | 1 | X | MWH | Other | 0 | 0 | 0 | 0
Operable | 16625 | San Diego State University |  | 50061 | San Diego State University | CA | Vertical | San Diego | GEN2 | Natural Gas Fired Combined Cycle | CT | CC1 | S | X | Y |  |  | 5.1 | 1 | 4.5 | 4.9 | 3.4 | N |  |  | OP | X | 9 | 2002 | 2002 |  |  | Y | Commercial CHP | Customer Sited | Other | 5 | T | NG | Non-Renewable | 0 | 5.1 | 0 | 1
Operable | 16625 | San Diego State University |  | 50061 | San Diego State University | CA | Vertical | San Diego | GEN3 | Natural Gas Fired Combined Cycle | CT | CC1 | S | X | Y |  |  | 5.1 | 1 | 4.5 | 4.9 | 3.4 | N |  |  | OP | X | 9 | 2002 | 2002 |  |  | Y | Commercial CHP | Customer Sited | Other | 5 | T | NG | Non-Renewable | 0 | 5.1 | 0 | 1
Operable | 16625 | San Diego State University |  | 50061 | San Diego State University | CA | Vertical | San Diego | GEN4 | Natural Gas Fired Combined Cycle | CA | CC1 | S | Y | X |  |  | 4.1 | 1 | 2.1 | 1.1 | 1 | N |  |  | OP | X | 12 | 2002 | 2002 |  |  | Y | Commercial CHP | Customer Sited | Other | 5 | T | NG | Non-Renewable | 0 | 4.1 | 0 | 1
Operable | 16625 | San Diego State University |  | 50061 | San Diego State University | CA | Vertical | San Diego | GEN5 | Solar Photovoltaic | PV |  | S | X | X |  |  | 0.1 |  | 0.1 | 0.1 |  | N |  |  | OP | X | 9 | 2009 | 2009 |  |  | N | Commercial CHP | Customer Sited | Other | 5 | X | SUN | Renewable | 0.1 | 0 | 1 | 0
Operable | 16625 | San Diego State University |  | 50061 | San Diego State University | CA | Vertical | San Diego | GEN6 | Solar Photovoltaic | PV |  | S | X | X |  |  | 0.3 |  | 0.3 | 0.2 |  | N |  |  | OP | X | 10 | 2011 | 2011 |  |  | N | Commercial CHP | Customer Sited | Other | 5 | X | SUN | Renewable | 0.3 | 0 | 1 | 0
Operable | 16625 | San Diego State University |  | 50061 | San Diego State University | CA | Vertical | San Diego | GEN7 | Solar Photovoltaic | PV |  | S | X | X |  |  | 0.3 |  | 0.3 | 0.2 |  | N |  |  | OP | X | 4 | 2012 | 2012 |  |  | N | Commercial CHP | Customer Sited | Other | 5 | X | SUN | Renewable | 0.3 | 0 | 1 | 0
Operable | 16625 | San Diego State University |  | 50061 | San Diego State University | CA | Vertical | San Diego | GEN8 | Solar Photovoltaic | PV |  | S | X | X |  |  | 0.1 |  | 0.1 | 0.1 |  | N |  |  | OP | X | 3 | 2014 | 2014 |  |  | N | Commercial CHP | Customer Sited | Other | 5 | X | SUN | Renewable | 0.1 | 0 | 1 | 0
Operable | 22635 | San Gabriel Valley Mun Wtr Dt |  | 50233 | San Dimas Wash Generating Station | CA | Vertical | Los Angeles | 4011 | Conventional Hydroelectric | HY |  | S | X | X |  |  | 1 | 1 | 1 | 1 | 0.3 | N |  |  | SB | Y | 3 | 1986 | Pre-2000 |  |  | N | IPP Non-CHP | IPP | IPP | 2 | X | WAT | Renewable | 1 | 0 | 1 | 0
Operable | 16630 | San Gorgonio Farms Inc |  | 10718 | Karen Avenue Wind Farm | CA | Vertical | Riverside | WND | Onshore Wind Turbine | WT |  | S | X | X | GARNET_2_WIND2 | GARNET_2_WIND2 | 11.7 |  | 11.7 | 11.7 | 0 | N |  |  | OP | X | 1 | 1985 | Pre-2000 |  |  | N | IPP Non-CHP | IPP | IPP | 2 | X | WND | Renewable | 11.7 | 0 | 1 | 0
Operable | 16630 | San Gorgonio Farms Inc |  | 50281 | San Gorgonio Farms Wind Farm | CA | Vertical | Riverside | WGEN | Onshore Wind Turbine | WT |  | S | X | X | SANWD_1_QF | SANWD_1_QF | 31 |  | 31 | 31 | 0 | N |  |  | OP | X | 3 | 1983 | Pre-2000 |  |  | N | IPP Non-CHP | IPP | IPP | 2 | X | WND | Renewable | 31 | 0 | 1 | 0
Operable | 60097 | San Isabel Solar, LLC |  | 60304 | San Isabel Solar, LLC | CO | Vertical | Las Animas | SISPV | Solar Photovoltaic | PV |  | S | X | X |  |  | 30 |  | 30 | 30 |  | N |  |  | OP | X | 12 | 2016 | 2016 |  |  | N | IPP Non-CHP | IPP | IPP | 2 | X | SUN | Renewable | 30 | 0 | 1 | 0
Operable | 16732 | San Jose State University Fclts Dev &Ops |  | 10548 | San Jose Cogeneration | CA | Vertical | Santa Clara | GEN1 | Natural Gas Fired Combustion Turbine | GT |  | S | X | X |  |  | 6 | 0.9 | 5.6 | 5.6 | 0 | N |  |  | OP | X | 12 | 1984 | Pre-2000 | 6 | 2030 | Y | Commercial CHP | Customer Sited | Other | 5 | T | NG | Non-Renewable | 0 | 6 | 0 | 1
Operable | 16657 | San Jose/Santa Clara Water P C |  | 56080 | SJ/SC WPCP | CA | Vertical | Santa Clara | EG4 | Natural Gas Internal Combustion Engine | IC |  | S | X | X |  |  | 3.5 | 0.8 | 3.2 | 3.2 | 1.8 | N |  |  | OP | X | 10 | 2020 | 2020 |  |  | Y | Commercial CHP | Customer Sited | Other | 5 | T | NG | Non-Renewable | 0 | 3.5 | 0 | 1 | OBG | DFO
Operable | 16657 | San Jose/Santa Clara Water P C |  | 56080 | SJ/SC WPCP | CA | Vertical | Santa Clara | EG5 | Natural Gas Internal Combustion Engine | IC |  | S | X | X |  |  | 3.5 | 0.8 | 3.2 | 3.2 | 1.8 | N |  |  | OP | X | 10 | 2020 | 2020 |  |  | Y | Commercial CHP | Customer Sited | Other | 5 | T | NG | Non-Renewable | 0 | 3.5 | 0 | 1 | OBG | DFO
Operable | 16657 | San Jose/Santa Clara Water P C |  | 56080 | SJ/SC WPCP | CA | Vertical | Santa Clara | EG6 | Natural Gas Internal Combustion Engine | IC |  | S | X | X |  |  | 3.5 | 0.8 | 3.2 | 3.2 | 1.8 | N |  |  | OP | X | 10 | 2020 | 2020 |  |  | Y | Commercial CHP | Customer Sited | Other | 5 | T | NG | Non-Renewable | 0 | 3.5 | 0 | 1 | OBG | DFO
Operable | 16657 | San Jose/Santa Clara Water P C |  | 56080 | SJ/SC WPCP | CA | Vertical | Santa Clara | EG7 | Natural Gas Internal Combustion Engine | IC |  | S | X | X |  |  | 3.5 | 0.8 | 3.2 | 3.2 | 1.8 | N |  |  | OP | X | 10 | 2020 | 2020 |  |  | Y | Commercial CHP | Customer Sited | Other | 5 | T | NG | Non-Renewable | 0 | 3.5 | 0 | 1 | OBG | DFO
Operable | 65525 | San Manuel Mission Band of Indians |  | 66472 | San Manuel Central Plant Cogens | CA | Vertical | San Bernardino | CGEN1 | Natural Gas Internal Combustion Engine | IC |  | S | X | X |  |  | 2.7 | 0.8 | 2.5 | 2.5 | 1.3 | N |  |  | OP | X | 6 | 2021 | 2021 |  |  | Y | Industrial CHP | Customer Sited | Other | 7 | T | NG | Non-Renewable | 0 | 2.7 | 0 | 1 | PG
Operable | 65525 | San Manuel Mission Band of Indians |  | 66472 | San Manuel Central Plant Cogens | CA | Vertical | San Bernardino | CGEN2 | Natural Gas Internal Combustion Engine | IC |  | S | X | X |  |  | 2.7 | 0.8 | 2.5 | 2.5 | 1.3 | N |  |  | OP | X | 6 | 2021 | 2021 |  |  | Y | Industrial CHP | Customer Sited | Other | 7 | T | NG | Non-Renewable | 0 | 2.7 | 0 | 1 | PG
Operable | 16624 | San Miguel Electric Coop, Inc |  | 6183 | San Miguel | TX | Restructured | Atascosa | 1 | Conventional Steam Coal | ST |  | S | X | X | SAN_SANMIGG1 | SAN_SANMIGG1 | 410 | 0.9 | 391 | 391 | 250 | N |  |  | OP | X | 1 | 1982 | Pre-2000 |  |  | N | Electric Utility | Utility | Cooperative | 1 | X | LIG | Non-Renewable | 0 | 410 | 0 | 1
Operable | 16622 | San Miguel Power Assn, Inc |  | 58547 | SMPA Solar 1 Community Solar | CO | Vertical | Montrose | 1 | Solar Photovoltaic | PV |  | S | X | X |  |  | 1 |  | 1 | 1 |  | N |  |  | OP | X | 12 | 2012 | 2012 |  |  | N | Electric Utility | Utility | Cooperative | 1 | X | SUN | Renewable | 1 | 0 | 1 | 0
Operable | 63560 | Sand Point Generating, LLC |  | 1 | Sand Point | AK | Vertical | Aleutians East | 1 | Petroleum Liquids | IC |  | S | X | X |  |  | 0.9 | 0.8 | 0.4 | 0.4 | 0.4 | N |  |  | SB | Y | 12 | 2000 | 2000 |  |  | N | Electric Utility | Utility | IPP | 1 | X | DFO | Non-Renewable | 0 | 0.9 | 0 | 1
Operable | 63560 | Sand Point Generating, LLC |  | 1 | Sand Point | AK | Vertical | Aleutians East | 2 | Petroleum Liquids | IC |  | S | X | X |  |  | 0.9 | 0.8 | 0.3 | 0.3 | 0.3 | N |  |  | OP | X | 12 | 2000 | 2000 |  |  | N | Electric Utility | Utility | IPP | 1 | X | DFO | Non-Renewable | 0 | 0.9 | 0 | 1
Operable | 63560 | Sand Point Generating, LLC |  | 1 | Sand Point | AK | Vertical | Aleutians East | 3 | Petroleum Liquids | IC |  | S | X | X |  |  | 0.5 | 0.8 | 0.3 | 0.3 | 0.3 | N |  |  | OP | X | 12 | 2010 | 2010 |  |  | N | Electric Utility | Utility | IPP | 1 | X | DFO | Non-Renewable | 0 | 0.5 | 0 | 1
Operable | 63560 | Sand Point Generating, LLC |  | 1 | Sand Point | AK | Vertical | Aleutians East | 5.1 | Petroleum Liquids | IC |  | S | X | X |  |  | 0.4 | 0.8 | 0.3 | 0.3 | 0.2 | N |  |  | OP | X | 2 | 2023 | 2023 |  |  | Y | Electric Utility | Utility | IPP | 1 | X | DFO | Non-Renewable | 0 | 0.4 | 0 | 1
Operable | 63560 | Sand Point Generating, LLC |  | 1 | Sand Point | AK | Vertical | Aleutians East | WT1 | Onshore Wind Turbine | WT |  | S | X | X |  |  | 0.5 | 0.89 | 0.1 | 0.1 | 0.1 | N |  |  | OS | X | 10 | 2011 | 2011 |  |  | N | Electric Utility | Utility | IPP | 1 | X | WND | Renewable | 0.5 | 0 | 1 | 0
Operable | 63560 | Sand Point Generating, LLC |  | 1 | Sand Point | AK | Vertical | Aleutians East | WT2 | Onshore Wind Turbine | WT |  | S | X | X |  |  | 0.5 | 0.89 | 0.3 | 0.3 | 0.3 | N |  |  | OS | X | 10 | 2011 | 2011 |  |  | N | Electric Utility | Utility | IPP | 1 | X | WND | Renewable | 0.5 | 0 | 1 | 0
Operable | 64056 | Sandoval Holdco, LLC |  | 64416 | Sandoval | IL | Restructured | Clinton | SANDL | Solar Photovoltaic | PV |  | S | X | X |  |  | 2 |  | 2 | 2 |  | N |  |  | OP | X | 3 | 2021 | 2021 |  |  | N | IPP Non-CHP | IPP | IPP | 2 | X | SUN | Renewable | 2 | 0 | 1 | 0
Operable | 55861 | Sandy Creek Energy Associates LP |  | 56611 | Sandy Creek Energy Station | TX | Restructured | McLennan | S01 | Conventional Steam Coal | ST |  | J | X | X | SCES_UNIT1 | SCES_UNIT1 | 1008 | 0.9 | 932.6 | 932.6 | 360 | N |  |  | OP | X | 5 | 2013 | 2013 |  |  | N | IPP Non-CHP | IPP | IPP | 2 | X | SUB | Non-Renewable | 0 | 1008 | 0 | 1
Operable | 65007 | Sandy River Solar, LLC |  | 65750 | Sandy River Solar (CSG) | OR | Vertical | Clackamas | SR22 | Solar Photovoltaic | PV |  | S | X | X |  |  | 1.9 |  | 1.9 | 1.9 |  | N |  |  | OP | X | 12 | 2022 | 2022 |  |  | N | IPP Non-CHP | IPP | IPP | 2 | X | SUN | Renewable | 1.9 | 0 | 1 | 0
Operable | 62158 | Sandy Solar, LLC |  | 62692 | Sandy Solar | NC | Vertical | Camden | PGR04 | Solar Photovoltaic | PV |  | S | X | X |  |  | 5 |  | 5 | 5 |  | N |  |  | OP | X | 3 | 2018 | 2018 |  |  | N | IPP Non-CHP | IPP | IPP | 2 | X | SUN | Renewable | 5 | 0 | 1 | 0
Operable | 63374 | Sanford Airport Solar, LLC |  | 63667 | Sanford Solar | ME | Restructured | York | SAS | Solar Photovoltaic | PV |  | S | X | X |  |  | 49.4 |  | 49.4 | 49.4 |  | N |  |  | OP | X | 11 | 2020 | 2020 |  |  | N | IPP Non-CHP | IPP | IPP | 2 | X | SUN | Renewable | 49.4 | 0 | 1 | 0
Operable | 57197 | Santa Cruz Energy LLC |  | 57876 | Santa Cruz Energy | CA | Vertical | Santa Cruz | UNT1 | Landfill Gas | IC |  | S | X | X |  |  | 1.6 | 0.98 | 1.5 | 1.5 | 1.3 | N |  |  | OP | X | 11 | 2009 | 2009 |  |  | N | IPP Non-CHP | IPP | IPP | 2 | X | LFG | Renewable | 1.6 | 0 | 1 | 0
Operable | 16713 | Santa Fe Irrigation District |  | 50147 | R E Badger Filtration Plant | CA | Vertical | San Diego | 1 | Conventional Hydroelectric | HY |  | S | X | X |  |  | 1.4 | 0.8 | 1 | 0.5 | 0.5 | N |  |  | OS | X | 7 | 1987 | Pre-2000 |  |  | N | IPP Non-CHP | IPP | IPP | 2 | X | WAT | Renewable | 1.4 | 0 | 1 | 0
Operable | 54692 | Santa Rosa Energy Center LLC |  | 55242 | Santa Rosa Energy Center | FL | Vertical | Santa Rosa | CT01 | Natural Gas Fired Combined Cycle | CT | CC1 | S | X | N |  |  | 200 | 0.85 | 161.4 | 173.4 | 95 | N |  |  | OP | X | 6 | 2003 | 2003 |  |  | N | IPP Non-CHP | IPP | IPP | 2 | X | NG | Non-Renewable | 0 | 200 | 0 | 1
Operable | 54692 | Santa Rosa Energy Center LLC |  | 55242 | Santa Rosa Energy Center | FL | Vertical | Santa Rosa | ST01 | Natural Gas Fired Combined Cycle | CA | CC1 | S | N | X |  |  | 74.5 | 0.85 | 74.5 | 74.5 | 50 | N |  |  | OP | X | 6 | 2003 | 2003 |  |  | N | IPP Non-CHP | IPP | IPP | 2 | X | NG | Non-Renewable | 0 | 74.5 | 0 | 1
Operable | 16653 | Sappi Cloquet LLC |  | 50639 | Sappi Cloquet Mill | MN | Vertical | Carlton | GEN3 | Wood/Wood Waste Biomass | ST |  | S | X | X |  |  | 19.2 | 0.9 | 17.5 | 17.5 | 8 | N |  |  | OP | X | 1 | 1976 | Pre-2000 |  |  | Y | Industrial CHP | Customer Sited | Other | 7 | T | WDS | Renewable | 19.2 | 0 | 1 | 0 | NG | SLW | DFO | BLQ
Operable | 16653 | Sappi Cloquet LLC |  | 50639 | Sappi Cloquet Mill | MN | Vertical | Carlton | GEN4 | Wood/Wood Waste Biomass | ST |  | S | X | X |  |  | 41.5 | 0.85 | 41.5 | 41.5 | 6 | N |  |  | OP | X | 12 | 1997 | Pre-2000 |  |  | Y | Industrial CHP | Customer Sited | Other | 7 | T | WDS | Renewable | 41.5 | 0 | 1 | 0 | NG | SLW | DFO | BLQ
Operable | 16653 | Sappi Cloquet LLC |  | 50639 | Sappi Cloquet Mill | MN | Vertical | Carlton | GEN5 | Wood/Wood Waste Biomass | ST |  | S | X | X |  |  | 27.6 | 0.85 | 14 | 15 | 4 | N |  |  | OP | X | 5 | 2001 | 2001 |  |  | Y | Industrial CHP | Customer Sited | Other | 7 | T | BLQ | Renewable | 27.6 | 0 | 1 | 0 | NG
Operable | 16653 | Sappi Cloquet LLC |  | 50639 | Sappi Cloquet Mill | MN | Vertical | Carlton | HGN1 | Conventional Hydroelectric | HY |  | S | X | X |  |  | 1.8 | 0.85 | 1.6 | 1.6 | 0.5 | N |  |  | OP | X | 1 | 1950 | Pre-2000 |  |  | N | Industrial CHP | Customer Sited | Other | 7 | X | WAT | Renewable | 1.8 | 0 | 1 | 0
Operable | 16653 | Sappi Cloquet LLC |  | 50639 | Sappi Cloquet Mill | MN | Vertical | Carlton | HGN5 | Conventional Hydroelectric | HY |  | S | X | X |  |  | 0.8 | 0.8 | 0.5 | 0.5 | 0.1 | N |  |  | OP | X | 1 | 1929 | Pre-2000 |  |  | N | Industrial CHP | Customer Sited | Other | 7 | X | WAT | Renewable | 0.8 | 0 | 1 | 0
Operable | 16653 | Sappi Cloquet LLC |  | 50639 | Sappi Cloquet Mill | MN | Vertical | Carlton | HGN6 | Conventional Hydroelectric | HY |  | S | X | X |  |  | 0.8 | 0.8 | 0.5 | 0.5 | 0.1 | N |  |  | OP | X | 1 | 1929 | Pre-2000 |  |  | N | Industrial CHP | Customer Sited | Other | 7 | X | WAT | Renewable | 0.8 | 0 | 1 | 0
Operable | 16653 | Sappi Cloquet LLC |  | 50639 | Sappi Cloquet Mill | MN | Vertical | Carlton | HGN7 | Conventional Hydroelectric | HY |  | S | X | X |  |  | 2.8 | 0.8 | 1 | 1.4 | 0.5 | N |  |  | OP | X | 1 | 1980 | Pre-2000 |  |  | N | Industrial CHP | Customer Sited | Other | 7 | X | WAT | Renewable | 2.8 | 0 | 1 | 0
Operable | 16190 | Sappi Fine Paper North America-Somerset |  | 50406 | Somerset Plant | ME | Restructured | Somerset | GEN1 | Wood/Wood Waste Biomass | ST |  | S | X | X | 4156 | 4156 | 45.9 | 0.9 | 48.8 | 48.8 | 5 | N |  |  | OP | X | 1 | 1976 | Pre-2000 |  |  | Y | Industrial CHP | Customer Sited | Other | 7 | T | BLQ | Renewable | 45.9 | 0 | 1 | 0 | WDS | NG | TDF | SLW | RFO
Operable | 16190 | Sappi Fine Paper North America-Somerset |  | 50406 | Somerset Plant | ME | Restructured | Somerset | GEN2 | Wood/Wood Waste Biomass | ST |  | S | X | X | 4156 | 4156 | 61.2 | 0.85 | 51 | 51 | 5 | N |  |  | OP | X | 10 | 1990 | Pre-2000 |  |  | Y | Industrial CHP | Customer Sited | Other | 7 | T | BLQ | Renewable | 61.2 | 0 | 1 | 0 | NG | WDS | TDF | SLW | RFO
Operable | 16729 | Saranac Power Partners LP |  | 54574 | Saranac Facility | NY | Restructured | Clinton | GEN1 | Natural Gas Fired Combined Cycle | CT | CA | S | X | N | NYSEG Northend | NYSEG Northend | 95.2 | 0.9 | 79.4 | 92 | 40 | N |  |  | OP | X | 6 | 1994 | Pre-2000 |  |  | N | IPP Non-CHP | IPP | IPP | 2 | X | NG | Non-Renewable | 0 | 95.2 | 0 | 1
Operable | 16729 | Saranac Power Partners LP |  | 54574 | Saranac Facility | NY | Restructured | Clinton | GEN2 | Natural Gas Fired Combined Cycle | CT | CA | S | X | N | NYSEG Northend | NYSEG Northend | 95.2 | 0.9 | 73.5 | 92 | 40 | N |  |  | OP | X | 6 | 1994 | Pre-2000 |  |  | N | IPP Non-CHP | IPP | IPP | 2 | X | NG | Non-Renewable | 0 | 95.2 | 0 | 1
Operable | 16729 | Saranac Power Partners LP |  | 54574 | Saranac Facility | NY | Restructured | Clinton | GEN3 | Natural Gas Fired Combined Cycle | CA | CA | S | Y | X | NYSEG Northend | NYSEG Northend | 95.2 | 0.9 | 85.9 | 86.5 | 10 | N |  |  | OP | X | 6 | 1994 | Pre-2000 |  |  | N | IPP Non-CHP | IPP | IPP | 2 | X | NG | Non-Renewable | 0 | 95.2 | 0 | 1
Operable | 16636 | Sargent Canyon Cogeneration Co |  | 50864 | Sargent Canyon Cogeneration | CA | Vertical | Monterey | K100 | Natural Gas Fired Combustion Turbine | GT |  | S | X | X |  |  | 38.2 | 1 | 30 | 34 | 30 | N |  |  | OS | X | 11 | 1991 | Pre-2000 |  |  | Y | IPP CHP | IPP | IPP | 3 | T | NG | Non-Renewable | 0 | 38.2 | 0 | 1
Operable | 61613 | Sartell Holdco LLC |  | 62036 | Sartell Holdco CSG | MN | Vertical | Stearns | SARTE | Solar Photovoltaic | PV |  | S | X | X |  |  | 5 |  | 5 | 5 |  | N |  |  | OP | X | 5 | 2019 | 2019 |  |  | N | IPP Non-CHP | IPP | IPP | 2 | X | SUN | Renewable | 5 | 0 | 1 | 0
Operable | 56128 | SAS Institute Inc |  | 56915 | SAS Solar Farm | NC | Vertical | Wake | 1 | Solar Photovoltaic | PV |  | S | X | X |  |  | 0.5 |  | 0.5 | 0.5 |  | N |  |  | OP | X | 12 | 2008 | 2008 |  |  | N | IPP Non-CHP | IPP | IPP | 2 | X | SUN | Renewable | 0.5 | 0 | 1 | 0
Operable | 56128 | SAS Institute Inc |  | 56915 | SAS Solar Farm | NC | Vertical | Wake | 2 | Solar Photovoltaic | PV |  | S | X | X |  |  | 0.5 |  | 0.5 | 0.5 |  | N |  |  | OP | X | 12 | 2008 | 2008 |  |  | N | IPP Non-CHP | IPP | IPP | 2 | X | SUN | Renewable | 0.5 | 0 | 1 | 0
Operable | 56128 | SAS Institute Inc |  | 56915 | SAS Solar Farm | NC | Vertical | Wake | 3 | Solar Photovoltaic | PV |  | S | X | X |  |  | 0.5 |  | 0.5 | 0.5 |  | N |  |  | OP | X | 8 | 2010 | 2010 |  |  | N | IPP Non-CHP | IPP | IPP | 2 | X | SUN | Renewable | 0.5 | 0 | 1 | 0
Operable | 56128 | SAS Institute Inc |  | 56915 | SAS Solar Farm | NC | Vertical | Wake | 4 | Solar Photovoltaic | PV |  | S | X | X |  |  | 0.5 |  | 0.5 | 0.5 |  | N |  |  | OP | X | 8 | 2010 | 2010 |  |  | N | IPP Non-CHP | IPP | IPP | 2 | X | SUN | Renewable | 0.5 | 0 | 1 | 0
Operable | 16694 | Sauder Woodworking Co |  | 54974 | Sauder Power Plant | OH | Restructured | Fulton | UNT1 | Wood/Wood Waste Biomass | ST |  | S | X | X |  |  | 3.6 | 0.85 | 3.6 | 3.6 | 0.5 | N |  |  | OP | X | 10 | 1993 | Pre-2000 |  |  | Y | IPP CHP | IPP | IPP | 3 | T | WDS | Renewable | 3.6 | 0 | 1 | 0
Operable | 16694 | Sauder Woodworking Co |  | 54974 | Sauder Power Plant | OH | Restructured | Fulton | UNT2 | Wood/Wood Waste Biomass | ST |  | S | X | X |  |  | 3.6 | 0.85 | 3.6 | 3.6 | 0.5 | N |  |  | OP | X | 10 | 1993 | Pre-2000 |  |  | Y | IPP CHP | IPP | IPP | 3 | T | WDS | Renewable | 3.6 | 0 | 1 | 0
Operable | 65735 | Saw Solar, LLC |  | 66722 | Saw Solar | NC | Vertical | Rowan | SAW | Solar Photovoltaic | PV |  | S | X | X |  |  | 5 |  | 5 | 5 |  | N |  |  | OP | X | 6 | 2022 | 2022 |  |  | N | IPP Non-CHP | IPP | IPP | 2 | X | SUN | Renewable | 5 | 0 | 1 | 0
Operable | 65736 | Sawtell Solar, LLC |  | 66723 | Sawtell Solar | NC | Vertical | Henderson | SAWTL | Solar Photovoltaic | PV |  | S | X | X |  |  | 3 |  | 3 | 3 |  | N |  |  | OP | X | 4 | 2021 | 2021 |  |  | N | IPP Non-CHP | IPP | IPP | 2 | X | SUN | Renewable | 3 | 0 | 1 | 0
Operable | 22290 | Sayreville Power Generation LP |  | 10308 | Sayreville Cogeneration Facility | NJ | Restructured | Middlesex | CT1 | Natural Gas Fired Combined Cycle | CT | CC1 | W | X | N | 50726 |  | 143.4 | 0.9 | 112 | 127.8 | 86 | N |  |  | OP | X | 8 | 1991 | Pre-2000 |  |  | N | IPP Non-CHP | IPP | IPP | 2 | X | NG | Non-Renewable | 0 | 143.4 | 0 | 1
Operable | 22290 | Sayreville Power Generation LP |  | 10308 | Sayreville Cogeneration Facility | NJ | Restructured | Middlesex | CT2 | Natural Gas Fired Combined Cycle | CT | CC1 | W | X | N |  |  | 143.4 | 0.9 | 112 | 127.8 | 86 | N |  |  | OP | X | 8 | 1991 | Pre-2000 |  |  | N | IPP Non-CHP | IPP | IPP | 2 | X | NG | Non-Renewable | 0 | 143.4 | 0 | 1
Operable | 22290 | Sayreville Power Generation LP |  | 10308 | Sayreville Cogeneration Facility | NJ | Restructured | Middlesex | ST1 | Natural Gas Fired Combined Cycle | CA | CC1 | W | N | X |  |  | 143.4 | 0.9 | 68 | 77.5 | 26 | N |  |  | OP | X | 8 | 1991 | Pre-2000 |  |  | N | IPP Non-CHP | IPP | IPP | 2 | X | NG | Non-Renewable | 0 | 143.4 | 0 | 1
Operable | 63034 | Sayreville Power, LLC |  | 2390 | Sayreville | NJ | Restructured | Middlesex | GT1 | Petroleum Liquids | GT |  | S | X | X | 50727 | SAYREVIL 13 KV CT 1 | 53 | 0.85 | 57.1 | 70 | 50 | N |  |  | OP | X | 3 | 1972 | Pre-2000 |  |  | N | IPP Non-CHP | IPP | IPP | 2 | X | DFO | Non-Renewable | 0 | 53 | 0 | 1 | NG
Operable | 63034 | Sayreville Power, LLC |  | 2390 | Sayreville | NJ | Restructured | Middlesex | GT2 | Petroleum Liquids | GT |  | S | X | X | 50728 | SAYREVIL 13 KV CT 2 | 53 | 0.85 | 56.7 | 70 | 50 | N |  |  | OP | X | 3 | 1972 | Pre-2000 |  |  | N | IPP Non-CHP | IPP | IPP | 2 | X | DFO | Non-Renewable | 0 | 53 | 0 | 1 | NG
Operable | 63034 | Sayreville Power, LLC |  | 2390 | Sayreville | NJ | Restructured | Middlesex | GT3 | Petroleum Liquids | GT |  | S | X | X | 50729 | SAYREVIL 13KV CT 3 | 53 | 0.85 | 54.6 | 70 | 50 | N |  |  | OP | X | 6 | 1972 | Pre-2000 |  |  | N | IPP Non-CHP | IPP | IPP | 2 | X | DFO | Non-Renewable | 0 | 53 | 0 | 1 | NG
Operable | 63034 | Sayreville Power, LLC |  | 2390 | Sayreville | NJ | Restructured | Middlesex | GT4 | Petroleum Liquids | GT |  | S | X | X | 50730 | SAYREVIL 13 KV CT 4 | 53 | 0.85 | 48.5 | 70 | 45 | N |  |  | OP | X | 10 | 1973 | Pre-2000 |  |  | N | IPP Non-CHP | IPP | IPP | 2 | X | DFO | Non-Renewable | 0 | 53 | 0 | 1 | NG
Operable | 66039 | SC Oregon 2 Lessor Parent, LLC |  | 63778 | Suntex Solar, LLC | OR | Vertical | Harney | 3 | Solar Photovoltaic | PV |  | W | X | X |  |  | 10 |  | 10 | 10 |  | N |  |  | OP | X | 7 | 2020 | 2020 |  |  | N | IPP Non-CHP | IPP | IPP | 2 | X | SUN | Renewable | 10 | 0 | 1 | 0
Operable | 66039 | SC Oregon 2 Lessor Parent, LLC |  | 63779 | Rock Garden Solar, LLC | OR | Vertical | Lake | 4 | Solar Photovoltaic | PV |  | W | X | X |  |  | 10 |  | 10 | 10 |  | N |  |  | OP | X | 6 | 2020 | 2020 |  |  | N | IPP Non-CHP | IPP | IPP | 2 | X | SUN | Renewable | 10 | 0 | 1 | 0
Operable | 66039 | SC Oregon 2 Lessor Parent, LLC |  | 63795 | Alkali Solar, LLC | OR | Vertical | Lake | 2 | Solar Photovoltaic | PV |  | W | X | X |  |  | 10 |  | 10 | 10 |  | N |  |  | OP | X | 6 | 2020 | 2020 |  |  | N | IPP Non-CHP | IPP | IPP | 2 | X | SUN | Renewable | 10 | 0 | 1 | 0
Operable | 66039 | SC Oregon 2 Lessor Parent, LLC |  | 63796 | West Hines Solar I, LLC | OR | Vertical | Harney | 1 | Solar Photovoltaic | PV |  | W | X | X |  |  | 10 |  | 10 | 10 |  | N |  |  | OP | X | 6 | 2020 | 2020 |  |  | N | IPP Non-CHP | IPP | IPP | 2 | X | SUN | Renewable | 10 | 0 | 1 | 0
Operable | 65242 | Scale Sustainable I, LLC |  | 57773 | Palo Verde College | CA | Vertical | Riverside | 1 | Solar Photovoltaic | PV |  | S | X | X |  |  | 1.2 |  | 1 | 1 |  | N |  |  | OP | X | 8 | 2009 | 2009 |  |  | N | Commercial Non-CHP | Customer Sited | Other | 4 | X | SUN | Renewable | 1.2 | 0 | 1 | 0
Operable | 65242 | Scale Sustainable I, LLC |  | 57776 | FedEx Woodbridge | NJ | Restructured | Middlesex | 1 | Solar Photovoltaic | PV |  | S | X | X |  |  | 2 |  | 2 | 1 |  | N |  |  | OP | X | 12 | 2009 | 2009 |  |  | N | IPP Non-CHP | IPP | IPP | 2 | X | SUN | Renewable | 2 | 0 | 1 | 0
Operable | 65242 | Scale Sustainable I, LLC |  | 58481 | CSU Pueblo | CO | Vertical | Pueblo | CSU1 | Solar Photovoltaic | PV |  | S | X | X |  |  | 1 |  | 1 | 0.8 |  | N |  |  | OP | X | 12 | 2008 | 2008 |  |  | N | Commercial Non-CHP | Customer Sited | Other | 4 | X | SUN | Renewable | 1 | 0 | 1 | 0
Operable | 65242 | Scale Sustainable I, LLC |  | 58524 | Neuse River Solar Farm | NC | Vertical | Wake | 1 | Solar Photovoltaic | PV |  | S | X | X |  |  | 1.1 |  | 1.1 | 1 |  | N |  |  | OP | X | 12 | 2011 | 2011 |  |  | N | IPP Non-CHP | IPP | IPP | 2 | X | SUN | Renewable | 1.1 | 0 | 1 | 0
Operable | 61284 | Scandia CSG LLC |  | 61669 | Scandia Community Solar Garden | MN | Vertical | Washington | SCAND | Solar Photovoltaic | PV |  | S | X | X |  |  | 2.5 |  | 2.5 | 2.5 |  | N |  |  | OP | X | 7 | 2018 | 2018 |  |  | N | IPP Non-CHP | IPP | IPP | 2 | X | SUN | Renewable | 2.5 | 0 | 1 | 0
Operable | 60648 | SCDA Solar 1, LLC |  | 61006 | SCDA Solar 1 | CA | Vertical | Sacramento | SCAIR | Solar Photovoltaic | PV |  | S | X | X |  |  | 7 |  | 7 | 7 |  | N |  |  | OP | X | 10 | 2017 | 2017 |  |  | N | IPP Non-CHP | IPP | IPP | 2 | X | SUN | Renewable | 7 | 0 | 1 | 0
Operable | 61486 | Scenic Hill Solar III LLC |  | 61869 | Scenic Hill Solar III | AR | Vertical | Johnson | SHS3 | Solar Photovoltaic | PV |  | S | X | X |  |  | 5 |  | 5 | 5 |  | N |  |  | OP | X | 12 | 2017 | 2017 |  |  | N | IPP Non-CHP | IPP | IPP | 2 | X | SUN | Renewable | 5 | 0 | 1 | 0
Operable | 61114 | School Sisters CSG LLC |  | 61516 | School Sisters CSG | MN | Vertical | Blue Earth | SCHOO | Solar Photovoltaic | PV |  | S | X | X |  |  | 1 |  | 1 | 1 |  | N |  |  | OP | X | 5 | 2018 | 2018 |  |  | N | IPP Non-CHP | IPP | IPP | 2 | X | SUN | Renewable | 1 | 0 | 1 | 0
Operable | 63366 | Schueler Community Solar LLC |  | 63658 | Schueler Community Solar | MN | Vertical | Wright | TC3 | Solar Photovoltaic | PV |  | S | X | X |  |  | 1 |  | 1 | 1 |  | N |  |  | OP | X | 8 | 2020 | 2020 |  |  | N | IPP Non-CHP | IPP | IPP | 2 | X | SUN | Renewable | 1 | 0 | 1 | 0
Operable | 64063 | Schull CSG LLC |  | 64413 | Schull CSG | MN | Vertical | Blue Earth | SCHUL | Solar Photovoltaic | PV |  | S | X | X |  |  | 1 |  | 0.4 | 0.2 |  | N |  |  | OP | X | 11 | 2021 | 2021 |  |  | N | IPP Non-CHP | IPP | IPP | 2 | X | SUN | Renewable | 1 | 0 | 1 | 0
Operable | 63861 | Schulte 2 Community Solar |  | 64257 | Schulte 2 Community Solar | IL | Restructured | Marshall | SCHU | Solar Photovoltaic | PV |  | S | X | X |  |  | 2 |  | 2 | 2 |  | N |  |  | OP | X | 12 | 2020 | 2020 |  |  | N | IPP Non-CHP | IPP | IPP | 2 | X | SUN | Renewable | 2 | 0 | 1 | 0
Operable | 16793 | Schuylkill Energy Resource Inc |  | 54634 | St Nicholas Cogen Project | PA | Restructured | Schuylkill | SNCP | Conventional Steam Coal | ST |  | S | X | X | 50601 | 50601 | 99.2 | 0.85 | 86 | 86 | 55 | N |  |  | OP | X | 9 | 1990 | Pre-2000 |  |  | Y | IPP CHP | IPP | IPP | 3 | T | WC | Non-Renewable | 0 | 99.2 | 0 | 1
Operable | 62965 | Schwinghamer Community Solar LLC |  | 63177 | Schwinghamer Project CSG | MN | Vertical | Stearns | TC3 | Solar Photovoltaic | PV |  | S | X | X |  |  | 1 |  | 1 | 1 |  | N |  |  | OP | X | 12 | 2019 | 2019 |  |  | N | IPP Non-CHP | IPP | IPP | 2 | X | SUN | Renewable | 1 | 0 | 1 | 0
Operable | 59493 | Scituate Wind LLC |  | 59724 | Scituate Wind | MA | Restructured | Plymouth | SCIWT | Onshore Wind Turbine | WT |  | S | X | X |  |  | 1.5 |  | 1.5 | 1.5 | 0.1 | N |  |  | OP | X | 3 | 2012 | 2012 |  |  | N | IPP Non-CHP | IPP | IPP | 2 | X | WND | Renewable | 1.5 | 0 | 1 | 0
Operable | 65913 | Scooby Solar, LLC |  | 67000 | Cawelo Water District Solar | CA | Vertical | Kern | 15612 | Solar Photovoltaic | PV |  | S | X | X |  |  | 2.5 |  | 2.5 | 1.8 |  | N |  |  | OP | X | 10 | 2023 | 2023 |  |  | N | Commercial Non-CHP | Customer Sited | Other | 4 | X | SUN | Renewable | 2.5 | 0 | 1 | 0
Operable | 63119 | Scotch Bonnet Solar, LLC |  | 63345 | Scotch Bonnet Solar, LLC | NC | Vertical | Pender | PGR07 | Solar Photovoltaic | PV |  | S | X | X |  |  | 4.5 |  | 4.5 | 4.5 |  | N |  |  | OP | X | 12 | 2020 | 2020 |  |  | N | IPP Non-CHP | IPP | IPP | 2 | X | SUN | Renewable | 4.5 | 0 | 1 | 0
Operable | 61347 | Scotch Settlement |  | 61717 | IRE Solar I, LLC | NY | Restructured | St Lawrence | SSIRE | Solar Photovoltaic | PV |  | S | X | X |  |  | 1 |  | 1 | 1 |  | N |  |  | OP | X | 12 | 2017 | 2017 |  |  | N | IPP Non-CHP | IPP | IPP | 2 | X | SUN | Renewable | 1 | 0 | 1 | 0
Operable | 63074 | Scout Clean Energy LLC |  | 61032 | Heart of Texas Wind Project | TX | Restructured | McCulloch | HTX | Onshore Wind Turbine | WT |  | S | X | X |  |  | 180 |  | 180 | 180 | 180 | N |  |  | OP | X | 5 | 2020 | 2020 |  |  | N | IPP Non-CHP | IPP | IPP | 2 | X | WND | Renewable | 180 | 0 | 1 | 0
Operable | 16814 | Scrubgrass Reclamation CO. LP. |  | 50974 | Scrubgrass Reclamation CO. LP. | PA | Restructured | Venango | GEN1 | Conventional Steam Coal | ST |  | S | X | X | 50789 Scrubgrs-13kv-gen | 50789 scrubgrs-13kv-gen | 94.7 | 0.85 | 82.5 | 85.2 | 0 | N |  |  | OP | X | 6 | 1993 | Pre-2000 |  |  | N | IPP Non-CHP | IPP | IPP | 2 | X | WC | Non-Renewable | 0 | 94.7 | 0 | 1 | BIT | SUB | WDS
Operable | 60336 | SDGE Batteries |  | 60565 | Borrego Springs Energy Storage | CA | Vertical | San Diego | SES1 | Batteries | BA |  | S | X | X |  |  | 0.5 |  | 0.5 | 0.5 | 0.1 | N |  |  | OP | X | 12 | 2012 | 2012 |  |  | N | Electric Utility | Utility | Investor Owned Utility | 1 | X | MWH | Other | 0 | 0 | 0 | 0
Operable | 60336 | SDGE Batteries |  | 60565 | Borrego Springs Energy Storage | CA | Vertical | San Diego | SES2 | Batteries | BA |  | S | X | X |  |  | 1 |  | 1 | 1 | 0.1 | N |  |  | OP | X | 2 | 2014 | 2014 |  |  | N | Electric Utility | Utility | Investor Owned Utility | 1 | X | MWH | Other | 0 | 0 | 0 | 0
Operable | 60336 | SDGE Batteries |  | 60566 | Pala Energy Storage Yard | CA | Vertical | San Diego | SES2 | Batteries | BA |  | S | X | X |  |  | 1 |  | 1 | 1 | 0.1 | N |  |  | OS | X | 8 | 2015 | 2015 |  |  | N | Electric Utility | Utility | Investor Owned Utility | 1 | X | MWH | Other | 0 | 0 | 0 | 0
Operable | 60336 | SDGE Batteries |  | 60567 | Ortega Highway Energy Storage | CA | Vertical | Orange | SES1 | Batteries | BA |  | S | X | X |  |  | 1 |  | 1 | 1 | 0.1 | N |  |  | OP | X | 5 | 2015 | 2015 |  |  | N | Electric Utility | Utility | Investor Owned Utility | 1 | X | MWH | Other | 0 | 0 | 0 | 0
Operable | 60336 | SDGE Batteries |  | 60567 | Ortega Highway Energy Storage | CA | Vertical | Orange | SES2 | Batteries | BA |  | S | X | X |  |  | 1 |  | 1 | 1 | 0.1 | N |  |  | OS | X | 10 | 2015 | 2015 |  |  | N | Electric Utility | Utility | Investor Owned Utility | 1 | X | MWH | Other | 0 | 0 | 0 | 0
Operable | 60336 | SDGE Batteries |  | 60568 | Canyon Crest Academy | CA | Vertical | San Diego | SES | Batteries | BA |  | S | X | X |  |  | 1 |  | 1 | 1 | 0.1 | N |  |  | OP | X | 10 | 2014 | 2014 |  |  | N | Electric Utility | Utility | Investor Owned Utility | 1 | X | MWH | Other | 0 | 0 | 0 | 0
Operable | 60336 | SDGE Batteries |  | 61107 | Vanadium Redox Flow Battery Plant | CA | Vertical | San Diego | VRF | Batteries | BA |  | W | X | X |  |  | 2 |  | 2 | 2 | 0.1 | N |  |  | OP | X | 6 | 2017 | 2017 |  |  | N | Electric Utility | Utility | Investor Owned Utility | 1 | X | MWH | Other | 0 | 0 | 0 | 0
Operable | 63101 | SE Aragorn, LLC |  | 63329 | Aragorn Solar Project | TX | Restructured | Culberson | IPAGN | Solar Photovoltaic | PV |  | S | X | X |  |  | 187.2 |  | 180 | 180 |  | N |  |  | OP | X | 12 | 2021 | 2021 |  |  | N | IPP Non-CHP | IPP | IPP | 2 | X | SUN | Renewable | 187.2 | 0 | 1 | 0
Operable | 62983 | SE Athos I, LLC |  | 63300 | Athos Solar Project | CA | Vertical | Riverside | IPAT1 | Solar Photovoltaic | PV |  | S | X | X |  |  | 250 |  | 250 | 250 |  | N |  |  | OP | X | 6 | 2022 | 2022 |  |  | N | IPP Non-CHP | IPP | IPP | 2 | X | SUN | Renewable | 250 | 0 | 1 | 0
Operable | 63869 | SE Athos II, LLC |  | 64290 | SE Athos II, LLC | CA | Vertical | Riverside | IPAT2 | Solar Photovoltaic | PV |  | S | X | X |  |  | 200 |  | 200 | 200 |  | N |  |  | OP | X | 12 | 2021 | 2021 |  |  | N | IPP Non-CHP | IPP | IPP | 2 | X | SUN | Renewable | 200 | 0 | 1 | 0
Operable | 63100 | SE Juno, LLC |  | 63328 | Juno Solar Project | TX | Restructured | Borden | IPJNO | Solar Photovoltaic | PV |  | S | X | X |  |  | 143.5 |  | 143.5 | 143.5 |  | Y | 9 | 2023 | OP | X | 8 | 2021 | 2021 |  |  | N | IPP Non-CHP | IPP | IPP | 2 | X | SUN | Renewable | 143.5 | 0 | 1 | 0
Operable | 63100 | SE Juno, LLC |  | 63328 | Juno Solar Project | TX | Restructured | Borden | JUNO1 | Solar Photovoltaic | PV |  | S | X | X |  |  | 159 |  | 159 | 159 |  | N |  |  | OP | X | 6 | 2021 | 2021 |  |  | N | IPP Non-CHP | IPP | IPP | 2 | X | SUN | Renewable | 159 | 0 | 1 | 0
Operable | 63092 | SE Titan, LLC |  | 63320 | Titan Solar Project | TX | Restructured | Culberson | IPTTN | Solar Photovoltaic | PV |  | S | X | X |  |  | 260 |  | 260 | 260 |  | N |  |  | OP | X | 12 | 2021 | 2021 |  |  | N | IPP Non-CHP | IPP | IPP | 2 | X | SUN | Renewable | 260 | 0 | 1 | 0
Operable | 64702 | Seaboard Energy California, LLC |  | 61989 | Pacific Ethanol Madera Solar Array | CA | Vertical | Madera | PV | Solar Photovoltaic | PV |  | S | X | X |  |  | 4.3 |  | 3.9 | 2.4 |  | N |  |  | OP | X | 8 | 2018 | 2018 |  |  | N | IPP Non-CHP | IPP | IPP | 2 | X | SUN | Renewable | 4.3 | 0 | 1 | 0
Operable | 54705 | Seadrift Coke L P |  | 10167 | Seadrift Coke LP | TX | Restructured | Calhoun | GEN1 | Petroleum Coke | ST |  | S | X | X | South Zone Node | South Zone Node | 7.6 | 1 | 7.6 | 7.6 | 1 | N |  |  | OP | X | 11 | 1983 | Pre-2000 |  |  | Y | Industrial CHP | Customer Sited | Other | 7 | B | PC | Non-Renewable | 0 | 7.6 | 0 | 1
Operable | 64785 | Sealed Air Corporation |  | 65469 | Sealed Air Madera Solar Project | CA | Vertical | Madera | SAMBA | Batteries | BA |  | S | X | X |  |  | 0.8 |  | 0.8 | 0.8 |  | N |  |  | OP | X | 5 | 2022 | 2022 |  |  | N | Industrial Non-CHP | Customer Sited | Other | 6 | X | MWH | Other | 0 | 0 | 0 | 0
Operable | 64785 | Sealed Air Corporation |  | 65469 | Sealed Air Madera Solar Project | CA | Vertical | Madera | SAMSP | Solar Photovoltaic | PV |  | S | X | X |  |  | 3 |  | 3 | 2.3 |  | N |  |  | OP | X | 5 | 2022 | 2022 |  |  | N | Industrial Non-CHP | Customer Sited | Other | 6 | X | SUN | Renewable | 3 | 0 | 1 | 0
Operable | 62109 | Searcy Solar, LLC |  | 62617 | Searcy Solar Hybrid | AR | Vertical | White | SEABT | Batteries | BA |  | S | X | X |  |  | 10 |  | 10 | 10 | 0.1 | N |  |  | OP | X | 1 | 2022 | 2022 |  |  | N | Electric Utility | Utility | IPP | 1 | X | MWH | Other | 0 | 0 | 0 | 0
Operable | 62109 | Searcy Solar, LLC |  | 62617 | Searcy Solar Hybrid | AR | Vertical | White | SEARC | Solar Photovoltaic | PV |  | S | X | X |  |  | 100 |  | 100 | 100 | 1 | N |  |  | OP | X | 1 | 2022 | 2022 |  |  | N | Electric Utility | Utility | IPP | 1 | X | SUN | Renewable | 100 | 0 | 1 | 0
Operable | 49968 | Searles Valley Minerals Operations Inc. |  | 10684 | Argus Cogen Plant | CA | Vertical | San Bernardino | TG5 | Conventional Steam Coal | ST |  | W | X | X | CAISO | CAISO | 7.5 | 0.8 | 7 | 7 | 1 | N |  |  | SB | Y | 12 | 1947 | Pre-2000 |  |  | Y | Industrial CHP | Customer Sited | Other | 7 | T | BIT | Non-Renewable | 0 | 7.5 | 0 | 1 | NG
Operable | 49968 | Searles Valley Minerals Operations Inc. |  | 10684 | Argus Cogen Plant | CA | Vertical | San Bernardino | TG8 | Conventional Steam Coal | ST |  | W | X | X | CAISO | CAISO | 27.5 | 0.8 | 25 | 25 | 10 | N |  |  | OP | X | 7 | 1978 | Pre-2000 |  |  | Y | Industrial CHP | Customer Sited | Other | 7 | T | BIT | Non-Renewable | 0 | 27.5 | 0 | 1 | NG
Operable | 49968 | Searles Valley Minerals Operations Inc. |  | 10684 | Argus Cogen Plant | CA | Vertical | San Bernardino | TG9 | Conventional Steam Coal | ST |  | W | X | X | CAISO | CAISO | 27.5 | 0.8 | 25 | 25 | 10 | N |  |  | OP | X | 7 | 1978 | Pre-2000 |  |  | Y | Industrial CHP | Customer Sited | Other | 7 | T | BIT | Non-Renewable | 0 | 27.5 | 0 | 1 | NG
Operable | 49968 | Searles Valley Minerals Operations Inc. |  | 10685 | Westend Facility | CA | Vertical | San Bernardino | PINA | Natural Gas Fired Combustion Turbine | GT |  | W | X | X |  |  | 20 | 0.8 | 15 | 15 | 1 | N |  |  | OS | X | 1 | 1969 | Pre-2000 |  |  | Y | Industrial CHP | Customer Sited | Other | 7 | T | NG | Non-Renewable | 0 | 20 | 0 | 1
Operable | 16864 | Seaside Heights Municipal Utility |  | 58172 | Seaside Heights Power Plant | NJ | Restructured | Ocean | UINT3 | Petroleum Liquids | IC |  | S | X | X |  |  | 2 | 0.8 | 2 | 2 | 0.1 | N |  |  | OS | X | 9 | 2012 | 2012 |  |  | N | Electric Utility | Utility | Municipal | 1 | X | DFO | Non-Renewable | 0 | 2 | 0 | 1
Operable | 16864 | Seaside Heights Municipal Utility |  | 58172 | Seaside Heights Power Plant | NJ | Restructured | Ocean | UNIT1 | Petroleum Liquids | IC |  | S | X | X |  |  | 2 | 0.8 | 2 | 2 | 0.1 | N |  |  | OS | X | 9 | 2012 | 2012 |  |  | N | Electric Utility | Utility | Municipal | 1 | X | DFO | Non-Renewable | 0 | 2 | 0 | 1
Operable | 16864 | Seaside Heights Municipal Utility |  | 58172 | Seaside Heights Power Plant | NJ | Restructured | Ocean | UNIT2 | Petroleum Liquids | IC |  | S | X | X |  |  | 2 | 0.8 | 2 | 2 | 0.1 | N |  |  | OS | X | 9 | 2012 | 2012 |  |  | N | Electric Utility | Utility | Municipal | 1 | X | DFO | Non-Renewable | 0 | 2 | 0 | 1
Operable | 60240 | SEC CRSD Solar One, LLC |  | 60458 | Hardwick-Athol & Eagle Hill | MA | Restructured | Worcester | HAEH | Solar Photovoltaic | PV |  | S | X | X |  |  | 2.8 |  | 2.8 | 2.8 |  | N |  |  | OP | X | 7 | 2015 | 2015 |  |  | N | IPP Non-CHP | IPP | IPP | 2 | X | SUN | Renewable | 2.8 | 0 | 1 | 0
Operable | 60231 | SEC LHNY Solar One, LLC |  | 60431 | Tompkins Cortland Community College | NY | Restructured | Tompkins | TC3 | Solar Photovoltaic | PV |  | S | X | X |  |  | 2 |  | 2 | 2 |  | N |  |  | OP | X | 5 | 2015 | 2015 |  |  | N | IPP Non-CHP | IPP | IPP | 2 | X | SUN | Renewable | 2 | 0 | 1 | 0
Operable | 64297 | Segunda Solar II, LLC |  | 64732 | Segunda II (CSG) | IL | Restructured | LaSalle | SEGU2 | Solar Photovoltaic | PV |  | S | X | X |  |  | 2 |  | 2 | 2 |  | N |  |  | OP | X | 11 | 2021 | 2021 |  |  | N | IPP Non-CHP | IPP | IPP | 2 | X | SUN | Renewable | 2 | 0 | 1 | 0
Operable | 63203 | Selective Insurance |  | 63459 | Selective Insurance | NJ | Restructured | Sussex | 9853 | Solar Photovoltaic | PV |  | S | X | X |  |  | 2.2 |  | 2.2 | 2.2 |  | N |  |  | OP | X | 11 | 2019 | 2019 |  |  | N | IPP Non-CHP | IPP | IPP | 2 | X | SUN | Renewable | 2.2 | 0 | 1 | 0
Operable | 63203 | Selective Insurance |  | 63459 | Selective Insurance | NJ | Restructured | Sussex | 9854 | Solar Photovoltaic | PV |  | S | X | X |  |  | 0.6 |  | 0.6 | 0.6 |  | N |  |  | OP | X | 10 | 2022 | 2022 |  |  | N | IPP Non-CHP | IPP | IPP | 2 | X | SUN | Renewable | 0.6 | 0 | 1 | 0
Operable | 16909 | Selkirk Cogen Partners LP |  | 10725 | Selkirk Cogen | NY | Restructured | Albany | GEN1 | Natural Gas Fired Combined Cycle | CT | F802 | W | X | Y | Selkirk-I | Selkirk-I | 95.2 | 0.9 | 76.9 | 105.5 | 45 | N |  |  | OP | X | 4 | 1992 | Pre-2000 |  |  | Y | IPP CHP | IPP | IPP | 3 | T | NG | Non-Renewable | 0 | 95.2 | 0 | 1 | DFO
Operable | 16909 | Selkirk Cogen Partners LP |  | 10725 | Selkirk Cogen | NY | Restructured | Albany | GEN2 | Natural Gas Fired Combined Cycle | CA | F801 | W | Y | X | Selkirk-I | Selkirk-I | 12 | 0.85 |  |  | 11 | N |  |  | SB | Y | 4 | 1992 | Pre-2000 |  |  | Y | IPP CHP | IPP | IPP | 3 | T | NG | Non-Renewable | 0 | 12 | 0 | 1
Operable | 16909 | Selkirk Cogen Partners LP |  | 10725 | Selkirk Cogen | NY | Restructured | Albany | GEN3 | Natural Gas Fired Combined Cycle | CT | F802 | W | X | N | Selkirk-II | Selkirk-II | 95.2 | 0.9 | 272.3 | 333.1 | 45 | N |  |  | OP | X | 4 | 1994 | Pre-2000 |  |  | Y | IPP CHP | IPP | IPP | 3 | T | NG | Non-Renewable | 0 | 95.2 | 0 | 1 | DFO
Operable | 16909 | Selkirk Cogen Partners LP |  | 10725 | Selkirk Cogen | NY | Restructured | Albany | GEN4 | Natural Gas Fired Combined Cycle | CT | F802 | W | X | N | Selkirk-II | Selkirk-II | 95.2 | 0.9 |  |  | 45 | N |  |  | OP | X | 4 | 1994 | Pre-2000 |  |  | Y | IPP CHP | IPP | IPP | 3 | T | NG | Non-Renewable | 0 | 95.2 | 0 | 1 | DFO
Operable | 16909 | Selkirk Cogen Partners LP |  | 10725 | Selkirk Cogen | NY | Restructured | Albany | GEN5 | Natural Gas Fired Combined Cycle | CA | F802 | W | Y | X | Selkirk-II | Selkirk-II | 148.4 | 0.95 |  |  | 11 | N |  |  | OP | X | 4 | 1994 | Pre-2000 |  |  | Y | IPP CHP | IPP | IPP | 3 | T | NG | Non-Renewable | 0 | 148.4 | 0 | 1
Operable | 60331 | Selmer North Solar I, LLC |  | 60555 | Selmer I | TN | Vertical | McNairy | SELMI | Solar Photovoltaic | PV |  | S | X | X |  |  | 16 |  | 16 | 16 |  | N |  |  | OP | X | 12 | 2016 | 2016 |  |  | N | IPP Non-CHP | IPP | IPP | 2 | X | SUN | Renewable | 16 | 0 | 1 | 0
Operable | 60332 | Selmer North Solar II, LLC |  | 60556 | Selmer II | TN | Vertical | McNairy | SELM2 | Solar Photovoltaic | PV |  | S | X | X |  |  | 8 |  | 8 | 8 |  | N |  |  | OP | X | 12 | 2016 | 2016 |  |  | N | IPP Non-CHP | IPP | IPP | 2 | X | SUN | Renewable | 8 | 0 | 1 | 0
Operable | 16929 | SEMASS Partnership |  | 50290 | SEMASS Resource Recovery | MA | Restructured | Plymouth | GEN1 | Municipal Solid Waste | ST |  | S | X | X | SEMASS |  | 64.5 | 0.9 | 53.3 | 53.3 | 6 | N |  |  | OP | X | 7 | 1988 | Pre-2000 |  |  | N | Commercial Non-CHP | Customer Sited | Other | 4 | X | MSW | Renewable | 64.5 | 0 | 1 | 0 | NG | DFO
Operable | 16929 | SEMASS Partnership |  | 50290 | SEMASS Resource Recovery | MA | Restructured | Plymouth | GEN2 | Municipal Solid Waste | ST |  | S | X | X | SEMASS |  | 34 | 0.9 | 26.7 | 26.7 | 9 | N |  |  | OP | X | 4 | 1993 | Pre-2000 |  |  | N | Commercial Non-CHP | Customer Sited | Other | 4 | X | MSW | Renewable | 34 | 0 | 1 | 0 | NG | DFO
Operable | 21554 | Seminole Electric Cooperative Inc |  | 136 | Seminole (FL) | FL | Vertical | Putnam | 2 | Conventional Steam Coal | ST |  | S | X | X |  |  | 714.6 | 0.9 | 634 | 640 | 300 | N |  |  | OP | X | 12 | 1984 | Pre-2000 |  |  | N | Electric Utility | Utility | Cooperative | 1 | X | BIT | Non-Renewable | 0 | 714.6 | 0 | 1
Operable | 21554 | Seminole Electric Cooperative Inc |  | 136 | Seminole (FL) | FL | Vertical | Putnam | CT1 | Natural Gas Fired Combined Cycle | CT | SCCF | S | X | N |  |  | 384.2 | 0.85 | 355 | 368.6 | 84 | N |  |  | OP | X | 4 | 2023 | 2023 |  |  | N | Electric Utility | Utility | Cooperative | 1 | X | NG | Non-Renewable | 0 | 384.2 | 0 | 1
Operable | 21554 | Seminole Electric Cooperative Inc |  | 136 | Seminole (FL) | FL | Vertical | Putnam | CT2 | Natural Gas Fired Combined Cycle | CT | SCCF | S | X | N |  |  | 384.2 | 0.85 | 355 | 368.6 | 84 | N |  |  | OP | X | 4 | 2023 | 2023 |  |  | N | Electric Utility | Utility | Cooperative | 1 | X | NG | Non-Renewable | 0 | 384.2 | 0 | 1
Operable | 21554 | Seminole Electric Cooperative Inc |  | 136 | Seminole (FL) | FL | Vertical | Putnam | ST | Natural Gas Fired Combined Cycle | CA | SCCF | S | Y | X |  |  | 414.8 | 0.85 | 394 | 397.2 | 173 | N |  |  | OP | X | 4 | 2023 | 2023 |  |  | N | Electric Utility | Utility | Cooperative | 1 | X | NG | Non-Renewable | 0 | 414.8 | 0 | 1
Operable | 21554 | Seminole Electric Cooperative Inc |  | 7380 | Midulla Generating Station | FL | Vertical | Hardee | CT1 | Natural Gas Fired Combined Cycle | CT | CCU1 | S | X | N |  |  | 181.1 | 0.85 | 179 | 198 | 90 | N |  |  | OP | X | 1 | 2002 | 2002 |  |  | N | Electric Utility | Utility | Cooperative | 1 | X | NG | Non-Renewable | 0 | 181.1 | 0 | 1 | DFO
Operable | 21554 | Seminole Electric Cooperative Inc |  | 7380 | Midulla Generating Station | FL | Vertical | Hardee | CT2 | Natural Gas Fired Combined Cycle | CT | CCU1 | S | X | N |  |  | 181.1 | 0.85 | 179 | 198 | 90 | N |  |  | OP | X | 1 | 2002 | 2002 |  |  | N | Electric Utility | Utility | Cooperative | 1 | X | NG | Non-Renewable | 0 | 181.1 | 0 | 1 | DFO
Operable | 21554 | Seminole Electric Cooperative Inc |  | 7380 | Midulla Generating Station | FL | Vertical | Hardee | GT4 | Natural Gas Fired Combustion Turbine | GT |  | S | X | X |  |  | 62 | 0.85 | 54 | 62 | 14 | N |  |  | OP | X | 12 | 2006 | 2006 |  |  | N | Electric Utility | Utility | Cooperative | 1 | X | NG | Non-Renewable | 0 | 62 | 0 | 1 | DFO
Operable | 21554 | Seminole Electric Cooperative Inc |  | 7380 | Midulla Generating Station | FL | Vertical | Hardee | GT5 | Natural Gas Fired Combustion Turbine | GT |  | S | X | X |  |  | 62 | 0.85 | 54 | 62 | 14 | N |  |  | OP | X | 12 | 2006 | 2006 |  |  | N | Electric Utility | Utility | Cooperative | 1 | X | NG | Non-Renewable | 0 | 62 | 0 | 1 | DFO
Operable | 21554 | Seminole Electric Cooperative Inc |  | 7380 | Midulla Generating Station | FL | Vertical | Hardee | GT6 | Natural Gas Fired Combustion Turbine | GT |  | S | X | X |  |  | 62 | 0.85 | 54 | 62 | 14 | N |  |  | OP | X | 12 | 2006 | 2006 |  |  | N | Electric Utility | Utility | Cooperative | 1 | X | NG | Non-Renewable | 0 | 62 | 0 | 1 | DFO
Operable | 21554 | Seminole Electric Cooperative Inc |  | 7380 | Midulla Generating Station | FL | Vertical | Hardee | GT7 | Natural Gas Fired Combustion Turbine | GT |  | S | X | X |  |  | 62 | 0.85 | 54 | 62 | 14 | N |  |  | OP | X | 12 | 2006 | 2006 |  |  | N | Electric Utility | Utility | Cooperative | 1 | X | NG | Non-Renewable | 0 | 62 | 0 | 1 | DFO
Operable | 21554 | Seminole Electric Cooperative Inc |  | 7380 | Midulla Generating Station | FL | Vertical | Hardee | GT8 | Natural Gas Fired Combustion Turbine | GT |  | S | X | X |  |  | 62 | 0.85 | 27 | 31 | 14 | N |  |  | OP | X | 12 | 2006 | 2006 |  |  | N | Electric Utility | Utility | Cooperative | 1 | X | NG | Non-Renewable | 0 | 62 | 0 | 1 | DFO
Operable | 21554 | Seminole Electric Cooperative Inc |  | 7380 | Midulla Generating Station | FL | Vertical | Hardee | ST3 | Natural Gas Fired Combined Cycle | CA | CCU1 | S | N | X |  |  | 181.1 | 0.85 | 185 | 187 | 62 | N |  |  | OP | X | 1 | 2002 | 2002 |  |  | N | Electric Utility | Utility | Cooperative | 1 | X | NG | Non-Renewable | 0 | 181.1 | 0 | 1 | DFO
Operable | 59428 | Sendero Wind Energy, LLC |  | 59654 | Sendero | TX | Restructured | Jim Hogg | 1 | Onshore Wind Turbine | WT |  | S | X | X | EXGNSND_WIND_1 | EXGNSND_WIND_1 | 78 |  | 78 | 78 | 0.8 | N |  |  | OP | X | 12 | 2015 | 2015 |  |  | N | IPP Non-CHP | IPP | IPP | 2 | X | WND | Renewable | 78 | 0 | 1 | 0
Operable | 17283 | Seneca Energy II |  | 54782 | Seneca Energy | NY | Restructured | Seneca | GE10 | Landfill Gas | IC |  | S | X | X |  |  | 0.8 | 0.8 | 0.8 | 0.8 | 0.6 | N |  |  | OP | X | 8 | 1998 | Pre-2000 | 10 | 2025 | N | IPP Non-CHP | IPP | IPP | 2 | X | LFG | Renewable | 0.8 | 0 | 1 | 0
Operable | 17283 | Seneca Energy II |  | 54782 | Seneca Energy | NY | Restructured | Seneca | GE11 | Landfill Gas | IC |  | S | X | X |  |  | 0.8 | 0.8 | 0.8 | 0.8 | 0.6 | N |  |  | OP | X | 8 | 1998 | Pre-2000 | 10 | 2025 | N | IPP Non-CHP | IPP | IPP | 2 | X | LFG | Renewable | 0.8 | 0 | 1 | 0
Operable | 17283 | Seneca Energy II |  | 54782 | Seneca Energy | NY | Restructured | Seneca | GE12 | Landfill Gas | IC |  | S | X | X |  |  | 0.8 | 0.8 | 0.8 | 0.8 | 0.6 | N |  |  | OP | X | 8 | 1998 | Pre-2000 | 10 | 2025 | N | IPP Non-CHP | IPP | IPP | 2 | X | LFG | Renewable | 0.8 | 0 | 1 | 0
Operable | 17283 | Seneca Energy II |  | 54782 | Seneca Energy | NY | Restructured | Seneca | GE13 | Landfill Gas | IC |  | S | X | X |  |  | 0.8 | 0.8 | 0.8 | 0.8 | 0.6 | N |  |  | OP | X | 8 | 1998 | Pre-2000 | 10 | 2025 | N | IPP Non-CHP | IPP | IPP | 2 | X | LFG | Renewable | 0.8 | 0 | 1 | 0
Operable | 17283 | Seneca Energy II |  | 54782 | Seneca Energy | NY | Restructured | Seneca | GE14 | Landfill Gas | IC |  | S | X | X |  |  | 0.8 | 0.8 | 0.8 | 0.8 | 0.6 | N |  |  | OP | X | 8 | 1998 | Pre-2000 | 10 | 2025 | N | IPP Non-CHP | IPP | IPP | 2 | X | LFG | Renewable | 0.8 | 0 | 1 | 0
Operable | 17283 | Seneca Energy II |  | 54782 | Seneca Energy | NY | Restructured | Seneca | GE15 | Landfill Gas | IC |  | S | X | X |  |  | 1.6 | 0.8 | 1.6 | 1.6 | 0.8 | N |  |  | OP | X | 1 | 2007 | 2007 |  |  | N | IPP Non-CHP | IPP | IPP | 2 | X | LFG | Renewable | 1.6 | 0 | 1 | 0
Operable | 17283 | Seneca Energy II |  | 54782 | Seneca Energy | NY | Restructured | Seneca | GE16 | Landfill Gas | IC |  | S | X | X |  |  | 1.6 | 0.8 | 1.6 | 1.6 | 0.8 | N |  |  | OP | X | 1 | 2007 | 2007 |  |  | N | IPP Non-CHP | IPP | IPP | 2 | X | LFG | Renewable | 1.6 | 0 | 1 | 0
Operable | 17283 | Seneca Energy II |  | 54782 | Seneca Energy | NY | Restructured | Seneca | GE17 | Landfill Gas | IC |  | S | X | X |  |  | 1.6 | 0.8 | 1.6 | 1.6 | 0.8 | N |  |  | OP | X | 1 | 2007 | 2007 |  |  | N | IPP Non-CHP | IPP | IPP | 2 | X | LFG | Renewable | 1.6 | 0 | 1 | 0
Operable | 17283 | Seneca Energy II |  | 54782 | Seneca Energy | NY | Restructured | Seneca | GE18 | Landfill Gas | IC |  | S | X | X |  |  | 1.6 | 0.8 | 1.6 | 1.6 | 0.8 | N |  |  | OP | X | 1 | 2007 | 2007 |  |  | N | IPP Non-CHP | IPP | IPP | 2 | X | LFG | Renewable | 1.6 | 0 | 1 | 0
Operable | 17283 | Seneca Energy II |  | 54782 | Seneca Energy | NY | Restructured | Seneca | GEN1 | Landfill Gas | IC |  | S | X | X |  |  | 0.8 | 0.8 | 0.8 | 0.8 | 0.6 | N |  |  | OP | X | 3 | 1996 | Pre-2000 |  |  | N | IPP Non-CHP | IPP | IPP | 2 | X | LFG | Renewable | 0.8 | 0 | 1 | 0
Operable | 17283 | Seneca Energy II |  | 54782 | Seneca Energy | NY | Restructured | Seneca | GEN2 | Landfill Gas | IC |  | S | X | X |  |  | 0.8 | 0.8 | 0.8 | 0.8 | 0.6 | N |  |  | OP | X | 3 | 1996 | Pre-2000 |  |  | N | IPP Non-CHP | IPP | IPP | 2 | X | LFG | Renewable | 0.8 | 0 | 1 | 0
Operable | 17283 | Seneca Energy II |  | 54782 | Seneca Energy | NY | Restructured | Seneca | GEN3 | Landfill Gas | IC |  | S | X | X |  |  | 0.8 | 0.8 | 0.8 | 0.8 | 0.6 | N |  |  | OP | X | 3 | 1996 | Pre-2000 |  |  | N | IPP Non-CHP | IPP | IPP | 2 | X | LFG | Renewable | 0.8 | 0 | 1 | 0
Operable | 17283 | Seneca Energy II |  | 54782 | Seneca Energy | NY | Restructured | Seneca | GEN4 | Landfill Gas | IC |  | S | X | X |  |  | 0.8 | 0.8 | 0.8 | 0.8 | 0.6 | N |  |  | OP | X | 8 | 1996 | Pre-2000 |  |  | N | IPP Non-CHP | IPP | IPP | 2 | X | LFG | Renewable | 0.8 | 0 | 1 | 0
Operable | 17283 | Seneca Energy II |  | 54782 | Seneca Energy | NY | Restructured | Seneca | GEN5 | Landfill Gas | IC |  | S | X | X |  |  | 0.8 | 0.8 | 0.8 | 0.8 | 0.6 | N |  |  | OP | X | 8 | 1996 | Pre-2000 | 10 | 2025 | N | IPP Non-CHP | IPP | IPP | 2 | X | LFG | Renewable | 0.8 | 0 | 1 | 0
Operable | 17283 | Seneca Energy II |  | 54782 | Seneca Energy | NY | Restructured | Seneca | GEN6 | Landfill Gas | IC |  | S | X | X |  |  | 0.8 | 0.8 | 0.8 | 0.8 | 0.6 | N |  |  | OP | X | 6 | 1997 | Pre-2000 | 10 | 2025 | N | IPP Non-CHP | IPP | IPP | 2 | X | LFG | Renewable | 0.8 | 0 | 1 | 0
Operable | 17283 | Seneca Energy II |  | 54782 | Seneca Energy | NY | Restructured | Seneca | GEN7 | Landfill Gas | IC |  | S | X | X |  |  | 0.8 | 0.8 | 0.8 | 0.8 | 0.6 | N |  |  | OP | X | 6 | 1997 | Pre-2000 | 10 | 2025 | N | IPP Non-CHP | IPP | IPP | 2 | X | LFG | Renewable | 0.8 | 0 | 1 | 0
Operable | 17283 | Seneca Energy II |  | 54782 | Seneca Energy | NY | Restructured | Seneca | GEN8 | Landfill Gas | IC |  | S | X | X |  |  | 0.8 | 0.8 | 0.8 | 0.8 | 0.6 | N |  |  | OP | X | 8 | 1998 | Pre-2000 | 10 | 2025 | N | IPP Non-CHP | IPP | IPP | 2 | X | LFG | Renewable | 0.8 | 0 | 1 | 0
Operable | 17283 | Seneca Energy II |  | 54782 | Seneca Energy | NY | Restructured | Seneca | GEN9 | Landfill Gas | IC |  | S | X | X |  |  | 0.8 | 0.8 | 0.8 | 0.8 | 0.6 | N |  |  | OP | X | 8 | 1998 | Pre-2000 | 10 | 2025 | N | IPP Non-CHP | IPP | IPP | 2 | X | LFG | Renewable | 0.8 | 0 | 1 | 0
Operable | 17283 | Seneca Energy II |  | 56250 | Ontario LFGTE | NY | Restructured | Ontario | GEN1 | Landfill Gas | IC |  | S | X | X |  |  | 0.8 | 0.8 | 0.8 | 0.8 | 0.6 | N |  |  | OP | X | 11 | 2003 | 2003 |  |  | N | IPP Non-CHP | IPP | IPP | 2 | X | LFG | Renewable | 0.8 | 0 | 1 | 0
Operable | 17283 | Seneca Energy II |  | 56250 | Ontario LFGTE | NY | Restructured | Ontario | GEN10 | Landfill Gas | IC |  | S | X | X |  |  | 1.6 | 0.8 | 1.6 | 1.6 | 0.8 | N |  |  | OP | X | 3 | 2013 | 2013 |  |  | N | IPP Non-CHP | IPP | IPP | 2 | X | LFG | Renewable | 1.6 | 0 | 1 | 0
Operable | 17283 | Seneca Energy II |  | 56250 | Ontario LFGTE | NY | Restructured | Ontario | GEN11 | Landfill Gas | IC |  | S | X | X |  |  | 1.6 | 0.8 | 1.6 | 1.6 | 0.8 | N |  |  | OP | X | 3 | 2013 | 2013 |  |  | N | IPP Non-CHP | IPP | IPP | 2 | X | LFG | Renewable | 1.6 | 0 | 1 | 0
Operable | 17283 | Seneca Energy II |  | 56250 | Ontario LFGTE | NY | Restructured | Ontario | GEN2 | Landfill Gas | IC |  | S | X | X |  |  | 0.8 | 0.8 | 0.8 | 0.8 | 0.6 | N |  |  | OP | X | 11 | 2003 | 2003 |  |  | N | IPP Non-CHP | IPP | IPP | 2 | X | LFG | Renewable | 0.8 | 0 | 1 | 0
Operable | 17283 | Seneca Energy II |  | 56250 | Ontario LFGTE | NY | Restructured | Ontario | GEN3 | Landfill Gas | IC |  | S | X | X |  |  | 0.8 | 0.8 | 0.8 | 0.8 | 0.6 | N |  |  | OP | X | 11 | 2003 | 2003 |  |  | N | IPP Non-CHP | IPP | IPP | 2 | X | LFG | Renewable | 0.8 | 0 | 1 | 0
Operable | 17283 | Seneca Energy II |  | 56250 | Ontario LFGTE | NY | Restructured | Ontario | GEN4 | Landfill Gas | IC |  | S | X | X |  |  | 0.8 | 0.8 | 0.8 | 0.8 | 0.6 | N |  |  | OP | X | 11 | 2003 | 2003 |  |  | N | IPP Non-CHP | IPP | IPP | 2 | X | LFG | Renewable | 0.8 | 0 | 1 | 0
Operable | 17283 | Seneca Energy II |  | 56250 | Ontario LFGTE | NY | Restructured | Ontario | GEN5 | Landfill Gas | IC |  | S | X | X |  |  | 0.8 | 0.8 | 0.8 | 0.8 | 0.6 | N |  |  | OP | X | 5 | 2005 | 2005 |  |  | N | IPP Non-CHP | IPP | IPP | 2 | X | LFG | Renewable | 0.8 | 0 | 1 | 0
Operable | 17283 | Seneca Energy II |  | 56250 | Ontario LFGTE | NY | Restructured | Ontario | GEN6 | Landfill Gas | IC |  | S | X | X |  |  | 0.8 | 0.8 | 0.8 | 0.8 | 0.6 | N |  |  | OP | X | 5 | 2005 | 2005 |  |  | N | IPP Non-CHP | IPP | IPP | 2 | X | LFG | Renewable | 0.8 | 0 | 1 | 0
Operable | 17283 | Seneca Energy II |  | 56250 | Ontario LFGTE | NY | Restructured | Ontario | GEN7 | Landfill Gas | IC |  | S | X | X |  |  | 0.8 | 0.8 | 0.8 | 0.8 | 0.6 | N |  |  | OP | X | 5 | 2005 | 2005 |  |  | N | IPP Non-CHP | IPP | IPP | 2 | X | LFG | Renewable | 0.8 | 0 | 1 | 0
Operable | 17283 | Seneca Energy II |  | 56250 | Ontario LFGTE | NY | Restructured | Ontario | GEN8 | Landfill Gas | IC |  | S | X | X |  |  | 0.8 | 0.8 | 0.8 | 0.8 | 0.6 | N |  |  | OP | X | 11 | 2010 | 2010 |  |  | N | IPP Non-CHP | IPP | IPP | 2 | X | LFG | Renewable | 0.8 | 0 | 1 | 0
Operable | 17283 | Seneca Energy II |  | 56250 | Ontario LFGTE | NY | Restructured | Ontario | GEN9 | Landfill Gas | IC |  | S | X | X |  |  | 1.6 | 0.8 | 1.6 | 1.6 | 0.8 | N |  |  | OP | X | 3 | 2013 | 2013 |  |  | N | IPP Non-CHP | IPP | IPP | 2 | X | LFG | Renewable | 1.6 | 0 | 1 | 0
Operable | 59524 | Seneca Generation LLC |  | 8225 | Seneca Generation LLC | PA | Restructured | Warren | 1 | Hydroelectric Pumped Storage | PS |  | S | X | X | SENECA 13KV GEN1 | SENECA 13KV GEN1 | 205.9 | 0.9 | 225.4 | 225.4 | 75 | N |  |  | OP | X | 6 | 1970 | Pre-2000 |  |  | N | IPP Non-CHP | IPP | IPP | 2 | X | WAT | Renewable | 205.9 | 0 | 1 | 0
Operable | 59524 | Seneca Generation LLC |  | 8225 | Seneca Generation LLC | PA | Restructured | Warren | 2 | Hydroelectric Pumped Storage | PS |  | S | X | X | SENECA 13KV GEN2 | SENECA 13KV GEN2 | 205.9 | 0.9 | 208.1 | 208.1 | 75 | N |  |  | OP | X | 6 | 1970 | Pre-2000 |  |  | N | IPP Non-CHP | IPP | IPP | 2 | X | WAT | Renewable | 205.9 | 0 | 1 | 0
Operable | 59524 | Seneca Generation LLC |  | 8225 | Seneca Generation LLC | PA | Restructured | Warren | 3 | Conventional Hydroelectric | HY |  | S | X | X | SENECA 13KV GEN3 | SENECA 13KV GEN3 | 26.1 | 0.9 | 29.9 | 29.9 | 29.9 | N |  |  | OP | X | 6 | 1970 | Pre-2000 |  |  | N | IPP Non-CHP | IPP | IPP | 2 | X | WAT | Renewable | 26.1 | 0 | 1 | 0
Operable | 61363 | Seneca Nation |  | 61734 | Seneca Nation Cattaraugus Wind Turbine | NY | Restructured | Erie | 1 | Onshore Wind Turbine | WT |  | S | X | X |  |  | 1.5 |  | 1.5 | 1.5 | 0.1 | N |  |  | OP | X | 3 | 2017 | 2017 |  |  | N | Commercial Non-CHP | Customer Sited | Other | 4 | X | WND | Renewable | 1.5 | 0 | 1 | 0
Operable | 16839 | Seneca Power Partners LP |  | 54593 | Batavia Power Plant | NY | Restructured | Genesee | GEN1 | Natural Gas Fired Combined Cycle | CT | CC01 | S | X | N | 24024 | 24024 | 47.7 | 0.9 | 34.3 | 44.3 | 34.3 | N |  |  | OP | X | 9 | 1992 | Pre-2000 |  |  | N | IPP Non-CHP | IPP | IPP | 2 | X | NG | Non-Renewable | 0 | 47.7 | 0 | 1
Operable | 16839 | Seneca Power Partners LP |  | 54593 | Batavia Power Plant | NY | Restructured | Genesee | GEN2 | Natural Gas Fired Combined Cycle | CA | CC01 | S | N | X | 24024 | 24024 | 18.5 | 0.9 | 14.5 | 14.8 | 14.5 | N |  |  | OP | X | 9 | 1992 | Pre-2000 |  |  | N | IPP Non-CHP | IPP | IPP | 2 | X | NG | Non-Renewable | 0 | 18.5 | 0 | 1
Operable | 16839 | Seneca Power Partners LP |  | 54593 | Batavia Power Plant | NY | Restructured | Genesee | GEN3 | Petroleum Liquids | IC |  | S | X | X | 24024 | 24024 | 1.1 | 0.8 | 1 | 1 | 0.5 | N |  |  | SB | Y | 9 | 1992 | Pre-2000 |  |  | N | IPP Non-CHP | IPP | IPP | 2 | X | DFO | Non-Renewable | 0 | 1.1 | 0 | 1
Operable | 56776 | Seneca Sustainable Energy LLC |  | 57457 | Seneca Sustainable Energy LLC | OR | Vertical | Lane | 1 | Wood/Wood Waste Biomass | ST |  | S | X | X |  |  | 19.8 | 0.95 | 19.8 | 19.8 | 6.5 | N |  |  | OP | X | 4 | 2011 | 2011 |  |  | Y | Industrial CHP | Customer Sited | Other | 7 | T | WDS | Renewable | 19.8 | 0 | 1 | 0
Operable | 56887 | Sentinel Energy Center LLC |  | 57482 | Sentinel Energy Center, LLC | CA | Vertical | Riverside | CTG1 | Natural Gas Fired Combustion Turbine | GT |  | J | X | X | TOT032G1_7_N001 | SENTNL_2_CTG1 | 100 | 0.85 | 100 | 100 | 45 | N |  |  | OP | X | 5 | 2013 | 2013 |  |  | N | IPP Non-CHP | IPP | IPP | 2 | X | NG | Non-Renewable | 0 | 100 | 0 | 1
Operable | 56887 | Sentinel Energy Center LLC |  | 57482 | Sentinel Energy Center, LLC | CA | Vertical | Riverside | CTG2 | Natural Gas Fired Combustion Turbine | GT |  | J | X | X | TOT032G2_7_N001 | SENTNL_2_CTG2 | 100 | 0.85 | 100 | 100 | 45 | N |  |  | OP | X | 5 | 2013 | 2013 |  |  | N | IPP Non-CHP | IPP | IPP | 2 | X | NG | Non-Renewable | 0 | 100 | 0 | 1
Operable | 56887 | Sentinel Energy Center LLC |  | 57482 | Sentinel Energy Center, LLC | CA | Vertical | Riverside | CTG3 | Natural Gas Fired Combustion Turbine | GT |  | J | X | X | TOT032G3_7_N001 | SENTNL_2_CTG3 | 100 | 0.85 | 100 | 100 | 45 | N |  |  | OP | X | 5 | 2013 | 2013 |  |  | N | IPP Non-CHP | IPP | IPP | 2 | X | NG | Non-Renewable | 0 | 100 | 0 | 1
Operable | 56887 | Sentinel Energy Center LLC |  | 57482 | Sentinel Energy Center, LLC | CA | Vertical | Riverside | CTG4 | Natural Gas Fired Combustion Turbine | GT |  | J | X | X | TOT032G4_7_N001 | SENTNL_2_CTG4 | 100 | 0.85 | 100 | 100 | 45 | N |  |  | OP | X | 5 | 2013 | 2013 |  |  | N | IPP Non-CHP | IPP | IPP | 2 | X | NG | Non-Renewable | 0 | 100 | 0 | 1
Operable | 56887 | Sentinel Energy Center LLC |  | 57482 | Sentinel Energy Center, LLC | CA | Vertical | Riverside | CTG5 | Natural Gas Fired Combustion Turbine | GT |  | J | X | X | TOT032G5_7_N001 | SENTNL_ 2_CTG5 | 100 | 0.85 | 100 | 100 | 45 | N |  |  | OP | X | 5 | 2013 | 2013 |  |  | N | IPP Non-CHP | IPP | IPP | 2 | X | NG | Non-Renewable | 0 | 100 | 0 | 1
Operable | 56887 | Sentinel Energy Center LLC |  | 57482 | Sentinel Energy Center, LLC | CA | Vertical | Riverside | CTG6 | Natural Gas Fired Combustion Turbine | GT |  | J | X | X | TOT032G6_7_N001 | SENTNL_2_CTG6 | 100 | 0.85 | 100 | 100 | 45 | N |  |  | OP | X | 5 | 2013 | 2013 |  |  | N | IPP Non-CHP | IPP | IPP | 2 | X | NG | Non-Renewable | 0 | 100 | 0 | 1
Operable | 56887 | Sentinel Energy Center LLC |  | 57482 | Sentinel Energy Center, LLC | CA | Vertical | Riverside | CTG7 | Natural Gas Fired Combustion Turbine | GT |  | J | X | X | TOT032G7_7_N001 | SENTNL_2_CTG7 | 100 | 0.85 | 100 | 100 | 45 | N |  |  | OP | X | 5 | 2013 | 2013 |  |  | N | IPP Non-CHP | IPP | IPP | 2 | X | NG | Non-Renewable | 0 | 100 | 0 | 1
Operable | 56887 | Sentinel Energy Center LLC |  | 57482 | Sentinel Energy Center, LLC | CA | Vertical | Riverside | CTG8 | Natural Gas Fired Combustion Turbine | GT |  | J | X | X | TOT032G8_7_N001 | SENTNL_2_CTG8 | 100 | 0.85 | 100 | 100 | 45 | N |  |  | OP | X | 5 | 2013 | 2013 |  |  | N | IPP Non-CHP | IPP | IPP | 2 | X | NG | Non-Renewable | 0 | 100 | 0 | 1
Operable | 60637 | Sentinel Peak Resources California, LLC |  | 54447 | Welport Lease Project | CA | Vertical | Kern | TI | Natural Gas Fired Combustion Turbine | GT |  | S | X | X | N004 | N004 | 5 | 0.8 | 4 | 4.7 | 4 | N |  |  | OP | X | 3 | 1990 | Pre-2000 |  |  | Y | Industrial CHP | Customer Sited | Other | 7 | T | NG | Non-Renewable | 0 | 5 | 0 | 1
Operable | 60637 | Sentinel Peak Resources California, LLC |  | 54449 | Dome Project | CA | Vertical | Kern | T1 | Natural Gas Fired Combustion Turbine | GT |  | S | X | X | SO#1 | SO#1 | 3 | 0.8 | 2.5 | 2.7 | 2.4 | N |  |  | OP | X | 8 | 1988 | Pre-2000 |  |  | Y | Industrial CHP | Customer Sited | Other | 7 | T | NG | Non-Renewable | 0 | 3 | 0 | 1
Operable | 60637 | Sentinel Peak Resources California, LLC |  | 54449 | Dome Project | CA | Vertical | Kern | T2 | Natural Gas Fired Combustion Turbine | GT |  | S | X | X | SO#1 | SO#1 | 3 | 0.8 | 2.5 | 2.7 | 2.4 | N |  |  | OP | X | 8 | 1988 | Pre-2000 |  |  | Y | Industrial CHP | Customer Sited | Other | 7 | T | NG | Non-Renewable | 0 | 3 | 0 | 1
Operable | 60637 | Sentinel Peak Resources California, LLC |  | 58190 | Thomas M Knott Cogen Facility | CA | Vertical | San Luis Obispo | CG | Natural Gas Fired Combustion Turbine | GT |  | S | X | X | NA | NA | 1.4 | 0.8 | 1.2 | 1.2 | 1 | N |  |  | OS | X | 4 | 2003 | 2003 |  |  | N | Industrial Non-CHP | Customer Sited | Other | 6 | X | NG | Non-Renewable | 0 | 1.4 | 0 | 1
Operable | 12564 | SEPG MGA, LLC |  | 55040 | Mid-Georgia Cogeneration Facility | GA | Vertical | Houston | CT1 | Natural Gas Fired Combined Cycle | CT | CC01 | W | X | N |  |  | 106.5 | 0.9 | 101.5 | 115 | 80 | N |  |  | OP | X | 10 | 1997 | Pre-2000 |  |  | Y | IPP CHP | IPP | IPP | 3 | T | NG | Non-Renewable | 0 | 106.5 | 0 | 1 | DFO
Operable | 12564 | SEPG MGA, LLC |  | 55040 | Mid-Georgia Cogeneration Facility | GA | Vertical | Houston | CT2 | Natural Gas Fired Combined Cycle | CT | CC01 | W | X | N |  |  | 106.5 | 0.9 | 101.5 | 115 | 80 | N |  |  | OP | X | 2 | 1998 | Pre-2000 |  |  | Y | IPP CHP | IPP | IPP | 3 | T | NG | Non-Renewable | 0 | 106.5 | 0 | 1 | DFO
Operable | 12564 | SEPG MGA, LLC |  | 55040 | Mid-Georgia Cogeneration Facility | GA | Vertical | Houston | ST1 | Natural Gas Fired Combined Cycle | CA | CC01 | W | N | X |  |  | 110 | 0.9 | 100 | 100 | 50 | N |  |  | OP | X | 12 | 1997 | Pre-2000 |  |  | Y | IPP CHP | IPP | IPP | 3 | T | NG | Non-Renewable | 0 | 110 | 0 | 1
Operable | 59417 | SEPG Operating Services, LLC ALS |  | 55672 | AL Sandersville LLC | GA | Vertical | Washington | CT1 | Natural Gas Fired Combustion Turbine | GT |  | W | X | X |  |  | 86.5 | 0.85 | 72.1 | 86.8 | 60 | N |  |  | OP | X | 5 | 2002 | 2002 |  |  | N | IPP Non-CHP | IPP | IPP | 2 | X | NG | Non-Renewable | 0 | 86.5 | 0 | 1
Operable | 59417 | SEPG Operating Services, LLC ALS |  | 55672 | AL Sandersville LLC | GA | Vertical | Washington | CT2 | Natural Gas Fired Combustion Turbine | GT |  | W | X | X |  |  | 86.5 | 0.85 | 72.1 | 86.8 | 60 | N |  |  | OP | X | 5 | 2002 | 2002 |  |  | N | IPP Non-CHP | IPP | IPP | 2 | X | NG | Non-Renewable | 0 | 86.5 | 0 | 1
Operable | 59417 | SEPG Operating Services, LLC ALS |  | 55672 | AL Sandersville LLC | GA | Vertical | Washington | CT3 | Natural Gas Fired Combustion Turbine | GT |  | W | X | X |  |  | 86.5 | 0.85 | 72 | 86.8 | 60 | N |  |  | OP | X | 5 | 2002 | 2002 |  |  | N | IPP Non-CHP | IPP | IPP | 2 | X | NG | Non-Renewable | 0 | 86.5 | 0 | 1
Operable | 59417 | SEPG Operating Services, LLC ALS |  | 55672 | AL Sandersville LLC | GA | Vertical | Washington | CT4 | Natural Gas Fired Combustion Turbine | GT |  | W | X | X |  |  | 86.5 | 0.85 | 72 | 86.8 | 60 | N |  |  | OP | X | 5 | 2002 | 2002 |  |  | N | IPP Non-CHP | IPP | IPP | 2 | X | NG | Non-Renewable | 0 | 86.5 | 0 | 1
Operable | 59417 | SEPG Operating Services, LLC ALS |  | 55672 | AL Sandersville LLC | GA | Vertical | Washington | CT5 | Natural Gas Fired Combustion Turbine | GT |  | W | X | X |  |  | 86.5 | 0.85 | 72.1 | 82.6 | 60 | N |  |  | OP | X | 5 | 2002 | 2002 |  |  | N | IPP Non-CHP | IPP | IPP | 2 | X | NG | Non-Renewable | 0 | 86.5 | 0 | 1
Operable | 59417 | SEPG Operating Services, LLC ALS |  | 55672 | AL Sandersville LLC | GA | Vertical | Washington | CT6 | Natural Gas Fired Combustion Turbine | GT |  | W | X | X |  |  | 86.5 | 0.85 | 72.1 | 82.6 | 60 | N |  |  | OP | X | 5 | 2002 | 2002 |  |  | N | IPP Non-CHP | IPP | IPP | 2 | X | NG | Non-Renewable | 0 | 86.5 | 0 | 1
Operable | 59417 | SEPG Operating Services, LLC ALS |  | 55672 | AL Sandersville LLC | GA | Vertical | Washington | CT7 | Natural Gas Fired Combustion Turbine | GT |  | W | X | X |  |  | 86.5 | 0.85 | 72 | 82.5 | 60 | N |  |  | OP | X | 5 | 2002 | 2002 |  |  | N | IPP Non-CHP | IPP | IPP | 2 | X | NG | Non-Renewable | 0 | 86.5 | 0 | 1
Operable | 59417 | SEPG Operating Services, LLC ALS |  | 55672 | AL Sandersville LLC | GA | Vertical | Washington | CT8 | Natural Gas Fired Combustion Turbine | GT |  | W | X | X |  |  | 86.5 | 0.85 | 72 | 82.5 | 60 | N |  |  | OP | X | 5 | 2002 | 2002 |  |  | N | IPP Non-CHP | IPP | IPP | 2 | X | NG | Non-Renewable | 0 | 86.5 | 0 | 1
Operable | 59421 | SEPG Operating Services, LLC MPC |  | 7764 | MPC Generating | GA | Vertical | Walton | 1 | Natural Gas Fired Combustion Turbine | GT |  | W | X | X |  |  | 185.4 | 0.9 | 147.5 | 169 | 110 | N |  |  | OP | X | 1 | 2000 | 2000 |  |  | N | IPP Non-CHP | IPP | IPP | 2 | X | NG | Non-Renewable | 0 | 185.4 | 0 | 1 | DFO
Operable | 59421 | SEPG Operating Services, LLC MPC |  | 7764 | MPC Generating | GA | Vertical | Walton | 2 | Natural Gas Fired Combustion Turbine | GT |  | W | X | X |  |  | 200.7 | 0.9 | 155 | 182 | 110 | N |  |  | OP | X | 1 | 2001 | 2001 |  |  | N | IPP Non-CHP | IPP | IPP | 2 | X | NG | Non-Renewable | 0 | 200.7 | 0 | 1 | DFO
Operable | 59415 | SEPG Operating Services, LLC Walton |  | 55128 | Walton County Power, LLC | GA | Vertical | Walton | 101G | Natural Gas Fired Combustion Turbine | GT |  | W | X | X |  |  | 164.7 | 0.9 | 151.5 | 175 | 100 | N |  |  | OP | X | 6 | 2001 | 2001 |  |  | N | IPP Non-CHP | IPP | IPP | 2 | X | NG | Non-Renewable | 0 | 164.7 | 0 | 1
Operable | 59415 | SEPG Operating Services, LLC Walton |  | 55128 | Walton County Power, LLC | GA | Vertical | Walton | 102G | Natural Gas Fired Combustion Turbine | GT |  | W | X | X |  |  | 164.7 | 0.9 | 151.5 | 175 | 100 | N |  |  | OP | X | 6 | 2001 | 2001 |  |  | N | IPP Non-CHP | IPP | IPP | 2 | X | NG | Non-Renewable | 0 | 164.7 | 0 | 1
Operable | 59415 | SEPG Operating Services, LLC Walton |  | 55128 | Walton County Power, LLC | GA | Vertical | Walton | 103G | Natural Gas Fired Combustion Turbine | GT |  | W | X | X |  |  | 164.7 | 0.9 | 151.5 | 175 | 100 | N |  |  | OP | X | 6 | 2001 | 2001 |  |  | N | IPP Non-CHP | IPP | IPP | 2 | X | NG | Non-Renewable | 0 | 164.7 | 0 | 1
Operable | 59416 | SEPG Operating Services, LLC WCP |  | 55332 | Washington County Power LLC | GA | Vertical | Washington | 1 | Natural Gas Fired Combustion Turbine | GT |  | J | X | X |  |  | 198.9 | 0.85 | 151 | 186.3 | 100 | N |  |  | OP | X | 6 | 2003 | 2003 |  |  | N | IPP Non-CHP | IPP | IPP | 2 | X | NG | Non-Renewable | 0 | 198.9 | 0 | 1
Operable | 59416 | SEPG Operating Services, LLC WCP |  | 55332 | Washington County Power LLC | GA | Vertical | Washington | 2 | Natural Gas Fired Combustion Turbine | GT |  | J | X | X |  |  | 198.9 | 0.85 | 157.9 | 186.3 | 100 | N |  |  | OP | X | 6 | 2003 | 2003 |  |  | N | IPP Non-CHP | IPP | IPP | 2 | X | NG | Non-Renewable | 0 | 198.9 | 0 | 1
Operable | 59416 | SEPG Operating Services, LLC WCP |  | 55332 | Washington County Power LLC | GA | Vertical | Washington | 3 | Natural Gas Fired Combustion Turbine | GT |  | J | X | X |  |  | 198.9 | 0.85 | 157.9 | 186.3 | 100 | N |  |  | OP | X | 6 | 2003 | 2003 |  |  | N | IPP Non-CHP | IPP | IPP | 2 | X | NG | Non-Renewable | 0 | 198.9 | 0 | 1
Operable | 59416 | SEPG Operating Services, LLC WCP |  | 55332 | Washington County Power LLC | GA | Vertical | Washington | 4 | Natural Gas Fired Combustion Turbine | GT |  | J | X | X |  |  | 198.9 | 0.85 | 156.6 | 186.3 | 100 | N |  |  | OP | X | 6 | 2003 | 2003 |  |  | N | IPP Non-CHP | IPP | IPP | 2 | X | NG | Non-Renewable | 0 | 198.9 | 0 | 1
Operable | 65779 | SEPV Cuyama, LLC |  | 66807 | SEPV Cuyama Hybrid | CA | Vertical | Santa Barbara | CUYA1 | Batteries | BA |  | S | X | X | CUYAMA_6_N004 | CUYAMA_6_N004 | 3 |  | 3 | 3 |  | N |  |  | OP | X | 12 | 2023 | 2023 |  |  | N | IPP Non-CHP | IPP | IPP | 2 | X | MWH | Other | 0 | 0 | 0 | 0
Operable | 65779 | SEPV Cuyama, LLC |  | 66807 | SEPV Cuyama Hybrid | CA | Vertical | Santa Barbara | CUYA2 | Solar Photovoltaic | PV |  | S | X | X | CUYAMA_6_N004 | CUYAMA_6_N004 | 1.6 |  | 1.6 | 1.6 |  | N |  |  | OP | X | 12 | 2023 | 2023 |  |  | N | IPP Non-CHP | IPP | IPP | 2 | X | SUN | Renewable | 1.6 | 0 | 1 | 0
Operable | 64229 | SEPV Sierra, LLC |  | 64611 | SEPV Sierra | CA | Vertical | Los Angeles | 1 | Batteries | BA |  | S | X | X | LNCSTRC1_7_N003 | LNCSTRC1_7_N003 | 8.3 |  | 8.3 | 8.3 | 0 | N |  |  | OP | X | 4 | 2020 | 2020 |  |  | N | IPP Non-CHP | IPP | IPP | 2 | X | MWH | Other | 0 | 0 | 0 | 0
Operable | 64229 | SEPV Sierra, LLC |  | 64611 | SEPV Sierra | CA | Vertical | Los Angeles | 2 | Solar Photovoltaic | PV |  | S | X | X | LNCSTRC1_7_N003 | LNCSTRC1_7_N003 | 3 |  | 3 | 3 |  | N |  |  | OP | X | 4 | 2020 | 2020 |  |  | N | IPP Non-CHP | IPP | IPP | 2 | X | SUN | Renewable | 3 | 0 | 1 | 0
Operable | 65240 | Sequitur Renewables, LLC |  | 55803 | Somerset Windpower LLC | PA | Restructured | Somerset | EW | Onshore Wind Turbine | WT |  | S | X | X |  |  | 9 |  | 9 | 9 | 0.5 | N |  |  | OP | X | 12 | 2001 | 2001 |  |  | N | IPP Non-CHP | IPP | IPP | 2 | X | WND | Renewable | 9 | 0 | 1 | 0
Operable | 65240 | Sequitur Renewables, LLC |  | 55805 | Mill Run Windpower LLC | PA | Restructured | Somerset | G1 | Onshore Wind Turbine | WT |  | S | X | X |  |  | 15 |  | 15 | 15 | 0.8 | N |  |  | OP | X | 12 | 2001 | 2001 |  |  | N | IPP Non-CHP | IPP | IPP | 2 | X | WND | Renewable | 15 | 0 | 1 | 0
Operable | 65240 | Sequitur Renewables, LLC |  | 55986 | Mountaineer Wind Energy Center | WV | Vertical | Tucker | WT1 | Onshore Wind Turbine | WT |  | S | X | X |  |  | 66 |  | 66 | 66 | 3.3 | N |  |  | OP | X | 12 | 2002 | 2002 |  |  | N | IPP Non-CHP | IPP | IPP | 2 | X | WND | Renewable | 66 | 0 | 1 | 0
Operable | 65240 | Sequitur Renewables, LLC |  | 56001 | Waymart Wind | PA | Restructured | Wayne | GE15 | Onshore Wind Turbine | WT |  | S | X | X |  |  | 64.5 |  | 64.5 | 64.5 | 3.2 | N |  |  | OP | X | 10 | 2003 | 2003 |  |  | N | IPP Non-CHP | IPP | IPP | 2 | X | WND | Renewable | 64.5 | 0 | 1 | 0
Operable | 65240 | Sequitur Renewables, LLC |  | 56052 | Meyersdale Windpower, LLC | PA | Restructured | Somerset | GE15 | Onshore Wind Turbine | WT |  | S | X | X | MEYERSDA35 KV WINDPWR | MEYERSDA35 KV WINDPWR | 30 |  | 30 | 30 | 1.5 | N |  |  | OP | X | 12 | 2003 | 2003 |  |  | N | IPP Non-CHP | IPP | IPP | 2 | X | WND | Renewable | 30 | 0 | 1 | 0
Operable | 65240 | Sequitur Renewables, LLC |  | 56271 | Diablo Winds LLC | CA | Vertical | Alameda | VEST | Onshore Wind Turbine | WT |  | S | X | X |  |  | 18 |  | 18 | 18 | 0 | N |  |  | OP | X | 12 | 2004 | 2004 |  |  | N | IPP Non-CHP | IPP | IPP | 2 | X | WND | Renewable | 18 | 0 | 1 | 0
Operable | 16899 | SERRF Joint Powers Authority |  | 50837 | Southeast Resource Recovery | CA | Vertical | Los Angeles | GEN1 | Municipal Solid Waste | ST |  | J | X | X |  |  | 35.6 | 0.9 | 28 | 26 | 2 | N |  |  | OP | X | 7 | 1988 | Pre-2000 | 4 | 2024 | Y | IPP CHP | IPP | IPP | 3 | T | MSW | Renewable | 35.6 | 0 | 1 | 0
Operable | 65008 | Sesqui-C Solar, LLC |  | 65751 | Sesqui-C Solar (CSG) | OR | Vertical | Yamhill | SC22 | Solar Photovoltaic | PV |  | S | X | X |  |  | 2.5 |  | 2.5 | 2.5 |  | N |  |  | OP | X | 12 | 2022 | 2022 |  |  | N | IPP Non-CHP | IPP | IPP | 2 | X | SUN | Renewable | 2.5 | 0 | 1 | 0
Operable | 64981 | Settlers Solar, LLC |  | 65717 | Settlers Solar | MA | Restructured | Worcester | 4452 | Solar Photovoltaic | PV |  | S | X | X |  |  | 5 |  | 5 | 4.8 |  | N |  |  | OP | X | 12 | 2020 | 2020 |  |  | N | IPP Non-CHP | IPP | IPP | 2 | X | SUN | Renewable | 5 | 0 | 1 | 0
Operable | 65148 | Seven Cowboy Wind Project, LLC |  | 65971 | Seven Cowboy Wind Project, LLC | OK | Vertical | Washita | WT1 | Onshore Wind Turbine | WT |  | S | X | X |  |  | 301.7 |  | 301.7 | 301.7 | 0.1 | N |  |  | OP | X | 3 | 2023 | 2023 |  |  | N | IPP Non-CHP | IPP | IPP | 2 | X | WND | Renewable | 301.7 | 0 | 1 | 0
Operable | 4566 | Seven Hills New Hampshire |  | 54515 | Seven Hills New Hampshire | NH | Restructured | Hillsborough | GEN1 | Petroleum Liquids | IC |  | S | X | X |  |  | 0.7 | 1 | 0.7 | 0.7 | 0.7 | N |  |  | SB | N | 2 | 1990 | Pre-2000 |  |  | Y | Commercial CHP | Customer Sited | Other | 5 | T | DFO | Non-Renewable | 0 | 0.7 | 0 | 1
Operable | 4566 | Seven Hills New Hampshire |  | 54515 | Seven Hills New Hampshire | NH | Restructured | Hillsborough | GEN2 | Petroleum Liquids | IC |  | S | X | X |  |  | 0.7 | 1 | 0.7 | 0.7 | 0.7 | N |  |  | SB | N | 2 | 1990 | Pre-2000 |  |  | Y | Commercial CHP | Customer Sited | Other | 5 | T | DFO | Non-Renewable | 0 | 0.7 | 0 | 1
Operable | 4566 | Seven Hills New Hampshire |  | 54515 | Seven Hills New Hampshire | NH | Restructured | Hillsborough | GEN3 | Petroleum Liquids | IC |  | S | X | X |  |  | 0.7 | 1 | 0.7 | 0.7 | 0.7 | N |  |  | SB | N | 2 | 1990 | Pre-2000 |  |  | Y | Commercial CHP | Customer Sited | Other | 5 | T | DFO | Non-Renewable | 0 | 0.7 | 0 | 1
Operable | 63610 | Severson HoldCo LLC |  | 63934 | Severson Garden | MN | Vertical | Waseca | CGS | Solar Photovoltaic | PV |  | S | X | X |  |  | 1 |  | 1 | 1 |  | N |  |  | OP | X | 10 | 2020 | 2020 |  |  | N | IPP Non-CHP | IPP | IPP | 2 | X | SUN | Renewable | 1 | 0 | 1 | 0
Operable | 61781 | Seward Generating LLC |  | 3130 | Seward (PA) | PA | Restructured | Indiana | FB1 | Conventional Steam Coal | ST |  | W | X | X | 21601799 | 21601799 | 585 | 0.9 | 521 | 521 | 200 | N |  |  | OP | X | 11 | 2004 | 2004 |  |  | N | IPP Non-CHP | IPP | IPP | 2 | X | WC | Non-Renewable | 0 | 585 | 0 | 1 | DFO
Operable | 61275 | Seward Wind LLC |  | 61056 | Seward Wind Farm | NE | Vertical | Seward | T1 | Onshore Wind Turbine | WT |  | S | X | X |  |  | 1.7 |  | 1.7 | 1.7 | 1.7 | N |  |  | OP | X | 12 | 2017 | 2017 |  |  | N | IPP Non-CHP | IPP | IPP | 2 | X | WND | Renewable | 1.7 | 0 | 1 | 0
Operable | 65391 | Sewaren Generating Station |  | 2411 | PSEG Sewaren Generating Station | NJ | Restructured | Middlesex | 701 | Natural Gas Fired Combined Cycle | CT | CC7 | S | X | N | 1379266905 | SEWAREN7 25KV | 365.5 | 0.85 | 338 | 338 | 150 | N |  |  | OP | X | 6 | 2018 | 2018 |  |  | N | IPP Non-CHP | IPP | IPP | 2 | X | NG | Non-Renewable | 0 | 365.5 | 0 | 1 | DFO
Operable | 65391 | Sewaren Generating Station |  | 2411 | PSEG Sewaren Generating Station | NJ | Restructured | Middlesex | 702 | Natural Gas Fired Combined Cycle | CA | CC7 | S | Y | X | 1379266906 | SEWAREN7 18KV | 244 | 0.85 | 200 | 200 | 85 | N |  |  | OP | X | 6 | 2018 | 2018 |  |  | N | IPP Non-CHP | IPP | IPP | 2 | X | NG | Non-Renewable | 0 | 244 | 0 | 1
Operable | 16498 | SFR Hydro Cor |  | 10519 | Milton Hydro | NH | Restructured | Strafford | 1 | Conventional Hydroelectric | HY |  | S | X | X |  |  | 0.2 | 0.9 | 0.1 | 0.2 | 0.1 | N |  |  | OP | X | 1 | 1914 | Pre-2000 |  |  | N | IPP Non-CHP | IPP | IPP | 2 | X | WAT | Renewable | 0.2 | 0 | 1 | 0
Operable | 16498 | SFR Hydro Cor |  | 10519 | Milton Hydro | NH | Restructured | Strafford | 2 | Conventional Hydroelectric | HY |  | S | X | X |  |  | 0.4 | 0.9 | 0.2 | 0.4 | 0.2 | N |  |  | OP | X | 1 | 1914 | Pre-2000 |  |  | N | IPP Non-CHP | IPP | IPP | 2 | X | WAT | Renewable | 0.4 | 0 | 1 | 0
Operable | 16498 | SFR Hydro Cor |  | 10519 | Milton Hydro | NH | Restructured | Strafford | 3 | Conventional Hydroelectric | HY |  | S | X | X |  |  | 0.3 | 0.9 | 0.1 | 0.3 | 0.1 | N |  |  | OP | X | 6 | 1984 | Pre-2000 |  |  | N | IPP Non-CHP | IPP | IPP | 2 | X | WAT | Renewable | 0.3 | 0 | 1 | 0
Operable | 16498 | SFR Hydro Cor |  | 10519 | Milton Hydro | NH | Restructured | Strafford | 4 | Conventional Hydroelectric | HY |  | S | X | X |  |  | 0.5 | 0.9 | 0.3 | 0.5 | 0.2 | N |  |  | OP | X | 12 | 1987 | Pre-2000 |  |  | N | IPP Non-CHP | IPP | IPP | 2 | X | WAT | Renewable | 0.5 | 0 | 1 | 0
Operable | 65145 | Shadow Wolf Energy |  | 52096 | Berry Placerita Cogen | CA | Vertical | Los Angeles | GEN1 | Natural Gas Fired Combustion Turbine | GT |  | S | X | X | SP15 | SP15 | 21.4 | 0.85 | 20 | 20.7 | 5 | N |  |  | OP | X | 3 | 1990 | Pre-2000 |  |  | Y | Industrial CHP | Customer Sited | Other | 7 | T | NG | Non-Renewable | 0 | 21.4 | 0 | 1
Operable | 65145 | Shadow Wolf Energy |  | 52096 | Berry Placerita Cogen | CA | Vertical | Los Angeles | GEN2 | Natural Gas Fired Combustion Turbine | GT |  | S | X | X | SP15 | SP15 | 21.4 | 0.85 | 20 | 20.7 | 5 | N |  |  | OP | X | 5 | 1990 | Pre-2000 |  |  | Y | Industrial CHP | Customer Sited | Other | 7 | T | NG | Non-Renewable | 0 | 21.4 | 0 | 1
Operable | 40192 | Shady Hills Power Co LLC |  | 55414 | Shady Hills Generating Station | FL | Vertical | Pasco | G101 | Natural Gas Fired Combustion Turbine | GT |  | S | X | X |  |  | 180.4 | 0.85 | 154.4 | 170.2 | 110 | N |  |  | OP | X | 1 | 2002 | 2002 |  |  | N | IPP Non-CHP | IPP | IPP | 2 | X | NG | Non-Renewable | 0 | 180.4 | 0 | 1 | DFO
Operable | 40192 | Shady Hills Power Co LLC |  | 55414 | Shady Hills Generating Station | FL | Vertical | Pasco | G201 | Natural Gas Fired Combustion Turbine | GT |  | S | X | X |  |  | 180.4 | 0.85 | 154.4 | 170.2 | 110 | N |  |  | OP | X | 1 | 2002 | 2002 |  |  | N | IPP Non-CHP | IPP | IPP | 2 | X | NG | Non-Renewable | 0 | 180.4 | 0 | 1 | DFO
Operable | 40192 | Shady Hills Power Co LLC |  | 55414 | Shady Hills Generating Station | FL | Vertical | Pasco | G301 | Natural Gas Fired Combustion Turbine | GT |  | S | X | X |  |  | 180.4 | 0.85 | 154.4 | 170.2 | 110 | N |  |  | OP | X | 1 | 2002 | 2002 |  |  | N | IPP Non-CHP | IPP | IPP | 2 | X | NG | Non-Renewable | 0 | 180.4 | 0 | 1 | DFO
Operable | 65614 | Shady Oaks Wind 2, LLC |  | 66568 | Shady Oaks Wind 2 | IL | Restructured | Lee | SHO02 | Onshore Wind Turbine | WT |  | S | X | X |  |  | 108.3 | 0.9 | 108.3 | 108.3 | 0 | N |  |  | OP | X | 10 | 2023 | 2023 |  |  | N | IPP Non-CHP | IPP | IPP | 2 | X | WND | Renewable | 108.3 | 0 | 1 | 0
Operable | 59183 | Shafter Solar LLC |  | 59408 | Shafter Solar LLC | CA | Vertical | Kern | 1 | Solar Photovoltaic | PV |  | S | X | X |  |  | 20 |  | 20 | 20 |  | N |  |  | OP | X | 5 | 2015 | 2015 |  |  | N | IPP Non-CHP | IPP | IPP | 2 | X | SUN | Renewable | 20 | 0 | 1 | 0
Operable | 65578 | Shamrock Wind LLC |  | 66540 | Shamrock Wind | TX | Restructured | Crockett | WSHAM | Onshore Wind Turbine | WT |  | S | X | X |  |  | 223.9 |  | 223.9 | 223.9 | 0 | N |  |  | OP | X | 12 | 2023 | 2023 |  |  | N | IPP Non-CHP | IPP | IPP | 2 | X | WND | Renewable | 223.9 | 0 | 1 | 0
Operable | 55832 | Shane's Wind Machine LLC |  | 56577 | Shane's Wind Machine | MN | Vertical | Pipestone | 1 | Onshore Wind Turbine | WT |  | S | X | X |  |  | 1.3 |  | 1.3 | 1.3 | 0 | N |  |  | OP | X | 7 | 2006 | 2006 |  |  | N | IPP Non-CHP | IPP | IPP | 2 | X | WND | Renewable | 1.3 | 0 | 1 | 0
Operable | 58820 | Shankle Solar Center LLC |  | 58956 | Shankle Solar Center LLC | NC | Vertical | Hoke | SHAN | Solar Photovoltaic | PV |  | S | X | X |  |  | 4.8 |  | 4.8 | 4.8 |  | N |  |  | OP | X | 1 | 2015 | 2015 |  |  | N | IPP Non-CHP | IPP | IPP | 2 | X | SUN | Renewable | 4.8 | 0 | 1 | 0
Operable | 58872 | Shannon Wind LLC |  | 59034 | Shannon Wind | TX | Restructured | Clay | SHAN1 | Onshore Wind Turbine | WT |  | S | X | X |  |  | 204 |  | 204 | 204 | 0.3 | N |  |  | OP | X | 12 | 2015 | 2015 |  |  | N | IPP Non-CHP | IPP | IPP | 2 | X | WND | Renewable | 204 | 0 | 1 | 0
Operable | 65889 | Shaokatan Hills, LLC (Longroad) |  | 55354 | Shaokatan Hills LLC | MN | Vertical | Lincoln | 6150 | Onshore Wind Turbine | WT |  | J | X | X |  |  | 11.8 |  | 11.8 | 11.8 | 11.8 | N |  |  | OP | X | 8 | 1999 | Pre-2000 |  |  | N | IPP Non-CHP | IPP | IPP | 2 | X | WND | Renewable | 11.8 | 0 | 1 | 0
Operable | 66357 | Shapham Place Solar Project 2020 LLC |  | 67745 | White Plains RFP Shapham Place | NY | Restructured | Westchester | 4075 | Solar Photovoltaic | PV |  | S | X | X |  |  | 1.2 |  | 1.2 | 1.2 |  | N |  |  | OP | X | 5 | 2022 | 2022 |  |  | N | IPP Non-CHP | IPP | IPP | 2 | X | SUN | Renewable | 1.2 | 0 | 1 | 0
Operable | 66357 | Shapham Place Solar Project 2020 LLC |  | 67745 | White Plains RFP Shapham Place | NY | Restructured | Westchester | 4075B | Batteries | BA |  | S | X | X |  |  | 5 |  | 5 | 5 | 0.1 | N |  |  | OP | X | 5 | 2022 | 2022 |  |  | N | IPP Non-CHP | IPP | IPP | 2 | X | MWH | Other | 0 | 0 | 0 | 0
Operable | 7726 | Sharp Grossmont Hospital |  | 10115 | Grossmont Hospital | CA | Vertical | San Diego | GEN3 | Natural Gas Fired Combustion Turbine | GT |  | S | X | X |  |  | 4.5 | 0.83 | 4.2 | 4.4 | 2.2 | N |  |  | OP | X | 5 | 2016 | 2016 |  |  | Y | Commercial CHP | Customer Sited | Other | 5 | T | NG | Non-Renewable | 0 | 4.5 | 0 | 1
Operable | 16997 | Shasta Hydroelectric Inc |  | 10881 | Roaring Creek Water Power | CA | Vertical | Shasta | GEN1 | Conventional Hydroelectric | HY |  | S | X | X |  |  | 2 | 0.95 | 2 | 2 | 0.2 | N |  |  | OP | X | 12 | 1986 | Pre-2000 |  |  | N | IPP Non-CHP | IPP | IPP | 2 | X | WAT | Renewable | 2 | 0 | 1 | 0
Operable | 64579 | Shasta Sustainable Resource Management, Inc. |  | 50881 | Wheelabrator Shasta | CA | Vertical | Shasta | GEN1 | Wood/Wood Waste Biomass | ST |  | S | X | X |  |  | 18.3 | 0.95 | 18.8 | 18.8 | 2 | N |  |  | OP | X | 10 | 1987 | Pre-2000 |  |  | N | IPP Non-CHP | IPP | IPP | 2 | X | WDS | Renewable | 18.3 | 0 | 1 | 0 | AB
Operable | 64579 | Shasta Sustainable Resource Management, Inc. |  | 50881 | Wheelabrator Shasta | CA | Vertical | Shasta | GEN2 | Wood/Wood Waste Biomass | ST |  | S | X | X |  |  | 18.3 | 0.95 | 18.8 | 18.8 | 2 | N |  |  | OP | X | 11 | 1987 | Pre-2000 |  |  | N | IPP Non-CHP | IPP | IPP | 2 | X | WDS | Renewable | 18.3 | 0 | 1 | 0 | AB
Operable | 64579 | Shasta Sustainable Resource Management, Inc. |  | 50881 | Wheelabrator Shasta | CA | Vertical | Shasta | GEN3 | Wood/Wood Waste Biomass | ST |  | S | X | X |  |  | 18.3 | 0.95 | 18.8 | 18.8 | 2 | N |  |  | OP | X | 11 | 1987 | Pre-2000 |  |  | N | IPP Non-CHP | IPP | IPP | 2 | X | WDS | Renewable | 18.3 | 0 | 1 | 0 | AB
Operable | 60815 | Shavano Falls Hydro LLC |  | 61189 | Shavano Falls Hydro | CO | Vertical | Montrose | GEN1 | Conventional Hydroelectric | HY |  | S | X | X |  |  | 2.8 | 1 | 2.8 | 2.8 | 1.1 | N |  |  | OP | X | 6 | 2015 | 2015 |  |  | N | IPP Non-CHP | IPP | IPP | 2 | X | WAT | Renewable | 2.8 | 0 | 1 | 0
Operable | 60813 | Shavano Falls Hydro LLC - Drop 4 Project |  | 61190 | Shavano Falls Hydro Drop 4 | CO | Vertical | Montrose | GEN1 | Conventional Hydroelectric | HY |  | S | X | X |  |  | 4.8 | 0.9 | 4.5 | 4.5 | 1.4 | N |  |  | OP | X | 6 | 2015 | 2015 |  |  | N | IPP Non-CHP | IPP | IPP | 2 | X | WAT | Renewable | 4.8 | 0 | 1 | 0
Operable | 56622 | Shaw Creek Solar |  | 61790 | Shaw Creek Solar, LLC | SC | Vertical | Aiken | SHAWC | Solar Photovoltaic | PV |  | S | X | X |  |  | 74.9 | 1 | 74.9 | 74.9 | 0.1 | N |  |  | OP | X | 10 | 2019 | 2019 |  |  | N | IPP Non-CHP | IPP | IPP | 2 | X | SUN | Renewable | 74.9 | 0 | 1 | 0
Operable | 63040 | Shawnee Power, LLC |  | 3114 | Shawnee (PA) | PA | Restructured | Monroe | 1 | Petroleum Liquids | GT |  | S | X | X | 50753 | SHAWNEE 13 KV SHAWNE | 20 | 0.85 | 20.6 | 24 | 17 | N |  |  | OP | X | 6 | 1972 | Pre-2000 |  |  | N | IPP Non-CHP | IPP | IPP | 2 | X | DFO | Non-Renewable | 0 | 20 | 0 | 1
Operable | 63044 | Shawville Power, LLC |  | 3131 | Shawville | PA | Restructured | Clearfield | 1 | Natural Gas Steam Turbine | ST |  | S | X | X | 50796 | SHAWVILLE 18 KV UNIT 1 | 125 | 0.8 | 122.3 | 122 | 30 | N |  |  | OP | X | 8 | 1954 | Pre-2000 |  |  | N | IPP Non-CHP | IPP | IPP | 2 | X | NG | Non-Renewable | 0 | 125 | 0 | 1
Operable | 63044 | Shawville Power, LLC |  | 3131 | Shawville | PA | Restructured | Clearfield | 2 | Natural Gas Steam Turbine | ST |  | S | X | X | 50797 | SHAWVILLE 18 KV UNIT 2 | 125 | 0.8 | 124.7 | 124.7 | 31 | N |  |  | OP | X | 3 | 1954 | Pre-2000 |  |  | N | IPP Non-CHP | IPP | IPP | 2 | X | NG | Non-Renewable | 0 | 125 | 0 | 1
Operable | 63044 | Shawville Power, LLC |  | 3131 | Shawville | PA | Restructured | Clearfield | 3 | Natural Gas Steam Turbine | ST |  | S | X | X | 50798 | SHAWVILLE 18 KV UNIT 3 | 188 | 0.85 | 174 | 172 | 59 | N |  |  | OP | X | 12 | 1959 | Pre-2000 |  |  | N | IPP Non-CHP | IPP | IPP | 2 | X | NG | Non-Renewable | 0 | 188 | 0 | 1
Operable | 63044 | Shawville Power, LLC |  | 3131 | Shawville | PA | Restructured | Clearfield | 4 | Natural Gas Steam Turbine | ST |  | S | X | X | 50799 | SHAWVILLE 18 KV UNIT 4 | 188 | 0.85 | 175 | 171 | 59 | N |  |  | OP | X | 4 | 1960 | Pre-2000 |  |  | N | IPP Non-CHP | IPP | IPP | 2 | X | NG | Non-Renewable | 0 | 188 | 0 | 1
Operable | 63044 | Shawville Power, LLC |  | 3131 | Shawville | PA | Restructured | Clearfield | 5 | Petroleum Liquids | IC |  | S | X | X | 50795 | 50795 | 2 | 0.8 | 2 | 2 | 2 | N |  |  | SB | Y | 4 | 1960 | Pre-2000 |  |  | N | IPP Non-CHP | IPP | IPP | 2 | X | DFO | Non-Renewable | 0 | 2 | 0 | 1
Operable | 63044 | Shawville Power, LLC |  | 3131 | Shawville | PA | Restructured | Clearfield | 6 | Petroleum Liquids | IC |  | S | X | X |  |  | 2 | 0.8 | 2 | 2 | 2 | N |  |  | SB | Y | 4 | 1966 | Pre-2000 |  |  | N | IPP Non-CHP | IPP | IPP | 2 | X | DFO | Non-Renewable | 0 | 2 | 0 | 1
Operable | 63044 | Shawville Power, LLC |  | 3131 | Shawville | PA | Restructured | Clearfield | 7 | Petroleum Liquids | IC |  | S | X | X |  |  | 2 | 0.8 | 2 | 2 | 2 | N |  |  | SB | Y | 4 | 1960 | Pre-2000 |  |  | N | IPP Non-CHP | IPP | IPP | 2 | X | DFO | Non-Renewable | 0 | 2 | 0 | 1
Operable | 16990 | Sheep Creek Hydro Inc |  | 50091 | Sheep Creek Hydro | WA | Vertical | Stevens | TB1 | Conventional Hydroelectric | HY |  | S | X | X |  |  | 1.3 | 0.8 | 1.3 | 0.8 | 0.4 | N |  |  | OP | X | 6 | 1986 | Pre-2000 |  |  | N | IPP Non-CHP | IPP | IPP | 2 | X | WAT | Renewable | 1.3 | 0 | 1 | 0
Operable | 16990 | Sheep Creek Hydro Inc |  | 50091 | Sheep Creek Hydro | WA | Vertical | Stevens | TB2 | Conventional Hydroelectric | HY |  | S | X | X |  |  | 0.3 | 0.8 | 0.3 | 0.2 | 0.1 | N |  |  | OP | X | 6 | 1986 | Pre-2000 |  |  | N | IPP Non-CHP | IPP | IPP | 2 | X | WAT | Renewable | 0.3 | 0 | 1 | 0
Operable | 61448 | Sheep Solar, LLC |  | 61830 | Sheep Solar | OR | Vertical | Marion | PGRC8 | Solar Photovoltaic | PV |  | S | X | X |  |  | 2.2 |  | 2.2 | 2.2 |  | N |  |  | OP | X | 12 | 2017 | 2017 |  |  | N | IPP Non-CHP | IPP | IPP | 2 | X | SUN | Renewable | 2.2 | 0 | 1 | 0
Operable | 58798 | Shell Chemical Appalachia LLC |  | 58933 | Shell Chemical Appalachia LLC | PA | Restructured | Beaver | GTG1 | Natural Gas Fired Combined Cycle | CT | COGN | S | X | N |  |  | 48.4 | 0.8 | 37.1 | 46.5 | 22.8 | N |  |  | OP | X | 7 | 2021 | 2021 |  |  | Y | Industrial CHP | Customer Sited | Other | 7 | T | NG | Non-Renewable | 0 | 48.4 | 0 | 1
Operable | 58798 | Shell Chemical Appalachia LLC |  | 58933 | Shell Chemical Appalachia LLC | PA | Restructured | Beaver | GTG2 | Natural Gas Fired Combined Cycle | CT | COGN | S | X | N |  |  | 48.4 | 0.8 | 37.1 | 46.5 | 22.8 | N |  |  | OP | X | 7 | 2021 | 2021 |  |  | Y | Industrial CHP | Customer Sited | Other | 7 | T | NG | Non-Renewable | 0 | 48.4 | 0 | 1
Operable | 58798 | Shell Chemical Appalachia LLC |  | 58933 | Shell Chemical Appalachia LLC | PA | Restructured | Beaver | GTG3 | Natural Gas Fired Combined Cycle | CT | COGN | S | X | N |  |  | 48.4 | 0.8 | 37.1 | 46.5 | 22.8 | N |  |  | OP | X | 7 | 2021 | 2021 |  |  | Y | Industrial CHP | Customer Sited | Other | 7 | T | NG | Non-Renewable | 0 | 48.4 | 0 | 1
Operable | 58798 | Shell Chemical Appalachia LLC |  | 58933 | Shell Chemical Appalachia LLC | PA | Restructured | Beaver | STG1 | Natural Gas Fired Combined Cycle | CA | COGN | S | Y | X |  |  | 82.3 | 0.8 | 72.7 | 75.8 | 19 | N |  |  | OP | X | 10 | 2021 | 2021 |  |  | Y | Industrial CHP | Customer Sited | Other | 7 | T | NG | Non-Renewable | 0 | 82.3 | 0 | 1
Operable | 58798 | Shell Chemical Appalachia LLC |  | 58933 | Shell Chemical Appalachia LLC | PA | Restructured | Beaver | STG2 | Natural Gas Fired Combined Cycle | CA | COGN | S | Y | X |  |  | 82.3 | 0.8 | 72.7 | 75.8 | 19 | N |  |  | OP | X | 10 | 2021 | 2021 |  |  | Y | Industrial CHP | Customer Sited | Other | 7 | T | NG | Non-Renewable | 0 | 82.3 | 0 | 1
Operable | 17052 | Shell Chemical LP |  | 54330 | Westhollow Technology Center | TX | Restructured | Harris | 1 | Natural Gas Fired Combustion Turbine | GT |  | S | X | X |  |  | 3.7 | 0.9 | 3.7 | 3.7 | 1.8 | N |  |  | OP | X | 1 | 1988 | Pre-2000 |  |  | Y | Industrial CHP | Customer Sited | Other | 7 | T | NG | Non-Renewable | 0 | 3.7 | 0 | 1
Operable | 63888 | Shell Chemical LP - Geismar |  | 56248 | Shell Chemical | LA | Vertical | Ascension | 101G | Natural Gas Fired Combustion Turbine | GT |  | S | X | X |  |  | 40 | 0.85 | 34.5 | 38.2 | 33 | N |  |  | OP | X | 8 | 2002 | 2002 |  |  | Y | Industrial CHP | Customer Sited | Other | 7 | T | NG | Non-Renewable | 0 | 40 | 0 | 1
Operable | 63888 | Shell Chemical LP - Geismar |  | 56248 | Shell Chemical | LA | Vertical | Ascension | 201G | Natural Gas Fired Combustion Turbine | GT |  | S | X | X |  |  | 40 | 0.85 | 34.5 | 38.2 | 33 | N |  |  | OP | X | 8 | 2002 | 2002 |  |  | Y | Industrial CHP | Customer Sited | Other | 7 | T | NG | Non-Renewable | 0 | 40 | 0 | 1
Operable | 17058 | Shell Wind Energy Inc. |  | 56011 | Cabazon Wind Partners | CA | Vertical | Riverside | V-47 | Onshore Wind Turbine | WT |  | J | X | X |  |  | 41 |  | 41 | 41 | 2.6 | N |  |  | OP | X | 10 | 2002 | 2002 |  |  | N | IPP Non-CHP | IPP | IPP | 2 | X | WND | Renewable | 41 | 0 | 1 | 0
Operable | 17058 | Shell Wind Energy Inc. |  | 56012 | Whitewater Hill Wind Partners | CA | Vertical | Riverside | 1 | Onshore Wind Turbine | WT |  | J | X | X |  |  | 61.5 |  | 61.5 | 61.5 | 2.6 | N |  |  | OP | X | 10 | 2002 | 2002 |  |  | N | IPP Non-CHP | IPP | IPP | 2 | X | WND | Renewable | 61.5 | 0 | 1 | 0
Operable | 17058 | Shell Wind Energy Inc. |  | 56111 | Brazos Wind Farm | TX | Restructured | Scurry | GEN1 | Onshore Wind Turbine | WT |  | J | X | X |  |  | 182.4 |  | 182.4 | 182.4 | 10.4 | N |  |  | OP | X | 12 | 2003 | 2003 |  |  | N | IPP Non-CHP | IPP | IPP | 2 | X | WND | Renewable | 182.4 | 0 | 1 | 0
Operable | 17069 | Shepherd Center |  | 54813 | Shepherd Center | GA | Vertical | Fulton | 1 | Petroleum Liquids | IC |  | S | X | X |  |  | 0.6 | 0.8 | 0.6 | 0.6 | 0 | N |  |  | SB | N | 8 | 1992 | Pre-2000 |  |  | N | IPP Non-CHP | IPP | IPP | 2 | X | DFO | Non-Renewable | 0 | 0.6 | 0 | 1
Operable | 17069 | Shepherd Center |  | 54813 | Shepherd Center | GA | Vertical | Fulton | 2 | Petroleum Liquids | IC |  | S | X | X |  |  | 0.6 | 0.8 | 0.6 | 0.6 | 0 | N |  |  | SB | N | 8 | 1992 | Pre-2000 |  |  | N | IPP Non-CHP | IPP | IPP | 2 | X | DFO | Non-Renewable | 0 | 0.6 | 0 | 1
Operable | 17069 | Shepherd Center |  | 54813 | Shepherd Center | GA | Vertical | Fulton | 3 | Petroleum Liquids | IC |  | S | X | X |  |  | 0.2 | 0.8 | 0.2 | 0.2 | 0 | N |  |  | SB | N | 8 | 1989 | Pre-2000 |  |  | N | IPP Non-CHP | IPP | IPP | 2 | X | DFO | Non-Renewable | 0 | 0.2 | 0 | 1
Operable | 17069 | Shepherd Center |  | 54813 | Shepherd Center | GA | Vertical | Fulton | 4 | Petroleum Liquids | IC |  | S | X | X |  |  | 0.3 | 0.8 | 0.3 | 0.3 | 0 | N |  |  | SB | N | 5 | 1981 | Pre-2000 |  |  | N | IPP Non-CHP | IPP | IPP | 2 | X | DFO | Non-Renewable | 0 | 0.3 | 0 | 1
Operable | 62077 | Sherbino II Wind Farm LLC |  | 57415 | Sherbino II | TX | Restructured | Pecos | 1 | Onshore Wind Turbine | WT |  | J | X | X |  |  | 132 |  | 132 | 132 | 2 | N |  |  | OP | X | 11 | 2011 | 2011 |  |  | N | IPP Non-CHP | IPP | IPP | 2 | X | WND | Renewable | 132 | 0 | 1 | 0
Operable | 63357 | Sheriff Rd Solar LLC |  | 63654 | Sheriff Road | MD | Restructured | Prince Georges | SHRFF | Solar Photovoltaic | PV |  | S | X | X |  |  | 1.1 |  | 1.1 | 1.1 |  | N |  |  | OP | X | 4 | 2020 | 2020 |  |  | N | IPP Non-CHP | IPP | IPP | 2 | X | SUN | Renewable | 1.1 | 0 | 1 | 0
Operable | 62157 | Shiloh Hwy 1108 Solar, LLC |  | 62691 | Shiloh Hwy Solar | NC | Vertical | Camden | PGR05 | Solar Photovoltaic | PV |  | S | X | X |  |  | 5 |  | 5 | 5 |  | N |  |  | OP | X | 12 | 2017 | 2017 |  |  | N | IPP Non-CHP | IPP | IPP | 2 | X | SUN | Renewable | 5 | 0 | 1 | 0
Operable | 65882 | Shipsterns Solar, LLC |  | 67102 | Shipsterns Solar, LLC | MI | Vertical | Calhoun | SHP20 | Solar Photovoltaic | PV |  | S | X | X |  |  | 20 |  | 20 | 20 |  | N |  |  | OP | X | 10 | 2023 | 2023 |  |  | N | IPP Non-CHP | IPP | IPP | 2 | X | SUN | Renewable | 20 | 0 | 1 | 0
Operable | 17106 | Sho-Me Power Electric Coop |  | 2099 | Niangua | MO | Vertical | Camden | 1 | Conventional Hydroelectric | HY |  | S | X | X |  |  | 1.5 | 0.8 | 1.5 | 1.5 | 0.5 | N |  |  | OP | X | 11 | 1930 | Pre-2000 |  |  | N | Electric Utility | Utility | Cooperative | 1 | X | WAT | Renewable | 1.5 | 0 | 1 | 0
Operable | 17106 | Sho-Me Power Electric Coop |  | 2099 | Niangua | MO | Vertical | Camden | 2 | Conventional Hydroelectric | HY |  | S | X | X |  |  | 1.5 | 0.8 | 1.5 | 1.5 | 0.5 | N |  |  | OP | X | 11 | 1930 | Pre-2000 |  |  | N | Electric Utility | Utility | Cooperative | 1 | X | WAT | Renewable | 1.5 | 0 | 1 | 0
Operable | 59599 | Shoe Show, Inc. |  | 59818 | Concord Farm | NC | Vertical | Cabarrus | 1 | Solar Photovoltaic | PV |  | S | X | X |  |  | 4.5 |  | 4.9 | 4.9 |  | N |  |  | OP | X | 9 | 2011 | 2011 |  |  | N | IPP Non-CHP | IPP | IPP | 2 | X | SUN | Renewable | 4.5 | 0 | 1 | 0
Operable | 61502 | Sholes Wind Energy Center, LLC |  | 61889 | Sholes Wind Energy Center | NE | Vertical | Wayne | WSN1 | Onshore Wind Turbine | WT |  | S | X | X |  |  | 160 |  | 160 | 160 | 0.1 | N |  |  | OP | X | 11 | 2019 | 2019 |  |  | N | IPP Non-CHP | IPP | IPP | 2 | X | WND | Renewable | 160 | 0 | 1 | 0
Operable | 57395 | Shooting Star Power Partners, LLC |  | 58018 | Shooting Star | KS | Vertical | Kiowa | 1 | Onshore Wind Turbine | WT |  | S | X | X | MKECSHOOTSTAR |  | 104 |  | 104 | 104 | 0.8 | N |  |  | OP | X | 9 | 2012 | 2012 |  |  | N | IPP Non-CHP | IPP | IPP | 2 | X | WND | Renewable | 104 | 0 | 1 | 0
Operable | 57328 | Shore Point Solar LLC |  | 57951 | Shore Point Solar | NJ | Restructured | Monmouth | 1 | Solar Photovoltaic | PV |  | S | X | X |  |  | 1 |  | 1 | 1 |  | N |  |  | OP | X | 9 | 2011 | 2011 |  |  | N | IPP Non-CHP | IPP | IPP | 2 | X | SUN | Renewable | 1 | 0 | 1 | 0
Operable | 56853 | Shoreham Energy LLC |  | 55787 | Shoreham Energy LLC | NY | Restructured | Suffolk | CT01 | Petroleum Liquids | GT |  | S | X | X |  |  | 50 | 0.9 | 42.5 | 47 | 25 | N |  |  | OP | X | 7 | 2002 | 2002 |  |  | N | IPP Non-CHP | IPP | IPP | 2 | X | KER | Non-Renewable | 0 | 50 | 0 | 1
Operable | 56853 | Shoreham Energy LLC |  | 55787 | Shoreham Energy LLC | NY | Restructured | Suffolk | CT02 | Petroleum Liquids | GT |  | S | X | X |  |  | 50 | 0.9 | 42.5 | 47 | 25 | N |  |  | OP | X | 7 | 2002 | 2002 |  |  | N | IPP Non-CHP | IPP | IPP | 2 | X | KER | Non-Renewable | 0 | 50 | 0 | 1
Operable | 17150 | Shorock Hydro Inc |  | 50987 | Rock Creek I | ID | Vertical | Twin Falls | GEN1 | Conventional Hydroelectric | HY |  | S | X | X |  |  | 2.1 | 0.8 | 2 | 1 | 0.2 | N |  |  | OP | X | 9 | 1983 | Pre-2000 |  |  | N | IPP Non-CHP | IPP | IPP | 2 | X | WAT | Renewable | 2.1 | 0 | 1 | 0
Operable | 63057 | Short Hills Mall |  | 63257 | Short Hills Mall | NJ | Restructured | Essex | SHM | Solar Photovoltaic | PV |  | W | X | X |  |  | 2.7 | 1 | 2.7 | 2.7 |  | N |  |  | OP | X | 5 | 2018 | 2018 |  |  | N | Commercial Non-CHP | Customer Sited | Other | 4 | X | SUN | Renewable | 2.7 | 0 | 1 | 0
Operable | 56880 | Shoshone Irrigation District |  | 57551 | Garland Canal Power Plant | WY | Vertical | Park | MAIN | Conventional Hydroelectric | HY |  | S | X | X |  |  | 2.9 | 0.9 | 2.6 | 2 | 1.2 | N |  |  | OP | X | 9 | 1983 | Pre-2000 |  |  | N | IPP Non-CHP | IPP | IPP | 2 | X | WAT | Renewable | 2.9 | 0 | 1 | 0
Operable | 17145 | Sid Richardson Carbon Ltd |  | 50067 | Borger Plant | TX | Restructured | Hutchinson | GEN1 | Other Gases | ST |  | S | X | X |  |  | 30 | 0.8 | 20 | 20 | 2.5 | N |  |  | OP | X | 2 | 1985 | Pre-2000 |  |  | Y | Industrial CHP | Customer Sited | Other | 7 | T | BFG | Non-Renewable | 0 | 30 | 0 | 1 | NG
Operable | 57390 | Siemens Government Technologies Inc |  | 58010 | WSMR I | NM | Vertical | Dona Ana | WSMR1 | Solar Photovoltaic | PV |  | W | X | X |  |  | 3.7 |  | 4.1 | 4.1 |  | N |  |  | OP | X | 12 | 2012 | 2012 |  |  | N | IPP Non-CHP | IPP | IPP | 2 | X | SUN | Renewable | 3.7 | 0 | 1 | 0
Operable | 57390 | Siemens Government Technologies Inc |  | 58010 | WSMR I | NM | Vertical | Dona Ana | WSMR2 | Solar Photovoltaic | PV |  | W | X | X |  |  | 0.4 |  | 0.4 | 0.4 |  | N |  |  | OP | X | 12 | 2012 | 2012 |  |  | N | IPP Non-CHP | IPP | IPP | 2 | X | SUN | Renewable | 0.4 | 0 | 1 | 0
Operable | 63365 | Siems Community Solar LLC |  | 63657 | Siems Solar Project CSG | MN | Vertical | Goodhue | TC3 | Solar Photovoltaic | PV |  | S | X | X |  |  | 1 |  | 1 | 1 |  | N |  |  | OP | X | 8 | 2020 | 2020 |  |  | N | IPP Non-CHP | IPP | IPP | 2 | X | SUN | Renewable | 1 | 0 | 1 | 0
Operable | 58544 | Sierra Nevada Brewing Co |  | 58585 | Sierra Nevada Brewing Co Hybrid | CA | Vertical | Butte | BESS | Batteries | BA |  | S | X | X |  |  | 0.5 |  | 0.5 | 0.5 | 0.1 | N |  |  | OP | X | 2 | 2017 | 2017 |  |  | N | Industrial CHP | Customer Sited | Other | 7 | X | MWH | Other | 0 | 0 | 0 | 0
Operable | 58544 | Sierra Nevada Brewing Co |  | 58585 | Sierra Nevada Brewing Co Hybrid | CA | Vertical | Butte | COGN | Natural Gas Fired Combustion Turbine | GT |  | S | X | X |  |  | 2 | 1 | 1.7 | 1.8 | 0.1 | N |  |  | OP | X | 5 | 2016 | 2016 |  |  | Y | Industrial CHP | Customer Sited | Other | 7 | T | NG | Non-Renewable | 0 | 2 | 0 | 1
Operable | 58544 | Sierra Nevada Brewing Co |  | 58585 | Sierra Nevada Brewing Co Hybrid | CA | Vertical | Butte | SOLR | Solar Photovoltaic | PV |  | S | X | X |  |  | 1.7 |  | 1.4 | 0.9 |  | N |  |  | OP | X | 9 | 2007 | 2007 |  |  | N | Industrial CHP | Customer Sited | Other | 7 | X | SUN | Renewable | 1.7 | 0 | 1 | 0
Operable | 17164 | Sierra Pacific Industries |  | 10144 | Sierra Pacific Lincoln Facility | CA | Vertical | Placer | GEN4 | Wood/Wood Waste Biomass | ST |  | S | X | X | SPILINCF_7_N002 | SPILINCF_7_N002 | 19.2 | 0.85 | 17.5 | 16.9 | 1 | N |  |  | OP | X | 3 | 2004 | 2004 |  |  | Y | Industrial CHP | Customer Sited | Other | 7 | T | WDS | Renewable | 19.2 | 0 | 1 | 0
Operable | 17164 | Sierra Pacific Industries |  | 50110 | Sierra Pacific Burney Facility | CA | Vertical | Shasta | GEN1 | Wood/Wood Waste Biomass | ST |  | S | X | X | SPI-BURN_7_N003 | SPI-BURN_7_N003 | 20 | 0.85 | 18.9 | 17.9 | 1 | N |  |  | OP | X | 10 | 1986 | Pre-2000 |  |  | Y | Industrial CHP | Customer Sited | Other | 7 | T | WDS | Renewable | 20 | 0 | 1 | 0
Operable | 17164 | Sierra Pacific Industries |  | 50112 | Sierra Pacific Quincy Facility | CA | Vertical | Plumas | GEN3 | Wood/Wood Waste Biomass | ST |  | S | X | X | SPI-QUCY_7_N002 | SPI-QUCY_7_N002 | 35.2 | 0.9 | 24 | 24 | 3.2 | N |  |  | OP | X | 5 | 2018 | 2018 |  |  | N | Industrial Non-CHP | Customer Sited | Other | 6 | X | WDS | Renewable | 35.2 | 0 | 1 | 0
Operable | 17164 | Sierra Pacific Industries |  | 54517 | Sierra Pacific Sonora | CA | Vertical | Tuolumne | GEN3 | Wood/Wood Waste Biomass | ST |  | S | X | X |  |  | 7.5 | 0.8 | 6 | 6.4 | 1 | N |  |  | OP | X | 4 | 2018 | 2018 |  |  | N | Industrial Non-CHP | Customer Sited | Other | 6 | X | WDS | Renewable | 7.5 | 0 | 1 | 0
Operable | 17164 | Sierra Pacific Industries |  | 55882 | Sierra Pacific Aberdeen | WA | Vertical | Grays Harbor | GEN1 | Wood/Wood Waste Biomass | ST |  | S | X | X |  |  | 18 | 0.85 | 17.4 | 18 | 8 | N |  |  | OP | X | 3 | 2003 | 2003 |  |  | Y | Industrial CHP | Customer Sited | Other | 7 | T | WDS | Renewable | 18 | 0 | 1 | 0
Operable | 17164 | Sierra Pacific Industries |  | 56406 | Sierra Pacific Burlington Facility | WA | Vertical | Skagit | GEN1 | Wood/Wood Waste Biomass | ST |  | S | X | X |  |  | 28 | 0.85 | 24.6 | 24.7 | 13 | N |  |  | OP | X | 3 | 2007 | 2007 |  |  | Y | Industrial CHP | Customer Sited | Other | 7 | T | WDS | Renewable | 28 | 0 | 1 | 0
Operable | 17164 | Sierra Pacific Industries |  | 59658 | SPI Anderson 2 | CA | Vertical | Shasta | GEN1 | Wood/Wood Waste Biomass | ST |  | S | X | X | Q643G_7_N001 | Q643G_7_N001 | 30.2 | 0.95 | 27.2 | 27.2 | 5 | N |  |  | OP | X | 8 | 2015 | 2015 |  |  | Y | Industrial CHP | Customer Sited | Other | 7 | T | WDS | Renewable | 30.2 | 0 | 1 | 0
Operable | 17164 | Sierra Pacific Industries |  | 63416 | Sierra Pacific Industries (2042-RD) | CA | Vertical | Tehama | GEN1 | Solar Photovoltaic | PV |  | S | X | X |  |  | 8.4 |  | 8.4 | 8.4 |  | N |  |  | OP | X | 5 | 2020 | 2020 |  |  | N | Industrial Non-CHP | Customer Sited | Other | 6 | X | SUN | Renewable | 8.4 | 0 | 1 | 0
Operable | 17164 | Sierra Pacific Industries |  | 65510 | Sierra Pacific Chinese Camp | CA | Vertical | Tuolumne | GEN 1 | Solar Photovoltaic | PV |  | S | X | X |  |  | 3.6 | 0.8 | 3.6 | 3.6 |  | N |  |  | OP | X | 3 | 2022 | 2022 |  |  | N | Industrial Non-CHP | Customer Sited | Other | 6 | X | SUN | Renewable | 3.6 | 0 | 1 | 0
Operable | 17166 | Sierra Pacific Power Co |  | 2330 | Fort Churchill | NV | Vertical | Lyon | 1 | Natural Gas Steam Turbine | ST |  | S | X | X |  |  | 115 | 0.85 | 113 | 113 | 18 | N |  |  | OP | X | 9 | 1968 | Pre-2000 | 9 | 2028 | N | Electric Utility | Utility | Investor Owned Utility | 1 | X | NG | Non-Renewable | 0 | 115 | 0 | 1
Operable | 17166 | Sierra Pacific Power Co |  | 2330 | Fort Churchill | NV | Vertical | Lyon | 2 | Natural Gas Steam Turbine | ST |  | S | X | X |  |  | 115 | 0.85 | 113 | 113 | 18 | N |  |  | OP | X | 9 | 1971 | Pre-2000 | 9 | 2028 | N | Electric Utility | Utility | Investor Owned Utility | 1 | X | NG | Non-Renewable | 0 | 115 | 0 | 1
Operable | 17166 | Sierra Pacific Power Co |  | 2336 | Tracy | NV | Vertical | Storey | 10 | Natural Gas Fired Combined Cycle | CA | PB1 | S | Y | X |  |  | 312 | 0.85 | 285 | 301 | 50 | N |  |  | OP | X | 7 | 2008 | 2008 |  |  | N | Electric Utility | Utility | Investor Owned Utility | 1 | X | NG | Non-Renewable | 0 | 312 | 0 | 1
Operable | 17166 | Sierra Pacific Power Co |  | 2336 | Tracy | NV | Vertical | Storey | 3 | Natural Gas Steam Turbine | ST |  | S | X | X |  |  | 119.8 | 0.9 | 108 | 108 | 32 | N |  |  | OP | X | 10 | 1974 | Pre-2000 |  |  | N | Electric Utility | Utility | Investor Owned Utility | 1 | X | NG | Non-Renewable | 0 | 119.8 | 0 | 1
Operable | 17166 | Sierra Pacific Power Co |  | 2336 | Tracy | NV | Vertical | Storey | 4 | Natural Gas Fired Combined Cycle | CT | G240 | S | X | N |  |  | 69.7 | 0.85 | 64 | 68 | 35 | N |  |  | OP | X | 7 | 1994 | Pre-2000 |  |  | N | Electric Utility | Utility | Investor Owned Utility | 1 | X | NG | Non-Renewable | 0 | 69.7 | 0 | 1
Operable | 17166 | Sierra Pacific Power Co |  | 2336 | Tracy | NV | Vertical | Storey | 5 | Natural Gas Fired Combined Cycle | CA | G240 | S | Y | X |  |  | 50.2 | 0.85 | 40 | 40 | 17 | N |  |  | OP | X | 12 | 1996 | Pre-2000 |  |  | N | Electric Utility | Utility | Investor Owned Utility | 1 | X | NG | Non-Renewable | 0 | 50.2 | 0 | 1
Operable | 17166 | Sierra Pacific Power Co |  | 2336 | Tracy | NV | Vertical | Storey | 8 | Natural Gas Fired Combined Cycle | CT | PB1 | S | X | N |  |  | 155.6 | 0.85 | 162 | 167 | 100 | N |  |  | OP | X | 7 | 2008 | 2008 |  |  | N | Electric Utility | Utility | Investor Owned Utility | 1 | X | NG | Non-Renewable | 0 | 155.6 | 0 | 1
Operable | 17166 | Sierra Pacific Power Co |  | 2336 | Tracy | NV | Vertical | Storey | 9 | Natural Gas Fired Combined Cycle | CT | PB1 | S | X | N |  |  | 155.6 | 0.85 | 162 | 167 | 100 | N |  |  | OP | X | 7 | 2008 | 2008 |  |  | N | Electric Utility | Utility | Investor Owned Utility | 1 | X | NG | Non-Renewable | 0 | 155.6 | 0 | 1
Operable | 17166 | Sierra Pacific Power Co |  | 2336 | Tracy | NV | Vertical | Storey | GT3 | Natural Gas Fired Combustion Turbine | GT |  | S | X | X |  |  | 85 | 0.85 | 66.3 | 72 | 35 | N |  |  | OP | X | 7 | 1994 | Pre-2000 |  |  | N | Electric Utility | Utility | Investor Owned Utility | 1 | X | NG | Non-Renewable | 0 | 85 | 0 | 1
Operable | 17166 | Sierra Pacific Power Co |  | 2336 | Tracy | NV | Vertical | Storey | GT4 | Natural Gas Fired Combustion Turbine | GT |  | S | X | X |  |  | 85 | 0.85 | 66.3 | 72 | 35 | N |  |  | OP | X | 7 | 1994 | Pre-2000 |  |  | N | Electric Utility | Utility | Investor Owned Utility | 1 | X | NG | Non-Renewable | 0 | 85 | 0 | 1
Operable | 17166 | Sierra Pacific Power Co |  | 6510 | Brunswick | NV | Vertical | Carson City | 1 | Petroleum Liquids | IC |  | S | X | X |  |  | 2 | 0.8 | 2 | 2 | 1.7 | N |  |  | OS | X | 9 | 1960 | Pre-2000 | 9 | 2028 | N | Electric Utility | Utility | Investor Owned Utility | 1 | X | DFO | Non-Renewable | 0 | 2 | 0 | 1
Operable | 17166 | Sierra Pacific Power Co |  | 6510 | Brunswick | NV | Vertical | Carson City | 2 | Petroleum Liquids | IC |  | S | X | X |  |  | 2 | 0.8 | 2 | 2 | 1.7 | N |  |  | OS | X | 9 | 1960 | Pre-2000 | 9 | 2028 | N | Electric Utility | Utility | Investor Owned Utility | 1 | X | DFO | Non-Renewable | 0 | 2 | 0 | 1
Operable | 17166 | Sierra Pacific Power Co |  | 6510 | Brunswick | NV | Vertical | Carson City | 3 | Petroleum Liquids | IC |  | S | X | X |  |  | 2 | 0.8 | 2 | 2 | 1.7 | N |  |  | OS | X | 9 | 1960 | Pre-2000 | 9 | 2028 | N | Electric Utility | Utility | Investor Owned Utility | 1 | X | DFO | Non-Renewable | 0 | 2 | 0 | 1
Operable | 17166 | Sierra Pacific Power Co |  | 8224 | North Valmy | NV | Vertical | Humboldt | 1 | Conventional Steam Coal | ST |  | J | X | X |  |  | 277.2 | 0.9 | 254 | 254 | 90 | N |  |  | OP | X | 12 | 1981 | Pre-2000 |  |  | N | Electric Utility | Utility | Investor Owned Utility | 1 | X | SUB | Non-Renewable | 0 | 277.2 | 0 | 1 | BIT
Operable | 17166 | Sierra Pacific Power Co |  | 8224 | North Valmy | NV | Vertical | Humboldt | 2 | Conventional Steam Coal | ST |  | J | X | X |  |  | 289.8 | 0.9 | 268 | 268 | 90 | N |  |  | OP | X | 5 | 1985 | Pre-2000 |  |  | N | Electric Utility | Utility | Investor Owned Utility | 1 | X | SUB | Non-Renewable | 0 | 289.8 | 0 | 1 | BIT
Operable | 17166 | Sierra Pacific Power Co |  | 59472 | Ft. Churchill PV | NV | Vertical | Lyon | NVC7 | Solar Photovoltaic | PV |  | S | X | X |  |  | 19.9 |  | 19.5 | 19.5 |  | N |  |  | OP | X | 5 | 2015 | 2015 |  |  | N | Commercial Non-CHP | Customer Sited | Investor Owned Utility | 4 | X | SUN | Renewable | 19.9 | 0 | 1 | 0
Operable | 57219 | Siete Solar LLC |  | 57883 | Queen Creek Solar Farm | AZ | Vertical | Maricopa | GEN1 | Solar Photovoltaic | PV |  | S | X | X |  |  | 19 | 1 | 18.6 | 18.6 | 0 | N |  |  | OP | X | 10 | 2012 | 2012 |  |  | N | IPP Non-CHP | IPP | IPP | 2 | X | SUN | Renewable | 19 | 0 | 1 | 0
Operable | 54777 | Signal Hill Generating LLC |  | 50127 | Signal Hill Generating LLC | TX | Restructured | Wichita | GTA | Natural Gas Fired Combined Cycle | CT | CC1 | S | X | Y | WFCOGEN_CC1 | WFCOGEN_CC1 | 20 | 0.8 | 19.7 | 19.7 | 2 | N |  |  | OP | X | 6 | 1987 | Pre-2000 |  |  | N | IPP Non-CHP | IPP | IPP | 2 | X | NG | Non-Renewable | 0 | 20 | 0 | 1
Operable | 54777 | Signal Hill Generating LLC |  | 50127 | Signal Hill Generating LLC | TX | Restructured | Wichita | GTB | Natural Gas Fired Combined Cycle | CT | CC1 | S | X | Y | WFCOGEN_CC1 | WFCOGEN_CC1 | 20 | 0.8 | 19.7 | 19.7 | 2 | N |  |  | OP | X | 6 | 1987 | Pre-2000 |  |  | N | IPP Non-CHP | IPP | IPP | 2 | X | NG | Non-Renewable | 0 | 20 | 0 | 1
Operable | 54777 | Signal Hill Generating LLC |  | 50127 | Signal Hill Generating LLC | TX | Restructured | Wichita | GTC | Natural Gas Fired Combined Cycle | CT | CC1 | S | X | Y | WFCOGEN_CC1 | WFCOGEN_CC1 | 20 | 0.8 | 19.7 | 19.7 | 2 | N |  |  | OP | X | 6 | 1987 | Pre-2000 |  |  | N | IPP Non-CHP | IPP | IPP | 2 | X | NG | Non-Renewable | 0 | 20 | 0 | 1
Operable | 54777 | Signal Hill Generating LLC |  | 50127 | Signal Hill Generating LLC | TX | Restructured | Wichita | STD | Natural Gas Fired Combined Cycle | CA | CC1 | S | N | X | WFCOGEN_CC1 | WFCOGEN_CC1 | 20 | 0.8 | 17 | 16 | 2 | N |  |  | OS | X | 6 | 1987 | Pre-2000 |  |  | N | IPP Non-CHP | IPP | IPP | 2 | X | NG | Non-Renewable | 0 | 20 | 0 | 1
Operable | 57027 | Signal Hill Petroleum, Inc |  | 57702 | Signal Hill West Unit | CA | Vertical | Los Angeles | 1 | Other Gases | GT |  | S | X | X |  |  | 5.7 | 1 | 5.7 | 5.7 | 3.5 | N |  |  | OP | X | 7 | 2004 | 2004 |  |  | N | Industrial Non-CHP | Customer Sited | Other | 6 | X | OG | Non-Renewable | 0 | 5.7 | 0 | 1
Operable | 65474 | Signal Street Operating, LLC |  | 66395 | Alta Sea | CA | Vertical | Los Angeles | PV1 | Solar Photovoltaic | PV |  | S | X | X |  |  | 1.8 | 0.99 | 1.8 | 1.8 |  | N |  |  | OP | X | 12 | 2023 | 2023 |  |  | N | IPP Non-CHP | IPP | IPP | 2 | X | SUN | Renewable | 1.8 | 0 | 1 | 0
Operable | 62146 | Sigurd Solar LLC |  | 62666 | Sigurd Solar LLC | UT | Vertical | Sevier | SGSOL | Solar Photovoltaic | PV |  | S | X | X |  |  | 80 |  | 80 | 80 |  | N |  |  | OP | X | 5 | 2021 | 2021 |  |  | N | IPP Non-CHP | IPP | IPP | 2 | X | SUN | Renewable | 80 | 0 | 1 | 0
Operable | 61332 | Sikorsky Aircraft Corporation |  | 61703 | Sikorsky Aircraft CHP | CT | Restructured | Fairfield | PV-1 | Solar Photovoltaic | PV |  | S | X | X |  |  | 0.1 |  | 0.1 | 0.1 |  | N |  |  | OP | X | 6 | 2010 | 2010 |  |  | N | Industrial CHP | Customer Sited | Other | 7 | X | SUN | Renewable | 0.1 | 0 | 1 | 0
Operable | 61332 | Sikorsky Aircraft Corporation |  | 61703 | Sikorsky Aircraft CHP | CT | Restructured | Fairfield | STG-1 | Natural Gas Steam Turbine | ST |  | S | X | X |  |  | 0.6 | 0.8 | 0.6 | 0.6 | 0.1 | N |  |  | OP | X | 1 | 2021 | 2021 |  |  | N | Industrial CHP | Customer Sited | Other | 7 | X | NG | Non-Renewable | 0 | 0.6 | 0 | 1 | DFO
Operable | 61332 | Sikorsky Aircraft Corporation |  | 61703 | Sikorsky Aircraft CHP | CT | Restructured | Fairfield | TG-1 | Natural Gas Fired Combustion Turbine | GT |  | S | X | X |  |  | 9.2 | 0.8 | 10.3 | 11.8 | 1 | N |  |  | OP | X | 5 | 2011 | 2011 |  |  | Y | Industrial CHP | Customer Sited | Other | 7 | T | NG | Non-Renewable | 0 | 9.2 | 0 | 1 | DFO
Operable | 63749 | Siler City Solar 2, LLC |  | 64121 | Siler City Solar 2 | NC | Vertical | Chatham | SCS2 | Solar Photovoltaic | PV |  | S | X | X |  |  | 4.9 |  | 4.9 | 4.9 |  | N |  |  | OP | X | 10 | 2018 | 2018 |  |  | N | IPP Non-CHP | IPP | IPP | 2 | X | SUN | Renewable | 4.9 | 0 | 1 | 0
Operable | 62903 | Silicon Hills Campus, LLC |  | 10184 | Central Utility Plant | TX | Restructured | Travis | EG1 | Natural Gas Internal Combustion Engine | IC |  | S | X | X |  |  | 6 | 0.8 | 3.6 | 4.1 | 1.8 | N |  |  | SB | Y | 7 | 1988 | Pre-2000 |  |  | Y | Commercial CHP | Customer Sited | Other | 5 | T | NG | Non-Renewable | 0 | 6 | 0 | 1 | DFO
Operable | 62903 | Silicon Hills Campus, LLC |  | 10184 | Central Utility Plant | TX | Restructured | Travis | EG2 | Natural Gas Internal Combustion Engine | IC |  | S | X | X |  |  | 6 | 0.8 | 2.5 | 2.4 | 1.8 | N |  |  | SB | Y | 7 | 1988 | Pre-2000 |  |  | Y | Commercial CHP | Customer Sited | Other | 5 | T | NG | Non-Renewable | 0 | 6 | 0 | 1 | DFO
Operable | 62903 | Silicon Hills Campus, LLC |  | 10184 | Central Utility Plant | TX | Restructured | Travis | TG1 | Natural Gas Steam Turbine | ST |  | S | X | X |  |  | 2.3 | 0.85 | 2.2 | 2.3 | 0.2 | N |  |  | SB | Y | 7 | 1988 | Pre-2000 |  |  | Y | Commercial CHP | Customer Sited | Other | 5 | B | NG | Non-Renewable | 0 | 2.3 | 0 | 1 | DFO
Operable | 60038 | Silicon Valley Clean Water |  | 60249 | Silicon Valley Clean Water | CA | Vertical | San Mateo | BES | Batteries | BA |  | S | X | X |  |  | 1 |  | 1 | 1 | 0.1 | N |  |  | OP | X | 11 | 2020 | 2020 |  |  | N | IPP CHP | IPP | IPP | 3 | X | MWH | Other | 0 | 0 | 0 | 0
Operable | 60038 | Silicon Valley Clean Water |  | 60249 | Silicon Valley Clean Water | CA | Vertical | San Mateo | CGN | Other Waste Biomass | IC |  | S | X | X |  |  | 1.2 | 0.9 | 1.2 | 1.2 | 0.6 | N |  |  | OP | X | 3 | 2015 | 2015 |  |  | Y | IPP CHP | IPP | IPP | 3 | T | OBG | Renewable | 1.2 | 0 | 1 | 0 | NG
Operable | 63676 | Silveira Ranch Road Solar |  | 63762 | Silveira Ranch Road Solar | CA | Vertical | Marin | SILVA | Solar Photovoltaic | PV |  | W | X | X |  |  | 1 |  | 1 | 1 |  | N |  |  | OP | X | 3 | 2021 | 2021 |  |  | N | IPP Non-CHP | IPP | IPP | 2 | X | SUN | Renewable | 1 | 0 | 1 | 0
Operable | 63676 | Silveira Ranch Road Solar |  | 63762 | Silveira Ranch Road Solar | CA | Vertical | Marin | SILVB | Solar Photovoltaic | PV |  | W | X | X |  |  | 1 |  | 1 | 1 |  | N |  |  | OP | X | 3 | 2021 | 2021 |  |  | N | IPP Non-CHP | IPP | IPP | 2 | X | SUN | Renewable | 1 | 0 | 1 | 0
Operable | 63676 | Silveira Ranch Road Solar |  | 63762 | Silveira Ranch Road Solar | CA | Vertical | Marin | SILVC | Solar Photovoltaic | PV |  | W | X | X |  |  | 1 |  | 1 | 1 |  | N |  |  | OP | X | 3 | 2021 | 2021 |  |  | N | IPP Non-CHP | IPP | IPP | 2 | X | SUN | Renewable | 1 | 0 | 1 | 0
Operable | 62076 | Silver Star I Power Partners LLC |  | 56771 | Silver Star I Wind Power Project | TX | Restructured | Erath | 1 | Onshore Wind Turbine | WT |  | J | X | X |  |  | 52.8 |  | 52.8 | 52.8 | 1 | N |  |  | OP | X | 9 | 2008 | 2008 |  |  | N | IPP Non-CHP | IPP | IPP | 2 | X | WND | Renewable | 52.8 | 0 | 1 | 0
Operable | 62968 | Silver State Solar Power North, LLC |  | 57442 | Silver State Solar Power North | NV | Vertical | Clark | 56188 | Solar Photovoltaic | PV |  | J | X | X |  |  | 52 |  | 50 | 50 |  | N |  |  | OP | X | 5 | 2012 | 2012 |  |  | N | IPP Non-CHP | IPP | IPP | 2 | X | SUN | Renewable | 52 | 0 | 1 | 0
Operable | 59363 | Silver State Solar Power South, LLC |  | 58644 | Silver State Solar Power South | NV | Vertical | Clark | BLK1 | Solar Photovoltaic | PV |  | S | X | X |  |  | 26.4 |  | 26.4 | 26.4 |  | N |  |  | OP | X | 11 | 2015 | 2015 |  |  | N | IPP Non-CHP | IPP | IPP | 2 | X | SUN | Renewable | 26.4 | 0 | 1 | 0
Operable | 59363 | Silver State Solar Power South, LLC |  | 58644 | Silver State Solar Power South | NV | Vertical | Clark | BLK2 | Solar Photovoltaic | PV |  | S | X | X |  |  | 27.9 |  | 27.9 | 27.9 |  | N |  |  | OP | X | 12 | 2015 | 2015 |  |  | N | IPP Non-CHP | IPP | IPP | 2 | X | SUN | Renewable | 27.9 | 0 | 1 | 0
Operable | 59363 | Silver State Solar Power South, LLC |  | 58644 | Silver State Solar Power South | NV | Vertical | Clark | BLK3 | Solar Photovoltaic | PV |  | S | X | X |  |  | 37.2 |  | 37.2 | 37.2 |  | N |  |  | OP | X | 12 | 2015 | 2015 |  |  | N | IPP Non-CHP | IPP | IPP | 2 | X | SUN | Renewable | 37.2 | 0 | 1 | 0
Operable | 59363 | Silver State Solar Power South, LLC |  | 58644 | Silver State Solar Power South | NV | Vertical | Clark | BLK4 | Solar Photovoltaic | PV |  | S | X | X |  |  | 35.7 |  | 35.7 | 35.7 |  | N |  |  | OP | X | 1 | 2016 | 2016 |  |  | N | IPP Non-CHP | IPP | IPP | 2 | X | SUN | Renewable | 35.7 | 0 | 1 | 0
Operable | 59363 | Silver State Solar Power South, LLC |  | 58644 | Silver State Solar Power South | NV | Vertical | Clark | BLK5 | Solar Photovoltaic | PV |  | S | X | X |  |  | 35 |  | 35 | 35 |  | N |  |  | OP | X | 4 | 2016 | 2016 |  |  | N | IPP Non-CHP | IPP | IPP | 2 | X | SUN | Renewable | 35 | 0 | 1 | 0
Operable | 59363 | Silver State Solar Power South, LLC |  | 58644 | Silver State Solar Power South | NV | Vertical | Clark | BLK6 | Solar Photovoltaic | PV |  | S | X | X |  |  | 36.6 |  | 36.6 | 36.6 |  | N |  |  | OP | X | 4 | 2016 | 2016 |  |  | N | IPP Non-CHP | IPP | IPP | 2 | X | SUN | Renewable | 36.6 | 0 | 1 | 0
Operable | 59363 | Silver State Solar Power South, LLC |  | 58644 | Silver State Solar Power South | NV | Vertical | Clark | BLK7 | Solar Photovoltaic | PV |  | S | X | X |  |  | 35 |  | 35 | 35 |  | N |  |  | OP | X | 5 | 2016 | 2016 |  |  | N | IPP Non-CHP | IPP | IPP | 2 | X | SUN | Renewable | 35 | 0 | 1 | 0
Operable | 59363 | Silver State Solar Power South, LLC |  | 58644 | Silver State Solar Power South | NV | Vertical | Clark | BLK8 | Solar Photovoltaic | PV |  | S | X | X |  |  | 26.3 |  | 26.3 | 26.3 |  | N |  |  | OP | X | 6 | 2016 | 2016 |  |  | N | IPP Non-CHP | IPP | IPP | 2 | X | SUN | Renewable | 26.3 | 0 | 1 | 0
Operable | 63424 | Silverstrand Grid, LLC |  | 63735 | Silverstrand Grid Energy Storage System | CA | Vertical | Ventura | SLV01 | Batteries | BA |  | S | X | X |  |  | 11 | 1 | 11 | 11 | 11 | N |  |  | OP | X | 4 | 2021 | 2021 | 4 | 2041 | N | IPP Non-CHP | IPP | IPP | 2 | X | MWH | Other | 0 | 0 | 0 | 0
Operable | 56590 | Silverstreet Hydro |  | 10036 | Hillsborough Hosiery | NH | Restructured | Hillsborough | GEN1 | Conventional Hydroelectric | HY |  | S | X | X |  |  | 0.6 | 1 | 0.6 | 0.6 | 0.2 | N |  |  | OP | X | 12 | 1989 | Pre-2000 |  |  | N | IPP Non-CHP | IPP | IPP | 2 | X | WAT | Renewable | 0.6 | 0 | 1 | 0
Operable | 56590 | Silverstreet Hydro |  | 10036 | Hillsborough Hosiery | NH | Restructured | Hillsborough | GEN2 | Conventional Hydroelectric | HY |  | S | X | X |  |  | 0.6 | 1 | 0.6 | 0.6 | 0.2 | N |  |  | OP | X | 12 | 1989 | Pre-2000 |  |  | N | IPP Non-CHP | IPP | IPP | 2 | X | WAT | Renewable | 0.6 | 0 | 1 | 0
Operable | 56590 | Silverstreet Hydro |  | 10872 | Kings Falls Hydroelectric | NY | Restructured | Lewis | 1 | Conventional Hydroelectric | HY |  | S | X | X |  |  | 1.6 | 0.95 | 0.2 | 0.1 | 0.1 | N |  |  | OP | X | 10 | 1988 | Pre-2000 |  |  | N | IPP Non-CHP | IPP | IPP | 2 | X | WAT | Renewable | 1.6 | 0 | 1 | 0
Operable | 61449 | Silverton Solar, LLC |  | 61829 | Silverton Solar | OR | Vertical | Marion | PGRC7 | Solar Photovoltaic | PV |  | S | X | X |  |  | 2.2 |  | 2.2 | 2.2 |  | N |  |  | OP | X | 12 | 2017 | 2017 |  |  | N | IPP Non-CHP | IPP | IPP | 2 | X | SUN | Renewable | 2.2 | 0 | 1 | 0
Operable | 60448 | Simcoe Solar |  | 60748 | Simcoe Solar | ID | Vertical | Elmore | IDSS | Solar Photovoltaic | PV |  | S | X | X |  |  | 20 |  | 20 | 20 |  | N |  |  | OP | X | 3 | 2017 | 2017 |  |  | N | IPP Non-CHP | IPP | IPP | 2 | X | SUN | Renewable | 20 | 0 | 1 | 0
Operable | 58580 | Simon Solar Farm, LLC |  | 58628 | Simon Solar Farm LLC | GA | Vertical | Walton | SRSSF | Solar Photovoltaic | PV |  | S | X | X |  |  | 30 |  | 30 | 30 |  | N |  |  | OP | X | 11 | 2013 | 2013 |  |  | N | IPP Non-CHP | IPP | IPP | 2 | X | SUN | Renewable | 30 | 0 | 1 | 0
Operable | 17191 | Simplot Leasing Corp |  | 50274 | Simplot Leasing Don Plant | ID | Vertical | Bannock | GEN1 | All Other | ST |  | S | X | X |  |  | 15.9 | 0.85 | 14.8 | 15 | 5 | N |  |  | OP | X | 2 | 1986 | Pre-2000 |  |  | Y | Industrial CHP | Customer Sited | Other | 7 | T | WH | Other | 0 | 0 | 0 | 0
Operable | 16968 | Simplot Phosphates LLC |  | 54472 | Simplot Phosphates | WY | Vertical | Sweetwater | GEN1 | All Other | ST |  | S | X | X |  |  | 11.5 | 0.85 | 11.5 | 11.5 | 2 | N |  |  | OP | X | 8 | 1986 | Pre-2000 |  |  | Y | Industrial CHP | Customer Sited | Other | 7 | T | WH | Other | 0 | 0 | 0 | 0 | NG
Operable | 64784 | Sims Metals |  | 60701 | JED Solid Waste Mgmt Renewable Energy | FL | Vertical | Osceola | 603 | Landfill Gas | IC | 2 | S | X | X |  |  | 1.6 | 1 | 1.4 | 1.4 |  | N |  |  | OP | X | 3 | 2017 | 2017 |  |  | N | IPP Non-CHP | IPP | IPP | 2 | X | LFG | Renewable | 1.6 | 0 | 1 | 0
Operable | 64784 | Sims Metals |  | 60701 | JED Solid Waste Mgmt Renewable Energy | FL | Vertical | Osceola | 696 | Landfill Gas | IC | 1 | S | X | X |  |  | 1.6 | 1 | 1.4 | 1.4 |  | N |  |  | OP | X | 3 | 2017 | 2017 |  |  | N | IPP Non-CHP | IPP | IPP | 2 | X | LFG | Renewable | 1.6 | 0 | 1 | 0
Operable | 64784 | Sims Metals |  | 60701 | JED Solid Waste Mgmt Renewable Energy | FL | Vertical | Osceola | 697 | Landfill Gas | IC | 6 | S | X | X |  |  | 1.6 | 1 | 1.4 | 1.4 |  | N |  |  | OP | X | 3 | 2017 | 2017 |  |  | N | IPP Non-CHP | IPP | IPP | 2 | X | LFG | Renewable | 1.6 | 0 | 1 | 0
Operable | 64784 | Sims Metals |  | 60701 | JED Solid Waste Mgmt Renewable Energy | FL | Vertical | Osceola | 698 | Landfill Gas | IC | 3 | S | X | X |  |  | 1.6 | 1 | 1.4 | 1.4 |  | N |  |  | OP | X | 3 | 2017 | 2017 |  |  | N | IPP Non-CHP | IPP | IPP | 2 | X | LFG | Renewable | 1.6 | 0 | 1 | 0
Operable | 64784 | Sims Metals |  | 60701 | JED Solid Waste Mgmt Renewable Energy | FL | Vertical | Osceola | 699 | Landfill Gas | IC | 4 | S | X | X |  |  | 1.6 | 1 | 1.4 | 1.4 |  | N |  |  | OP | X | 3 | 2017 | 2017 |  |  | N | IPP Non-CHP | IPP | IPP | 2 | X | LFG | Renewable | 1.6 | 0 | 1 | 0
Operable | 64784 | Sims Metals |  | 60701 | JED Solid Waste Mgmt Renewable Energy | FL | Vertical | Osceola | 700 | Landfill Gas | IC | 5 | S | X | X |  |  | 1.6 | 1 | 1.4 | 1.4 |  | N |  |  | OP | X | 3 | 2017 | 2017 |  |  | N | IPP Non-CHP | IPP | IPP | 2 | X | LFG | Renewable | 1.6 | 0 | 1 | 0
Operable | 58896 | Siskiyou Power Authority |  | 50179 | Box Canyon Dam | CA | Vertical | Siskiyou | GEN1 | Conventional Hydroelectric | HY |  | S | X | X |  |  | 2.5 | 0.9 | 2.5 | 2.5 | 0.2 | N |  |  | OP | X | 6 | 1986 | Pre-2000 |  |  | N | IPP Non-CHP | IPP | IPP | 2 | X | WAT | Renewable | 2.5 | 0 | 1 | 0
Operable | 58896 | Siskiyou Power Authority |  | 50179 | Box Canyon Dam | CA | Vertical | Siskiyou | GEN2 | Conventional Hydroelectric | HY |  | S | X | X |  |  | 2.5 | 0.9 | 2.5 | 2.5 | 0.2 | N |  |  | OP | X | 6 | 1986 | Pre-2000 |  |  | N | IPP Non-CHP | IPP | IPP | 2 | X | WAT | Renewable | 2.5 | 0 | 1 | 0
Operable | 57177 | SIT Renewables, Inc. |  | 57849 | Green Acres Solar Facility 1 | CA | Vertical | Sacramento | GASF1 | Solar Photovoltaic | PV |  | W | X | X |  | SMUD | 3 |  | 2.8 | 2 |  | N |  |  | OP | X | 9 | 2012 | 2012 |  |  | N | IPP Non-CHP | IPP | IPP | 2 | X | SUN | Renewable | 3 | 0 | 1 | 0
Operable | 57177 | SIT Renewables, Inc. |  | 57850 | Green Acres Solar Facility 2 | CA | Vertical | Sacramento | GASF2 | Solar Photovoltaic | PV |  | W | X | X |  | SMUD | 1 |  | 0.9 | 0.7 |  | N |  |  | OP | X | 9 | 2012 | 2012 |  |  | N | IPP Non-CHP | IPP | IPP | 2 | X | SUN | Renewable | 1 | 0 | 1 | 0
Operable | 17254 | Sithe/Independence LLC |  | 54547 | Sithe Independence Station | NY | Restructured | Oswego | 1 | Natural Gas Fired Combined Cycle | CT | BLK1 | W | X | N | Sithe_Ind_1 | Sithe_Ind_1 | 169.2 | 0.8 | 155.7 | 194.4 | 90 | N |  |  | OP | X | 10 | 1994 | Pre-2000 |  |  | Y | IPP CHP | IPP | IPP | 3 | T | NG | Non-Renewable | 0 | 169.2 | 0 | 1
Operable | 17254 | Sithe/Independence LLC |  | 54547 | Sithe Independence Station | NY | Restructured | Oswego | 2 | Natural Gas Fired Combined Cycle | CT | BLK1 | W | X | N | Sithe_Ind_2 | Sithe_Ind_2 | 169.2 | 0.8 | 155.7 | 194.4 | 90 | N |  |  | OP | X | 9 | 1994 | Pre-2000 |  |  | Y | IPP CHP | IPP | IPP | 3 | T | NG | Non-Renewable | 0 | 169.2 | 0 | 1
Operable | 17254 | Sithe/Independence LLC |  | 54547 | Sithe Independence Station | NY | Restructured | Oswego | 3 | Natural Gas Fired Combined Cycle | CT | BLK2 | W | X | N | Sithe_Ind_3 | Sithe_Ind_3 | 169.2 | 0.8 | 155.7 | 194.4 | 90 | N |  |  | OP | X | 8 | 1994 | Pre-2000 |  |  | Y | IPP CHP | IPP | IPP | 3 | T | NG | Non-Renewable | 0 | 169.2 | 0 | 1
Operable | 17254 | Sithe/Independence LLC |  | 54547 | Sithe Independence Station | NY | Restructured | Oswego | 4 | Natural Gas Fired Combined Cycle | CT | BLK2 | W | X | N | Sithe_Ind_4 | Sithe_Ind_4 | 169.5 | 0.8 | 155.7 | 194.4 | 90 | N |  |  | OP | X | 9 | 1994 | Pre-2000 |  |  | Y | IPP CHP | IPP | IPP | 3 | T | NG | Non-Renewable | 0 | 169.5 | 0 | 1
Operable | 17254 | Sithe/Independence LLC |  | 54547 | Sithe Independence Station | NY | Restructured | Oswego | 5 | Natural Gas Fired Combined Cycle | CA | BLK1 | W | Y | X | Sithe_Independ | Sithe_Independ | 204.5 | 0.89 | 167.9 | 209.7 | 45 | N |  |  | OP | X | 10 | 1994 | Pre-2000 |  |  | Y | IPP CHP | IPP | IPP | 3 | T | NG | Non-Renewable | 0 | 204.5 | 0 | 1
Operable | 17254 | Sithe/Independence LLC |  | 54547 | Sithe Independence Station | NY | Restructured | Oswego | 6 | Natural Gas Fired Combined Cycle | CA | BLK2 | W | Y | X | Sithe_Independ | Sithe_Independ | 204.5 | 0.89 | 167.9 | 209.7 | 45 | N |  |  | OP | X | 9 | 1994 | Pre-2000 |  |  | Y | IPP CHP | IPP | IPP | 3 | T | NG | Non-Renewable | 0 | 204.5 | 0 | 1
Operable | 60189 | SJA Solar, LLC |  | 60391 | SJA Solar LLC-Solterra Monastery CSG | MA | Restructured | Worcester | SJAPV | Solar Photovoltaic | PV |  | S | X | X |  |  | 14.7 |  | 14.7 | 14.7 |  | N |  |  | OP | X | 12 | 2016 | 2016 |  |  | N | IPP Non-CHP | IPP | IPP | 2 | X | SUN | Renewable | 14.7 | 0 | 1 | 0
Operable | 64758 | SJRR |  | 62548 | SJRR Power LLC | TX | Restructured | Harris | SJ-1 | Natural Gas Fired Combustion Turbine | GT |  | S | X | X |  |  | 50 | 0.85 | 43 | 48 | 34 | N |  |  | OP | X | 6 | 2022 | 2022 |  |  | N | IPP Non-CHP | IPP | IPP | 2 | X | NG | Non-Renewable | 0 | 50 | 0 | 1
Operable | 64758 | SJRR |  | 62548 | SJRR Power LLC | TX | Restructured | Harris | SJ-2 | Natural Gas Fired Combustion Turbine | GT |  | S | X | X |  |  | 50 | 0.85 | 43 | 48 | 34 | N |  |  | OP | X | 6 | 2022 | 2022 |  |  | N | IPP Non-CHP | IPP | IPP | 2 | X | NG | Non-Renewable | 0 | 50 | 0 | 1
Operable | 62023 | Skeleton Creek Energy Center |  | 62494 | Skeleton Creek Energy Center Hybrid | OK | Vertical | Garfield | SKC | Onshore Wind Turbine | WT |  | S | X | X |  |  | 250 |  | 250 | 250 | 1 | N |  |  | OP | X | 12 | 2020 | 2020 |  |  | N | IPP Non-CHP | IPP | IPP | 2 | X | WND | Renewable | 250 | 0 | 1 | 0
Operable | 59698 | Sky Global Power One Pledgor, LLC |  | 59938 | Sky Global Power One | TX | Restructured | Colorado | UNIT1 | Natural Gas Internal Combustion Engine | IC |  | S | X | X |  |  | 8.5 | 0.9 | 8.3 | 8.4 | 4.3 | N |  |  | OP | X | 5 | 2016 | 2016 |  |  | N | IPP Non-CHP | IPP | IPP | 2 | X | NG | Non-Renewable | 0 | 8.5 | 0 | 1
Operable | 59698 | Sky Global Power One Pledgor, LLC |  | 59938 | Sky Global Power One | TX | Restructured | Colorado | UNIT2 | Natural Gas Internal Combustion Engine | IC |  | S | X | X |  |  | 8.5 | 0.9 | 8.3 | 8.4 | 4.3 | N |  |  | OP | X | 5 | 2016 | 2016 |  |  | N | IPP Non-CHP | IPP | IPP | 2 | X | NG | Non-Renewable | 0 | 8.5 | 0 | 1
Operable | 59698 | Sky Global Power One Pledgor, LLC |  | 59938 | Sky Global Power One | TX | Restructured | Colorado | UNIT3 | Natural Gas Internal Combustion Engine | IC |  | S | X | X |  |  | 8.5 | 0.9 | 8.3 | 8.4 | 4.3 | N |  |  | OP | X | 5 | 2016 | 2016 |  |  | N | IPP Non-CHP | IPP | IPP | 2 | X | NG | Non-Renewable | 0 | 8.5 | 0 | 1
Operable | 59698 | Sky Global Power One Pledgor, LLC |  | 59938 | Sky Global Power One | TX | Restructured | Colorado | UNIT4 | Natural Gas Internal Combustion Engine | IC |  | S | X | X |  |  | 8.5 | 0.9 | 8.3 | 8.4 | 4.3 | N |  |  | OP | X | 5 | 2016 | 2016 |  |  | N | IPP Non-CHP | IPP | IPP | 2 | X | NG | Non-Renewable | 0 | 8.5 | 0 | 1
Operable | 59698 | Sky Global Power One Pledgor, LLC |  | 59938 | Sky Global Power One | TX | Restructured | Colorado | UNIT5 | Natural Gas Internal Combustion Engine | IC |  | S | X | X |  |  | 8.5 | 0.9 | 8.3 | 8.4 | 4.3 | N |  |  | OP | X | 5 | 2016 | 2016 |  |  | N | IPP Non-CHP | IPP | IPP | 2 | X | NG | Non-Renewable | 0 | 8.5 | 0 | 1
Operable | 59698 | Sky Global Power One Pledgor, LLC |  | 59938 | Sky Global Power One | TX | Restructured | Colorado | UNIT6 | Natural Gas Internal Combustion Engine | IC |  | S | X | X |  |  | 8.5 | 0.9 | 8.3 | 8.4 | 4.3 | N |  |  | OP | X | 5 | 2016 | 2016 |  |  | N | IPP Non-CHP | IPP | IPP | 2 | X | NG | Non-Renewable | 0 | 8.5 | 0 | 1
Operable | 64156 | Sky River Wind LLC |  | 50536 | Sky River Wind Energy Center | CA | Vertical | Kern | SRW1 | Onshore Wind Turbine | WT |  | S | X | X |  |  | 60.2 |  | 60.2 | 60.2 | 5 | N |  |  | OP | X | 9 | 2021 | 2021 |  |  | N | IPP Non-CHP | IPP | IPP | 2 | X | WND | Renewable | 60.2 | 0 | 1 | 0
Operable | 58448 | Sky Volt, LLC |  | 58460 | Sky Volt | IA | Vertical | Adair | 1 | Onshore Wind Turbine | WT |  | S | X | X |  |  | 1.6 |  | 1.6 | 1.6 | 0 | N |  |  | OP | X | 8 | 2012 | 2012 |  |  | N | IPP Non-CHP | IPP | IPP | 2 | X | WND | Renewable | 1.6 | 0 | 1 | 0
Operable | 63432 | SkyHigh 2 Solar |  | 64384 | Amazon TUS2 | AZ | Vertical | Pima | ATUS2 | Solar Photovoltaic | PV |  | S | X | X |  |  | 2.6 |  | 2.6 | 2.6 | 2.6 | N |  |  | OP | X | 6 | 2022 | 2022 |  |  | N | Commercial Non-CHP | Customer Sited | Other | 4 | X | SUN | Renewable | 2.6 | 0 | 1 | 0
Operable | 63432 | SkyHigh 2 Solar |  | 64388 | TruStile Doors - Denver | CO | Vertical | Adams | TRUCO | Solar Photovoltaic | PV |  | S | X | X |  |  | 1.2 |  | 1.2 | 1.2 |  | N |  |  | OP | X | 2 | 2021 | 2021 |  |  | N | Commercial Non-CHP | Customer Sited | Other | 4 | X | SUN | Renewable | 1.2 | 0 | 1 | 0
Operable | 63432 | SkyHigh 2 Solar |  | 64389 | Niagara Bottling - Seguin | TX | Restructured | Guadalupe | NIAGS | Solar Photovoltaic | PV |  | S | X | X |  |  | 4.9 |  | 4.9 | 4.9 |  | N |  |  | OP | X | 10 | 2021 | 2021 |  |  | N | Industrial Non-CHP | Customer Sited | Other | 6 | X | SUN | Renewable | 4.9 | 0 | 1 | 0
Operable | 63432 | SkyHigh 2 Solar |  | 64391 | Firestone Walker Brewery - Phase 1 | CA | Vertical | San Luis Obispo | FWBP1 | Solar Photovoltaic | PV |  | S | X | X |  |  | 1.6 |  | 1.6 | 1.6 |  | N |  |  | OP | X | 11 | 2020 | 2020 |  |  | N | Industrial Non-CHP | Customer Sited | Other | 6 | X | SUN | Renewable | 1.6 | 0 | 1 | 0
Operable | 63432 | SkyHigh 2 Solar |  | 64396 | EMWD - Perris Valley RWRF | CA | Vertical | Riverside | EMSJN | Solar Photovoltaic | PV |  | S | X | X |  |  | 3.4 |  | 3.4 | 3.4 |  | N |  |  | OP | X | 7 | 2021 | 2021 |  |  | N | Commercial Non-CHP | Customer Sited | Other | 4 | X | SUN | Renewable | 3.4 | 0 | 1 | 0
Operable | 63432 | SkyHigh 2 Solar |  | 64397 | EMWD - San Jacinto RWRF NEM | CA | Vertical | Riverside | EMSJN | Solar Photovoltaic | PV |  | S | X | X |  |  | 1.3 |  | 1.3 | 1.3 |  | N |  |  | OP | X | 7 | 2021 | 2021 |  |  | N | Commercial Non-CHP | Customer Sited | Other | 4 | X | SUN | Renewable | 1.3 | 0 | 1 | 0
Operable | 63432 | SkyHigh 2 Solar |  | 64398 | EMWD - Sun City RWRF | CA | Vertical | Riverside | EMSUN | Solar Photovoltaic | PV |  | S | X | X |  |  | 1.6 |  | 1.5 | 1.5 |  | N |  |  | OP | X | 7 | 2021 | 2021 |  |  | N | Commercial Non-CHP | Customer Sited | Other | 4 | X | SUN | Renewable | 1.6 | 0 | 1 | 0
Operable | 63432 | SkyHigh 2 Solar |  | 64399 | EMWD - San Jacinto RES BCT | CA | Vertical | Riverside | EMRES | Solar Photovoltaic | PV |  | S | X | X |  |  | 4.2 |  | 4.2 | 4.2 |  | N |  |  | OP | X | 5 | 2022 | 2022 |  |  | N | Commercial Non-CHP | Customer Sited | Other | 4 | X | SUN | Renewable | 4.2 | 0 | 1 | 0
Operable | 63432 | SkyHigh 2 Solar |  | 64400 | BYU - Hawaii | HI | Vertical | Honolulu | BYESS | Batteries | BA |  | S | X | X |  |  | 1.9 |  | 1.9 | 1.9 | 1.9 | N |  |  | OP | X | 11 | 2021 | 2021 |  |  | N | Commercial Non-CHP | Customer Sited | Other | 4 | X | MWH | Other | 0 | 0 | 0 | 0
Operable | 63432 | SkyHigh 2 Solar |  | 64400 | BYU - Hawaii | HI | Vertical | Honolulu | BYUHI | Solar Photovoltaic | PV |  | S | X | X |  |  | 3.1 |  | 3.1 | 3.1 | 3.1 | N |  |  | OP | X | 11 | 2021 | 2021 |  |  | N | Commercial Non-CHP | Customer Sited | Other | 4 | X | SUN | Renewable | 3.1 | 0 | 1 | 0
Operable | 63432 | SkyHigh 2 Solar |  | 64401 | CSU San Jose State University | CA | Vertical | Santa Clara | CSUSJ | Solar Photovoltaic | PV |  | S | X | X |  |  | 1.7 |  | 1.7 | 1.7 |  | N |  |  | OP | X | 12 | 2021 | 2021 |  |  | N | Industrial Non-CHP | Customer Sited | Other | 6 | X | SUN | Renewable | 1.7 | 0 | 1 | 0
Operable | 63432 | SkyHigh 2 Solar |  | 64402 | El Dorado County | CA | Vertical | El Dorado | ELDCO | Solar Photovoltaic | PV |  | S | X | X |  |  | 1.5 |  | 1.5 | 1.5 |  | N |  |  | OP | X | 3 | 2021 | 2021 |  |  | N | Commercial Non-CHP | Customer Sited | Other | 4 | X | SUN | Renewable | 1.5 | 0 | 1 | 0
Operable | 63432 | SkyHigh 2 Solar |  | 64403 | California State Univ at Channel Islands | CA | Vertical | Ventura | CSUCI | Solar Photovoltaic | PV |  | S | X | X |  |  | 3.7 |  | 3.7 | 3.7 |  | N |  |  | OP | X | 12 | 2021 | 2021 |  |  | N | Industrial Non-CHP | Customer Sited | Other | 6 | X | SUN | Renewable | 3.7 | 0 | 1 | 0
Operable | 63432 | SkyHigh 2 Solar |  | 64406 | EMWD - Moreno Valley RWRF | CA | Vertical | Riverside | EMMOR | Solar Photovoltaic | PV |  | S | X | X |  |  | 2.4 |  | 2.4 | 2.4 |  | N |  |  | OP | X | 7 | 2021 | 2021 |  |  | N | Commercial Non-CHP | Customer Sited | Other | 4 | X | SUN | Renewable | 2.4 | 0 | 1 | 0
Operable | 63432 | SkyHigh 2 Solar |  | 65652 | Niagara Bottling - Rialto | CA | Vertical | San Bernardino | NBRIA | Solar Photovoltaic | PV |  | S | X | X |  |  | 4.2 | 1 | 4.2 | 4.2 |  | N |  |  | OP | X | 12 | 2021 | 2021 |  |  | N | Industrial Non-CHP | Customer Sited | Other | 6 | X | SUN | Renewable | 4.2 | 0 | 1 | 0
Operable | 63432 | SkyHigh 2 Solar |  | 65653 | TES Rowtier | MA | Restructured | Worcester | NBRIA | Solar Photovoltaic | PV |  | S | X | X |  |  | 3 | 1 | 3 | 3 |  | N |  |  | OP | X | 4 | 2021 | 2021 |  |  | N | IPP Non-CHP | IPP | IPP | 2 | X | SUN | Renewable | 3 | 0 | 1 | 0
Operable | 65853 | Skysol Holdco LLC |  | 66942 | Skysol | OR | Vertical | Klamath | SKY01 | Solar Photovoltaic | PV |  | S | X | X |  |  | 55 |  | 55 | 55 |  | N |  |  | OP | X | 12 | 2023 | 2023 |  |  |  | IPP Non-CHP | IPP | IPP | 2 |  | SUN | Renewable | 55 | 0 | 1 | 0
Operable | 61093 | SL Babylon, LLC |  | 61487 | SL Babylon | NY | Restructured | Suffolk | SLBAB | Solar Photovoltaic | PV |  | S | X | X |  |  | 9 |  | 9 | 9 |  | N |  |  | OP | X | 12 | 2017 | 2017 |  |  | N | IPP Non-CHP | IPP | IPP | 2 | X | SUN | Renewable | 9 | 0 | 1 | 0
Operable | 64192 | Slate Hill Solar LLC |  | 64578 | Slate Hill(CSG) | NY | Restructured | Orange | SLT | Solar Photovoltaic | PV |  | S | X | X |  |  | 2 |  | 2 | 2 |  | N |  |  | OP | X | 11 | 2021 | 2021 |  |  | N | IPP Non-CHP | IPP | IPP | 2 | X | SUN | Renewable | 2 | 0 | 1 | 0
Operable | 64173 | SLB Milbank LLC |  | 56244 | State Auto Insurance | SD | Vertical | Grant | 1 | Petroleum Liquids | IC |  | S | X | X |  |  | 1.7 | 0.8 | 1.7 | 1.7 | 1 | N |  |  | SB | Y | 4 | 2001 | 2001 |  |  | N | Commercial Non-CHP | Customer Sited | Other | 4 | X | DFO | Non-Renewable | 0 | 1.7 | 0 | 1
Operable | 17320 | Sleepy Eye Public Utility Comm |  | 2011 | Sleepy Eye | MN | Vertical | Brown | 1A | Petroleum Liquids | IC |  | S | X | X | NSP.CMMPA.SE | MISO | 1.8 | 0.8 | 1.8 | 1.8 | 0.2 | N |  |  | SB | Y | 4 | 1999 | Pre-2000 |  |  | N | Electric Utility | Utility | Municipal | 1 | X | DFO | Non-Renewable | 0 | 1.8 | 0 | 1
Operable | 17320 | Sleepy Eye Public Utility Comm |  | 2011 | Sleepy Eye | MN | Vertical | Brown | 5 | Petroleum Liquids | IC |  | S | X | X | NSP.CMMPA.SE |  | 1.8 | 0.8 | 1.8 | 1.8 | 0.2 | N |  |  | SB | Y | 6 | 1996 | Pre-2000 |  |  | N | Electric Utility | Utility | Municipal | 1 | X | DFO | Non-Renewable | 0 | 1.8 | 0 | 1
Operable | 17320 | Sleepy Eye Public Utility Comm |  | 2011 | Sleepy Eye | MN | Vertical | Brown | 6 | Petroleum Liquids | IC |  | S | X | X | NSP.CMMPA.SE |  | 2 | 0.8 | 2 | 2 | 0.2 | N |  |  | SB | Y | 9 | 2009 | 2009 |  |  | N | Electric Utility | Utility | Municipal | 1 | X | DFO | Non-Renewable | 0 | 2 | 0 | 1
Operable | 17320 | Sleepy Eye Public Utility Comm |  | 2011 | Sleepy Eye | MN | Vertical | Brown | 7 | Petroleum Liquids | IC |  | S | X | X | NSP.CMMPA.SE |  | 2 | 0.8 | 2 | 2 | 0.2 | N |  |  | SB | Y | 9 | 2009 | 2009 |  |  | N | Electric Utility | Utility | Municipal | 1 | X | DFO | Non-Renewable | 0 | 2 | 0 | 1
Operable | 17320 | Sleepy Eye Public Utility Comm |  | 2011 | Sleepy Eye | MN | Vertical | Brown | IC4 | Petroleum Liquids | IC |  | S | X | X | NSP.CMMPA.SE |  | 1.8 | 0.8 | 1.8 | 1.8 | 0.2 | N |  |  | SB | Y | 7 | 1995 | Pre-2000 |  |  | N | Electric Utility | Utility | Municipal | 1 | X | DFO | Non-Renewable | 0 | 1.8 | 0 | 1
Operable | 17320 | Sleepy Eye Public Utility Comm |  | 2011 | Sleepy Eye | MN | Vertical | Brown | NEW | Petroleum Liquids | IC |  | S | X | X | NSP.CMMPA.SE |  | 2 | 0.8 | 1.8 | 1.8 | 0.2 | N |  |  | SB | Y | 6 | 2001 | 2001 |  |  | N | Electric Utility | Utility | Municipal | 1 | X | DFO | Non-Renewable | 0 | 2 | 0 | 1
Operable | 58452 | SMECO Solar LLC |  | 58463 | Herbert Farm Solar | MD | Restructured | Charles | 1 | Solar Photovoltaic | PV |  | S | X | X |  |  | 5.5 |  | 5.5 | 5.5 | 0 | N |  |  | OP | X | 11 | 2012 | 2012 |  |  | N | Electric Utility | Utility | Cooperative | 1 | X | SUN | Renewable | 5.5 | 0 | 1 | 0
Operable | 60900 | Smith Creek Hydro, LLC |  | 54249 | Smith Falls Hydro Project | ID | Vertical | Boundary | GEN1 | Conventional Hydroelectric | HY |  | S | X | X |  |  | 18 | 0.9 | 9 | 18 | 4.5 | N |  |  | OP | X | 1 | 1990 | Pre-2000 |  |  | N | IPP Non-CHP | IPP | IPP | 2 | X | WAT | Renewable | 18 | 0 | 1 | 0
Operable | 60900 | Smith Creek Hydro, LLC |  | 54249 | Smith Falls Hydro Project | ID | Vertical | Boundary | GEN2 | Conventional Hydroelectric | HY |  | S | X | X |  |  | 18 | 0.9 | 9 | 18 | 4.5 | N |  |  | OP | X | 1 | 1990 | Pre-2000 |  |  | N | IPP Non-CHP | IPP | IPP | 2 | X | WAT | Renewable | 18 | 0 | 1 | 0
Operable | 60900 | Smith Creek Hydro, LLC |  | 54249 | Smith Falls Hydro Project | ID | Vertical | Boundary | GEN3 | Conventional Hydroelectric | HY |  | S | X | X |  |  | 2.1 | 0.9 | 2.1 | 2.1 | 1 | N |  |  | OP | X | 12 | 1989 | Pre-2000 |  |  | N | IPP Non-CHP | IPP | IPP | 2 | X | WAT | Renewable | 2.1 | 0 | 1 | 0
Operable | 17449 | Smithfield Fresh Meats Corp. |  | 54823 | Smithfield Farmland Corp Bladen | NC | Vertical | Bladen | GEN1 | Petroleum Liquids | IC |  | S | X | X |  |  | 1.5 | 0.8 | 1.5 | 1.5 | 0 | N |  |  | SB | Y | 10 | 1993 | Pre-2000 |  |  | N | Industrial Non-CHP | Customer Sited | Other | 6 | X | DFO | Non-Renewable | 0 | 1.5 | 0 | 1
Operable | 17449 | Smithfield Fresh Meats Corp. |  | 54823 | Smithfield Farmland Corp Bladen | NC | Vertical | Bladen | GEN2 | Petroleum Liquids | IC |  | S | X | X |  |  | 1.5 | 0.8 | 1.5 | 1.5 | 0 | N |  |  | SB | Y | 10 | 1993 | Pre-2000 |  |  | N | Industrial Non-CHP | Customer Sited | Other | 6 | X | DFO | Non-Renewable | 0 | 1.5 | 0 | 1
Operable | 17449 | Smithfield Fresh Meats Corp. |  | 54823 | Smithfield Farmland Corp Bladen | NC | Vertical | Bladen | GEN3 | Petroleum Liquids | IC |  | S | X | X |  |  | 1.5 | 0.8 | 1.5 | 1.5 | 0 | N |  |  | SB | Y | 10 | 1993 | Pre-2000 |  |  | N | Industrial Non-CHP | Customer Sited | Other | 6 | X | DFO | Non-Renewable | 0 | 1.5 | 0 | 1
Operable | 17449 | Smithfield Fresh Meats Corp. |  | 54823 | Smithfield Farmland Corp Bladen | NC | Vertical | Bladen | GEN4 | Petroleum Liquids | IC |  | S | X | X |  |  | 1.5 | 0.8 | 1.5 | 1.5 | 0 | N |  |  | SB | Y | 10 | 1993 | Pre-2000 |  |  | N | Industrial Non-CHP | Customer Sited | Other | 6 | X | DFO | Non-Renewable | 0 | 1.5 | 0 | 1
Operable | 17449 | Smithfield Fresh Meats Corp. |  | 54823 | Smithfield Farmland Corp Bladen | NC | Vertical | Bladen | GEN5 | Petroleum Liquids | IC |  | S | X | X |  |  | 1.5 | 0.8 | 1.5 | 1.5 | 0 | N |  |  | SB | Y | 10 | 1993 | Pre-2000 |  |  | N | Industrial Non-CHP | Customer Sited | Other | 6 | X | DFO | Non-Renewable | 0 | 1.5 | 0 | 1
Operable | 17449 | Smithfield Fresh Meats Corp. |  | 54823 | Smithfield Farmland Corp Bladen | NC | Vertical | Bladen | GEN6 | Petroleum Liquids | IC |  | S | X | X |  |  | 1.5 | 0.8 | 1.5 | 1.5 | 0 | N |  |  | SB | Y | 10 | 1993 | Pre-2000 |  |  | N | Industrial Non-CHP | Customer Sited | Other | 6 | X | DFO | Non-Renewable | 0 | 1.5 | 0 | 1
Operable | 17449 | Smithfield Fresh Meats Corp. |  | 54823 | Smithfield Farmland Corp Bladen | NC | Vertical | Bladen | GEN7 | Petroleum Liquids | IC |  | S | X | X |  |  | 1.5 | 0.8 | 1.5 | 1.5 | 0 | N |  |  | SB | Y | 10 | 1993 | Pre-2000 |  |  | N | Industrial Non-CHP | Customer Sited | Other | 6 | X | DFO | Non-Renewable | 0 | 1.5 | 0 | 1
Operable | 17449 | Smithfield Fresh Meats Corp. |  | 54823 | Smithfield Farmland Corp Bladen | NC | Vertical | Bladen | GEN8 | Petroleum Liquids | IC |  | S | X | X |  |  | 1.5 | 0.8 | 1.5 | 1.5 | 0 | N |  |  | SB | Y | 10 | 1993 | Pre-2000 |  |  | N | Industrial Non-CHP | Customer Sited | Other | 6 | X | DFO | Non-Renewable | 0 | 1.5 | 0 | 1
Operable | 17449 | Smithfield Fresh Meats Corp. |  | 54823 | Smithfield Farmland Corp Bladen | NC | Vertical | Bladen | GEN9 | Petroleum Liquids | IC |  | S | X | X |  |  | 1.5 | 0.8 | 1.5 | 1.5 | 0 | N |  |  | SB | Y | 2 | 1998 | Pre-2000 |  |  | N | Industrial Non-CHP | Customer Sited | Other | 6 | X | DFO | Non-Renewable | 0 | 1.5 | 0 | 1
Operable | 17449 | Smithfield Fresh Meats Corp. |  | 54823 | Smithfield Farmland Corp Bladen | NC | Vertical | Bladen | GN10 | Petroleum Liquids | IC |  | S | X | X |  |  | 1.5 | 0.8 | 1.5 | 1.5 | 0 | N |  |  | SB | Y | 2 | 1998 | Pre-2000 |  |  | N | Industrial Non-CHP | Customer Sited | Other | 6 | X | DFO | Non-Renewable | 0 | 1.5 | 0 | 1
Operable | 17449 | Smithfield Fresh Meats Corp. |  | 54823 | Smithfield Farmland Corp Bladen | NC | Vertical | Bladen | GN11 | Petroleum Liquids | IC |  | S | X | X |  |  | 1.5 | 0.8 | 1.5 | 1.5 | 0 | N |  |  | SB | Y | 2 | 1998 | Pre-2000 |  |  | N | Industrial Non-CHP | Customer Sited | Other | 6 | X | DFO | Non-Renewable | 0 | 1.5 | 0 | 1
Operable | 17449 | Smithfield Fresh Meats Corp. |  | 54823 | Smithfield Farmland Corp Bladen | NC | Vertical | Bladen | GN12 | Petroleum Liquids | IC |  | S | X | X |  |  | 1.5 | 0.8 | 1.5 | 1.5 | 0 | N |  |  | SB | Y | 2 | 1998 | Pre-2000 |  |  | N | Industrial Non-CHP | Customer Sited | Other | 6 | X | DFO | Non-Renewable | 0 | 1.5 | 0 | 1
Operable | 17449 | Smithfield Fresh Meats Corp. |  | 54823 | Smithfield Farmland Corp Bladen | NC | Vertical | Bladen | GN13 | Petroleum Liquids | IC |  | S | X | X |  |  | 1.5 | 0.8 | 1.5 | 1.5 | 0 | N |  |  | SB | Y | 2 | 1998 | Pre-2000 |  |  | N | Industrial Non-CHP | Customer Sited | Other | 6 | X | DFO | Non-Renewable | 0 | 1.5 | 0 | 1
Operable | 17449 | Smithfield Fresh Meats Corp. |  | 54823 | Smithfield Farmland Corp Bladen | NC | Vertical | Bladen | GN14 | Petroleum Liquids | IC |  | S | X | X |  |  | 1.5 | 0.8 | 1.5 | 1.5 | 0 | N |  |  | SB | Y | 2 | 1998 | Pre-2000 |  |  | N | Industrial Non-CHP | Customer Sited | Other | 6 | X | DFO | Non-Renewable | 0 | 1.5 | 0 | 1
Operable | 17449 | Smithfield Fresh Meats Corp. |  | 54823 | Smithfield Farmland Corp Bladen | NC | Vertical | Bladen | GN15 | Petroleum Liquids | IC |  | S | X | X |  |  | 1.5 | 0.8 | 1.5 | 1.5 | 0 | N |  |  | SB | Y | 2 | 1998 | Pre-2000 |  |  | N | Industrial Non-CHP | Customer Sited | Other | 6 | X | DFO | Non-Renewable | 0 | 1.5 | 0 | 1
Operable | 17449 | Smithfield Fresh Meats Corp. |  | 54823 | Smithfield Farmland Corp Bladen | NC | Vertical | Bladen | GN16 | Petroleum Liquids | IC |  | S | X | X |  |  | 1.5 | 0.8 | 1.5 | 1.5 | 0 | N |  |  | SB | Y | 2 | 1995 | Pre-2000 |  |  | N | Industrial Non-CHP | Customer Sited | Other | 6 | X | DFO | Non-Renewable | 0 | 1.5 | 0 | 1
Operable | 17449 | Smithfield Fresh Meats Corp. |  | 54823 | Smithfield Farmland Corp Bladen | NC | Vertical | Bladen | GN17 | Petroleum Liquids | IC |  | S | X | X |  |  | 1.5 | 0.8 | 1.5 | 1.5 | 0 | N |  |  | SB | Y | 2 | 1998 | Pre-2000 |  |  | N | Industrial Non-CHP | Customer Sited | Other | 6 | X | DFO | Non-Renewable | 0 | 1.5 | 0 | 1
Operable | 17449 | Smithfield Fresh Meats Corp. |  | 54823 | Smithfield Farmland Corp Bladen | NC | Vertical | Bladen | GN18 | Petroleum Liquids | IC |  | S | X | X |  |  | 1.5 | 0.8 | 1.5 | 1.5 | 0 | N |  |  | SB | Y | 2 | 1995 | Pre-2000 |  |  | N | Industrial Non-CHP | Customer Sited | Other | 6 | X | DFO | Non-Renewable | 0 | 1.5 | 0 | 1
Operable | 17449 | Smithfield Fresh Meats Corp. |  | 54823 | Smithfield Farmland Corp Bladen | NC | Vertical | Bladen | GN19 | Petroleum Liquids | IC |  | S | X | X |  |  | 1.5 | 0.8 | 1.5 | 1.5 | 0 | N |  |  | SB | Y | 2 | 1998 | Pre-2000 |  |  | N | Industrial Non-CHP | Customer Sited | Other | 6 | X | DFO | Non-Renewable | 0 | 1.5 | 0 | 1
Operable | 58536 | Smithfield Packaged Meats Corp |  | 58575 | Smithfield Packaged Meats Corp. | NC | Vertical | Lenoir | 1 | Petroleum Liquids | IC |  | S | X | X |  |  | 2.3 | 0.8 | 2.3 | 2.3 | 0 | N |  |  | OP | X | 11 | 2013 | 2013 |  |  | Y | Industrial CHP | Customer Sited | Other | 7 | T | DFO | Non-Renewable | 0 | 2.3 | 0 | 1
Operable | 58536 | Smithfield Packaged Meats Corp |  | 58575 | Smithfield Packaged Meats Corp. | NC | Vertical | Lenoir | 2 | Petroleum Liquids | IC |  | S | X | X |  |  | 2.3 | 0.8 | 2.3 | 2.3 | 0 | N |  |  | OP | X | 11 | 2013 | 2013 |  |  | Y | Industrial CHP | Customer Sited | Other | 7 | T | DFO | Non-Renewable | 0 | 2.3 | 0 | 1
Operable | 58536 | Smithfield Packaged Meats Corp |  | 58575 | Smithfield Packaged Meats Corp. | NC | Vertical | Lenoir | 3 | Petroleum Liquids | IC |  | S | X | X |  |  | 2.3 | 0.8 | 2.3 | 2.3 | 0 | N |  |  | OP | X | 11 | 2013 | 2013 |  |  | Y | Industrial CHP | Customer Sited | Other | 7 | T | DFO | Non-Renewable | 0 | 2.3 | 0 | 1
Operable | 58536 | Smithfield Packaged Meats Corp |  | 58575 | Smithfield Packaged Meats Corp. | NC | Vertical | Lenoir | 4 | Petroleum Liquids | IC |  | S | X | X |  |  | 2.3 | 0.8 | 2.3 | 2.3 | 0 | N |  |  | OP | X | 11 | 2013 | 2013 |  |  | Y | Industrial CHP | Customer Sited | Other | 7 | T | DFO | Non-Renewable | 0 | 2.3 | 0 | 1
Operable | 18065 | Smithfield Packaged Meats Corp. |  | 56035 | Smithfield Packaged Meats Corp. | NC | Vertical | Wilson | 1 | Petroleum Liquids | IC |  | S | X | X |  |  | 1.4 | 0.98 | 1.3 | 1.3 | 1 | N |  |  | SB | Y | 2 | 2002 | 2002 |  |  | N | Industrial Non-CHP | Customer Sited | Other | 6 | X | DFO | Non-Renewable | 0 | 1.4 | 0 | 1
Operable | 18065 | Smithfield Packaged Meats Corp. |  | 56035 | Smithfield Packaged Meats Corp. | NC | Vertical | Wilson | 2 | Petroleum Liquids | IC |  | S | X | X |  |  | 1.4 | 0.98 | 1.3 | 1.3 | 1 | N |  |  | SB | Y | 2 | 2002 | 2002 |  |  | N | Industrial Non-CHP | Customer Sited | Other | 6 | X | DFO | Non-Renewable | 0 | 1.4 | 0 | 1
Operable | 64120 | Smithfield Solar Farm |  | 64549 | Smithfield Solar Farm, LLC | RI | Restructured | Providence | PV1 | Solar Photovoltaic | PV |  | S | X | X |  |  | 2.4 |  | 2.4 | 2.4 |  | N |  |  | OP | X | 7 | 2020 | 2020 |  |  | N | IPP Non-CHP | IPP | IPP | 2 | X | SUN | Renewable | 2.4 | 0 | 1 | 0
Operable | 55886 | Smoky Hills Wind Farm I LLC |  | 56488 | Smoky Hills Wind Project Phase I | KS | Vertical | Lincoln | 1 | Onshore Wind Turbine | WT |  | S | X | X |  |  | 100.8 |  | 100.8 | 100.8 | 0.1 | N |  |  | OP | X | 12 | 2008 | 2008 |  |  | N | IPP Non-CHP | IPP | IPP | 2 | X | WND | Renewable | 100.8 | 0 | 1 | 0
Operable | 56285 | Smoky Hills Wind Project II LLC |  | 56985 | Smoky Hills Wind Project Phase II | KS | Vertical | Lincoln | SMKII | Onshore Wind Turbine | WT |  | S | X | X |  |  | 148.5 |  | 148.5 | 148.5 | 0.1 | N |  |  | OP | X | 1 | 2009 | 2009 |  |  | N | IPP Non-CHP | IPP | IPP | 2 | X | WND | Renewable | 148.5 | 0 | 1 | 0
Operable | 65843 | SMT Alamo LLC |  | 66929 | SMT Alamo LLC | TX | Restructured | Hidalgo | SMTAL | Batteries | BA |  | S | X | X |  |  | 10 |  | 10 | 10 |  | N |  |  | OP | X | 12 | 2023 | 2023 |  |  | N | IPP Non-CHP | IPP | IPP | 2 | X | MWH | Other | 0 | 0 | 0 | 0
Operable | 65842 | SMT Bay City LLC |  | 66930 | SMT Bay City LLC | TX | Restructured | Matagorda | SMTBC | Batteries | BA |  | S | X | X |  |  | 10 |  | 10 | 10 |  | N |  |  | OP | X | 11 | 2023 | 2023 |  |  | N | IPP Non-CHP | IPP | IPP | 2 | X | MWH | Other | 0 | 0 | 0 | 0
Operable | 65841 | SMT Elsa LLC |  | 66931 | SMT Elsa LLC | TX | Restructured | Hidalgo | SMTEL | Batteries | BA |  | S | X | X |  |  | 10 |  | 10 | 10 |  | N |  |  | OP | X | 12 | 2023 | 2023 |  |  | N | IPP Non-CHP | IPP | IPP | 2 | X | MWH | Other | 0 | 0 | 0 | 0
Operable | 65847 | SMT Harlingen II LLC |  | 66933 | SMT Harlingen II LLC | TX | Restructured | Cameron | SMTH2 | Batteries | BA |  | S | X | X |  |  | 10 |  | 10 | 10 |  | N |  |  | OP | X | 12 | 2023 | 2023 |  |  | N | IPP Non-CHP | IPP | IPP | 2 | X | MWH | Other | 0 | 0 | 0 | 0
Operable | 65840 | SMT Los Fresnos LLC |  | 66932 | SMT Los Fresnos LLC | TX | Restructured | Cameron | SMTLF | Batteries | BA |  | S | X | X |  |  | 10 |  | 10 | 10 |  | N |  |  | OP | X | 12 | 2023 | 2023 |  |  | N | IPP Non-CHP | IPP | IPP | 2 | X | MWH | Other | 0 | 0 | 0 | 0
Operable | 65838 | SMT Mercedes LLC |  | 66926 | SMT Mercedes LLC | TX | Restructured | Hidalgo | SMTNM | Batteries | BA |  | S | X | X |  |  | 10 |  | 10 | 10 |  | N |  |  | OP | X | 12 | 2023 | 2023 |  |  | N | IPP Non-CHP | IPP | IPP | 2 | X | MWH | Other | 0 | 0 | 0 | 0
Operable | 65839 | SMT Mission LLC |  | 66927 | SMT Mission LLC | TX | Restructured | Hidalgo | SMTMB | Batteries | BA |  | S | X | X |  |  | 10 |  | 10 | 10 |  | N |  |  | OP | X | 12 | 2023 | 2023 |  |  | N | IPP Non-CHP | IPP | IPP | 2 | X | MWH | Other | 0 | 0 | 0 | 0
Operable | 65845 | SMT Rio Grande I LLC |  | 66934 | SMT Rio Grande I LLC | TX | Restructured | Starr | SMTR1 | Batteries | BA |  | S | X | X |  |  | 10 |  | 10 | 10 |  | N |  |  | OP | X | 12 | 2023 | 2023 |  |  | N | IPP Non-CHP | IPP | IPP | 2 | X | MWH | Other | 0 | 0 | 0 | 0
Operable | 65846 | SMT Rio Grande II LLC |  | 66935 | SMT Rio Grande II LLC | TX | Restructured | Starr | SMTR2 | Batteries | BA |  | S | X | X |  |  | 10 |  | 10 | 10 |  | N |  |  | OP | X | 12 | 2023 | 2023 |  |  | N | IPP Non-CHP | IPP | IPP | 2 | X | MWH | Other | 0 | 0 | 0 | 0
Operable | 65844 | SMT Santa Rosa LLC |  | 66928 | SMT Santa Rosa LLC | TX | Restructured | Cameron | SMTSR | Batteries | BA |  | S | X | X |  |  | 10 |  | 10 | 10 |  | N |  |  | OP | X | 12 | 2023 | 2023 |  |  | N | IPP Non-CHP | IPP | IPP | 2 | X | MWH | Other | 0 | 0 | 0 | 0
Operable | 27211 | Snider Industries Inc |  | 50141 | Snider Industries | TX | Restructured | Harrison | WGN1 | Wood/Wood Waste Biomass | ST |  | S | X | X |  |  | 5 | 0.8 | 5 | 5 | 1 | N |  |  | OP | X | 8 | 1983 | Pre-2000 |  |  | Y | Industrial CHP | Customer Sited | Other | 7 | B | WDS | Renewable | 5 | 0 | 1 | 0
Operable | 17725 | Snow Mountain Hydro LLC |  | 10706 | Burney Creek | CA | Vertical | Shasta | GEN1 | Conventional Hydroelectric | HY |  | S | X | X |  |  | 3 | 0.9 | 3 | 3 | 0.2 | N |  |  | OP | X | 3 | 1990 | Pre-2000 |  |  | N | IPP Non-CHP | IPP | IPP | 2 | X | WAT | Renewable | 3 | 0 | 1 | 0
Operable | 17725 | Snow Mountain Hydro LLC |  | 10707 | Cove Hydroelectric | CA | Vertical | Shasta | GEN1 | Conventional Hydroelectric | HY |  | S | X | X |  |  | 5 | 0.9 | 5 | 5 | 0.2 | N |  |  | OP | X | 2 | 1990 | Pre-2000 |  |  | N | IPP Non-CHP | IPP | IPP | 2 | X | WAT | Renewable | 5 | 0 | 1 | 0
Operable | 17725 | Snow Mountain Hydro LLC |  | 10708 | Lost Creek I | CA | Vertical | Shasta | GEN1 | Conventional Hydroelectric | HY |  | S | X | X |  |  | 1.1 | 0.9 | 1.1 | 1.1 | 0.1 | N |  |  | OP | X | 12 | 1989 | Pre-2000 |  |  | N | IPP Non-CHP | IPP | IPP | 2 | X | WAT | Renewable | 1.1 | 0 | 1 | 0
Operable | 17725 | Snow Mountain Hydro LLC |  | 10709 | Ponderosa Bailey Creek | CA | Vertical | Tehama | GEN1 | Conventional Hydroelectric | HY |  | S | X | X |  |  | 1.1 | 0.9 | 1.1 | 1.1 | 0.1 | N |  |  | OP | X | 3 | 1990 | Pre-2000 |  |  | N | IPP Non-CHP | IPP | IPP | 2 | X | WAT | Renewable | 1.1 | 0 | 1 | 0
Operable | 20712 | Snowbird Corporation |  | 10215 | Snowbird Power Plant | UT | Vertical | Salt Lake | 1138 | Natural Gas Internal Combustion Engine | IC |  | S | X | X |  |  | 1.5 | 0.8 | 1.3 | 1.3 | 0.5 | N |  |  | OP | X | 11 | 2022 | 2022 |  |  | Y | Commercial CHP | Customer Sited | Other | 5 | T | NG | Non-Renewable | 0 | 1.5 | 0 | 1
Operable | 20712 | Snowbird Corporation |  | 10215 | Snowbird Power Plant | UT | Vertical | Salt Lake | 1258 | Natural Gas Internal Combustion Engine | IC |  | S | X | X |  |  | 2.5 | 0.8 | 2.1 | 2.1 | 0.8 | N |  |  | OP | X | 11 | 2022 | 2022 |  |  | Y | Commercial CHP | Customer Sited | Other | 5 | T | NG | Non-Renewable | 0 | 2.5 | 0 | 1
Operable | 20712 | Snowbird Corporation |  | 10215 | Snowbird Power Plant | UT | Vertical | Salt Lake | 1260 | Natural Gas Internal Combustion Engine | IC |  | S | X | X |  |  | 2.5 | 0.8 | 2.1 | 2.1 | 0.8 | N |  |  | OP | X | 11 | 2022 | 2022 |  |  | Y | Commercial CHP | Customer Sited | Other | 5 | T | NG | Non-Renewable | 0 | 2.5 | 0 | 1
Operable | 64903 | Snowden River Parkway, LLC |  | 65612 | Snowden River CSG | MD | Restructured | Howard | SNOWD | Solar Photovoltaic | PV |  | S | X | X |  |  | 1.9 |  | 1.9 | 1.9 |  | N |  |  | OP | X | 6 | 2021 | 2021 |  |  | N | IPP Non-CHP | IPP | IPP | 2 | X | SUN | Renewable | 1.9 | 0 | 1 | 0
Operable | 61453 | Soboba Band of Luiseno Indians |  | 61834 | Soboba Community Solar Project | CA | Vertical | Riverside | SCSP1 | Solar Photovoltaic | PV |  | S | X | X |  |  | 1 |  | 0.9 | 0.8 |  | N |  |  | OP | X | 8 | 2016 | 2016 |  |  | N | Electric Utility | Utility | Municipal | 1 | X | SUN | Renewable | 1 | 0 | 1 | 0
Operable | 61453 | Soboba Band of Luiseno Indians |  | 61834 | Soboba Community Solar Project | CA | Vertical | Riverside | SCSP2 | Solar Photovoltaic | PV |  | S | X | X |  |  | 1 |  | 0.8 | 0.8 |  | N |  |  | OP | X | 6 | 2017 | 2017 |  |  | N | Electric Utility | Utility | Municipal | 1 | X | SUN | Renewable | 1 | 0 | 1 | 0
Operable | 64160 | SoCore Clovis 1 LLC |  | 64524 | SoCore Clovis 1 | NM | Vertical | Curry | 79100 | Solar Photovoltaic | PV |  | S | X | X |  |  | 2 |  | 2 | 2 |  | N |  |  | OP | X | 4 | 2021 | 2021 |  |  | N | IPP Non-CHP | IPP | IPP | 2 | X | SUN | Renewable | 2 | 0 | 1 | 0
Operable | 60520 | SoCore Energy LLC |  | 60860 | VEC Alburgh Array | VT | Vertical | Grand Isle | PV1 | Solar Photovoltaic | PV |  | W | X | X |  |  | 1 |  | 1 | 1 |  | N |  |  | OP | X | 12 | 2016 | 2016 |  |  | N | IPP Non-CHP | IPP | IPP | 2 | X | SUN | Renewable | 1 | 0 | 1 | 0
Operable | 60520 | SoCore Energy LLC |  | 60887 | Sauk DPC Solar | WI | Vertical | Vernon | PV1 | Solar Photovoltaic | PV |  | W | X | X |  |  | 1 |  | 1 | 1 |  | N |  |  | OP | X | 1 | 2017 | 2017 |  |  | N | IPP Non-CHP | IPP | IPP | 2 | X | SUN | Renewable | 1 | 0 | 1 | 0
Operable | 60520 | SoCore Energy LLC |  | 60888 | Lafayette DPC Solar | WI | Vertical | Chippewa | PV1 | Solar Photovoltaic | PV |  | W | X | X |  |  | 1 |  | 1 | 1 |  | N |  |  | OP | X | 6 | 2017 | 2017 |  |  | N | IPP Non-CHP | IPP | IPP | 2 | X | SUN | Renewable | 1 | 0 | 1 | 0
Operable | 60520 | SoCore Energy LLC |  | 60889 | Conrath DPC Solar | WI | Vertical | Rusk | PV1 | Solar Photovoltaic | PV |  | W | X | X |  |  | 1 |  | 1 | 1 |  | N |  |  | OP | X | 6 | 2017 | 2017 |  |  | N | IPP Non-CHP | IPP | IPP | 2 | X | SUN | Renewable | 1 | 0 | 1 | 0
Operable | 60520 | SoCore Energy LLC |  | 60890 | Warren DPC Solar | WI | Vertical | St Croix | PV1 | Solar Photovoltaic | PV |  | W | X | X |  |  | 2.2 |  | 2.2 | 2.2 |  | N |  |  | OP | X | 5 | 2017 | 2017 |  |  | N | IPP Non-CHP | IPP | IPP | 2 | X | SUN | Renewable | 2.2 | 0 | 1 | 0
Operable | 60520 | SoCore Energy LLC |  | 60891 | Liberty Pole DPC Solar | WI | Vertical | Vernon | PV1 | Solar Photovoltaic | PV |  | W | X | X |  |  | 1.1 |  | 1.1 | 1.1 |  | N |  |  | OP | X | 5 | 2017 | 2017 |  |  | N | IPP Non-CHP | IPP | IPP | 2 | X | SUN | Renewable | 1.1 | 0 | 1 | 0
Operable | 60520 | SoCore Energy LLC |  | 60892 | Downsville DPC Solar | WI | Vertical | Dunn | PV1 | Solar Photovoltaic | PV |  | W | X | X |  |  | 1 |  | 1 | 1 |  | N |  |  | OP | X | 2 | 2017 | 2017 |  |  | N | IPP Non-CHP | IPP | IPP | 2 | X | SUN | Renewable | 1 | 0 | 1 | 0
Operable | 60520 | SoCore Energy LLC |  | 60893 | Mt. Hope DPC Solar | WI | Vertical | Grant | PV1 | Solar Photovoltaic | PV |  | W | X | X |  |  | 1 |  | 1 | 1 |  | N |  |  | OP | X | 1 | 2017 | 2017 |  |  | N | IPP Non-CHP | IPP | IPP | 2 | X | SUN | Renewable | 1 | 0 | 1 | 0
Operable | 60520 | SoCore Energy LLC |  | 60894 | Medford DPC Solar | WI | Vertical | Taylor | PV1 | Solar Photovoltaic | PV |  | W | X | X |  |  | 2 |  | 2 | 2 |  | N |  |  | OP | X | 2 | 2017 | 2017 |  |  | N | IPP Non-CHP | IPP | IPP | 2 | X | SUN | Renewable | 2 | 0 | 1 | 0
Operable | 60520 | SoCore Energy LLC |  | 60895 | Whistling Winds DPC Solar | WI | Vertical | Juneau | PV1 | Solar Photovoltaic | PV |  | W | X | X |  |  | 1.5 |  | 1.5 | 1.5 |  | N |  |  | OP | X | 6 | 2017 | 2017 |  |  | N | IPP Non-CHP | IPP | IPP | 2 | X | SUN | Renewable | 1.5 | 0 | 1 | 0
Operable | 60520 | SoCore Energy LLC |  | 60935 | GRE Marshan Solar | MN | Vertical | Dakota | PV1 | Solar Photovoltaic | PV |  | W | X | X |  |  | 1 |  | 1 | 1 |  | N |  |  | OP | X | 11 | 2017 | 2017 |  |  | N | IPP Non-CHP | IPP | IPP | 2 | X | SUN | Renewable | 1 | 0 | 1 | 0
Operable | 60520 | SoCore Energy LLC |  | 60936 | New Auburn DPC Solar | WI | Vertical | Chippewa | PV1 | Solar Photovoltaic | PV |  | W | X | X |  |  | 2.5 |  | 2.5 | 2.5 |  | N |  |  | OP | X | 1 | 2018 | 2018 |  |  | N | IPP Non-CHP | IPP | IPP | 2 | X | SUN | Renewable | 2.5 | 0 | 1 | 0
Operable | 60520 | SoCore Energy LLC |  | 60954 | VEC Magee Hill Solar | VT | Vertical | Chittenden | PV1 | Solar Photovoltaic | PV |  | W | X | X |  |  | 1.3 |  | 1.3 | 1.3 |  | N |  |  | OP | X | 11 | 2017 | 2017 |  |  | N | IPP Non-CHP | IPP | IPP | 2 | X | SUN | Renewable | 1.3 | 0 | 1 | 0
Operable | 60520 | SoCore Energy LLC |  | 60955 | Strawberry Point DPC Solar | IA | Vertical | Clayton | PV1 | Solar Photovoltaic | PV |  | W | X | X |  |  | 1.3 |  | 1.3 | 1.3 |  | N |  |  | OP | X | 11 | 2017 | 2017 |  |  | N | IPP Non-CHP | IPP | IPP | 2 | X | SUN | Renewable | 1.3 | 0 | 1 | 0
Operable | 60520 | SoCore Energy LLC |  | 60956 | Westar Cities Solar | KS | Vertical | Reno | PV1 | Solar Photovoltaic | PV |  | W | X | X |  |  | 1 |  | 1 | 1 |  | N |  |  | OP | X | 7 | 2017 | 2017 |  |  | N | IPP Non-CHP | IPP | IPP | 2 | X | SUN | Renewable | 1 | 0 | 1 | 0
Operable | 60520 | SoCore Energy LLC |  | 60957 | Sand Lake DPC Solar | WI | Vertical | Polk | PV1 | Solar Photovoltaic | PV |  | W | X | X |  |  | 1 |  | 1 | 1 |  | N |  |  | OP | X | 11 | 2017 | 2017 |  |  | N | IPP Non-CHP | IPP | IPP | 2 | X | SUN | Renewable | 1 | 0 | 1 | 0
Operable | 60520 | SoCore Energy LLC |  | 60958 | Nesvold Watertown Solar | MN | Vertical | Carver | PV1 | Solar Photovoltaic | PV |  | W | X | X |  |  | 1 |  | 1 | 1 |  | N |  |  | OP | X | 1 | 2018 | 2018 |  |  | N | IPP Non-CHP | IPP | IPP | 2 | X | SUN | Renewable | 1 | 0 | 1 | 0
Operable | 60520 | SoCore Energy LLC |  | 60958 | Nesvold Watertown Solar | MN | Vertical | Carver | PV2 | Solar Photovoltaic | PV |  | W | X | X |  |  | 1 |  | 1 | 1 |  | N |  |  | OP | X | 1 | 2018 | 2018 |  |  | N | IPP Non-CHP | IPP | IPP | 2 | X | SUN | Renewable | 1 | 0 | 1 | 0
Operable | 60520 | SoCore Energy LLC |  | 60958 | Nesvold Watertown Solar | MN | Vertical | Carver | PV3 | Solar Photovoltaic | PV |  | W | X | X |  |  | 1 |  | 1 | 1 |  | N |  |  | OP | X | 1 | 2018 | 2018 |  |  | N | IPP Non-CHP | IPP | IPP | 2 | X | SUN | Renewable | 1 | 0 | 1 | 0
Operable | 60520 | SoCore Energy LLC |  | 60958 | Nesvold Watertown Solar | MN | Vertical | Carver | PV4 | Solar Photovoltaic | PV |  | W | X | X |  |  | 1 |  | 1 | 1 |  | N |  |  | OP | X | 1 | 2018 | 2018 |  |  | N | IPP Non-CHP | IPP | IPP | 2 | X | SUN | Renewable | 1 | 0 | 1 | 0
Operable | 60520 | SoCore Energy LLC |  | 60958 | Nesvold Watertown Solar | MN | Vertical | Carver | PV5 | Solar Photovoltaic | PV |  | W | X | X |  |  | 1 |  | 1 | 1 |  | N |  |  | OP | X | 1 | 2018 | 2018 |  |  | N | IPP Non-CHP | IPP | IPP | 2 | X | SUN | Renewable | 1 | 0 | 1 | 0
Operable | 60520 | SoCore Energy LLC |  | 60971 | Michael Solar | MN | Vertical | Stearns | PV1 | Solar Photovoltaic | PV |  | W | X | X |  |  | 1 |  | 1 | 1 |  | N |  |  | OP | X | 12 | 2017 | 2017 |  |  | N | IPP Non-CHP | IPP | IPP | 2 | X | SUN | Renewable | 1 | 0 | 1 | 0
Operable | 60520 | SoCore Energy LLC |  | 60971 | Michael Solar | MN | Vertical | Stearns | PV2 | Solar Photovoltaic | PV |  | W | X | X |  |  | 1 |  | 1 | 1 |  | N |  |  | OP | X | 12 | 2017 | 2017 |  |  | N | IPP Non-CHP | IPP | IPP | 2 | X | SUN | Renewable | 1 | 0 | 1 | 0
Operable | 60520 | SoCore Energy LLC |  | 60971 | Michael Solar | MN | Vertical | Stearns | PV3 | Solar Photovoltaic | PV |  | W | X | X |  |  | 1 |  | 1 | 1 |  | N |  |  | OP | X | 12 | 2017 | 2017 |  |  | N | IPP Non-CHP | IPP | IPP | 2 | X | SUN | Renewable | 1 | 0 | 1 | 0
Operable | 60520 | SoCore Energy LLC |  | 60971 | Michael Solar | MN | Vertical | Stearns | PV4 | Solar Photovoltaic | PV |  | S | X | X |  |  | 1 |  | 1 | 1 |  | N |  |  | OP | X | 12 | 2017 | 2017 |  |  | N | IPP Non-CHP | IPP | IPP | 2 | X | SUN | Renewable | 1 | 0 | 1 | 0
Operable | 60520 | SoCore Energy LLC |  | 61199 | T0588 Phoenix - AZ | AZ | Vertical | Maricopa | PV1 | Solar Photovoltaic | PV |  | W | X | X |  |  | 1.2 |  | 1.2 | 1.2 |  | N |  |  | OP | X | 5 | 2017 | 2017 |  |  | N | IPP Non-CHP | IPP | IPP | 2 | X | SUN | Renewable | 1.2 | 0 | 1 | 0
Operable | 60520 | SoCore Energy LLC |  | 61203 | Lahr 1, LLC | MN | Vertical | Stearns | PV1 | Solar Photovoltaic | PV |  | W | X | X |  |  | 5 |  | 5 | 5 |  | N |  |  | OP | X | 1 | 2018 | 2018 |  |  | N | IPP Non-CHP | IPP | IPP | 2 | X | SUN | Renewable | 5 | 0 | 1 | 0
Operable | 60520 | SoCore Energy LLC |  | 61205 | Bandera Electric Coop PV | TX | Restructured | Real | PV1 | Solar Photovoltaic | PV |  | W | X | X |  |  | 1.5 |  | 1.5 | 1.5 |  | N |  |  | OP | X | 2 | 2017 | 2017 |  |  | N | IPP Non-CHP | IPP | IPP | 2 | X | SUN | Renewable | 1.5 | 0 | 1 | 0
Operable | 60520 | SoCore Energy LLC |  | 61426 | Gopher CSG | MN | Vertical | Chisago | PV1 | Solar Photovoltaic | PV |  | W | X | X |  |  | 5 |  | 5 | 5 |  | N |  |  | OP | X | 1 | 2018 | 2018 |  |  | N | IPP Non-CHP | IPP | IPP | 2 | X | SUN | Renewable | 5 | 0 | 1 | 0
Operable | 60520 | SoCore Energy LLC |  | 61427 | Richmond CSG | MN | Vertical | Stearns | PV1 | Solar Photovoltaic | PV |  | W | X | X |  |  | 5 |  | 5 | 5 |  | N |  |  | OP | X | 12 | 2017 | 2017 |  |  | N | IPP Non-CHP | IPP | IPP | 2 | X | SUN | Renewable | 5 | 0 | 1 | 0
Operable | 60520 | SoCore Energy LLC |  | 61428 | Taylors Falls CSG | MN | Vertical | Chisago | PV1 | Solar Photovoltaic | PV |  | W | X | X |  |  | 5 |  | 5 | 5 |  | N |  |  | OP | X | 1 | 2018 | 2018 |  |  | N | IPP Non-CHP | IPP | IPP | 2 | X | SUN | Renewable | 5 | 0 | 1 | 0
Operable | 60520 | SoCore Energy LLC |  | 61662 | Carrizozo Solar | NM | Vertical | Lincoln | PV1 | Solar Photovoltaic | PV |  | W | X | X |  |  | 3 |  | 3 | 3 |  | N |  |  | OP | X | 3 | 2018 | 2018 |  |  | N | IPP Non-CHP | IPP | IPP | 2 | X | SUN | Renewable | 3 | 0 | 1 | 0
Operable | 60520 | SoCore Energy LLC |  | 61884 | Kearney NPPD Solar Project | NE | Vertical | Buffalo | PV1 | Solar Photovoltaic | PV |  | W | X | X |  |  | 5.8 |  | 5.8 | 5.8 |  | N |  |  | OP | X | 12 | 2017 | 2017 |  |  | N | IPP Non-CHP | IPP | IPP | 2 | X | SUN | Renewable | 5.8 | 0 | 1 | 0
Operable | 60520 | SoCore Energy LLC |  | 62060 | Hampton MN GRE | MN | Vertical | Dakota | PV1 | Solar Photovoltaic | PV |  | S | X | X |  |  | 2 |  | 2 | 2 |  | N |  |  | OP | X | 10 | 2018 | 2018 |  |  | N | IPP Non-CHP | IPP | IPP | 2 | X | SUN | Renewable | 2 | 0 | 1 | 0
Operable | 60520 | SoCore Energy LLC |  | 62061 | Anoka County MN CONX | MN | Vertical | Anoka | PV1 | Solar Photovoltaic | PV |  | W | X | X |  |  | 3.4 |  | 3.4 | 3.4 |  | N |  |  | OP | X | 10 | 2018 | 2018 |  |  | N | IPP Non-CHP | IPP | IPP | 2 | X | SUN | Renewable | 3.4 | 0 | 1 | 0
Operable | 60520 | SoCore Energy LLC |  | 62062 | Athens MN CONX | MN | Vertical | Isanti | PV1 | Solar Photovoltaic | PV |  | W | X | X |  |  | 6.6 |  | 6.6 | 6.6 |  | N |  |  | OP | X | 12 | 2018 | 2018 |  |  | N | IPP Non-CHP | IPP | IPP | 2 | X | SUN | Renewable | 6.6 | 0 | 1 | 0
Operable | 60520 | SoCore Energy LLC |  | 63406 | Vermillion River_MN_GRE DEA-GM | MN | Vertical | Dakota | PV1 | Solar Photovoltaic | PV |  | W | X | X |  |  | 3 |  | 3 | 3 |  | N |  |  | OP | X | 12 | 2019 | 2019 |  |  | N | IPP Non-CHP | IPP | IPP | 2 | X | SUN | Renewable | 3 | 0 | 1 | 0
Operable | 60520 | SoCore Energy LLC |  | 67790 | Abel Solar | IL | Restructured | Whiteside | PV1 | Solar Photovoltaic | PV |  | S | X | X |  |  | 2 |  | 2 | 2 |  | N |  |  | OP | X | 12 | 2021 | 2021 |  |  | N | IPP Non-CHP | IPP | IPP | 2 | X | SUN | Renewable | 2 | 0 | 1 | 0
Operable | 60520 | SoCore Energy LLC |  | 67791 | ABIA Parking Structure | TX | Restructured | Travis | PV1 | Solar Photovoltaic | PV |  | S | X | X |  |  | 1.8 |  | 1.8 | 1.8 |  | N |  |  | OP | X | 4 | 2021 | 2021 |  |  | N | IPP Non-CHP | IPP | IPP | 2 | X | SUN | Renewable | 1.8 | 0 | 1 | 0
Operable | 60520 | SoCore Energy LLC |  | 67792 | Bunker Hill Solar | IL | Restructured | Whiteside | PV1 | Solar Photovoltaic | PV |  | S | X | X |  |  | 2 |  | 2 | 2 |  | N |  |  | OP | X | 11 | 2021 | 2021 |  |  | N | IPP Non-CHP | IPP | IPP | 2 | X | SUN | Renewable | 2 | 0 | 1 | 0
Operable | 60520 | SoCore Energy LLC |  | 67795 | DPC Madison | IA | Vertical | Winnebago | PV1 | Solar Photovoltaic | PV |  | S | X | X |  |  | 1.5 |  | 1.5 | 1.5 |  | N |  |  | OP | X | 2 | 2019 | 2019 |  |  | N | IPP Non-CHP | IPP | IPP | 2 | X | SUN | Renewable | 1.5 | 0 | 1 | 0
Operable | 60520 | SoCore Energy LLC |  | 67796 | DPC York | IL | Restructured | Carroll | PV1 | Solar Photovoltaic | PV |  | S | X | X |  |  | 1.5 |  | 1.5 | 1.5 |  | N |  |  | OP | X | 8 | 2019 | 2019 |  |  | N | IPP Non-CHP | IPP | IPP | 2 | X | SUN | Renewable | 1.5 | 0 | 1 | 0
Operable | 60520 | SoCore Energy LLC |  | 67801 | FedEx Hagerstown | MD | Restructured | Washington | PV1 | Solar Photovoltaic | PV |  | S | X | X |  |  | 1.8 |  | 1.8 | 1.8 |  | N |  |  | OP | X | 4 | 2015 | 2015 |  |  | N | IPP Non-CHP | IPP | IPP | 2 | X | SUN | Renewable | 1.8 | 0 | 1 | 0
Operable | 60520 | SoCore Energy LLC |  | 67803 | GRE Cambridge Solar | MN | Vertical | Isanti | PV1 | Solar Photovoltaic | PV |  | S | X | X |  |  | 2 |  | 2 | 2 |  | N |  |  | OP | X | 12 | 2019 | 2019 |  |  | N | IPP Non-CHP | IPP | IPP | 2 | X | SUN | Renewable | 2 | 0 | 1 | 0
Operable | 60520 | SoCore Energy LLC |  | 67808 | NJ Airport Solar Project A | NJ | Restructured | Essex | PV1 | Solar Photovoltaic | PV |  | S | X | X |  |  | 1 |  | 1 | 1 |  | N |  |  | OP | X | 6 | 2023 | 2023 |  |  | N | IPP Non-CHP | IPP | IPP | 2 | X | SUN | Renewable | 1 | 0 | 1 | 0
Operable | 60520 | SoCore Energy LLC |  | 67809 | NJ Airport Solar Project B | NJ | Restructured | Essex | PV1 | Solar Photovoltaic | PV |  | S | X | X |  |  | 1 |  | 1 | 1 |  | N |  |  | OP | X | 6 | 2023 | 2023 |  |  | N | IPP Non-CHP | IPP | IPP | 2 | X | SUN | Renewable | 1 | 0 | 1 | 0
Operable | 60520 | SoCore Energy LLC |  | 67810 | NJ Airport Solar Project C | NJ | Restructured | Essex | PV1 | Solar Photovoltaic | PV |  | S | X | X |  |  | 1 |  | 1 | 1 |  | N |  |  | OP | X | 6 | 2023 | 2023 |  |  | N | IPP Non-CHP | IPP | IPP | 2 | X | SUN | Renewable | 1 | 0 | 1 | 0
Operable | 60520 | SoCore Energy LLC |  | 67811 | NJ Airport Solar Project D | NJ | Restructured | Essex | PV1 | Solar Photovoltaic | PV |  | S | X | X |  |  | 1 |  | 1 | 1 |  | N |  |  | OP | X | 6 | 2023 | 2023 |  |  | N | IPP Non-CHP | IPP | IPP | 2 | X | SUN | Renewable | 1 | 0 | 1 | 0
Operable | 60520 | SoCore Energy LLC |  | 67813 | Round Grove 1 | IL | Restructured | Whiteside | PV1 | Solar Photovoltaic | PV |  | S | X | X |  |  | 2 |  | 2 | 2 |  | N |  |  | OP | X | 11 | 2021 | 2021 |  |  | N | IPP Non-CHP | IPP | IPP | 2 | X | SUN | Renewable | 2 | 0 | 1 | 0
Operable | 60520 | SoCore Energy LLC |  | 67814 | Round Grove 2 | IL | Restructured | Whiteside | PV1 | Solar Photovoltaic | PV |  | S | X | X |  |  | 2 |  | 2 | 2 |  | N |  |  | OP | X | 11 | 2021 | 2021 |  |  | N | IPP Non-CHP | IPP | IPP | 2 | X | SUN | Renewable | 2 | 0 | 1 | 0
Operable | 60520 | SoCore Energy LLC |  | 67815 | Fond du Lac Community Solar | WI | Vertical | Fond Du Lac | PV1 | Solar Photovoltaic | PV |  | S | X | X |  |  | 1 |  | 1 | 1 |  | N |  |  | OP | X | 12 | 2021 | 2021 |  |  | N | IPP Non-CHP | IPP | IPP | 2 | X | SUN | Renewable | 1 | 0 | 1 | 0
Operable | 60520 | SoCore Energy LLC |  | 67821 | TJX Tucson | AZ | Vertical | Pima | PV1 | Solar Photovoltaic | PV |  | S | X | X |  |  | 1 |  | 1 | 1 |  | N |  |  | OP | X | 2 | 2018 | 2018 |  |  | N | IPP Non-CHP | IPP | IPP | 2 | X | SUN | Renewable | 1 | 0 | 1 | 0
Operable | 60520 | SoCore Energy LLC |  | 67824 | TJX Phoenix | AZ | Vertical | Maricopa | PV1 | Solar Photovoltaic | PV |  | S | X | X |  |  | 2.9 |  | 2.9 | 2.9 |  | N |  |  | OP | X | 1 | 2018 | 2018 |  |  | N | IPP Non-CHP | IPP | IPP | 2 | X | SUN | Renewable | 2.9 | 0 | 1 | 0
Operable | 60520 | SoCore Energy LLC |  | 67825 | TJX Las Vegas | NV | Vertical | Clark | PV1 | Solar Photovoltaic | PV |  | S | X | X |  |  | 1 |  | 1 | 1 |  | N |  |  | OP | X | 2 | 2019 | 2019 |  |  | N | IPP Non-CHP | IPP | IPP | 2 | X | SUN | Renewable | 1 | 0 | 1 | 0
Operable | 58575 | Sol Orchard Imperial 1, LLC |  | 58621 | Sol Orchard El Centro PV | CA | Vertical | Imperial | ECPV | Solar Photovoltaic | PV |  | S | X | X |  |  | 20 |  | 20 | 20 |  | N |  |  | OP | X | 10 | 2013 | 2013 |  |  | N | IPP Non-CHP | IPP | IPP | 2 | X | SUN | Renewable | 20 | 0 | 1 | 0
Operable | 61677 | Sol Systems |  | 60156 | Shelter Solar | NC | Vertical | Hoke | PV1 | Solar Photovoltaic | PV |  | S | X | X |  |  | 5 | 1 | 5 | 5 |  | N |  |  | OP | X | 12 | 2018 | 2018 |  |  | N | IPP Non-CHP | IPP | IPP | 2 | X | SUN | Renewable | 5 | 0 | 1 | 0
Operable | 61677 | Sol Systems |  | 60180 | Kathleen Solar | NC | Vertical | Wake | PV1 | Solar Photovoltaic | PV |  | S | X | X |  |  | 5 | 1 | 5 | 5 |  | N |  |  | OP | X | 11 | 2018 | 2018 |  |  | N | IPP Non-CHP | IPP | IPP | 2 | X | SUN | Renewable | 5 | 0 | 1 | 0
Operable | 61677 | Sol Systems |  | 60181 | Grove Solar | NC | Vertical | Craven | PV1 | Solar Photovoltaic | PV |  | S | X | X |  |  | 5 |  | 5 | 5 |  | N |  |  | OP | X | 12 | 2019 | 2019 |  |  | N | IPP Non-CHP | IPP | IPP | 2 | X | SUN | Renewable | 5 | 0 | 1 | 0
Operable | 61677 | Sol Systems |  | 60290 | Jester Solar | NC | Vertical | Wayne | PV1 | Solar Photovoltaic | PV |  | S | X | X |  |  | 5 |  | 4.9 | 4.9 |  | N |  |  | OP | X | 12 | 2020 | 2020 |  |  | N | IPP Non-CHP | IPP | IPP | 2 | X | SUN | Renewable | 5 | 0 | 1 | 0
Operable | 61677 | Sol Systems |  | 60601 | Bay Branch Solar | NC | Vertical | Beaufort | BBSOL | Solar Photovoltaic | PV |  | S | X | X |  |  | 5 |  | 5 | 5 |  | N |  |  | OP | X | 12 | 2018 | 2018 |  |  | N | IPP Non-CHP | IPP | IPP | 2 | X | SUN | Renewable | 5 | 0 | 1 | 0
Operable | 61677 | Sol Systems |  | 61646 | LA3 West Baton Rouge Solar Facility | LA | Vertical | West Baton Rouge | LA3WB | Solar Photovoltaic | PV |  | S | X | X |  |  | 50 |  | 50 | 50 |  | N |  |  | OP | X | 9 | 2020 | 2020 |  |  | N | IPP Non-CHP | IPP | IPP | 2 | X | SUN | Renewable | 50 | 0 | 1 | 0
Operable | 61677 | Sol Systems |  | 61872 | Lampwick | TX | Restructured | Menard | GEN1 | Solar Photovoltaic | PV |  | S | X | X |  |  | 7.5 |  | 7.5 | 7.5 |  | N |  |  | OP | X | 11 | 2019 | 2019 |  |  | N | IPP Non-CHP | IPP | IPP | 2 | X | SUN | Renewable | 7.5 | 0 | 1 | 0
Operable | 61677 | Sol Systems |  | 62131 | Red Toad 4451 Buffalo Road, LLC | NC | Vertical | Johnston | G4451 | Solar Photovoltaic | PV |  | S | X | X |  |  | 2 |  | 2 | 2 |  | N |  |  | OP | X | 11 | 2018 | 2018 |  |  | N | IPP Non-CHP | IPP | IPP | 2 | X | SUN | Renewable | 2 | 0 | 1 | 0
Operable | 61677 | Sol Systems |  | 62204 | Red Toad 5840 Buffalo Road, LLC | NC | Vertical | Johnston | G5840 | Solar Photovoltaic | PV |  | S | X | X |  |  | 2 |  | 2 | 2 |  | N |  |  | OP | X | 11 | 2018 | 2018 |  |  | N | IPP Non-CHP | IPP | IPP | 2 | X | SUN | Renewable | 2 | 0 | 1 | 0
Operable | 61677 | Sol Systems |  | 62205 | Nickelson Solar, LLC | NC | Vertical | Duplin | GNICK | Solar Photovoltaic | PV |  | S | X | X |  |  | 5.3 |  | 5.3 | 5.3 |  | N |  |  | OP | X | 12 | 2018 | 2018 |  |  | N | IPP Non-CHP | IPP | IPP | 2 | X | SUN | Renewable | 5.3 | 0 | 1 | 0
Operable | 61677 | Sol Systems |  | 62223 | Warren Solar Farm LLC | NC | Vertical | Sampson | 10423 | Solar Photovoltaic | PV |  | S | X | X |  |  | 5 |  | 5 | 5 |  | N |  |  | OP | X | 7 | 2019 | 2019 |  |  | N | IPP Non-CHP | IPP | IPP | 2 | X | SUN | Renewable | 5 | 0 | 1 | 0
Operable | 61677 | Sol Systems |  | 62594 | Ruff Solar LLC | NC | Vertical | Rutherford | 11625 | Solar Photovoltaic | PV |  | S | X | X |  |  | 22 |  | 22 | 22 |  | N |  |  | OP | X | 7 | 2020 | 2020 |  |  | N | IPP Non-CHP | IPP | IPP | 2 | X | SUN | Renewable | 22 | 0 | 1 | 0
Operable | 61677 | Sol Systems |  | 62595 | Wendell Solar Farm LLC | NC | Vertical | Johnston | 10424 | Solar Photovoltaic | PV |  | S | X | X |  |  | 5 |  | 5 | 5 |  | N |  |  | OP | X | 9 | 2019 | 2019 |  |  | N | IPP Non-CHP | IPP | IPP | 2 | X | SUN | Renewable | 5 | 0 | 1 | 0
Operable | 61677 | Sol Systems |  | 62596 | Sabattus Solar LLC | NC | Vertical | Nash | 11999 | Solar Photovoltaic | PV |  | S | X | X |  |  | 5 |  | 5 | 5 |  | N |  |  | OP | X | 11 | 2019 | 2019 |  |  | N | IPP Non-CHP | IPP | IPP | 2 | X | SUN | Renewable | 5 | 0 | 1 | 0
Operable | 61677 | Sol Systems |  | 62786 | Thanksgiving Fire Solar Farm, LLC | NC | Vertical | Johnston | 12087 | Solar Photovoltaic | PV |  | S | X | X |  |  | 2 |  | 2 | 2 |  | N |  |  | OP | X | 12 | 2019 | 2019 |  |  | N | IPP Non-CHP | IPP | IPP | 2 | X | SUN | Renewable | 2 | 0 | 1 | 0
Operable | 61677 | Sol Systems |  | 62953 | Griffin Solar | TX | Restructured | McLennan | 1080 | Solar Photovoltaic | PV |  | S | X | X |  |  | 5 |  | 5 | 5 |  | N |  |  | OP | X | 11 | 2019 | 2019 |  |  | N | IPP Non-CHP | IPP | IPP | 2 | X | SUN | Renewable | 5 | 0 | 1 | 0
Operable | 61677 | Sol Systems |  | 63027 | Mars Solar | TX | Restructured | Webb | 20 | Solar Photovoltaic | PV |  | S | X | X |  |  | 10 |  | 10 | 10 |  | N |  |  | OP | X | 8 | 2019 | 2019 |  |  | N | IPP Non-CHP | IPP | IPP | 2 | X | SUN | Renewable | 10 | 0 | 1 | 0
Operable | 61677 | Sol Systems |  | 63732 | ESA Buies Creek, LLC | NC | Vertical | Harnett | 11630 | Solar Photovoltaic | PV |  | S | X | X |  |  | 2.8 |  | 2.8 | 2.8 |  | N |  |  | OP | X | 10 | 2020 | 2020 |  |  | N | IPP Non-CHP | IPP | IPP | 2 | X | SUN | Renewable | 2.8 | 0 | 1 | 0
Operable | 61677 | Sol Systems |  | 63733 | Eros Solar, LLC | NC | Vertical | Duplin | 11631 | Solar Photovoltaic | PV |  | S | X | X |  |  | 5 |  | 5 | 5 |  | N |  |  | OP | X | 10 | 2020 | 2020 |  |  | N | IPP Non-CHP | IPP | IPP | 2 | X | SUN | Renewable | 5 | 0 | 1 | 0
Operable | 61677 | Sol Systems |  | 63734 | Ventura Solar, LLC | NC | Vertical | Alexander | 11632 | Solar Photovoltaic | PV |  | S | X | X |  |  | 5 |  | 5 | 5 |  | N |  |  | OP | X | 11 | 2020 | 2020 |  |  | N | IPP Non-CHP | IPP | IPP | 2 | X | SUN | Renewable | 5 | 0 | 1 | 0
Operable | 61677 | Sol Systems |  | 64002 | Buttercup Solar, LLC | NC | Vertical | Duplin | 11629 | Solar Photovoltaic | PV |  | S | X | X |  |  | 5 |  | 5 | 5 |  | N |  |  | OP | X | 11 | 2020 | 2020 |  |  | N | IPP Non-CHP | IPP | IPP | 2 | X | SUN | Renewable | 5 | 0 | 1 | 0
Operable | 61677 | Sol Systems |  | 64227 | Alexis Solar, LLC | TX | Restructured | Brooks | 12001 | Solar Photovoltaic | PV |  | S | X | X |  |  | 10 |  | 9.5 | 7.3 |  | N |  |  | OP | X | 12 | 2019 | 2019 |  |  | N | IPP Non-CHP | IPP | IPP | 2 | X | SUN | Renewable | 10 | 0 | 1 | 0
Operable | 61677 | Sol Systems |  | 64360 | American Goldfinch SCS ACY2 NJ, LLC | NJ | Restructured | Burlington | 30001 | Solar Photovoltaic | PV |  | S | X | X |  |  | 3.9 |  | 3.9 | 3.9 |  | N |  |  | OP | X | 9 | 2020 | 2020 |  |  | N | IPP Non-CHP | IPP | IPP | 2 | X | SUN | Renewable | 3.9 | 0 | 1 | 0
Operable | 61677 | Sol Systems |  | 64362 | SCS American Bottoms 009885 Sauget, LLC | IL | Restructured | St Clair | 30004 | Solar Photovoltaic | PV |  | S | X | X |  |  | 1.8 |  | 1.8 | 1.1 |  | N |  |  | OP | X | 8 | 2020 | 2020 |  |  | N | IPP Non-CHP | IPP | IPP | 2 | X | SUN | Renewable | 1.8 | 0 | 1 | 0
Operable | 61677 | Sol Systems |  | 64363 | ESA Boston Solar, LLC | NC | Vertical | Person | 30008 | Solar Photovoltaic | PV |  | S | X | X |  |  | 5 |  | 5 | 5 |  | N |  |  | OP | X | 12 | 2020 | 2020 |  |  | N | IPP Non-CHP | IPP | IPP | 2 | X | SUN | Renewable | 5 | 0 | 1 | 0
Operable | 61677 | Sol Systems |  | 64364 | SCS Beltway 011754 Rock Falls, LLC | IL | Restructured | Whiteside | 30005 | Solar Photovoltaic | PV |  | S | X | X |  |  | 1 |  | 1 | 1 |  | N |  |  | OP | X | 9 | 2020 | 2020 |  |  | N | IPP Non-CHP | IPP | IPP | 2 | X | SUN | Renewable | 1 | 0 | 1 | 0
Operable | 61677 | Sol Systems |  | 64365 | Western Meadowlark Solar SCS NE 1, LLC | NE | Vertical | Scotts Bluff | 30003 | Solar Photovoltaic | PV |  | S | X | X |  |  | 4.4 |  | 4.4 | 4.4 |  | N |  |  | OP | X | 2 | 2020 | 2020 |  |  | N | IPP Non-CHP | IPP | IPP | 2 | X | SUN | Renewable | 4.4 | 0 | 1 | 0
Operable | 61677 | Sol Systems |  | 64366 | Trojan Solar, LLC | NC | Vertical | Columbus | 30007 | Solar Photovoltaic | PV |  | S | X | X |  |  | 5 |  | 5 | 5 |  | N |  |  | OP | X | 12 | 2020 | 2020 |  |  | N | IPP Non-CHP | IPP | IPP | 2 | X | SUN | Renewable | 5 | 0 | 1 | 0
Operable | 61677 | Sol Systems |  | 64367 | Zuma Solar, LLC | NC | Vertical | Caswell | 30006 | Solar Photovoltaic | PV |  | S | X | X |  |  | 3 |  | 3 | 3 |  | N |  |  | OP | X | 12 | 2020 | 2020 |  |  | N | IPP Non-CHP | IPP | IPP | 2 | X | SUN | Renewable | 3 | 0 | 1 | 0
Operable | 61677 | Sol Systems |  | 65411 | Airport 009239 SCS Lexington, LLC | NE | Vertical | Dawson | 20215 | Solar Photovoltaic | PV |  | S | X | X |  |  | 1 |  | 1 | 1 |  | N |  |  | OP | X | 5 | 2021 | 2021 |  |  | N | IPP Non-CHP | IPP | IPP | 2 | X | SUN | Renewable | 1 | 0 | 1 | 0
Operable | 61677 | Sol Systems |  | 65412 | Northern Cardinal Solar SCS IL 1, LLC | IL | Restructured | Champaign | 20213 | Solar Photovoltaic | PV |  | S | X | X |  |  | 10 |  | 10 | 10 |  | N |  |  | OP | X | 2 | 2021 | 2021 |  |  | N | IPP Non-CHP | IPP | IPP | 2 | X | SUN | Renewable | 10 | 0 | 1 | 0
Operable | 61677 | Sol Systems |  | 65413 | SCS West Fairchild 011958 Danville, LLC | IL | Restructured | Vermilion | 20217 | Solar Photovoltaic | PV |  | S | X | X |  |  | 1.6 |  | 1.6 | 1.6 |  | N |  |  | OP | X | 7 | 2021 | 2021 |  |  | N | IPP Non-CHP | IPP | IPP | 2 | X | SUN | Renewable | 1.6 | 0 | 1 | 0
Operable | 61677 | Sol Systems |  | 65414 | SCS Plainfield 011755 Naperville, LLC | IL | Restructured | DuPage | 20212 | Solar Photovoltaic | PV |  | S | X | X |  |  | 1 |  | 1 | 1 |  | N |  |  | OP | X | 2 | 2021 | 2021 |  |  | N | IPP Non-CHP | IPP | IPP | 2 | X | SUN | Renewable | 1 | 0 | 1 | 0
Operable | 61677 | Sol Systems |  | 65415 | SCS Galena 012589 Peoria, LLC | IL | Restructured | Peoria | 20218 | Solar Photovoltaic | PV |  | S | X | X |  |  | 2 |  | 2 | 2 |  | N |  |  | OP | X | 12 | 2021 | 2021 |  |  | N | IPP Non-CHP | IPP | IPP | 2 | X | SUN | Renewable | 2 | 0 | 1 | 0
Operable | 61677 | Sol Systems |  | 65416 | Monroe 009452 SCS Cozad, LLC | NE | Vertical | Dawson | 20214 | Solar Photovoltaic | PV |  | S | X | X |  |  | 2 |  | 2 | 2 |  | N |  |  | OP | X | 7 | 2021 | 2021 |  |  | N | IPP Non-CHP | IPP | IPP | 2 | X | SUN | Renewable | 2 | 0 | 1 | 0
Operable | 61677 | Sol Systems |  | 65417 | SCS COUNTY 012631 Champaign, LLC | IL | Restructured | Champaign | 20216 | Solar Photovoltaic | PV |  | S | X | X |  |  | 2 |  | 2 | 2 |  | N |  |  | OP | X | 9 | 2021 | 2021 |  |  | N | IPP Non-CHP | IPP | IPP | 2 | X | SUN | Renewable | 2 | 0 | 1 | 0
Operable | 61677 | Sol Systems |  | 65418 | SCS Randolph 012175 Somerset, LLC | NJ | Restructured | Somerset | 20211 | Solar Photovoltaic | PV |  | S | X | X |  |  | 2.3 |  | 2.3 | 2.3 |  | N |  |  | OP | X | 1 | 2021 | 2021 |  |  | N | IPP Non-CHP | IPP | IPP | 2 | X | SUN | Renewable | 2.3 | 0 | 1 | 0
Operable | 61677 | Sol Systems |  | 66178 | South 49th 013445 SCS Norfolk, LLC | NE | Vertical | Madison | 9122 | Solar Photovoltaic | PV |  | S | X | X |  |  | 8.5 |  | 8.5 | 8.5 |  | N |  |  | OP | X | 9 | 2022 | 2022 |  |  | N | IPP Non-CHP | IPP | IPP | 2 | X | SUN | Renewable | 8.5 | 0 | 1 | 0
Operable | 61677 | Sol Systems |  | 66178 | South 49th 013445 SCS Norfolk, LLC | NE | Vertical | Madison | 9123 | Batteries | BA |  | S | X | X |  |  | 2.1 |  | 1 | 1 |  | N |  |  | OP | X | 12 | 2022 | 2022 |  |  | N | IPP Non-CHP | IPP | IPP | 2 | X | MWH | Other | 0 | 0 | 0 | 0
Operable | 61677 | Sol Systems |  | 66380 | SCS Penfield One 010750 Penfield, LLC | NY | Restructured | Monroe | 83022 | Solar Photovoltaic | PV |  | S | X | X |  |  | 5 |  | 4.9 | 2.8 |  | N |  |  | OP | X | 9 | 2022 | 2022 |  |  | N | IPP Non-CHP | IPP | IPP | 2 | X | SUN | Renewable | 5 | 0 | 1 | 0
Operable | 61677 | Sol Systems |  | 66381 | SCS Harpswell 012903 Brunswick, LLC | ME | Restructured | Cumberland | 11822 | Solar Photovoltaic | PV |  | S | X | X |  |  | 4.9 |  | 4.9 | 3 |  | N |  |  | OP | X | 11 | 2022 | 2022 |  |  | N | IPP Non-CHP | IPP | IPP | 2 | X | SUN | Renewable | 4.9 | 0 | 1 | 0
Operable | 61677 | Sol Systems |  | 66826 | Prairie Creek Solar | IL | Restructured | Morgan | PC923 | Solar Photovoltaic | PV |  | S | X | X |  |  | 30 |  | 30 | 30 |  | N |  |  | OP | X | 11 | 2023 | 2023 |  |  | N | IPP Non-CHP | IPP | IPP | 2 | X | SUN | Renewable | 30 | 0 | 1 | 0
Operable | 61677 | Sol Systems |  | 67235 | Cunningham Solar LLC | VA | Vertical | Fluvanna | 11111 | Solar Photovoltaic | PV |  | S | X | X |  |  | 5 |  | 4.9 | 3.5 |  | N |  |  | OP | X | 5 | 2023 | 2023 |  |  | N | IPP Non-CHP | IPP | IPP | 2 | X | SUN | Renewable | 5 | 0 | 1 | 0
Operable | 60636 | SolaireHolman 1, LLC |  | 60989 | SolaireHolman Solar Project | TX | Restructured | Brewster | PV1 | Solar Photovoltaic | PV |  | S | X | X |  |  | 50 |  | 50 | 50 |  | N |  |  | OP | X | 4 | 2017 | 2017 |  |  | N | IPP Non-CHP | IPP | IPP | 2 | X | SUN | Renewable | 50 | 0 | 1 | 0
Operable | 65010 | SolAmerica Energy, LLC |  | 65759 | Putnam Erikson 2 | GA | Vertical | Putnam | PE2 | Solar Photovoltaic | PV |  | S | X | X |  |  | 2.9 |  | 2.9 | 2.9 |  | N |  |  | OP | X | 11 | 2021 | 2021 |  |  | N | IPP Non-CHP | IPP | IPP | 2 | X | SUN | Renewable | 2.9 | 0 | 1 | 0
Operable | 17711 | Solano County |  | 50985 | Solano County Cogen Plant | CA | Vertical | Solano | 3163 | Natural Gas Internal Combustion Engine | IC |  | S | X | X |  |  | 1 | 1 | 1 | 1 | 0.5 | N |  |  | OP | X | 6 | 1989 | Pre-2000 |  |  | Y | Commercial CHP | Customer Sited | Other | 5 | T | NG | Non-Renewable | 0 | 1 | 0 | 1
Operable | 17711 | Solano County |  | 50985 | Solano County Cogen Plant | CA | Vertical | Solano | 3164 | Natural Gas Internal Combustion Engine | IC |  | S | X | X |  |  | 0.4 | 1 | 0.4 | 0.4 | 0.2 | N |  |  | OP | X | 6 | 1989 | Pre-2000 |  |  | Y | Commercial CHP | Customer Sited | Other | 5 | T | NG | Non-Renewable | 0 | 0.4 | 0 | 1
Operable | 17711 | Solano County |  | 50985 | Solano County Cogen Plant | CA | Vertical | Solano | 3165 | Natural Gas Internal Combustion Engine | IC |  | S | X | X |  |  | 1.4 | 1 | 1.4 | 1 | 0.7 | N |  |  | OP | X | 12 | 2004 | 2004 |  |  | Y | Commercial CHP | Customer Sited | Other | 5 | T | NG | Non-Renewable | 0 | 1.4 | 0 | 1
Operable | 22776 | Solano Irrigation District |  | 7646 | Monticello Dam | CA | Vertical | Solano | 1 | Conventional Hydroelectric | HY |  | S | X | X |  |  | 5 | 0.9 | 5 | 5 | 1.6 | N |  |  | OP | X | 6 | 1983 | Pre-2000 |  |  | N | Electric Utility | Utility | Municipal | 1 | X | WAT | Renewable | 5 | 0 | 1 | 0
Operable | 22776 | Solano Irrigation District |  | 7646 | Monticello Dam | CA | Vertical | Solano | 2 | Conventional Hydroelectric | HY |  | S | X | X |  |  | 5 | 0.9 | 5 | 5 | 1.6 | N |  |  | OP | X | 6 | 1983 | Pre-2000 |  |  | N | Electric Utility | Utility | Municipal | 1 | X | WAT | Renewable | 5 | 0 | 1 | 0
Operable | 22776 | Solano Irrigation District |  | 7646 | Monticello Dam | CA | Vertical | Solano | 3 | Conventional Hydroelectric | HY |  | S | X | X |  |  | 1.5 | 0.9 | 1.5 | 1.5 | 0.7 | N |  |  | OP | X | 6 | 1983 | Pre-2000 |  |  | N | Electric Utility | Utility | Municipal | 1 | X | WAT | Renewable | 1.5 | 0 | 1 | 0
Operable | 66015 | Solar Breakers LLC |  | 67142 | McAllister Landfill | RI | Restructured | Newport | MCLF | Solar Photovoltaic | PV |  | S | X | X |  |  | 1 |  | 1 | 1 |  | N |  |  | OP | X | 10 | 2022 | 2022 |  |  | N | IPP Non-CHP | IPP | IPP | 2 | X | SUN | Renewable | 1 | 0 | 1 | 0
Operable | 66015 | Solar Breakers LLC |  | 67143 | Tank Farm 4 | RI | Restructured | Newport | TF4 | Solar Photovoltaic | PV |  | S | X | X |  |  | 10 |  | 10 | 10 |  | N |  |  | OP | X | 10 | 2022 | 2022 |  |  | N | IPP Non-CHP | IPP | IPP | 2 | X | SUN | Renewable | 10 | 0 | 1 | 0
Operable | 65585 | Solar DG MD Holabird AJCFB, LLC |  | 66538 | CPG - Duke 5900 Holabird | MD | Restructured | Baltimore City | 5900 | Solar Photovoltaic | PV |  | S | X | X |  |  | 1.5 |  | 1.5 | 1.5 |  | N |  |  | OP | X | 12 | 2022 | 2022 |  |  | N | IPP Non-CHP | IPP | IPP | 2 | X | SUN | Renewable | 1.5 | 0 | 1 | 0
Operable | 65585 | Solar DG MD Holabird AJCFB, LLC |  | 66539 | CPG - Duke 6000 Holabird | MD | Restructured | Baltimore City | 6000 | Solar Photovoltaic | PV |  | S | X | X |  |  | 1.5 |  | 1.5 | 1.5 |  | N |  |  | OP | X | 12 | 2022 | 2022 |  |  | N | IPP Non-CHP | IPP | IPP | 2 | X | SUN | Renewable | 1.5 | 0 | 1 | 0
Operable | 65584 | Solar DG MD Holabird Broening ACC, LLC |  | 66536 | CPG - Duke 5300A Holabird | MD | Restructured | Baltimore City | 5003A | Solar Photovoltaic | PV |  | S | X | X |  |  | 1.5 |  | 1.5 | 1.5 |  | N |  |  | OP | X | 12 | 2022 | 2022 |  |  | N | IPP Non-CHP | IPP | IPP | 2 | X | SUN | Renewable | 1.5 | 0 | 1 | 0
Operable | 65584 | Solar DG MD Holabird Broening ACC, LLC |  | 66537 | CPG - Duke 5300B Holabird | MD | Restructured | Baltimore City | 5003B | Solar Photovoltaic | PV |  | S | X | X |  |  | 1.5 |  | 1.5 | 1.5 |  | N |  |  | OP | X | 12 | 2022 | 2022 |  |  | N | IPP Non-CHP | IPP | IPP | 2 | X | SUN | Renewable | 1.5 | 0 | 1 | 0
Operable | 65766 | Solar DG NJ BEMS East, LLC |  | 66802 | BEMS East Solar | NJ | Restructured | Burlington | BEMSE | Solar Photovoltaic | PV |  | S | X | X |  |  | 4 |  | 4 | 4 |  | N |  |  | OP | X | 11 | 2023 | 2023 |  |  | N | IPP Non-CHP | IPP | IPP | 2 | X | SUN | Renewable | 4 | 0 | 1 | 0
Operable | 65767 | Solar DG NJ BEMS West, LLC |  | 66803 | BEMS West Solar | NJ | Restructured | Burlington | BEMSW | Solar Photovoltaic | PV |  | S | X | X |  |  | 4 |  | 4 | 4 |  | N |  |  | OP | X | 10 | 2023 | 2023 |  |  | N | IPP Non-CHP | IPP | IPP | 2 | X | SUN | Renewable | 4 | 0 | 1 | 0
Operable | 65760 | Solar DG NJ Brookdale, LLC |  | 66776 | Brookdale CC BTM at Lincroft | NJ | Restructured | Monmouth | PV1 | Solar Photovoltaic | PV |  | S | X | X |  |  | 3.7 |  | 3.7 | 3.7 |  | N |  |  | OP | X | 12 | 2022 | 2022 |  |  | N | IPP Non-CHP | IPP | IPP | 2 | X | SUN | Renewable | 3.7 | 0 | 1 | 0
Operable | 65503 | Solar DG NY Sunnyside 1, LLC |  | 66504 | Sunnyside 1 Solar | NY | Restructured | Schenectady | SS1 | Solar Photovoltaic | PV |  | S | X | X |  |  | 5 |  | 5 | 5 |  | N |  |  | OP | X | 3 | 2023 | 2023 |  |  | N | IPP Non-CHP | IPP | IPP | 2 | X | SUN | Renewable | 5 | 0 | 1 | 0
Operable | 66276 | Solar DG NY Sunnyside 2, LLC |  | 67574 | Sunnyside 2 Solar | NY | Restructured | Schenectady | SS2 | Solar Photovoltaic | PV |  | S | X | X |  |  | 5 | 1 | 5 | 5 |  | N |  |  | OP | X | 3 | 2023 | 2023 |  |  | N | IPP Non-CHP | IPP | IPP | 2 | X | SUN | Renewable | 5 | 0 | 1 | 0
Operable | 63823 | Solar Lee, LLC |  | 64237 | Solar Lee, LLC | NC | Vertical | Wayne | 2 | Solar Photovoltaic | PV |  | W | X | X |  |  | 4.9 |  | 4.9 | 4.9 |  | N |  |  | OP | X | 4 | 2021 | 2021 |  |  | N | IPP Non-CHP | IPP | IPP | 2 | X | SUN | Renewable | 4.9 | 0 | 1 | 0
Operable | 64658 | Solar Mule, LLC |  | 60640 | Solar Mule, LLC | ME | Restructured | Kennebec | COLBY | Solar Photovoltaic | PV |  | S | X | X |  |  | 1.5 |  | 1.5 | 1.5 |  | N |  |  | OP | X | 9 | 2017 | 2017 |  |  | N | IPP Non-CHP | IPP | IPP | 2 | X | SUN | Renewable | 1.5 | 0 | 1 | 0
Operable | 64659 | Solar Oasis, LLC |  | 59528 | Solar Oasis LLC | CA | Vertical | Los Angeles | OASIS | Solar Photovoltaic | PV |  | S | X | X |  |  | 20 |  | 20 | 20 |  | N |  |  | OP | X | 1 | 2016 | 2016 |  |  | N | IPP Non-CHP | IPP | IPP | 2 | X | SUN | Renewable | 20 | 0 | 1 | 0
Operable | 56696 | Solar of Alamosa LLC |  | 57368 | Alamosa Solar | CO | Vertical | Alamosa | 1 | Solar Photovoltaic | PV |  | W | X | X | PSCo's Blanca Peak | PSCo's Blanca Peak | 30 |  | 30 | 30 |  | N |  |  | OP | X | 4 | 2012 | 2012 |  |  | N | IPP Non-CHP | IPP | IPP | 2 | X | SUN | Renewable | 30 | 0 | 1 | 0
Operable | 62923 | Solar Planet Power |  | 63181 | Monroeville Solar | OH | Restructured | Huron | MNVL | Solar Photovoltaic | PV |  | W | X | X |  |  | 3.2 |  | 3 | 3 |  | N |  |  | OP | X | 12 | 2017 | 2017 |  |  | N | IPP Non-CHP | IPP | IPP | 2 | X | SUN | Renewable | 3.2 | 0 | 1 | 0
Operable | 62923 | Solar Planet Power |  | 63407 | Macedon | NY | Restructured | Wayne | 101 | Solar Photovoltaic | PV |  | W | X | X |  |  | 2 |  | 2 | 2 |  | N |  |  | OP | X | 2 | 2019 | 2019 |  |  | N | IPP Non-CHP | IPP | IPP | 2 | X | SUN | Renewable | 2 | 0 | 1 | 0
Operable | 62923 | Solar Planet Power |  | 63408 | Whittier | NY | Restructured | Monroe | 300 | Solar Photovoltaic | PV |  | W | X | X |  |  | 2 |  | 2 | 2 |  | N |  |  | OP | X | 3 | 2019 | 2019 |  |  | N | IPP Non-CHP | IPP | IPP | 2 | X | SUN | Renewable | 2 | 0 | 1 | 0
Operable | 62923 | Solar Planet Power |  | 63409 | Williamson | NY | Restructured | Wayne | 100 | Solar Photovoltaic | PV |  | W | X | X |  |  | 2 |  | 2 | 2 |  | N |  |  | OP | X | 3 | 2019 | 2019 |  |  | N | IPP Non-CHP | IPP | IPP | 2 | X | SUN | Renewable | 2 | 0 | 1 | 0
Operable | 62923 | Solar Planet Power |  | 63410 | Bennett | NY | Restructured | Ontario | 304 | Solar Photovoltaic | PV |  | W | X | X |  |  | 1.4 |  | 1.4 | 1.4 |  | N |  |  | OP | X | 3 | 2019 | 2019 |  |  | N | IPP Non-CHP | IPP | IPP | 2 | X | SUN | Renewable | 1.4 | 0 | 1 | 0
Operable | 62923 | Solar Planet Power |  | 64525 | Troupsburg | NY | Restructured | Steuben | TB1 | Solar Photovoltaic | PV |  | W | X | X |  |  | 7 |  | 7 | 7 |  | N |  |  | OP | X | 12 | 2020 | 2020 |  |  | N | IPP Non-CHP | IPP | IPP | 2 | X | SUN | Renewable | 7 | 0 | 1 | 0
Operable | 62923 | Solar Planet Power |  | 67479 | Portland SP | NY | Restructured | Chautauqua | PORT1 | Solar Photovoltaic | PV |  | S | X | X |  |  | 2.5 |  | 2.5 | 2.5 |  | N |  |  | OP | X | 1 | 2023 | 2023 |  |  | N | IPP Non-CHP | IPP | IPP | 2 | X | SUN | Renewable | 2.5 | 0 | 1 | 0
Operable | 62923 | Solar Planet Power |  | 67908 | Richmond (NY) | NY | Restructured | Ontario | RICH1 | Solar Photovoltaic | PV |  | W | X | X |  |  | 5 |  | 5 | 5 |  | N |  |  | OP | X | 1 | 2023 | 2023 |  |  | N | IPP Non-CHP | IPP | IPP | 2 | X | SUN | Renewable | 5 | 0 | 1 | 0
Operable | 61616 | Solar Provider Group MN I LLC |  | 62053 | Syncarpha Dodge 1 CSG | MN | Vertical | Dodge | SPGD1 | Solar Photovoltaic | PV |  | S | X | X |  |  | 1 |  | 1 | 1 |  | N |  |  | OP | X | 5 | 2019 | 2019 |  |  | N | IPP Non-CHP | IPP | IPP | 2 | X | SUN | Renewable | 1 | 0 | 1 | 0
Operable | 58649 | Solar Star Arizona II LLC |  | 58708 | Phoenix Airport East Economy Lot | AZ | Vertical | Maricopa | PAEEL | Solar Photovoltaic | PV |  | S | X | X |  |  | 1.1 |  | 1 | 1 |  | N |  |  | OP | X | 12 | 2012 | 2012 |  |  | N | Commercial Non-CHP | Customer Sited | Other | 4 | X | SUN | Renewable | 1.1 | 0 | 1 | 0
Operable | 58649 | Solar Star Arizona II LLC |  | 58709 | Phoenix Airport Rental Car Center | AZ | Vertical | Maricopa | PARCC | Solar Photovoltaic | PV |  | S | X | X |  |  | 1.6 |  | 1.4 | 1.4 |  | N |  |  | OP | X | 12 | 2012 | 2012 |  |  | N | Commercial Non-CHP | Customer Sited | Other | 4 | X | SUN | Renewable | 1.6 | 0 | 1 | 0
Operable | 58101 | Solar Star California II LLC |  | 57933 | Solar Star California II LLC | CA | Vertical | Sacramento | 1 | Solar Photovoltaic | PV |  | S | X | X | CALISO | CALISO | 2 |  | 2 | 2 |  | N |  |  | OP | X | 8 | 2012 | 2012 |  |  | N | IPP Non-CHP | IPP | IPP | 2 | X | SUN | Renewable | 2 | 0 | 1 | 0
Operable | 62854 | Solar Star California LXXVIII, LLC |  | 64601 | County of San Diego COC Hybrid | CA | Vertical | San Diego | ESS | Batteries | BA |  | W | X | X |  |  | 0.4 |  | 0.5 | 0.5 | 0.4 | N |  |  | OP | X | 7 | 2020 | 2020 |  |  | N | IPP Non-CHP | IPP | IPP | 2 | X | MWH | Other | 0 | 0 | 0 | 0
Operable | 62854 | Solar Star California LXXVIII, LLC |  | 64601 | County of San Diego COC Hybrid | CA | Vertical | San Diego | PV | Solar Photovoltaic | PV |  | S | X | X |  |  | 1.7 |  | 1.7 | 1.1 |  | N |  |  | OP | X | 7 | 2020 | 2020 |  |  | N | IPP Non-CHP | IPP | IPP | 2 | X | SUN | Renewable | 1.7 | 0 | 1 | 0
Operable | 59873 | Solar Star California XIX, LLC |  | 58388 | Solar Star 1 | CA | Vertical | Kern | AVS1 | Solar Photovoltaic | PV |  | S | X | X |  |  | 39 |  | 38 | 38 |  | N |  |  | OP | X | 3 | 2014 | 2014 |  |  | N | IPP Non-CHP | IPP | IPP | 2 | X | SUN | Renewable | 39 | 0 | 1 | 0
Operable | 59873 | Solar Star California XIX, LLC |  | 58388 | Solar Star 1 | CA | Vertical | Kern | SS11 | Solar Photovoltaic | PV |  | S | X | X |  |  | 54 |  | 52.6 | 52.6 |  | N |  |  | OP | X | 6 | 2015 | 2015 |  |  | N | IPP Non-CHP | IPP | IPP | 2 | X | SUN | Renewable | 54 | 0 | 1 | 0
Operable | 59873 | Solar Star California XIX, LLC |  | 58388 | Solar Star 1 | CA | Vertical | Kern | SS12 | Solar Photovoltaic | PV |  | S | X | X |  |  | 54 |  | 52.6 | 52.6 |  | N |  |  | OP | X | 2 | 2015 | 2015 |  |  | N | IPP Non-CHP | IPP | IPP | 2 | X | SUN | Renewable | 54 | 0 | 1 | 0
Operable | 59873 | Solar Star California XIX, LLC |  | 58388 | Solar Star 1 | CA | Vertical | Kern | SS13 | Solar Photovoltaic | PV |  | S | X | X |  |  | 58.5 |  | 57 | 57 |  | N |  |  | OP | X | 10 | 2014 | 2014 |  |  | N | IPP Non-CHP | IPP | IPP | 2 | X | SUN | Renewable | 58.5 | 0 | 1 | 0
Operable | 59873 | Solar Star California XIX, LLC |  | 58388 | Solar Star 1 | CA | Vertical | Kern | SS14 | Solar Photovoltaic | PV |  | S | X | X |  |  | 33 |  | 32.2 | 32.2 |  | N |  |  | OP | X | 6 | 2015 | 2015 |  |  | N | IPP Non-CHP | IPP | IPP | 2 | X | SUN | Renewable | 33 | 0 | 1 | 0
Operable | 59873 | Solar Star California XIX, LLC |  | 58388 | Solar Star 1 | CA | Vertical | Kern | SS15 | Solar Photovoltaic | PV |  | S | X | X |  |  | 15 |  | 14.6 | 14.6 |  | N |  |  | OP | X | 10 | 2014 | 2014 |  |  | N | IPP Non-CHP | IPP | IPP | 2 | X | SUN | Renewable | 15 | 0 | 1 | 0
Operable | 59873 | Solar Star California XIX, LLC |  | 58388 | Solar Star 1 | CA | Vertical | Kern | SS16 | Solar Photovoltaic | PV |  | S | X | X |  |  | 64.5 |  | 62.9 | 62.9 |  | N |  |  | OP | X | 4 | 2014 | 2014 |  |  | N | IPP Non-CHP | IPP | IPP | 2 | X | SUN | Renewable | 64.5 | 0 | 1 | 0
Operable | 59872 | Solar Star California XX, LLC |  | 58389 | Solar Star 2 | CA | Vertical | Kern | AVS2 | Solar Photovoltaic | PV |  | S | X | X |  |  | 19.5 |  | 19 | 19 |  | N |  |  | OP | X | 3 | 2014 | 2014 |  |  | N | IPP Non-CHP | IPP | IPP | 2 | X | SUN | Renewable | 19.5 | 0 | 1 | 0
Operable | 59872 | Solar Star California XX, LLC |  | 58389 | Solar Star 2 | CA | Vertical | Kern | SS21 | Solar Photovoltaic | PV |  | S | X | X |  |  | 60 |  | 59 | 59 |  | N |  |  | OP | X | 7 | 2014 | 2014 |  |  | N | IPP Non-CHP | IPP | IPP | 2 | X | SUN | Renewable | 60 | 0 | 1 | 0
Operable | 59872 | Solar Star California XX, LLC |  | 58389 | Solar Star 2 | CA | Vertical | Kern | SS22 | Solar Photovoltaic | PV |  | S | X | X |  |  | 55.5 |  | 55 | 55 |  | N |  |  | OP | X | 12 | 2014 | 2014 |  |  | N | IPP Non-CHP | IPP | IPP | 2 | X | SUN | Renewable | 55.5 | 0 | 1 | 0
Operable | 59872 | Solar Star California XX, LLC |  | 58389 | Solar Star 2 | CA | Vertical | Kern | SS23 | Solar Photovoltaic | PV |  | S | X | X |  |  | 48 |  | 47 | 47 |  | N |  |  | OP | X | 12 | 2014 | 2014 |  |  | N | IPP Non-CHP | IPP | IPP | 2 | X | SUN | Renewable | 48 | 0 | 1 | 0
Operable | 59872 | Solar Star California XX, LLC |  | 58389 | Solar Star 2 | CA | Vertical | Kern | SS24 | Solar Photovoltaic | PV |  | S | X | X |  |  | 43.5 |  | 43 | 43 |  | N |  |  | OP | X | 6 | 2015 | 2015 |  |  | N | IPP Non-CHP | IPP | IPP | 2 | X | SUN | Renewable | 43.5 | 0 | 1 | 0
Operable | 59872 | Solar Star California XX, LLC |  | 58389 | Solar Star 2 | CA | Vertical | Kern | SS25 | Solar Photovoltaic | PV |  | S | X | X |  |  | 52.5 |  | 52 | 52 |  | N |  |  | OP | X | 4 | 2014 | 2014 |  |  | N | IPP Non-CHP | IPP | IPP | 2 | X | SUN | Renewable | 52.5 | 0 | 1 | 0
Operable | 59775 | Solar Star California XXXI, LLC |  | 60035 | Tequesquite Landfill Solar PV Project | CA | Vertical | Riverside | RPU1 | Solar Photovoltaic | PV |  | W | X | X |  |  | 7.3 |  | 7.3 | 7.3 | 0 | N |  |  | OP | X | 10 | 2015 | 2015 |  |  | N | IPP Non-CHP | IPP | IPP | 2 | X | SUN | Renewable | 7.3 | 0 | 1 | 0
Operable | 59660 | Solar Star California XXXII, LLC |  | 59872 | UC Davis South Campus | CA | Vertical | Yolo | UCD1 | Solar Photovoltaic | PV |  | W | X | X |  |  | 13 |  | 13 | 13 |  | N |  |  | OP | X | 3 | 2015 | 2015 |  |  | N | Commercial Non-CHP | Customer Sited | Other | 4 | X | SUN | Renewable | 13 | 0 | 1 | 0
Operable | 64905 | Solar Star Coastal Pirate, LLC |  | 65614 | Orange Coast College PH2 Solar Project | CA | Vertical | Orange | OCCBA | Batteries | BA |  | S | X | X |  |  | 2.1 |  | 2.1 | 2.1 |  | N |  |  | OP | X | 5 | 2022 | 2022 |  |  | N | IPP Non-CHP | IPP | IPP | 2 | X | MWH | Other | 0 | 0 | 0 | 0
Operable | 64905 | Solar Star Coastal Pirate, LLC |  | 65614 | Orange Coast College PH2 Solar Project | CA | Vertical | Orange | OCCSP | Solar Photovoltaic | PV |  | S | X | X |  |  | 3.1 |  | 3 | 2.7 |  | N |  |  | OP | X | 5 | 2022 | 2022 |  |  | N | IPP Non-CHP | IPP | IPP | 2 | X | SUN | Renewable | 3.1 | 0 | 1 | 0
Operable | 56892 | Solar Star Colorado II LLC |  | 57554 | AFA Solar Farm | CO | Vertical | El Paso | AFA1 | Solar Photovoltaic | PV |  | S | X | X |  |  | 5.5 |  | 5.5 | 5.5 |  | N |  |  | OP | X | 3 | 2011 | 2011 |  |  | N | IPP Non-CHP | IPP | IPP | 2 | X | SUN | Renewable | 5.5 | 0 | 1 | 0
Operable | 59744 | Solar Star Colorado III, LLC |  | 60008 | Hooper Solar | CO | Vertical | Alamosa | SCCO3 | Solar Photovoltaic | PV |  | S | X | X |  |  | 52 |  | 52 | 52 | 0 | N |  |  | OP | X | 12 | 2015 | 2015 |  |  | N | IPP Non-CHP | IPP | IPP | 2 | X | SUN | Renewable | 52 | 0 | 1 | 0
Operable | 56203 | Solar Star NAFB LLC |  | 56568 | Nellis Air Force Base Solar Array | NV | Vertical | Clark | NS1 | Solar Photovoltaic | PV |  | S | X | X |  |  | 4.6 |  | 4.6 | 4.6 |  | N |  |  | OP | X | 10 | 2007 | 2007 |  |  | N | Commercial Non-CHP | Customer Sited | Other | 4 | X | SUN | Renewable | 4.6 | 0 | 1 | 0
Operable | 56203 | Solar Star NAFB LLC |  | 56568 | Nellis Air Force Base Solar Array | NV | Vertical | Clark | NS2 | Solar Photovoltaic | PV |  | S | X | X |  |  | 4.9 |  | 4.9 | 4.9 |  | N |  |  | OP | X | 11 | 2007 | 2007 |  |  | N | Commercial Non-CHP | Customer Sited | Other | 4 | X | SUN | Renewable | 4.9 | 0 | 1 | 0
Operable | 56203 | Solar Star NAFB LLC |  | 56568 | Nellis Air Force Base Solar Array | NV | Vertical | Clark | NS3 | Solar Photovoltaic | PV |  | S | X | X |  |  | 3.7 |  | 3.7 | 3.7 |  | N |  |  | OP | X | 12 | 2007 | 2007 |  |  | N | Commercial Non-CHP | Customer Sited | Other | 4 | X | SUN | Renewable | 3.7 | 0 | 1 | 0
Operable | 58387 | Solar Star New Jersey VI LLC |  | 58402 | Solar Star New Jersey NJ LLC | NJ | Restructured | Somerset | 1 | Solar Photovoltaic | PV |  | S | X | X |  |  | 1.5 |  | 1.5 | 1.5 |  | N |  |  | OP | X | 2 | 2012 | 2012 |  |  | N | IPP Non-CHP | IPP | IPP | 2 | X | SUN | Renewable | 1.5 | 0 | 1 | 0
Operable | 63259 | Solar Star Prime 1 LLC |  | 63536 | Amazon DEN2 Solar Project | CO | Vertical | Adams | BLD3 | Solar Photovoltaic | PV |  | S | X | X |  |  | 1.2 |  | 1.2 | 0.9 |  | N |  |  | OP | X | 10 | 2019 | 2019 |  |  | N | IPP Non-CHP | IPP | IPP | 2 | X | SUN | Renewable | 1.2 | 0 | 1 | 0
Operable | 63259 | Solar Star Prime 1 LLC |  | 63537 | Amazon BDL3 Solar Project | CT | Restructured | New Haven | BLD3 | Solar Photovoltaic | PV |  | S | X | X |  |  | 1 |  | 1 | 0.7 |  | N |  |  | OP | X | 10 | 2019 | 2019 |  |  | N | IPP Non-CHP | IPP | IPP | 2 | X | SUN | Renewable | 1 | 0 | 1 | 0
Operable | 63962 | Solar Star Prime 2, LLC |  | 64351 | Amazon JFK8 Solar Project | NY | Restructured | Richmond | JFK8 | Solar Photovoltaic | PV |  | W | X | X |  |  | 4.9 |  | 4.9 | 3 |  | N |  |  | OP | X | 3 | 2021 | 2021 |  |  | N | IPP Non-CHP | IPP | IPP | 2 | X | SUN | Renewable | 4.9 | 0 | 1 | 0
Operable | 64220 | Solar Star Prime 5, LLC |  | 64610 | Amazon MDW6 Solar Project | IL | Restructured | Will | MDW6 | Solar Photovoltaic | PV |  | W | X | X |  |  | 1.9 |  | 1.9 | 1.6 |  | N |  |  | OP | X | 12 | 2020 | 2020 |  |  | N | IPP Non-CHP | IPP | IPP | 2 | X | SUN | Renewable | 1.9 | 0 | 1 | 0
Operable | 65214 | Solar Star Prime 6, LLC |  | 66022 | Amazon MDW7 Solar Project | IL | Restructured | Will | AMDW7 | Solar Photovoltaic | PV |  | S | X | X |  |  | 1.9 |  | 1.9 | 0.5 |  | N |  |  | OP | X | 11 | 2022 | 2022 |  |  | N | IPP Non-CHP | IPP | IPP | 2 | X | SUN | Renewable | 1.9 | 0 | 1 | 0
Operable | 64933 | Solar Star River SLB, LLC |  | 65658 | DRPA Lindenwold Station Solar Project | NJ | Restructured | Camden | DLSSP | Solar Photovoltaic | PV |  | J | X | X |  |  | 6 |  | 6 | 4.8 |  | N |  |  | OP | X | 12 | 2021 | 2021 |  |  | N | IPP Non-CHP | IPP | IPP | 2 | X | SUN | Renewable | 6 | 0 | 1 | 0
Operable | 64933 | Solar Star River SLB, LLC |  | 66020 | DRPA Woodcrest Station Solar Project | NJ | Restructured | Camden | WSSP | Solar Photovoltaic | PV |  | J | X | X |  |  | 4.4 |  | 4.2 | 3.1 |  | N |  |  | OP | X | 4 | 2022 | 2022 |  |  | N | IPP Non-CHP | IPP | IPP | 2 | X | SUN | Renewable | 4.4 | 0 | 1 | 0
Operable | 64933 | Solar Star River SLB, LLC |  | 66021 | DRPA Ashland Station Solar Project | NJ | Restructured | Camden | ASSA1 | Solar Photovoltaic | PV |  | J | X | X |  |  | 2.7 |  | 2.5 | 2.3 |  | N |  |  | OP | X | 4 | 2022 | 2022 |  |  | N | IPP Non-CHP | IPP | IPP | 2 | X | SUN | Renewable | 2.7 | 0 | 1 | 0
Operable | 64933 | Solar Star River SLB, LLC |  | 66028 | DRPA Ferry Ave Station Solar Project | NJ | Restructured | Camden | DFASP | Solar Photovoltaic | PV |  | J | X | X |  |  | 3.2 |  | 3.1 | 2.3 |  | N |  |  | OP | X | 11 | 2021 | 2021 |  |  | N | IPP Non-CHP | IPP | IPP | 2 | X | SUN | Renewable | 3.2 | 0 | 1 | 0
Operable | 65257 | Solar Star Urbana Landfill Central, LLC |  | 66079 | Solar Star Urbana Landfill Central | IL | Restructured | Champaign | 20824 | Solar Photovoltaic | PV |  | S | X | X |  |  | 1.9 |  | 1.9 | 1.7 |  | N |  |  | OP | X | 11 | 2021 | 2021 |  |  | N | IPP Non-CHP | IPP | IPP | 2 | X | SUN | Renewable | 1.9 | 0 | 1 | 0
Operable | 65256 | Solar Star Urbana Landfill East, LLC |  | 66078 | Solar Star Urbana Landfill East | IL | Restructured | Champaign | 18952 | Solar Photovoltaic | PV |  | S | X | X |  |  | 1.9 |  | 1.9 | 1.7 |  | N |  |  | OP | X | 10 | 2021 | 2021 |  |  | N | IPP Non-CHP | IPP | IPP | 2 | X | SUN | Renewable | 1.9 | 0 | 1 | 0
Operable | 61315 | Solarenewal LLC |  | 58918 | 2081 Terzian Solar Project | CA | Vertical | Fresno | 2081 | Solar Photovoltaic | PV |  | S | X | X |  |  | 1.2 |  | 1.2 | 1.2 |  | N |  |  | OP | X | 2 | 2014 | 2014 |  |  | N | IPP Non-CHP | IPP | IPP | 2 | X | SUN | Renewable | 1.2 | 0 | 1 | 0
Operable | 61315 | Solarenewal LLC |  | 58919 | 2127 Harris Solar Project | CA | Vertical | Butte | 2127 | Solar Photovoltaic | PV |  | S | X | X |  |  | 1.3 |  | 1.3 | 1.3 |  | N |  |  | OP | X | 4 | 2014 | 2014 |  |  | N | IPP Non-CHP | IPP | IPP | 2 | X | SUN | Renewable | 1.3 | 0 | 1 | 0
Operable | 61315 | Solarenewal LLC |  | 58920 | 2097 Helton Solar Project | CA | Vertical | Merced | 2097 | Solar Photovoltaic | PV |  | S | X | X |  |  | 1.5 |  | 1.5 | 1.5 |  | N |  |  | OP | X | 4 | 2014 | 2014 |  |  | N | IPP Non-CHP | IPP | IPP | 2 | X | SUN | Renewable | 1.5 | 0 | 1 | 0
Operable | 63887 | Soldier Creek Wind LLC |  | 64309 | Soldier Creek Wind | KS | Vertical | Nemaha | SCWKS | Onshore Wind Turbine | WT |  | S | X | X |  |  | 300 |  | 300 | 300 | 0 | N |  |  | OP | X | 11 | 2020 | 2020 |  |  | N | IPP Non-CHP | IPP | IPP | 2 | X | WND | Renewable | 300 | 0 | 1 | 0
Operable | 17445 | Solid Waste Authority of Palm Beach Co |  | 50071 | Palm Beach Renewable Energy Facility 1 | FL | Vertical | Palm Beach | GEN1 | Municipal Solid Waste | ST |  | S | X | X |  |  | 62.3 | 0.85 | 50 | 50 | 0 | N |  |  | OP | X | 5 | 1989 | Pre-2000 |  |  | N | Commercial Non-CHP | Customer Sited | Other | 4 | X | MSW | Renewable | 62.3 | 0 | 1 | 0
Operable | 17445 | Solid Waste Authority of Palm Beach Co |  | 57898 | Palm Beach Renewable Energy Facility 2 | FL | Vertical | Palm Beach | GEN2 | Municipal Solid Waste | ST |  | S | X | X |  |  | 96 | 0.8 | 85 | 90 | 0.1 | N |  |  | OP | X | 7 | 2015 | 2015 |  |  | N | IPP Non-CHP | IPP | IPP | 2 | X | MSW | Renewable | 96 | 0 | 1 | 0 | NG
Operable | 65811 | Solops 371 Hoes LLC |  | 66889 | Solops 371 Hoes LLC | NJ | Restructured | Middlesex | CANOP | Solar Photovoltaic | PV |  | S | X | X |  |  | 1 |  | 1 | 1 |  | N |  |  | OP | X | 9 | 2023 | 2023 |  |  | N | IPP Non-CHP | IPP | IPP | 2 | X | SUN | Renewable | 1 | 0 | 1 | 0
Operable | 65811 | Solops 371 Hoes LLC |  | 66889 | Solops 371 Hoes LLC | NJ | Restructured | Middlesex | ROOF | Solar Photovoltaic | PV |  | S | X | X |  |  | 0.3 |  | 0.3 | 0.3 |  | N |  |  | OP | X | 9 | 2023 | 2023 |  |  | N | IPP Non-CHP | IPP | IPP | 2 | X | SUN | Renewable | 0.3 | 0 | 1 | 0
Operable | 64994 | SolRiver Capital LLC |  | 59569 | Whitetail Solar | SC | Vertical | Dillon | PV1 | Solar Photovoltaic | PV |  | S | X | X |  |  | 10 |  | 10 | 10 |  | N |  |  | OP | X | 12 | 2021 | 2021 |  |  | N | IPP Non-CHP | IPP | IPP | 2 | X | SUN | Renewable | 10 | 0 | 1 | 0
Operable | 64994 | SolRiver Capital LLC |  | 60020 | McLean Homestead | NC | Vertical | Scotland | PV1 | Solar Photovoltaic | PV |  | S | X | X |  |  | 4.9 |  | 4.9 | 4.9 |  | N |  |  | OP | X | 8 | 2023 | 2023 |  |  | N | IPP Non-CHP | IPP | IPP | 2 | X | SUN | Renewable | 4.9 | 0 | 1 | 0
Operable | 64994 | SolRiver Capital LLC |  | 60028 | Shorthorn Holdings | SC | Vertical | Marlboro | PV1 | Solar Photovoltaic | PV |  | S | X | X |  |  | 8.9 |  | 8.9 | 8.9 |  | N |  |  | OP | X | 8 | 2023 | 2023 |  |  | N | IPP Non-CHP | IPP | IPP | 2 | X | SUN | Renewable | 8.9 | 0 | 1 | 0
Operable | 64994 | SolRiver Capital LLC |  | 60393 | Warbler Holdings | NC | Vertical | Cleveland | PV1 | Solar Photovoltaic | PV |  | S | X | X |  |  | 4 |  | 4 | 4 |  | N |  |  | OP | X | 10 | 2021 | 2021 |  |  | N | IPP Non-CHP | IPP | IPP | 2 | X | SUN | Renewable | 4 | 0 | 1 | 0
Operable | 64994 | SolRiver Capital LLC |  | 62810 | RIT Henrietta Solar 1, LLC | NY | Restructured | Monroe | 13500 | Solar Photovoltaic | PV |  | S | X | X |  |  | 1.6 |  | 1.6 | 1.6 |  | N |  |  | OP | X | 12 | 2018 | 2018 |  |  | N | IPP Non-CHP | IPP | IPP | 2 | X | SUN | Renewable | 1.6 | 0 | 1 | 0
Operable | 64994 | SolRiver Capital LLC |  | 63691 | Hunker Solar River, LLC | PA | Restructured | Westmoreland | 13502 | Solar Photovoltaic | PV |  | S | X | X |  |  | 3.3 |  | 3.3 | 3.3 |  | N |  |  | OP | X | 8 | 2021 | 2021 |  |  | N | IPP Non-CHP | IPP | IPP | 2 | X | SUN | Renewable | 3.3 | 0 | 1 | 0
Operable | 64994 | SolRiver Capital LLC |  | 63694 | Butler Solar, LLC | OR | Vertical | Yamhill | 13501 | Solar Photovoltaic | PV |  | S | X | X |  |  | 4 |  | 4 | 4 |  | N |  |  | OP | X | 1 | 2021 | 2021 |  |  | N | IPP Non-CHP | IPP | IPP | 2 | X | SUN | Renewable | 4 | 0 | 1 | 0
Operable | 64994 | SolRiver Capital LLC |  | 66344 | Bulloch County GA S4 LLC | GA | Vertical | Bulloch | PV1 | Solar Photovoltaic | PV |  | S | X | X |  |  | 3 |  | 3 | 3 |  | N |  |  | OP | X | 4 | 2023 | 2023 |  |  | N | IPP Non-CHP | IPP | IPP | 2 | X | SUN | Renewable | 3 | 0 | 1 | 0
Operable | 64994 | SolRiver Capital LLC |  | 66346 | Bulloch County GA S3 LLC | GA | Vertical | Bulloch | PV1 | Solar Photovoltaic | PV |  | S | X | X |  |  | 3 |  | 3 | 3 |  | N |  |  | OP | X | 4 | 2023 | 2023 |  |  | N | IPP Non-CHP | IPP | IPP | 2 | X | SUN | Renewable | 3 | 0 | 1 | 0
Operable | 64994 | SolRiver Capital LLC |  | 66350 | Richmond County GA S2 LLC | GA | Vertical | Richmond | PV1 | Solar Photovoltaic | PV |  | S | X | X |  |  | 3 |  | 3 | 3 |  | N |  |  | OP | X | 4 | 2023 | 2023 |  |  | N | IPP Non-CHP | IPP | IPP | 2 | X | SUN | Renewable | 3 | 0 | 1 | 0
Operable | 64994 | SolRiver Capital LLC |  | 66353 | Upson County GA S1 LLC | GA | Vertical | Upson | PV1 | Solar Photovoltaic | PV |  | S | X | X |  |  | 3 |  | 3 | 3 |  | N |  |  | OP | X | 4 | 2023 | 2023 |  |  | N | IPP Non-CHP | IPP | IPP | 2 | X | SUN | Renewable | 3 | 0 | 1 | 0
Operable | 64994 | SolRiver Capital LLC |  | 67060 | C&B Graham Energy, LLC | IN | Vertical | Hendricks | PV1 | Solar Photovoltaic | PV |  | S | X | X |  |  | 7 |  | 7 | 7 |  | N |  |  | OP | X | 8 | 2023 | 2023 |  |  | N | IPP Non-CHP | IPP | IPP | 2 | X | SUN | Renewable | 7 | 0 | 1 | 0
Operable | 60800 | Soltage VUL 1600 Chemung, LLC |  | 60365 | Vulcraft Solar | NY | Restructured | Chemung | VULC | Solar Photovoltaic | PV |  | S | X | X |  |  | 1.6 |  | 1.6 | 1.6 |  | N |  |  | OP | X | 11 | 2013 | 2013 |  |  | N | IPP Non-CHP | IPP | IPP | 2 | X | SUN | Renewable | 1.6 | 0 | 1 | 0
Operable | 64280 | Soluga Solar, LLC |  | 59934 | Soluga Farms IV | NC | Vertical | Cumberland | SFIV | Solar Photovoltaic | PV |  | S | X | X |  |  | 3.4 |  | 3.4 | 3.4 |  | N |  |  | OP | X | 9 | 2018 | 2018 |  |  | N | IPP Non-CHP | IPP | IPP | 2 | X | SUN | Renewable | 3.4 | 0 | 1 | 0
Operable | 39878 | Solutia Inc-Indian |  | 10417 | Indian Orchard Plant 1 | MA | Restructured | Hampden | TG | Natural Gas Steam Turbine | ST |  | S | X | X |  |  | 5.7 | 0.8 | 3.2 | 4.1 | 1 | N |  |  | OA | X | 5 | 1985 | Pre-2000 |  |  | Y | Industrial CHP | Customer Sited | Other | 7 | T | NG | Non-Renewable | 0 | 5.7 | 0 | 1
Operable | 63065 | SOLV Energy LLC |  | 63301 | Garrett Solar | OR | Vertical | Lake | 1888 | Solar Photovoltaic | PV |  | W | X | X |  |  | 10 |  | 10 | 10 |  | N |  |  | OP | X | 12 | 2019 | 2019 |  |  | N | IPP Non-CHP | IPP | IPP | 2 | X | SUN | Renewable | 10 | 0 | 1 | 0
Operable | 59290 | Solvida Energy Group/Blue Oak Energy |  | 59550 | Putah Creek Solar Farm | CA | Vertical | Yolo | PCSF | Solar Photovoltaic | PV |  | W | X | X |  |  | 2 |  | 2 | 2 |  | N |  |  | OP | X | 12 | 2014 | 2014 |  |  | N | IPP Non-CHP | IPP | IPP | 2 | X | SUN | Renewable | 2 | 0 | 1 | 0
Operable | 62766 | Somerville Solar, LLC |  | 62900 | Somerville Solar | TN | Vertical | Fayette | PV | Solar Photovoltaic | PV |  | S | X | X |  |  | 2.3 |  | 2.3 | 2.3 |  | N |  |  | OP | X | 9 | 2019 | 2019 |  |  | N | IPP Non-CHP | IPP | IPP | 2 | X | SUN | Renewable | 2.3 | 0 | 1 | 0
Operable | 63664 | Somonauk Road Solar 1, LLC |  | 64013 | Somonauk Road Solar 1 | IL | Restructured | DeKalb | 6344 | Solar Photovoltaic | PV |  | S | X | X |  |  | 2 |  | 2 | 1.6 |  | N |  |  | OP | X | 3 | 2021 | 2021 |  |  | N | IPP Non-CHP | IPP | IPP | 2 | X | SUN | Renewable | 2 | 0 | 1 | 0
Operable | 57302 | Sonoco Products Co |  | 57919 | Sonoco Products Co | SC | Vertical | Darlington | 2 | Natural Gas Steam Turbine | ST |  | S | X | X |  |  | 2.5 | 0.8 | 2.5 | 2.5 | 0.5 | N |  |  | SB | Y | 6 | 1950 | Pre-2000 |  |  | Y | Industrial CHP | Customer Sited | Other | 7 | B | NG | Non-Renewable | 0 | 2.5 | 0 | 1 | BIT
Operable | 57302 | Sonoco Products Co |  | 57919 | Sonoco Products Co | SC | Vertical | Darlington | 3 | Wood/Wood Waste Biomass | ST |  | S | X | X |  |  | 10 | 0.8 | 10 | 10 | 1 | N |  |  | OP | X | 2 | 1947 | Pre-2000 |  |  | Y | Industrial CHP | Customer Sited | Other | 7 | B | WDS | Renewable | 10 | 0 | 1 | 0 | NG
Operable | 57302 | Sonoco Products Co |  | 57919 | Sonoco Products Co | SC | Vertical | Darlington | 4 | Wood/Wood Waste Biomass | ST |  | S | X | X |  |  | 28 | 0.85 | 28 | 28 | 2 | N |  |  | OP | X | 6 | 1957 | Pre-2000 |  |  | Y | Industrial CHP | Customer Sited | Other | 7 | B | WDS | Renewable | 28 | 0 | 1 | 0 | NG
Operable | 61987 | Sonoma County Junior College District |  | 62039 | Santa Rosa Junior College Petaluma Solar | CA | Vertical | Sonoma | SRJCP | Solar Photovoltaic | PV |  | S | X | X |  |  | 1.2 |  | 1.1 | 0.6 |  | N |  |  | OP | X | 7 | 2018 | 2018 |  |  | N | IPP Non-CHP | IPP | IPP | 2 | X | SUN | Renewable | 1.2 | 0 | 1 | 0
Operable | 21944 | Sonoma County Water Agency |  | 54261 | Warm Springs Hydro Project | CA | Vertical | Sonoma | 3385 | Conventional Hydroelectric | HY |  | S | X | X |  |  | 2.7 | 0.9 | 1.2 | 1.2 | 0.4 | N |  |  | OP | X | 12 | 1988 | Pre-2000 |  |  | N | IPP Non-CHP | IPP | IPP | 2 | X | WAT | Renewable | 2.7 | 0 | 1 | 0
Operable | 65652 | Sonoran Solar Energy, LLC |  | 66627 | Sonoran Solar Energy | AZ | Vertical | Maricopa | SON12 | Solar Photovoltaic | PV |  | S | X | X |  |  | 490 | 0.95 | 260 | 260 |  | N |  |  | OP | X | 12 | 2023 | 2023 |  |  | N | IPP Non-CHP | IPP | IPP | 2 | X | SUN | Renewable | 490 | 0 | 1 | 0
Operable | 65652 | Sonoran Solar Energy, LLC |  | 66627 | Sonoran Solar Energy | AZ | Vertical | Maricopa | SON13 | Batteries | BA |  | S | X | X |  |  | 260 |  | 260 | 260 |  | N |  |  | OP | X | 7 | 2023 | 2023 |  |  | N | IPP Non-CHP | IPP | IPP | 2 | X | MWH | Other | 0 | 0 | 0 | 0
Operable | 59914 | Sophie Solar LLC |  | 58745 | Sophie Solar | NC | Vertical | Cleveland | PV1 | Solar Photovoltaic | PV |  | S | X | X |  |  | 4.5 |  | 4.5 | 4.5 |  | N |  |  | OP | X | 4 | 2016 | 2016 |  |  | N | IPP Non-CHP | IPP | IPP | 2 | X | SUN | Renewable | 4.5 | 0 | 1 | 0
Operable | 63675 | Soscol Ferry Solar |  | 63761 | Soscol Ferry Solar | CA | Vertical | Napa | SSCLC | Solar Photovoltaic | PV |  | W | X | X |  |  | 1 |  | 1 | 1 |  | N |  |  | OP | X | 12 | 2020 | 2020 |  |  | N | IPP Non-CHP | IPP | IPP | 2 | X | SUN | Renewable | 1 | 0 | 1 | 0
Operable | 63675 | Soscol Ferry Solar |  | 63761 | Soscol Ferry Solar | CA | Vertical | Napa | SSCLD | Solar Photovoltaic | PV |  | W | X | X |  |  | 1 |  | 1 | 1 |  | N |  |  | OP | X | 12 | 2020 | 2020 |  |  | N | IPP Non-CHP | IPP | IPP | 2 | X | SUN | Renewable | 1 | 0 | 1 | 0
Operable | 60478 | South Atlantic Services Inc |  | 60798 | South Atlantic Services Solar Farm I | NC | Vertical | New Hanover | PV1 | Solar Photovoltaic | PV |  | S | X | X | NA | NA | 1.6 |  | 1.6 | 1.6 |  | N |  |  | OP | X | 12 | 2013 | 2013 |  |  | N | IPP Non-CHP | IPP | IPP | 2 | X | SUN | Renewable | 1.6 | 0 | 1 | 0
Operable | 58524 | South Boston Energy LLC |  | 58560 | Halifax County Biomass | VA | Vertical | Halifax | STG1 | Wood/Wood Waste Biomass | ST |  | W | X | X | 1084391751 | 1084391751 | 49.9 | 0.85 | 45.4 | 45.4 | 25 | N |  |  | OP | X | 11 | 2013 | 2013 |  |  | N | IPP Non-CHP | IPP | IPP | 2 | X | WDS | Renewable | 49.9 | 0 | 1 | 0
Operable | 17554 | South Carolina Genertg Co, Inc |  | 3298 | Williams | SC | Vertical | Berkeley | ST1 | Conventional Steam Coal | ST |  | S | X | X |  |  | 659.7 | 0.9 | 605 | 610 | 270 | N |  |  | OP | X | 7 | 1973 | Pre-2000 |  |  | N | Electric Utility | Utility | Investor Owned Utility | 1 | X | BIT | Non-Renewable | 0 | 659.7 | 0 | 1
Operable | 17543 | South Carolina Public Service Authority |  | 130 | Cross | SC | Vertical | Berkeley | 1 | Conventional Steam Coal | ST |  | S | X | X |  |  | 590.9 | 0.9 | 580 | 585 | 260 | N |  |  | OP | X | 5 | 1995 | Pre-2000 |  |  | N | Electric Utility | Utility | Other | 1 | X | BIT | Non-Renewable | 0 | 590.9 | 0 | 1
Operable | 17543 | South Carolina Public Service Authority |  | 130 | Cross | SC | Vertical | Berkeley | 2 | Conventional Steam Coal | ST |  | S | X | X |  |  | 556.2 | 0.9 | 565 | 570 | 250 | N |  |  | OP | X | 5 | 1984 | Pre-2000 |  |  | N | Electric Utility | Utility | Other | 1 | X | BIT | Non-Renewable | 0 | 556.2 | 0 | 1
Operable | 17543 | South Carolina Public Service Authority |  | 130 | Cross | SC | Vertical | Berkeley | 3 | Conventional Steam Coal | ST |  | S | X | X |  |  | 591 | 0.9 | 580 | 610 | 250 | N |  |  | OP | X | 1 | 2007 | 2007 |  |  | N | Electric Utility | Utility | Other | 1 | X | BIT | Non-Renewable | 0 | 591 | 0 | 1
Operable | 17543 | South Carolina Public Service Authority |  | 130 | Cross | SC | Vertical | Berkeley | 4 | Conventional Steam Coal | ST |  | S | X | X |  |  | 652 | 0.9 | 605 | 615 | 250 | N |  |  | OP | X | 10 | 2008 | 2008 |  |  | N | Electric Utility | Utility | Other | 1 | X | BIT | Non-Renewable | 0 | 652 | 0 | 1 | DFO
Operable | 17543 | South Carolina Public Service Authority |  | 3318 | Hilton Head | SC | Vertical | Beaufort | 1 | Petroleum Liquids | GT |  | S | X | X |  |  | 26.6 | 0.9 | 16 | 20 | 2 | N |  |  | OP | X | 8 | 1973 | Pre-2000 | 12 | 2033 | N | Electric Utility | Utility | Other | 1 | X | DFO | Non-Renewable | 0 | 26.6 | 0 | 1
Operable | 17543 | South Carolina Public Service Authority |  | 3318 | Hilton Head | SC | Vertical | Beaufort | 2 | Petroleum Liquids | GT |  | S | X | X |  |  | 26.6 | 0.9 | 16 | 20 | 2 | N |  |  | OP | X | 8 | 1974 | Pre-2000 | 12 | 2033 | N | Electric Utility | Utility | Other | 1 | X | DFO | Non-Renewable | 0 | 26.6 | 0 | 1
Operable | 17543 | South Carolina Public Service Authority |  | 3318 | Hilton Head | SC | Vertical | Beaufort | 3 | Petroleum Liquids | GT |  | S | X | X |  |  | 64.7 | 0.9 | 52 | 60 | 7 | N |  |  | OP | X | 4 | 1979 | Pre-2000 | 12 | 2033 | N | Electric Utility | Utility | Other | 1 | X | DFO | Non-Renewable | 0 | 64.7 | 0 | 1
Operable | 17543 | South Carolina Public Service Authority |  | 3319 | Jefferies | SC | Vertical | Berkeley | H1 | Conventional Hydroelectric | HY |  | S | X | X |  |  | 30.6 | 0.9 | 31 | 31 | 18 | N |  |  | OP | X | 12 | 1942 | Pre-2000 |  |  | N | Electric Utility | Utility | Other | 1 | X | WAT | Renewable | 30.6 | 0 | 1 | 0
Operable | 17543 | South Carolina Public Service Authority |  | 3319 | Jefferies | SC | Vertical | Berkeley | H2 | Conventional Hydroelectric | HY |  | S | X | X |  |  | 36.9 | 0.9 | 36 | 36 | 13 | N |  |  | OP | X | 12 | 1942 | Pre-2000 |  |  | N | Electric Utility | Utility | Other | 1 | X | WAT | Renewable | 36.9 | 0 | 1 | 0
Operable | 17543 | South Carolina Public Service Authority |  | 3319 | Jefferies | SC | Vertical | Berkeley | H3 | Conventional Hydroelectric | HY |  | S | X | X |  |  | 30.6 | 0.9 | 29 | 29 | 18 | N |  |  | OP | X | 12 | 1942 | Pre-2000 |  |  | N | Electric Utility | Utility | Other | 1 | X | WAT | Renewable | 30.6 | 0 | 1 | 0
Operable | 17543 | South Carolina Public Service Authority |  | 3319 | Jefferies | SC | Vertical | Berkeley | H4 | Conventional Hydroelectric | HY |  | S | X | X |  |  | 36.9 | 0.9 | 36 | 36 | 13 | N |  |  | OP | X | 12 | 1942 | Pre-2000 |  |  | N | Electric Utility | Utility | Other | 1 | X | WAT | Renewable | 36.9 | 0 | 1 | 0
Operable | 17543 | South Carolina Public Service Authority |  | 3319 | Jefferies | SC | Vertical | Berkeley | H6 | Conventional Hydroelectric | HY |  | S | X | X |  |  | 10.2 | 0.9 | 8 | 8 | 8 | N |  |  | OP | X | 12 | 1942 | Pre-2000 |  |  | N | Electric Utility | Utility | Other | 1 | X | WAT | Renewable | 10.2 | 0 | 1 | 0
Operable | 17543 | South Carolina Public Service Authority |  | 3320 | Myrtle Beach | SC | Vertical | Horry | 1 | Petroleum Liquids | GT |  | S | X | X |  |  | 11.5 | 0.85 | 8 | 10 | 3 | N |  |  | OP | X | 8 | 1972 | Pre-2000 | 12 | 2033 | N | Electric Utility | Utility | Other | 1 | X | DFO | Non-Renewable | 0 | 11.5 | 0 | 1
Operable | 17543 | South Carolina Public Service Authority |  | 3320 | Myrtle Beach | SC | Vertical | Horry | 2 | Petroleum Liquids | GT |  | S | X | X |  |  | 11.5 | 0.85 | 8 | 10 | 3 | N |  |  | OP | X | 5 | 1962 | Pre-2000 | 12 | 2033 | N | Electric Utility | Utility | Other | 1 | X | DFO | Non-Renewable | 0 | 11.5 | 0 | 1
Operable | 17543 | South Carolina Public Service Authority |  | 3320 | Myrtle Beach | SC | Vertical | Horry | 3 | Petroleum Liquids | GT |  | S | X | X |  |  | 26.6 | 0.9 | 19 | 20 | 4 | N |  |  | OP | X | 5 | 1962 | Pre-2000 | 12 | 2033 | N | Electric Utility | Utility | Other | 1 | X | DFO | Non-Renewable | 0 | 26.6 | 0 | 1
Operable | 17543 | South Carolina Public Service Authority |  | 3320 | Myrtle Beach | SC | Vertical | Horry | 4 | Petroleum Liquids | GT |  | S | X | X |  |  | 26.6 | 0.9 | 19 | 20 | 4 | N |  |  | OP | X | 8 | 1972 | Pre-2000 |  |  | N | Electric Utility | Utility | Other | 1 | X | DFO | Non-Renewable | 0 | 26.6 | 0 | 1
Operable | 17543 | South Carolina Public Service Authority |  | 3320 | Myrtle Beach | SC | Vertical | Horry | 5 | Petroleum Liquids | GT |  | S | X | X |  |  | 35.3 | 0.9 | 19 | 25 | 10 | N |  |  | OP | X | 6 | 1976 | Pre-2000 |  |  | N | Electric Utility | Utility | Other | 1 | X | DFO | Non-Renewable | 0 | 35.3 | 0 | 1
Operable | 17543 | South Carolina Public Service Authority |  | 3321 | Spillway | SC | Vertical | Berkeley | 1 | Conventional Hydroelectric | HY |  | S | X | X |  |  | 2 | 0.8 | 2 | 2 | 1.5 | N |  |  | OP | X | 8 | 1950 | Pre-2000 |  |  | N | Electric Utility | Utility | Other | 1 | X | WAT | Renewable | 2 | 0 | 1 | 0
Operable | 17543 | South Carolina Public Service Authority |  | 6249 | Winyah | SC | Vertical | Georgetown | 1 | Conventional Steam Coal | ST |  | S | X | X |  |  | 315 | 0.9 | 275 | 280 | 100 | N |  |  | OP | X | 3 | 1975 | Pre-2000 | 12 | 2030 | N | Electric Utility | Utility | Other | 1 | X | BIT | Non-Renewable | 0 | 315 | 0 | 1
Operable | 17543 | South Carolina Public Service Authority |  | 6249 | Winyah | SC | Vertical | Georgetown | 2 | Conventional Steam Coal | ST |  | S | X | X |  |  | 315 | 0.9 | 285 | 290 | 100 | N |  |  | OP | X | 7 | 1977 | Pre-2000 | 12 | 2030 | N | Electric Utility | Utility | Other | 1 | X | BIT | Non-Renewable | 0 | 315 | 0 | 1
Operable | 17543 | South Carolina Public Service Authority |  | 6249 | Winyah | SC | Vertical | Georgetown | 3 | Conventional Steam Coal | ST |  | S | X | X |  |  | 315 | 0.9 | 285 | 290 | 100 | N |  |  | OP | X | 5 | 1980 | Pre-2000 | 12 | 2030 | N | Electric Utility | Utility | Other | 1 | X | BIT | Non-Renewable | 0 | 315 | 0 | 1
Operable | 17543 | South Carolina Public Service Authority |  | 6249 | Winyah | SC | Vertical | Georgetown | 4 | Conventional Steam Coal | ST |  | S | X | X |  |  | 315 | 0.9 | 285 | 290 | 110 | N |  |  | OP | X | 11 | 1981 | Pre-2000 | 12 | 2030 | N | Electric Utility | Utility | Other | 1 | X | BIT | Non-Renewable | 0 | 315 | 0 | 1
Operable | 17543 | South Carolina Public Service Authority |  | 7834 | John S Rainey | SC | Vertical | Anderson | CT1A | Natural Gas Fired Combined Cycle | CT | PB1 | S | X | N |  |  | 165 | 0.85 | 150 | 170 | 120 | N |  |  | OP | X | 9 | 2001 | 2001 |  |  | N | Electric Utility | Utility | Other | 1 | X | NG | Non-Renewable | 0 | 165 | 0 | 1 | DFO
Operable | 17543 | South Carolina Public Service Authority |  | 7834 | John S Rainey | SC | Vertical | Anderson | CT1B | Natural Gas Fired Combined Cycle | CT | PB1 | S | X | N |  |  | 165 | 0.85 | 150 | 170 | 120 | N |  |  | OP | X | 9 | 2001 | 2001 |  |  | N | Electric Utility | Utility | Other | 1 | X | NG | Non-Renewable | 0 | 165 | 0 | 1 | DFO
Operable | 17543 | South Carolina Public Service Authority |  | 7834 | John S Rainey | SC | Vertical | Anderson | CT2A | Natural Gas Fired Combustion Turbine | GT |  | S | X | X |  |  | 165 | 0.85 | 146 | 180 | 20 | N |  |  | OP | X | 3 | 2002 | 2002 |  |  | N | Electric Utility | Utility | Other | 1 | X | NG | Non-Renewable | 0 | 165 | 0 | 1 | DFO
Operable | 17543 | South Carolina Public Service Authority |  | 7834 | John S Rainey | SC | Vertical | Anderson | CT2B | Natural Gas Fired Combustion Turbine | GT |  | S | X | X |  |  | 165 | 0.85 | 146 | 180 | 20 | N |  |  | OP | X | 5 | 2002 | 2002 |  |  | N | Electric Utility | Utility | Other | 1 | X | NG | Non-Renewable | 0 | 165 | 0 | 1 | DFO
Operable | 17543 | South Carolina Public Service Authority |  | 7834 | John S Rainey | SC | Vertical | Anderson | CT3A | Natural Gas Fired Combustion Turbine | GT |  | S | X | X |  |  | 84 | 0.85 | 75 | 90 | 10 | N |  |  | OP | X | 1 | 2004 | 2004 |  |  | N | Electric Utility | Utility | Other | 1 | X | NG | Non-Renewable | 0 | 84 | 0 | 1
Operable | 17543 | South Carolina Public Service Authority |  | 7834 | John S Rainey | SC | Vertical | Anderson | CT3B | Natural Gas Fired Combustion Turbine | GT |  | S | X | X |  |  | 84 | 0.85 | 75 | 90 | 10 | N |  |  | OP | X | 1 | 2004 | 2004 |  |  | N | Electric Utility | Utility | Other | 1 | X | NG | Non-Renewable | 0 | 84 | 0 | 1
Operable | 17543 | South Carolina Public Service Authority |  | 7834 | John S Rainey | SC | Vertical | Anderson | CT4A | Natural Gas Fired Combustion Turbine | GT |  | S | X | X |  |  | 84 | 0.85 | 75 | 90 | 10 | N |  |  | OP | X | 1 | 2004 | 2004 |  |  | N | Electric Utility | Utility | Other | 1 | X | NG | Non-Renewable | 0 | 84 | 0 | 1
Operable | 17543 | South Carolina Public Service Authority |  | 7834 | John S Rainey | SC | Vertical | Anderson | ST1S | Natural Gas Fired Combined Cycle | CA | PB1 | S | N | X |  |  | 190 | 0.85 | 160 | 180 | 120 | N |  |  | OP | X | 9 | 2001 | 2001 |  |  | N | Electric Utility | Utility | Other | 1 | X | NG | Non-Renewable | 0 | 190 | 0 | 1
Operable | 17543 | South Carolina Public Service Authority |  | 7958 | Horry Land Fill Gas Site | SC | Vertical | Horry | HG1 | Landfill Gas | IC |  | S | X | X |  |  | 1 | 1 | 1.1 | 1.1 | 0.5 | N |  |  | OP | X | 8 | 2001 | 2001 |  |  | N | Electric Utility | Utility | Other | 1 | X | LFG | Renewable | 1 | 0 | 1 | 0
Operable | 17543 | South Carolina Public Service Authority |  | 7958 | Horry Land Fill Gas Site | SC | Vertical | Horry | HG2 | Landfill Gas | IC |  | S | X | X |  |  | 1 | 1 | 1.1 | 1.1 | 0.5 | N |  |  | OP | X | 8 | 2001 | 2001 |  |  | N | Electric Utility | Utility | Other | 1 | X | LFG | Renewable | 1 | 0 | 1 | 0
Operable | 17543 | South Carolina Public Service Authority |  | 7958 | Horry Land Fill Gas Site | SC | Vertical | Horry | HG3 | Landfill Gas | IC |  | S | X | X |  |  | 1.1 | 1 | 1.1 | 1.1 | 0.5 | N |  |  | OP | X | 3 | 2003 | 2003 |  |  | N | Electric Utility | Utility | Other | 1 | X | LFG | Renewable | 1.1 | 0 | 1 | 0
Operable | 17543 | South Carolina Public Service Authority |  | 56120 | Lee County Landfill | SC | Vertical | Lee | L1 | Landfill Gas | IC |  | S | X | X |  |  | 1.9 | 0.9 | 1.8 | 1.8 | 0.9 | N |  |  | OP | X | 1 | 2005 | 2005 |  |  | N | Electric Utility | Utility | Other | 1 | X | LFG | Renewable | 1.9 | 0 | 1 | 0
Operable | 17543 | South Carolina Public Service Authority |  | 56120 | Lee County Landfill | SC | Vertical | Lee | L2 | Landfill Gas | IC |  | S | X | X |  |  | 1.9 | 0.9 | 1.8 | 1.8 | 0.9 | N |  |  | OP | X | 1 | 2005 | 2005 |  |  | N | Electric Utility | Utility | Other | 1 | X | LFG | Renewable | 1.9 | 0 | 1 | 0
Operable | 17543 | South Carolina Public Service Authority |  | 56120 | Lee County Landfill | SC | Vertical | Lee | L3 | Landfill Gas | IC |  | S | X | X |  |  | 1.9 | 0.9 | 1.8 | 1.8 | 0.9 | N |  |  | OP | X | 1 | 2005 | 2005 |  |  | N | Electric Utility | Utility | Other | 1 | X | LFG | Renewable | 1.9 | 0 | 1 | 0
Operable | 17543 | South Carolina Public Service Authority |  | 56120 | Lee County Landfill | SC | Vertical | Lee | L4 | Landfill Gas | GT |  | S | X | X |  |  | 5.5 | 0.8 | 5.2 | 5.2 | 3.7 | N |  |  | OP | X | 9 | 2006 | 2006 |  |  | N | Electric Utility | Utility | Other | 1 | X | LFG | Renewable | 5.5 | 0 | 1 | 0
Operable | 17543 | South Carolina Public Service Authority |  | 56122 | Richland County Landfill | SC | Vertical | Richland | R1 | Landfill Gas | GT |  | S | X | X |  |  | 5.7 | 0.8 | 5.2 | 5.2 | 3.7 | N |  |  | OP | X | 1 | 2006 | 2006 |  |  | N | Electric Utility | Utility | Other | 1 | X | LFG | Renewable | 5.7 | 0 | 1 | 0
Operable | 17543 | South Carolina Public Service Authority |  | 56122 | Richland County Landfill | SC | Vertical | Richland | R2 | Landfill Gas | IC |  | S | X | X |  |  | 1.6 | 0.8 | 1.5 | 1.5 | 0.6 | N |  |  | OP | X | 12 | 2010 | 2010 |  |  | N | Electric Utility | Utility | Other | 1 | X | LFG | Renewable | 1.6 | 0 | 1 | 0
Operable | 17543 | South Carolina Public Service Authority |  | 56122 | Richland County Landfill | SC | Vertical | Richland | R3 | Landfill Gas | IC |  | S | X | X |  |  | 1.6 | 0.8 | 1.5 | 1.5 | 0.6 | N |  |  | OP | X | 12 | 2010 | 2010 |  |  | N | Electric Utility | Utility | Other | 1 | X | LFG | Renewable | 1.6 | 0 | 1 | 0
Operable | 17543 | South Carolina Public Service Authority |  | 56995 | Georgetown LFGTE | SC | Vertical | Georgetown | G1 | Landfill Gas | IC |  | S | X | X |  |  | 1.1 | 1 | 1 | 1 | 0.6 | N |  |  | OS | X | 1 | 2010 | 2010 |  |  | N | Electric Utility | Utility | Other | 1 | X | LFG | Renewable | 1.1 | 0 | 1 | 0
Operable | 17543 | South Carolina Public Service Authority |  | 57945 | Berkeley County Landfill | SC | Vertical | Berkeley | B1 | Landfill Gas | IC |  | S | X | X |  |  | 1.6 | 0.8 | 1.5 | 1.5 | 0.6 | N |  |  | OP | X | 2 | 2011 | 2011 |  |  | N | Electric Utility | Utility | Other | 1 | X | LFG | Renewable | 1.6 | 0 | 1 | 0
Operable | 17543 | South Carolina Public Service Authority |  | 57945 | Berkeley County Landfill | SC | Vertical | Berkeley | B2 | Landfill Gas | IC |  | S | X | X |  |  | 1.6 | 0.8 | 1.5 | 1.5 | 0.6 | N |  |  | OP | X | 2 | 2011 | 2011 |  |  | N | Electric Utility | Utility | Other | 1 | X | LFG | Renewable | 1.6 | 0 | 1 | 0
Operable | 65795 | South County Packing |  | 66863 | Blackjack Solar | CA | Vertical | Monterey | BJK01 | Solar Photovoltaic | PV |  | S | X | X |  |  | 4 |  | 3.9 | 3.1 |  | N |  |  | OP | X | 12 | 2020 | 2020 |  |  | N | Industrial Non-CHP | Customer Sited | Other | 6 | X | SUN | Renewable | 4 | 0 | 1 | 0
Operable | 62971 | South Energy Investments LLC |  | 63302 | South Windsor Fuel Cell | CT | Restructured | Hartford | SWFC5 | Other Natural Gas | FC |  | S | X | X |  |  | 5 |  | 5 | 5 | 0.4 | N |  |  | OP | X | 3 | 2020 | 2020 |  |  | N | IPP Non-CHP | IPP | IPP | 2 | X | NG | Non-Renewable | 0 | 5 | 0 | 1
Operable | 14191 | South Feather Water and Power Agency |  | 417 | Forbestown | CA | Vertical | Butte | 1 | Conventional Hydroelectric | HY |  | S | X | X |  |  | 41.9 | 0.9 | 37.5 | 37.5 | 0 | N |  |  | OP | X | 10 | 1963 | Pre-2000 |  |  | N | Electric Utility | Utility | Municipal | 1 | X | WAT | Renewable | 41.9 | 0 | 1 | 0
Operable | 14191 | South Feather Water and Power Agency |  | 418 | Kelly Ridge | CA | Vertical | Butte | 1 | Conventional Hydroelectric | HY |  | S | X | X |  |  | 10 | 0.9 | 10 | 10 | 0 | N |  |  | OP | X | 9 | 1963 | Pre-2000 |  |  | N | Electric Utility | Utility | Municipal | 1 | X | WAT | Renewable | 10 | 0 | 1 | 0
Operable | 14191 | South Feather Water and Power Agency |  | 419 | Woodleaf | CA | Vertical | Butte | 1 | Conventional Hydroelectric | HY |  | S | X | X |  |  | 67.2 | 0.9 | 60 | 60 | 0 | N |  |  | OP | X | 11 | 1963 | Pre-2000 |  |  | N | Electric Utility | Utility | Municipal | 1 | X | WAT | Renewable | 67.2 | 0 | 1 | 0
Operable | 14191 | South Feather Water and Power Agency |  | 776 | Sly Creek | CA | Vertical | Butte | 1 | Conventional Hydroelectric | HY |  | S | X | X |  |  | 12.1 | 0.9 | 12.1 | 12.1 | 0 | N |  |  | OP | X | 7 | 1983 | Pre-2000 |  |  | N | Electric Utility | Utility | Municipal | 1 | X | WAT | Renewable | 12.1 | 0 | 1 | 0
Operable | 60131 | South Field Energy, LLC |  | 60356 | South Field Energy | OH | Restructured | Columbiana | SFCT1 | Natural Gas Fired Combined Cycle | CT | UNT1 | S | X | Y |  |  | 344.4 | 0.85 | 344.4 | 344.4 | 250 | N |  |  | OP | X | 8 | 2021 | 2021 |  |  | N | IPP Non-CHP | IPP | IPP | 2 | X | NG | Non-Renewable | 0 | 344.4 | 0 | 1
Operable | 60131 | South Field Energy, LLC |  | 60356 | South Field Energy | OH | Restructured | Columbiana | SFCT2 | Natural Gas Fired Combined Cycle | CT | UNT2 | S | X | Y |  |  | 344.4 | 0.85 | 344.4 | 344.4 | 250 | N |  |  | OP | X | 10 | 2021 | 2021 |  |  | N | IPP Non-CHP | IPP | IPP | 2 | X | NG | Non-Renewable | 0 | 344.4 | 0 | 1
Operable | 60131 | South Field Energy, LLC |  | 60356 | South Field Energy | OH | Restructured | Columbiana | SFST1 | Natural Gas Fired Combined Cycle | CA | UNT1 | S | Y | X |  |  | 260.8 | 0.85 | 260.8 | 260.8 | 100 | N |  |  | OP | X | 8 | 2021 | 2021 |  |  | N | IPP Non-CHP | IPP | IPP | 2 | X | NG | Non-Renewable | 0 | 260.8 | 0 | 1
Operable | 60131 | South Field Energy, LLC |  | 60356 | South Field Energy | OH | Restructured | Columbiana | SFST2 | Natural Gas Fired Combined Cycle | CA | UNT2 | S | Y | X |  |  | 260.8 | 0.85 | 260.8 | 260.8 | 100 | N |  |  | OP | X | 10 | 2021 | 2021 |  |  | N | IPP Non-CHP | IPP | IPP | 2 | X | NG | Non-Renewable | 0 | 260.8 | 0 | 1
Operable | 60458 | South Fork Wind, LLC |  | 58691 | South Fork Wind Farm | MN | Vertical | Jackson | STFK1 | Onshore Wind Turbine | WT |  | S | X | X | ALTW.South.Frk | ALTW.South.Frk | 13.8 |  | 13 | 13 | 0 | N |  |  | OP | X | 12 | 2016 | 2016 |  |  | N | IPP Non-CHP | IPP | IPP | 2 | X | WND | Renewable | 13.8 | 0 | 1 | 0
Operable | 17627 | South Forks Joint Venture |  | 10296 | South Forks Hydro | ID | Vertical | Twin Falls | GEN1 | Conventional Hydroelectric | HY |  | S | X | X |  |  | 4 | 0.95 | 4 | 4 | 0.8 | N |  |  | OP | X | 12 | 1984 | Pre-2000 |  |  | N | IPP Non-CHP | IPP | IPP | 2 | X | WAT | Renewable | 4 | 0 | 1 | 0
Operable | 17627 | South Forks Joint Venture |  | 10296 | South Forks Hydro | ID | Vertical | Twin Falls | GEN2 | Conventional Hydroelectric | HY |  | S | X | X |  |  | 4 | 0.95 | 4 | 4 | 0.8 | N |  |  | OP | X | 12 | 1984 | Pre-2000 |  |  | N | IPP Non-CHP | IPP | IPP | 2 | X | WAT | Renewable | 4 | 0 | 1 | 0
Operable | 65161 | South Garden LLC |  | 65989 | South Garden | MN | Vertical | McLeod | MNC01 | Solar Photovoltaic | PV |  | S | X | X |  |  | 1 | 1 | 1 | 1 |  | N |  |  | OP | X | 7 | 2023 | 2023 |  |  | N | IPP Non-CHP | IPP | IPP | 2 | X | SUN | Renewable | 1 | 0 | 1 | 0
Operable | 17566 | South Houston Green Power LLC |  | 52132 | Power Station 4 | TX | Restructured | Galveston | GEN1 | Natural Gas Fired Combined Cycle | CT | CC1 | W | X | N | AMOCOOIL | AMOCOOIL | 78.2 | 0.85 | 69 | 78 | 50 | N |  |  | OP | X | 9 | 1986 | Pre-2000 |  |  | Y | Industrial CHP | Customer Sited | Other | 7 | T | NG | Non-Renewable | 0 | 78.2 | 0 | 1
Operable | 17566 | South Houston Green Power LLC |  | 52132 | Power Station 4 | TX | Restructured | Galveston | GEN2 | Natural Gas Fired Combined Cycle | CT | CC1 | W | X | N | AMOCOOIL | AMOCOOIL | 78.2 | 0.85 | 69 | 78 | 50 | N |  |  | OP | X | 9 | 1986 | Pre-2000 |  |  | Y | Industrial CHP | Customer Sited | Other | 7 | T | NG | Non-Renewable | 0 | 78.2 | 0 | 1
Operable | 17566 | South Houston Green Power LLC |  | 52132 | Power Station 4 | TX | Restructured | Galveston | GEN3 | Natural Gas Fired Combined Cycle | CA | CC1 | W | Y | X | AMOCOOIL | AMOCOOIL | 34.7 | 0.85 | 34 | 34 | 34 | N |  |  | OS | X | 9 | 1986 | Pre-2000 |  |  | Y | Industrial CHP | Customer Sited | Other | 7 | T | NG | Non-Renewable | 0 | 34.7 | 0 | 1
Operable | 17566 | South Houston Green Power LLC |  | 55470 | Green Power 2 | TX | Restructured | Galveston | ST1 | Natural Gas Fired Combined Cycle | CA | CC2 | W | Y | X | AMOCOOIL | AMOCOOIL | 110 | 0.85 | 75 | 75 | 19 | N |  |  | OP | X | 12 | 2003 | 2003 |  |  | Y | Industrial CHP | Customer Sited | Other | 7 | T | NG | Non-Renewable | 0 | 110 | 0 | 1 | OG
Operable | 17566 | South Houston Green Power LLC |  | 55470 | Green Power 2 | TX | Restructured | Galveston | ST805 | Natural Gas Fired Combined Cycle | CA | CC2 | W | Y | X | AMOCOOIL | AMOCOOIL | 250 | 0.85 | 75 | 75 | 25 | N |  |  | OS | X | 5 | 2009 | 2009 |  |  | Y | Industrial CHP | Customer Sited | Other | 7 | T | NG | Non-Renewable | 0 | 250 | 0 | 1 | OG
Operable | 17566 | South Houston Green Power LLC |  | 55470 | Green Power 2 | TX | Restructured | Galveston | TR1 | Natural Gas Fired Combined Cycle | CT | CC2 | W | X | N | AMOCOOIL | AMOCOOIL | 167 | 0.85 | 158 | 165 | 110 | N |  |  | OP | X | 12 | 2003 | 2003 |  |  | Y | Industrial CHP | Customer Sited | Other | 7 | T | NG | Non-Renewable | 0 | 167 | 0 | 1
Operable | 17566 | South Houston Green Power LLC |  | 55470 | Green Power 2 | TX | Restructured | Galveston | TR2 | Natural Gas Fired Combined Cycle | CT | CC2 | W | X | N | AMOCOOIL | AMOCOOIL | 167 | 0.85 | 158 | 165 | 110 | N |  |  | OP | X | 12 | 2003 | 2003 |  |  | Y | Industrial CHP | Customer Sited | Other | 7 | T | NG | Non-Renewable | 0 | 167 | 0 | 1
Operable | 17566 | South Houston Green Power LLC |  | 55470 | Green Power 2 | TX | Restructured | Galveston | TR3 | Natural Gas Fired Combined Cycle | CT | CC2 | W | X | N | AMOCOOIL | AMOCOOIL | 167 | 0.85 | 158 | 165 | 110 | N |  |  | OP | X | 12 | 2003 | 2003 |  |  | Y | Industrial CHP | Customer Sited | Other | 7 | T | NG | Non-Renewable | 0 | 167 | 0 | 1
Operable | 60712 | South Maui Renewable Resources LLC |  | 61099 | Kihei Solar Farm | HI | Vertical | Maui | KIHEI | Solar Photovoltaic | PV |  | S | X | X |  |  | 2.9 |  | 2.9 | 2.9 |  | N |  |  | OP | X | 5 | 2018 | 2018 |  |  | N | IPP Non-CHP | IPP | IPP | 2 | X | SUN | Renewable | 2.9 | 0 | 1 | 0
Operable | 17460 | South Oak Hospital |  | 50136 | South Oaks Hospital | NY | Restructured | Suffolk | CG1 | Natural Gas Internal Combustion Engine | IC |  | S | X | X |  |  | 0.2 | 1 | 0.1 | 0.1 | 0.1 | N |  |  | OP | X | 4 | 2008 | 2008 |  |  | Y | Commercial CHP | Customer Sited | Other | 5 | T | NG | Non-Renewable | 0 | 0.2 | 0 | 1
Operable | 17460 | South Oak Hospital |  | 50136 | South Oaks Hospital | NY | Restructured | Suffolk | CG2 | Natural Gas Internal Combustion Engine | IC |  | S | X | X |  |  | 0.2 | 1 | 0.1 | 0.1 | 0.1 | N |  |  | OP | X | 4 | 2008 | 2008 |  |  | Y | Commercial CHP | Customer Sited | Other | 5 | T | NG | Non-Renewable | 0 | 0.2 | 0 | 1
Operable | 17460 | South Oak Hospital |  | 50136 | South Oaks Hospital | NY | Restructured | Suffolk | CG3 | Natural Gas Internal Combustion Engine | IC |  | S | X | X |  |  | 0.2 | 1 | 0.1 | 0.1 | 0.1 | N |  |  | OP | X | 4 | 2008 | 2008 |  |  | Y | Commercial CHP | Customer Sited | Other | 5 | T | NG | Non-Renewable | 0 | 0.2 | 0 | 1
Operable | 17460 | South Oak Hospital |  | 50136 | South Oaks Hospital | NY | Restructured | Suffolk | CG4 | Natural Gas Internal Combustion Engine | IC |  | S | X | X |  |  | 0.2 | 1 | 0.1 | 0.1 | 0.1 | N |  |  | OP | X | 4 | 2008 | 2008 |  |  | Y | Commercial CHP | Customer Sited | Other | 5 | T | NG | Non-Renewable | 0 | 0.2 | 0 | 1
Operable | 17460 | South Oak Hospital |  | 50136 | South Oaks Hospital | NY | Restructured | Suffolk | CG5 | Natural Gas Internal Combustion Engine | IC |  | S | X | X |  |  | 0.2 | 1 | 0.1 | 0.1 | 0.1 | N |  |  | OP | X | 4 | 2008 | 2008 |  |  | Y | Commercial CHP | Customer Sited | Other | 5 | T | NG | Non-Renewable | 0 | 0.2 | 0 | 1
Operable | 50157 | South Point Energy Center LLC |  | 55177 | South Point Energy Center | AZ | Vertical | Mohave | A | Natural Gas Fired Combined Cycle | CT | CC1 | S | X | N |  |  | 236 | 0.85 | 160 | 163 | 105 | N |  |  | OP | X | 6 | 2001 | 2001 |  |  | N | IPP Non-CHP | IPP | IPP | 2 | X | NG | Non-Renewable | 0 | 236 | 0 | 1
Operable | 50157 | South Point Energy Center LLC |  | 55177 | South Point Energy Center | AZ | Vertical | Mohave | B | Natural Gas Fired Combined Cycle | CT | CC1 | S | X | N |  |  | 236 | 0.85 | 160 | 163 | 105 | N |  |  | OP | X | 6 | 2001 | 2001 |  |  | N | IPP Non-CHP | IPP | IPP | 2 | X | NG | Non-Renewable | 0 | 236 | 0 | 1
Operable | 50157 | South Point Energy Center LLC |  | 55177 | South Point Energy Center | AZ | Vertical | Mohave | ST1 | Natural Gas Fired Combined Cycle | CA | CC1 | S | Y | X |  |  | 236 | 0.85 | 156 | 156 | 60 | N |  |  | OP | X | 6 | 2001 | 2001 |  |  | N | IPP Non-CHP | IPP | IPP | 2 | X | NG | Non-Renewable | 0 | 236 | 0 | 1
Operable | 17573 | South San Joaquin Irr District |  | 57579 | Robert O Schulz Solar Farm | CA | Vertical | Stanislaus | 1 | Solar Photovoltaic | PV |  | S | X | X |  |  | 0.9 |  | 0.9 | 0.4 |  | N |  |  | OP | X | 5 | 2008 | 2008 |  |  | N | Electric Utility | Utility | Municipal | 1 | X | SUN | Renewable | 0.9 | 0 | 1 | 0
Operable | 17573 | South San Joaquin Irr District |  | 57579 | Robert O Schulz Solar Farm | CA | Vertical | Stanislaus | 2 | Solar Photovoltaic | PV |  | S | X | X |  |  | 0.4 |  | 0.4 | 0.2 |  | N |  |  | OP | X | 5 | 2009 | 2009 |  |  | N | Electric Utility | Utility | Municipal | 1 | X | SUN | Renewable | 0.4 | 0 | 1 | 0
Operable | 59511 | South Street Solar, LLC |  | 59745 | Leominster (MA)-South Street-R&D | MA | Restructured | Middlesex | 1 | Solar Photovoltaic | PV |  | S | X | X |  |  | 2.9 |  | 2.6 | 1.7 |  | N |  |  | OP | X | 12 | 2013 | 2013 |  |  | N | IPP Non-CHP | IPP | IPP | 2 | X | SUN | Renewable | 2.9 | 0 | 1 | 0
Operable | 42741 | South Sutter Water District |  | 531 | Sacramento Municipal Util Dist | CA | Vertical | Placer | 1 | Conventional Hydroelectric | HY |  | S | X | X |  |  | 7.2 | 0.95 | 7.2 | 7.2 | 1 | N |  |  | OP | X | 2 | 1985 | Pre-2000 |  |  | N | Electric Utility | Utility | Municipal | 1 | X | WAT | Renewable | 7.2 | 0 | 1 | 0
Operable | 17583 | South Texas Electric Coop, Inc |  | 3630 | Pearsall | TX | Restructured | Frio | 10A | Natural Gas Internal Combustion Engine | IC |  | S | X | X | PEARSA_1_24 |  | 8.4 | 0.8 | 8.4 | 8.4 | 4 | N |  |  | OP | X | 3 | 2010 | 2010 |  |  | N | Electric Utility | Utility | Cooperative | 1 | X | NG | Non-Renewable | 0 | 8.4 | 0 | 1
Operable | 17583 | South Texas Electric Coop, Inc |  | 3630 | Pearsall | TX | Restructured | Frio | 11A | Natural Gas Internal Combustion Engine | IC |  | S | X | X | PEARSA_1_24 |  | 8.4 | 0.8 | 8.4 | 8.4 | 4 | N |  |  | OP | X | 3 | 2010 | 2010 |  |  | N | Electric Utility | Utility | Cooperative | 1 | X | NG | Non-Renewable | 0 | 8.4 | 0 | 1
Operable | 17583 | South Texas Electric Coop, Inc |  | 3630 | Pearsall | TX | Restructured | Frio | 12A | Natural Gas Internal Combustion Engine | IC |  | S | X | X | PEARSA_1_24 |  | 8.4 | 0.8 | 8.4 | 8.4 | 4 | N |  |  | OP | X | 3 | 2010 | 2010 |  |  | N | Electric Utility | Utility | Cooperative | 1 | X | NG | Non-Renewable | 0 | 8.4 | 0 | 1
Operable | 17583 | South Texas Electric Coop, Inc |  | 3630 | Pearsall | TX | Restructured | Frio | 13A | Natural Gas Internal Combustion Engine | IC |  | S | X | X | PEARSA_1_24 |  | 8.4 | 0.8 | 8.4 | 8.4 | 4 | N |  |  | OP | X | 3 | 2010 | 2010 |  |  | N | Electric Utility | Utility | Cooperative | 1 | X | NG | Non-Renewable | 0 | 8.4 | 0 | 1
Operable | 17583 | South Texas Electric Coop, Inc |  | 3630 | Pearsall | TX | Restructured | Frio | 14A | Natural Gas Internal Combustion Engine | IC |  | S | X | X | PEARSA_1_24 |  | 8.4 | 0.8 | 8.4 | 8.4 | 4 | N |  |  | OP | X | 3 | 2010 | 2010 |  |  | N | Electric Utility | Utility | Cooperative | 1 | X | NG | Non-Renewable | 0 | 8.4 | 0 | 1
Operable | 17583 | South Texas Electric Coop, Inc |  | 3630 | Pearsall | TX | Restructured | Frio | 15A | Natural Gas Internal Combustion Engine | IC |  | S | X | X | PEARSA_1_24 |  | 8.4 | 0.8 | 8.4 | 8.4 | 4 | N |  |  | OP | X | 3 | 2010 | 2010 |  |  | N | Electric Utility | Utility | Cooperative | 1 | X | NG | Non-Renewable | 0 | 8.4 | 0 | 1
Operable | 17583 | South Texas Electric Coop, Inc |  | 3630 | Pearsall | TX | Restructured | Frio | 16A | Natural Gas Internal Combustion Engine | IC |  | S | X | X | PEARSA_1_24 |  | 8.4 | 0.8 | 8.4 | 8.4 | 4 | N |  |  | OP | X | 3 | 2010 | 2010 |  |  | N | Electric Utility | Utility | Cooperative | 1 | X | NG | Non-Renewable | 0 | 8.4 | 0 | 1
Operable | 17583 | South Texas Electric Coop, Inc |  | 3630 | Pearsall | TX | Restructured | Frio | 17A | Natural Gas Internal Combustion Engine | IC |  | S | X | X | PEARSA_1_24 |  | 8.4 | 0.8 | 8.4 | 8.4 | 4 | N |  |  | OP | X | 4 | 2010 | 2010 |  |  | N | Electric Utility | Utility | Cooperative | 1 | X | NG | Non-Renewable | 0 | 8.4 | 0 | 1
Operable | 17583 | South Texas Electric Coop, Inc |  | 3630 | Pearsall | TX | Restructured | Frio | 18A | Natural Gas Internal Combustion Engine | IC |  | S | X | X | PEARSA_1_24 |  | 8.4 | 0.8 | 8.4 | 8.4 | 4 | N |  |  | OP | X | 3 | 2010 | 2010 |  |  | N | Electric Utility | Utility | Cooperative | 1 | X | NG | Non-Renewable | 0 | 8.4 | 0 | 1
Operable | 17583 | South Texas Electric Coop, Inc |  | 3630 | Pearsall | TX | Restructured | Frio | 19A | Natural Gas Internal Combustion Engine | IC |  | S | X | X | PEARSA_1_24 |  | 8.4 | 0.8 | 8.4 | 8.4 | 4 | N |  |  | OP | X | 4 | 2010 | 2010 |  |  | N | Electric Utility | Utility | Cooperative | 1 | X | NG | Non-Renewable | 0 | 8.4 | 0 | 1
Operable | 17583 | South Texas Electric Coop, Inc |  | 3630 | Pearsall | TX | Restructured | Frio | 1A | Natural Gas Internal Combustion Engine | IC |  | S | X | X | PEARSA_1_24 |  | 8.4 | 0.8 | 8.4 | 8.4 | 4 | N |  |  | OP | X | 3 | 2010 | 2010 |  |  | N | Electric Utility | Utility | Cooperative | 1 | X | NG | Non-Renewable | 0 | 8.4 | 0 | 1
Operable | 17583 | South Texas Electric Coop, Inc |  | 3630 | Pearsall | TX | Restructured | Frio | 20A | Natural Gas Internal Combustion Engine | IC |  | S | X | X | PEARSA_1_24 |  | 8.4 | 0.8 | 8.4 | 8.4 | 4 | N |  |  | OP | X | 4 | 2010 | 2010 |  |  | N | Electric Utility | Utility | Cooperative | 1 | X | NG | Non-Renewable | 0 | 8.4 | 0 | 1
Operable | 17583 | South Texas Electric Coop, Inc |  | 3630 | Pearsall | TX | Restructured | Frio | 21A | Natural Gas Internal Combustion Engine | IC |  | S | X | X | PEARSA_1_24 |  | 8.4 | 0.8 | 8.4 | 8.4 | 4 | N |  |  | OP | X | 4 | 2010 | 2010 |  |  | N | Electric Utility | Utility | Cooperative | 1 | X | NG | Non-Renewable | 0 | 8.4 | 0 | 1
Operable | 17583 | South Texas Electric Coop, Inc |  | 3630 | Pearsall | TX | Restructured | Frio | 22A | Natural Gas Internal Combustion Engine | IC |  | S | X | X | PEARSA_1_24 |  | 8.4 | 0.8 | 8.4 | 8.4 | 4 | N |  |  | OP | X | 4 | 2010 | 2010 |  |  | N | Electric Utility | Utility | Cooperative | 1 | X | NG | Non-Renewable | 0 | 8.4 | 0 | 1
Operable | 17583 | South Texas Electric Coop, Inc |  | 3630 | Pearsall | TX | Restructured | Frio | 23A | Natural Gas Internal Combustion Engine | IC |  | S | X | X | PEARSA_1_24 |  | 8.4 | 0.8 | 8.4 | 8.4 | 4 | N |  |  | OP | X | 4 | 2010 | 2010 |  |  | N | Electric Utility | Utility | Cooperative | 1 | X | NG | Non-Renewable | 0 | 8.4 | 0 | 1
Operable | 17583 | South Texas Electric Coop, Inc |  | 3630 | Pearsall | TX | Restructured | Frio | 24A | Natural Gas Internal Combustion Engine | IC |  | S | X | X | PEARSA_1_24 |  | 8.4 | 0.8 | 8.4 | 8.4 | 4 | N |  |  | OP | X | 4 | 2010 | 2010 |  |  | N | Electric Utility | Utility | Cooperative | 1 | X | NG | Non-Renewable | 0 | 8.4 | 0 | 1
Operable | 17583 | South Texas Electric Coop, Inc |  | 3630 | Pearsall | TX | Restructured | Frio | 2A | Natural Gas Internal Combustion Engine | IC |  | S | X | X | PEARSA_1_24 |  | 8.4 | 0.8 | 8.4 | 8.4 | 4 | N |  |  | OP | X | 3 | 2010 | 2010 |  |  | N | Electric Utility | Utility | Cooperative | 1 | X | NG | Non-Renewable | 0 | 8.4 | 0 | 1
Operable | 17583 | South Texas Electric Coop, Inc |  | 3630 | Pearsall | TX | Restructured | Frio | 3A | Natural Gas Internal Combustion Engine | IC |  | S | X | X | PEARSA_1_24 |  | 8.4 | 0.8 | 8.4 | 8.4 | 4 | N |  |  | OP | X | 3 | 2010 | 2010 |  |  | N | Electric Utility | Utility | Cooperative | 1 | X | NG | Non-Renewable | 0 | 8.4 | 0 | 1
Operable | 17583 | South Texas Electric Coop, Inc |  | 3630 | Pearsall | TX | Restructured | Frio | 4A | Natural Gas Internal Combustion Engine | IC |  | S | X | X | PEARSA_1_24 |  | 8.4 | 0.8 | 8.4 | 8.4 | 4 | N |  |  | OP | X | 3 | 2010 | 2010 |  |  | N | Electric Utility | Utility | Cooperative | 1 | X | NG | Non-Renewable | 0 | 8.4 | 0 | 1
Operable | 17583 | South Texas Electric Coop, Inc |  | 3630 | Pearsall | TX | Restructured | Frio | 5A | Natural Gas Internal Combustion Engine | IC |  | S | X | X | PEARSA_1_24 |  | 8.4 | 0.8 | 8.4 | 8.4 | 4 | N |  |  | OP | X | 3 | 2010 | 2010 |  |  | N | Electric Utility | Utility | Cooperative | 1 | X | NG | Non-Renewable | 0 | 8.4 | 0 | 1
Operable | 17583 | South Texas Electric Coop, Inc |  | 3630 | Pearsall | TX | Restructured | Frio | 6A | Natural Gas Internal Combustion Engine | IC |  | S | X | X | PEARSA_1_24 |  | 8.4 | 0.8 | 8.4 | 8.4 | 4 | N |  |  | OP | X | 3 | 2010 | 2010 |  |  | N | Electric Utility | Utility | Cooperative | 1 | X | NG | Non-Renewable | 0 | 8.4 | 0 | 1
Operable | 17583 | South Texas Electric Coop, Inc |  | 3630 | Pearsall | TX | Restructured | Frio | 7A | Natural Gas Internal Combustion Engine | IC |  | S | X | X | PEARSA_1_24 |  | 8.4 | 0.8 | 8.4 | 8.4 | 4 | N |  |  | OP | X | 3 | 2010 | 2010 |  |  | N | Electric Utility | Utility | Cooperative | 1 | X | NG | Non-Renewable | 0 | 8.4 | 0 | 1
Operable | 17583 | South Texas Electric Coop, Inc |  | 3630 | Pearsall | TX | Restructured | Frio | 8A | Natural Gas Internal Combustion Engine | IC |  | S | X | X | PEARSA_1_24 |  | 8.4 | 0.8 | 8.4 | 8.4 | 4 | N |  |  | OP | X | 3 | 2010 | 2010 |  |  | N | Electric Utility | Utility | Cooperative | 1 | X | NG | Non-Renewable | 0 | 8.4 | 0 | 1
Operable | 17583 | South Texas Electric Coop, Inc |  | 3630 | Pearsall | TX | Restructured | Frio | 9A | Natural Gas Internal Combustion Engine | IC |  | S | X | X | PEARSA_1_24 |  | 8.4 | 0.8 | 8.4 | 8.4 | 4 | N |  |  | OP | X | 3 | 2010 | 2010 |  |  | N | Electric Utility | Utility | Cooperative | 1 | X | NG | Non-Renewable | 0 | 8.4 | 0 | 1
Operable | 17583 | South Texas Electric Coop, Inc |  | 3631 | Sam Rayburn | TX | Restructured | Victoria | 10 | Natural Gas Fired Combined Cycle | CA | CC1 | S | N | X | RAYBURN_CC1 |  | 42 | 0.9 | 37 | 37 | 7 | N |  |  | OP | X | 10 | 2003 | 2003 |  |  | N | Electric Utility | Utility | Cooperative | 1 | X | NG | Non-Renewable | 0 | 42 | 0 | 1
Operable | 17583 | South Texas Electric Coop, Inc |  | 3631 | Sam Rayburn | TX | Restructured | Victoria | 4 | Petroleum Liquids | IC |  | S | X | X |  |  | 1.6 | 0.8 | 0.9 | 0.9 | 0.5 | N |  |  | OP | X | 7 | 1991 | Pre-2000 |  |  | N | Electric Utility | Utility | Cooperative | 1 | X | DFO | Non-Renewable | 0 | 1.6 | 0 | 1
Operable | 17583 | South Texas Electric Coop, Inc |  | 3631 | Sam Rayburn | TX | Restructured | Victoria | 5 | Petroleum Liquids | IC |  | S | X | X |  |  | 1.6 | 0.8 | 0.9 | 0.9 | 0.5 | N |  |  | OP | X | 10 | 1991 | Pre-2000 |  |  | N | Electric Utility | Utility | Cooperative | 1 | X | DFO | Non-Renewable | 0 | 1.6 | 0 | 1
Operable | 17583 | South Texas Electric Coop, Inc |  | 3631 | Sam Rayburn | TX | Restructured | Victoria | 7 | Natural Gas Fired Combined Cycle | CT | CC1 | S | X | N | RAYBURN_CC1 |  | 49.2 | 0.85 | 49 | 49 | 8 | N |  |  | OP | X | 10 | 2003 | 2003 |  |  | N | Electric Utility | Utility | Cooperative | 1 | X | NG | Non-Renewable | 0 | 49.2 | 0 | 1 | DFO
Operable | 17583 | South Texas Electric Coop, Inc |  | 3631 | Sam Rayburn | TX | Restructured | Victoria | 8 | Natural Gas Fired Combined Cycle | CT | CC1 | S | X | N | RAYBURN_CC1 |  | 49.2 | 0.85 | 49 | 49 | 8 | N |  |  | OP | X | 10 | 2003 | 2003 |  |  | N | Electric Utility | Utility | Cooperative | 1 | X | NG | Non-Renewable | 0 | 49.2 | 0 | 1 | DFO
Operable | 17583 | South Texas Electric Coop, Inc |  | 3631 | Sam Rayburn | TX | Restructured | Victoria | 9 | Natural Gas Fired Combined Cycle | CT | CC1 | S | X | N | RAYBURN_CC1 |  | 49.2 | 0.85 | 48 | 48 | 8 | N |  |  | OP | X | 10 | 2003 | 2003 |  |  | N | Electric Utility | Utility | Cooperative | 1 | X | NG | Non-Renewable | 0 | 49.2 | 0 | 1 | DFO
Operable | 17583 | South Texas Electric Coop, Inc |  | 59391 | Red Gate Power Plant | TX | Restructured | Hidalgo | ENG01 | Natural Gas Internal Combustion Engine | IC |  | S | X | X | REDGATE_ALL |  | 18.7 | 0.9 | 18.3 | 18.3 | 7.5 | N |  |  | OP | X | 12 | 2016 | 2016 |  |  | N | Electric Utility | Utility | Cooperative | 1 | X | NG | Non-Renewable | 0 | 18.7 | 0 | 1
Operable | 17583 | South Texas Electric Coop, Inc |  | 59391 | Red Gate Power Plant | TX | Restructured | Hidalgo | ENG02 | Natural Gas Internal Combustion Engine | IC |  | S | X | X | REDGATE_ALL |  | 18.7 | 0.9 | 18.3 | 18.3 | 7.5 | N |  |  | OP | X | 12 | 2016 | 2016 |  |  | N | Electric Utility | Utility | Cooperative | 1 | X | NG | Non-Renewable | 0 | 18.7 | 0 | 1
Operable | 17583 | South Texas Electric Coop, Inc |  | 59391 | Red Gate Power Plant | TX | Restructured | Hidalgo | ENG03 | Natural Gas Internal Combustion Engine | IC |  | S | X | X | REDGATE_ALL |  | 18.7 | 0.9 | 18.3 | 18.3 | 7.5 | N |  |  | OP | X | 12 | 2016 | 2016 |  |  | N | Electric Utility | Utility | Cooperative | 1 | X | NG | Non-Renewable | 0 | 18.7 | 0 | 1
Operable | 17583 | South Texas Electric Coop, Inc |  | 59391 | Red Gate Power Plant | TX | Restructured | Hidalgo | ENG04 | Natural Gas Internal Combustion Engine | IC |  | S | X | X | REDGATE_ALL |  | 18.7 | 0.9 | 18.3 | 18.3 | 7.5 | N |  |  | OP | X | 12 | 2016 | 2016 |  |  | N | Electric Utility | Utility | Cooperative | 1 | X | NG | Non-Renewable | 0 | 18.7 | 0 | 1
Operable | 17583 | South Texas Electric Coop, Inc |  | 59391 | Red Gate Power Plant | TX | Restructured | Hidalgo | ENG05 | Natural Gas Internal Combustion Engine | IC |  | S | X | X | REDGATE_ALL |  | 18.7 | 0.9 | 18.3 | 18.3 | 7.5 | N |  |  | OP | X | 12 | 2016 | 2016 |  |  | N | Electric Utility | Utility | Cooperative | 1 | X | NG | Non-Renewable | 0 | 18.7 | 0 | 1
Operable | 17583 | South Texas Electric Coop, Inc |  | 59391 | Red Gate Power Plant | TX | Restructured | Hidalgo | ENG06 | Natural Gas Internal Combustion Engine | IC |  | S | X | X | REDGATE_ALL |  | 18.7 | 0.9 | 18.3 | 18.3 | 7.5 | N |  |  | OP | X | 12 | 2016 | 2016 |  |  | N | Electric Utility | Utility | Cooperative | 1 | X | NG | Non-Renewable | 0 | 18.7 | 0 | 1
Operable | 17583 | South Texas Electric Coop, Inc |  | 59391 | Red Gate Power Plant | TX | Restructured | Hidalgo | ENG07 | Natural Gas Internal Combustion Engine | IC |  | S | X | X | REDGATE_ALL |  | 18.7 | 0.9 | 18.3 | 18.3 | 7.5 | N |  |  | OP | X | 12 | 2016 | 2016 |  |  | N | Electric Utility | Utility | Cooperative | 1 | X | NG | Non-Renewable | 0 | 18.7 | 0 | 1
Operable | 17583 | South Texas Electric Coop, Inc |  | 59391 | Red Gate Power Plant | TX | Restructured | Hidalgo | ENG08 | Natural Gas Internal Combustion Engine | IC |  | S | X | X | REDGATE_ALL |  | 18.7 | 0.9 | 18.3 | 18.3 | 7.5 | N |  |  | OP | X | 12 | 2016 | 2016 |  |  | N | Electric Utility | Utility | Cooperative | 1 | X | NG | Non-Renewable | 0 | 18.7 | 0 | 1
Operable | 17583 | South Texas Electric Coop, Inc |  | 59391 | Red Gate Power Plant | TX | Restructured | Hidalgo | ENG09 | Natural Gas Internal Combustion Engine | IC |  | S | X | X | REDGATE_ALL |  | 18.7 | 0.9 | 18.3 | 18.3 | 7.5 | N |  |  | OP | X | 12 | 2016 | 2016 |  |  | N | Electric Utility | Utility | Cooperative | 1 | X | NG | Non-Renewable | 0 | 18.7 | 0 | 1
Operable | 17583 | South Texas Electric Coop, Inc |  | 59391 | Red Gate Power Plant | TX | Restructured | Hidalgo | ENG10 | Natural Gas Internal Combustion Engine | IC |  | S | X | X | REDGATE_ALL |  | 18.7 | 0.9 | 18.3 | 18.3 | 7.5 | N |  |  | OP | X | 12 | 2016 | 2016 |  |  | N | Electric Utility | Utility | Cooperative | 1 | X | NG | Non-Renewable | 0 | 18.7 | 0 | 1
Operable | 17583 | South Texas Electric Coop, Inc |  | 59391 | Red Gate Power Plant | TX | Restructured | Hidalgo | ENG11 | Natural Gas Internal Combustion Engine | IC |  | S | X | X | REDGATE_ALL |  | 18.7 | 0.9 | 18.3 | 18.3 | 7.5 | N |  |  | OP | X | 12 | 2016 | 2016 |  |  | N | Electric Utility | Utility | Cooperative | 1 | X | NG | Non-Renewable | 0 | 18.7 | 0 | 1
Operable | 17583 | South Texas Electric Coop, Inc |  | 59391 | Red Gate Power Plant | TX | Restructured | Hidalgo | ENG12 | Natural Gas Internal Combustion Engine | IC |  | S | X | X | REDGATE_ALL |  | 18.7 | 0.9 | 18.3 | 18.3 | 7.5 | N |  |  | OP | X | 12 | 2016 | 2016 |  |  | N | Electric Utility | Utility | Cooperative | 1 | X | NG | Non-Renewable | 0 | 18.7 | 0 | 1
Operable | 58860 | Southbridge Recycling and Disposal Park |  | 59011 | Southbridge Landfill Gas-to-Energy | MA | Restructured | Worcester | CAT | Landfill Gas | IC |  | S | X | X |  |  | 1.6 | 0.8 | 1.5 | 1.5 | 0.8 | N |  |  | OP | X | 10 | 2011 | 2011 |  |  | N | IPP Non-CHP | IPP | IPP | 2 | X | LFG | Renewable | 1.6 | 0 | 1 | 0
Operable | 60123 | Southeast Alaska Power Agency |  | 70 | Swan Lake | AK | Vertical | Ketchikan Gateway | 1 | Conventional Hydroelectric | HY |  | S | X | X |  |  | 11.3 | 0.9 | 11.3 | 11.3 | 1 | N |  |  | OP | X | 6 | 1984 | Pre-2000 |  |  | N | Commercial Non-CHP | Customer Sited | Other | 4 | X | WAT | Renewable | 11.3 | 0 | 1 | 0
Operable | 60123 | Southeast Alaska Power Agency |  | 70 | Swan Lake | AK | Vertical | Ketchikan Gateway | 2 | Conventional Hydroelectric | HY |  | S | X | X |  |  | 11.3 | 0.9 | 11.3 | 11.3 | 1 | N |  |  | OP | X | 6 | 1984 | Pre-2000 |  |  | N | Commercial Non-CHP | Customer Sited | Other | 4 | X | WAT | Renewable | 11.3 | 0 | 1 | 0
Operable | 60123 | Southeast Alaska Power Agency |  | 61166 | Tyee Lake Hydroelectric Facility | AK | Vertical | Wrangell Petersburg | UNIT1 | Conventional Hydroelectric | HY |  | S | X | X |  |  | 11.3 | 0.9 | 11.3 | 11.3 | 2 | N |  |  | OP | X | 7 | 1983 | Pre-2000 |  |  | N | Commercial Non-CHP | Customer Sited | Other | 4 | X | WAT | Renewable | 11.3 | 0 | 1 | 0
Operable | 60123 | Southeast Alaska Power Agency |  | 61166 | Tyee Lake Hydroelectric Facility | AK | Vertical | Wrangell Petersburg | UNIT2 | Conventional Hydroelectric | HY |  | S | X | X |  |  | 11.3 | 0.9 | 11.3 | 11.3 | 2 | N |  |  | OP | X | 7 | 1983 | Pre-2000 |  |  | N | Commercial Non-CHP | Customer Sited | Other | 4 | X | WAT | Renewable | 11.3 | 0 | 1 | 0
Operable | 56081 | Southeastern Chester County Refuse Auth |  | 56873 | SECCRA Community Landfill | PA | Restructured | Chester | 1 | Landfill Gas | IC |  | S | X | X |  |  | 0.9 | 0.95 | 0.9 | 0.9 | 0.4 | N |  |  | OP | X | 1 | 2007 | 2007 |  |  | N | Commercial Non-CHP | Customer Sited | Other | 4 | X | LFG | Renewable | 0.9 | 0 | 1 | 0
Operable | 56081 | Southeastern Chester County Refuse Auth |  | 56873 | SECCRA Community Landfill | PA | Restructured | Chester | 3 | Landfill Gas | IC |  | S | X | X |  |  | 1.6 | 0.95 | 1.6 | 1.6 | 0.8 | N |  |  | OP | X | 11 | 2010 | 2010 |  |  | N | Commercial Non-CHP | Customer Sited | Other | 4 | X | LFG | Renewable | 1.6 | 0 | 1 | 0
Operable | 65327 | Southeastern Solar Farm Fund, LLC |  | 66199 | Cairo Solar Farm, LLC | GA | Vertical | Grady | CAIRO | Solar Photovoltaic | PV |  | S | X | X |  |  | 2 |  | 2 | 2 |  | N |  |  | OP | X | 6 | 2017 | 2017 |  |  | N | IPP Non-CHP | IPP | IPP | 2 | X | SUN | Renewable | 2 | 0 | 1 | 0
Operable | 65327 | Southeastern Solar Farm Fund, LLC |  | 66200 | Cedar Creek Solar, LLC | GA | Vertical | Barrow | CEDAR | Solar Photovoltaic | PV |  | S | X | X |  |  | 2 |  | 2 | 2 |  | N |  |  | OP | X | 10 | 2017 | 2017 |  |  | N | IPP Non-CHP | IPP | IPP | 2 | X | SUN | Renewable | 2 | 0 | 1 | 0
Operable | 65327 | Southeastern Solar Farm Fund, LLC |  | 66202 | Old Plank Road Solar Farm, LLC | FL | Vertical | Duval | OLDPL | Solar Photovoltaic | PV |  | S | X | X |  |  | 3 |  | 3 | 3 |  | N |  |  | OP | X | 10 | 2017 | 2017 |  |  | N | IPP Non-CHP | IPP | IPP | 2 | X | SUN | Renewable | 3 | 0 | 1 | 0
Operable | 65327 | Southeastern Solar Farm Fund, LLC |  | 66205 | Turnipseed Solar, LLC | GA | Vertical | Douglas | TURNI | Solar Photovoltaic | PV |  | S | X | X |  |  | 3 |  | 3 | 3 |  | N |  |  | OP | X | 11 | 2017 | 2017 |  |  | N | IPP Non-CHP | IPP | IPP | 2 | X | SUN | Renewable | 3 | 0 | 1 | 0
Operable | 17609 | Southern California Edison Co |  | 104 | J S Eastwood | CA | Vertical | Fresno | 1 | Hydroelectric Pumped Storage | PS |  | S | X | X |  |  | 199.8 | 0.9 | 199.8 | 199.8 | 0 | N |  |  | OA | X | 12 | 1987 | Pre-2000 |  |  | N | Electric Utility | Utility | Investor Owned Utility | 1 | X | WAT | Renewable | 199.8 | 0 | 1 | 0
Operable | 17609 | Southern California Edison Co |  | 317 | Big Creek 1 | CA | Vertical | Fresno | 1 | Conventional Hydroelectric | HY |  | S | X | X |  |  | 19.8 | 0.9 | 19.8 | 19.8 | 2 | N |  |  | OP | X | 11 | 1913 | Pre-2000 |  |  | N | Electric Utility | Utility | Investor Owned Utility | 1 | X | WAT | Renewable | 19.8 | 0 | 1 | 0
Operable | 17609 | Southern California Edison Co |  | 317 | Big Creek 1 | CA | Vertical | Fresno | 2 | Conventional Hydroelectric | HY |  | S | X | X |  |  | 15.8 | 0.9 | 15.8 | 15.8 | 1.6 | N |  |  | OP | X | 11 | 1913 | Pre-2000 |  |  | N | Electric Utility | Utility | Investor Owned Utility | 1 | X | WAT | Renewable | 15.8 | 0 | 1 | 0
Operable | 17609 | Southern California Edison Co |  | 317 | Big Creek 1 | CA | Vertical | Fresno | 3 | Conventional Hydroelectric | HY |  | S | X | X |  |  | 21.6 | 0.9 | 21.6 | 21.6 | 2.2 | N |  |  | OP | X | 7 | 1923 | Pre-2000 |  |  | N | Electric Utility | Utility | Investor Owned Utility | 1 | X | WAT | Renewable | 21.6 | 0 | 1 | 0
Operable | 17609 | Southern California Edison Co |  | 317 | Big Creek 1 | CA | Vertical | Fresno | 4 | Conventional Hydroelectric | HY |  | S | X | X |  |  | 31.2 | 1 | 31.2 | 31.2 | 3.1 | N |  |  | OP | X | 6 | 1925 | Pre-2000 |  |  | N | Electric Utility | Utility | Investor Owned Utility | 1 | X | WAT | Renewable | 31.2 | 0 | 1 | 0
Operable | 17609 | Southern California Edison Co |  | 318 | Big Creek 2 | CA | Vertical | Fresno | 3 | Conventional Hydroelectric | HY |  | S | X | X |  |  | 15.8 | 0.9 | 15.8 | 15.8 | 1.6 | N |  |  | OP | X | 12 | 1913 | Pre-2000 |  |  | N | Electric Utility | Utility | Investor Owned Utility | 1 | X | WAT | Renewable | 15.8 | 0 | 1 | 0
Operable | 17609 | Southern California Edison Co |  | 318 | Big Creek 2 | CA | Vertical | Fresno | 4 | Conventional Hydroelectric | HY |  | S | X | X |  |  | 15.8 | 0.9 | 15.8 | 15.8 | 1.6 | N |  |  | OP | X | 1 | 1914 | Pre-2000 |  |  | N | Electric Utility | Utility | Investor Owned Utility | 1 | X | WAT | Renewable | 15.8 | 0 | 1 | 0
Operable | 17609 | Southern California Edison Co |  | 318 | Big Creek 2 | CA | Vertical | Fresno | 5 | Conventional Hydroelectric | HY |  | S | X | X |  |  | 17.5 | 1 | 17.5 | 17.5 | 1.8 | N |  |  | OP | X | 2 | 1921 | Pre-2000 |  |  | N | Electric Utility | Utility | Investor Owned Utility | 1 | X | WAT | Renewable | 17.5 | 0 | 1 | 0
Operable | 17609 | Southern California Edison Co |  | 318 | Big Creek 2 | CA | Vertical | Fresno | 6 | Conventional Hydroelectric | HY |  | S | X | X |  |  | 17.5 | 1 | 17.5 | 17.5 | 1.8 | N |  |  | OP | X | 3 | 1925 | Pre-2000 |  |  | N | Electric Utility | Utility | Investor Owned Utility | 1 | X | WAT | Renewable | 17.5 | 0 | 1 | 0
Operable | 17609 | Southern California Edison Co |  | 319 | Big Creek 3 | CA | Vertical | Fresno | 1 | Conventional Hydroelectric | HY |  | S | X | X |  |  | 34 | 1 | 34 | 34 | 3.4 | N |  |  | OP | X | 10 | 1923 | Pre-2000 |  |  | N | Electric Utility | Utility | Investor Owned Utility | 1 | X | WAT | Renewable | 34 | 0 | 1 | 0
Operable | 17609 | Southern California Edison Co |  | 319 | Big Creek 3 | CA | Vertical | Fresno | 2 | Conventional Hydroelectric | HY |  | S | X | X |  |  | 34 | 1 | 34 | 34 | 3.4 | N |  |  | OA | X | 9 | 1923 | Pre-2000 |  |  | N | Electric Utility | Utility | Investor Owned Utility | 1 | X | WAT | Renewable | 34 | 0 | 1 | 0
Operable | 17609 | Southern California Edison Co |  | 319 | Big Creek 3 | CA | Vertical | Fresno | 3 | Conventional Hydroelectric | HY |  | S | X | X |  |  | 34 | 1 | 33 | 33 | 3.4 | N |  |  | OP | X | 10 | 1923 | Pre-2000 |  |  | N | Electric Utility | Utility | Investor Owned Utility | 1 | X | WAT | Renewable | 34 | 0 | 1 | 0
Operable | 17609 | Southern California Edison Co |  | 319 | Big Creek 3 | CA | Vertical | Fresno | 4 | Conventional Hydroelectric | HY |  | S | X | X |  |  | 36 | 0.9 | 36 | 36 | 3.6 | N |  |  | OP | X | 4 | 1948 | Pre-2000 |  |  | N | Electric Utility | Utility | Investor Owned Utility | 1 | X | WAT | Renewable | 36 | 0 | 1 | 0
Operable | 17609 | Southern California Edison Co |  | 319 | Big Creek 3 | CA | Vertical | Fresno | 5 | Conventional Hydroelectric | HY |  | S | X | X |  |  | 36.5 | 0.9 | 36.5 | 36.5 | 3.6 | N |  |  | OP | X | 2 | 1980 | Pre-2000 |  |  | N | Electric Utility | Utility | Investor Owned Utility | 1 | X | WAT | Renewable | 36.5 | 0 | 1 | 0
Operable | 17609 | Southern California Edison Co |  | 320 | Big Creek 4 | CA | Vertical | Madera | 1 | Conventional Hydroelectric | HY |  | S | X | X |  |  | 50 | 1 | 50 | 50 | 5 | N |  |  | OP | X | 6 | 1951 | Pre-2000 |  |  | N | Electric Utility | Utility | Investor Owned Utility | 1 | X | WAT | Renewable | 50 | 0 | 1 | 0
Operable | 17609 | Southern California Edison Co |  | 320 | Big Creek 4 | CA | Vertical | Madera | 2 | Conventional Hydroelectric | HY |  | S | X | X |  |  | 50 | 1 | 50 | 50 | 5 | N |  |  | OP | X | 7 | 1951 | Pre-2000 |  |  | N | Electric Utility | Utility | Investor Owned Utility | 1 | X | WAT | Renewable | 50 | 0 | 1 | 0
Operable | 17609 | Southern California Edison Co |  | 321 | Big Creek 8 | CA | Vertical | Fresno | 1 | Conventional Hydroelectric | HY |  | S | X | X |  |  | 30 | 1 | 25.8 | 25.8 | 2.6 | N |  |  | OP | X | 8 | 1921 | Pre-2000 |  |  | N | Electric Utility | Utility | Investor Owned Utility | 1 | X | WAT | Renewable | 30 | 0 | 1 | 0
Operable | 17609 | Southern California Edison Co |  | 321 | Big Creek 8 | CA | Vertical | Fresno | 2 | Conventional Hydroelectric | HY |  | S | X | X |  |  | 45 | 0.9 | 45 | 45 | 4.5 | N |  |  | OS | X | 6 | 1929 | Pre-2000 |  |  | N | Electric Utility | Utility | Investor Owned Utility | 1 | X | WAT | Renewable | 45 | 0 | 1 | 0
Operable | 17609 | Southern California Edison Co |  | 322 | Big Creek 2A | CA | Vertical | Fresno | 1 | Conventional Hydroelectric | HY |  | S | X | X |  |  | 55 | 1 | 50 | 50 | 5.5 | N |  |  | OS | X | 8 | 1928 | Pre-2000 |  |  | N | Electric Utility | Utility | Investor Owned Utility | 1 | X | WAT | Renewable | 55 | 0 | 1 | 0
Operable | 17609 | Southern California Edison Co |  | 322 | Big Creek 2A | CA | Vertical | Fresno | 2 | Conventional Hydroelectric | HY |  | S | X | X |  |  | 55 | 1 | 50 | 50 | 5.5 | N |  |  | OS | X | 12 | 1928 | Pre-2000 |  |  | N | Electric Utility | Utility | Investor Owned Utility | 1 | X | WAT | Renewable | 55 | 0 | 1 | 0
Operable | 17609 | Southern California Edison Co |  | 323 | Bishop Creek 2 | CA | Vertical | Inyo | 1 | Conventional Hydroelectric | HY |  | S | X | X |  |  | 2.5 | 1 | 2.5 | 2.5 | 0 | N |  |  | OP | X | 11 | 1908 | Pre-2000 |  |  | N | Electric Utility | Utility | Investor Owned Utility | 1 | X | WAT | Renewable | 2.5 | 0 | 1 | 0
Operable | 17609 | Southern California Edison Co |  | 323 | Bishop Creek 2 | CA | Vertical | Inyo | 2 | Conventional Hydroelectric | HY |  | S | X | X |  |  | 2.5 | 1 | 2.5 | 2.5 | 0 | N |  |  | OP | X | 11 | 1908 | Pre-2000 |  |  | N | Electric Utility | Utility | Investor Owned Utility | 1 | X | WAT | Renewable | 2.5 | 0 | 1 | 0
Operable | 17609 | Southern California Edison Co |  | 323 | Bishop Creek 2 | CA | Vertical | Inyo | 3 | Conventional Hydroelectric | HY |  | S | X | X |  |  | 2.3 | 0.8 | 2.3 | 2.3 | 0 | N |  |  | OP | X | 6 | 1911 | Pre-2000 |  |  | N | Electric Utility | Utility | Investor Owned Utility | 1 | X | WAT | Renewable | 2.3 | 0 | 1 | 0
Operable | 17609 | Southern California Edison Co |  | 324 | Bishop Creek 3 | CA | Vertical | Inyo | 1 | Conventional Hydroelectric | HY |  | S | X | X |  |  | 2.8 | 1 | 2.8 | 2.8 | 0 | N |  |  | OP | X | 6 | 1913 | Pre-2000 |  |  | N | Electric Utility | Utility | Investor Owned Utility | 1 | X | WAT | Renewable | 2.8 | 0 | 1 | 0
Operable | 17609 | Southern California Edison Co |  | 324 | Bishop Creek 3 | CA | Vertical | Inyo | 2 | Conventional Hydroelectric | HY |  | S | X | X |  |  | 2.8 | 1 | 2.8 | 2.8 | 0 | N |  |  | OP | X | 6 | 1913 | Pre-2000 |  |  | N | Electric Utility | Utility | Investor Owned Utility | 1 | X | WAT | Renewable | 2.8 | 0 | 1 | 0
Operable | 17609 | Southern California Edison Co |  | 324 | Bishop Creek 3 | CA | Vertical | Inyo | 3 | Conventional Hydroelectric | HY |  | S | X | X |  |  | 2.8 | 1 | 2.8 | 2.8 | 0 | N |  |  | OP | X | 6 | 1913 | Pre-2000 |  |  | N | Electric Utility | Utility | Investor Owned Utility | 1 | X | WAT | Renewable | 2.8 | 0 | 1 | 0
Operable | 17609 | Southern California Edison Co |  | 325 | Bishop Creek 4 | CA | Vertical | Inyo | 1 | Conventional Hydroelectric | HY |  | S | X | X |  |  | 1 | 1 | 1 | 1 | 0 | N |  |  | OP | X | 9 | 1905 | Pre-2000 |  |  | N | Electric Utility | Utility | Investor Owned Utility | 1 | X | WAT | Renewable | 1 | 0 | 1 | 0
Operable | 17609 | Southern California Edison Co |  | 325 | Bishop Creek 4 | CA | Vertical | Inyo | 2 | Conventional Hydroelectric | HY |  | S | X | X |  |  | 1 | 1 | 1 | 1 | 0 | N |  |  | OP | X | 9 | 1905 | Pre-2000 |  |  | N | Electric Utility | Utility | Investor Owned Utility | 1 | X | WAT | Renewable | 1 | 0 | 1 | 0
Operable | 17609 | Southern California Edison Co |  | 325 | Bishop Creek 4 | CA | Vertical | Inyo | 3 | Conventional Hydroelectric | HY |  | S | X | X |  |  | 2 | 0.91 | 2 | 2 | 0 | N |  |  | OP | X | 6 | 1906 | Pre-2000 |  |  | N | Electric Utility | Utility | Investor Owned Utility | 1 | X | WAT | Renewable | 2 | 0 | 1 | 0
Operable | 17609 | Southern California Edison Co |  | 325 | Bishop Creek 4 | CA | Vertical | Inyo | 4 | Conventional Hydroelectric | HY |  | S | X | X |  |  | 2.2 | 1 | 2.2 | 2.2 | 0 | N |  |  | OP | X | 10 | 1907 | Pre-2000 |  |  | N | Electric Utility | Utility | Investor Owned Utility | 1 | X | WAT | Renewable | 2.2 | 0 | 1 | 0
Operable | 17609 | Southern California Edison Co |  | 325 | Bishop Creek 4 | CA | Vertical | Inyo | 5 | Conventional Hydroelectric | HY |  | S | X | X |  |  | 2 | 0.91 | 2 | 2 | 0 | N |  |  | OP | X | 6 | 1909 | Pre-2000 |  |  | N | Electric Utility | Utility | Investor Owned Utility | 1 | X | WAT | Renewable | 2 | 0 | 1 | 0
Operable | 17609 | Southern California Edison Co |  | 326 | Bishop Creek 5 | CA | Vertical | Inyo | 1 | Conventional Hydroelectric | HY |  | S | X | X |  |  | 2 | 0.8 | 2 | 2 | 0.1 | N |  |  | OP | X | 5 | 1943 | Pre-2000 |  |  | N | Electric Utility | Utility | Investor Owned Utility | 1 | X | WAT | Renewable | 2 | 0 | 1 | 0
Operable | 17609 | Southern California Edison Co |  | 326 | Bishop Creek 5 | CA | Vertical | Inyo | 2 | Conventional Hydroelectric | HY |  | S | X | X |  |  | 2.5 | 0.9 | 1.8 | 1.8 | 0.1 | N |  |  | OP | X | 6 | 1919 | Pre-2000 |  |  | N | Electric Utility | Utility | Investor Owned Utility | 1 | X | WAT | Renewable | 2.5 | 0 | 1 | 0
Operable | 17609 | Southern California Edison Co |  | 327 | Bishop Creek 6 | CA | Vertical | Inyo | 1 | Conventional Hydroelectric | HY |  | S | X | X |  |  | 1.6 | 0.8 | 1.6 | 1.6 | 0 | N |  |  | OP | X | 3 | 1913 | Pre-2000 |  |  | N | Electric Utility | Utility | Investor Owned Utility | 1 | X | WAT | Renewable | 1.6 | 0 | 1 | 0
Operable | 17609 | Southern California Edison Co |  | 332 | Fontana | CA | Vertical | San Bernardino | 1 | Conventional Hydroelectric | HY |  | S | X | X |  |  | 1.5 | 1 | 1.5 | 1.5 | 0 | N |  |  | OP | X | 12 | 1917 | Pre-2000 |  |  | N | Electric Utility | Utility | Investor Owned Utility | 1 | X | WAT | Renewable | 1.5 | 0 | 1 | 0
Operable | 17609 | Southern California Edison Co |  | 332 | Fontana | CA | Vertical | San Bernardino | 2 | Conventional Hydroelectric | HY |  | S | X | X |  |  | 1.5 | 1 | 1.5 | 1.5 | 0 | N |  |  | OP | X | 12 | 1917 | Pre-2000 |  |  | N | Electric Utility | Utility | Investor Owned Utility | 1 | X | WAT | Renewable | 1.5 | 0 | 1 | 0
Operable | 17609 | Southern California Edison Co |  | 336 | Kaweah 2 | CA | Vertical | Tulare | 2 | Conventional Hydroelectric | HY |  | S | X | X |  |  | 1.8 | 0.9 | 1.8 | 1.8 | 0.1 | N |  |  | OP | X | 9 | 1929 | Pre-2000 |  |  | N | Electric Utility | Utility | Investor Owned Utility | 1 | X | WAT | Renewable | 1.8 | 0 | 1 | 0
Operable | 17609 | Southern California Edison Co |  | 337 | Kaweah 1 | CA | Vertical | Tulare | 1 | Conventional Hydroelectric | HY |  | S | X | X |  |  | 2.3 | 0.9 | 2.3 | 2.3 | 0 | N |  |  | OS | X | 5 | 1929 | Pre-2000 |  |  | N | Electric Utility | Utility | Investor Owned Utility | 1 | X | WAT | Renewable | 2.3 | 0 | 1 | 0
Operable | 17609 | Southern California Edison Co |  | 338 | Kaweah 3 | CA | Vertical | Tulare | 1 | Conventional Hydroelectric | HY |  | S | X | X |  |  | 2.4 | 1 | 2.4 | 2.4 | 0 | N |  |  | OS | X | 5 | 1913 | Pre-2000 |  |  | N | Electric Utility | Utility | Investor Owned Utility | 1 | X | WAT | Renewable | 2.4 | 0 | 1 | 0
Operable | 17609 | Southern California Edison Co |  | 338 | Kaweah 3 | CA | Vertical | Tulare | 2 | Conventional Hydroelectric | HY |  | S | X | X |  |  | 2.4 | 1 | 2.1 | 2.1 | 0 | N |  |  | OS | X | 5 | 1913 | Pre-2000 |  |  | N | Electric Utility | Utility | Investor Owned Utility | 1 | X | WAT | Renewable | 2.4 | 0 | 1 | 0
Operable | 17609 | Southern California Edison Co |  | 339 | Kern River 3 | CA | Vertical | Kern | 1 | Conventional Hydroelectric | HY |  | S | X | X |  |  | 20.5 | 0.9 | 20.5 | 20.5 | 0.8 | N |  |  | OP | X | 5 | 1921 | Pre-2000 |  |  | N | Electric Utility | Utility | Investor Owned Utility | 1 | X | WAT | Renewable | 20.5 | 0 | 1 | 0
Operable | 17609 | Southern California Edison Co |  | 339 | Kern River 3 | CA | Vertical | Kern | 2 | Conventional Hydroelectric | HY |  | S | X | X |  |  | 19.8 | 0.9 | 19.7 | 19.7 | 0.8 | N |  |  | OP | X | 3 | 1921 | Pre-2000 |  |  | N | Electric Utility | Utility | Investor Owned Utility | 1 | X | WAT | Renewable | 19.8 | 0 | 1 | 0
Operable | 17609 | Southern California Edison Co |  | 340 | Kern River 1 | CA | Vertical | Kern | 1 | Conventional Hydroelectric | HY |  | S | X | X |  |  | 6.6 | 0.9 | 6.6 | 6.6 | 0 | N |  |  | OP | X | 5 | 1907 | Pre-2000 |  |  | N | Electric Utility | Utility | Investor Owned Utility | 1 | X | WAT | Renewable | 6.6 | 0 | 1 | 0
Operable | 17609 | Southern California Edison Co |  | 340 | Kern River 1 | CA | Vertical | Kern | 2 | Conventional Hydroelectric | HY |  | S | X | X |  |  | 6.6 | 0.9 | 6.6 | 6.6 | 0 | N |  |  | OP | X | 6 | 1907 | Pre-2000 |  |  | N | Electric Utility | Utility | Investor Owned Utility | 1 | X | WAT | Renewable | 6.6 | 0 | 1 | 0
Operable | 17609 | Southern California Edison Co |  | 340 | Kern River 1 | CA | Vertical | Kern | 3 | Conventional Hydroelectric | HY |  | S | X | X |  |  | 6.6 | 0.9 | 6.6 | 6.6 | 0 | N |  |  | OP | X | 7 | 1907 | Pre-2000 |  |  | N | Electric Utility | Utility | Investor Owned Utility | 1 | X | WAT | Renewable | 6.6 | 0 | 1 | 0
Operable | 17609 | Southern California Edison Co |  | 340 | Kern River 1 | CA | Vertical | Kern | 4 | Conventional Hydroelectric | HY |  | S | X | X |  |  | 6.6 | 0.9 | 6.6 | 6.6 | 0 | N |  |  | OP | X | 6 | 1907 | Pre-2000 |  |  | N | Electric Utility | Utility | Investor Owned Utility | 1 | X | WAT | Renewable | 6.6 | 0 | 1 | 0
Operable | 17609 | Southern California Edison Co |  | 342 | Lundy | CA | Vertical | Mono | 1 | Conventional Hydroelectric | HY |  | S | X | X |  |  | 1.5 | 0.8 | 1.5 | 1.5 | 0 | N |  |  | OP | X | 12 | 1911 | Pre-2000 |  |  | N | Electric Utility | Utility | Investor Owned Utility | 1 | X | WAT | Renewable | 1.5 | 0 | 1 | 0
Operable | 17609 | Southern California Edison Co |  | 342 | Lundy | CA | Vertical | Mono | 2 | Conventional Hydroelectric | HY |  | S | X | X |  |  | 1.5 | 0.8 | 1.5 | 1.5 | 0 | N |  |  | OP | X | 2 | 1912 | Pre-2000 |  |  | N | Electric Utility | Utility | Investor Owned Utility | 1 | X | WAT | Renewable | 1.5 | 0 | 1 | 0
Operable | 17609 | Southern California Edison Co |  | 344 | Mammoth Pool | CA | Vertical | Madera | 1 | Conventional Hydroelectric | HY |  | S | X | X |  |  | 95 | 1 | 95 | 95 | 0 | N |  |  | OP | X | 3 | 1960 | Pre-2000 |  |  | N | Electric Utility | Utility | Investor Owned Utility | 1 | X | WAT | Renewable | 95 | 0 | 1 | 0
Operable | 17609 | Southern California Edison Co |  | 344 | Mammoth Pool | CA | Vertical | Madera | 2 | Conventional Hydroelectric | HY |  | S | X | X |  |  | 95 | 1 | 95 | 95 | 0 | N |  |  | OA | X | 3 | 1960 | Pre-2000 |  |  | N | Electric Utility | Utility | Investor Owned Utility | 1 | X | WAT | Renewable | 95 | 0 | 1 | 0
Operable | 17609 | Southern California Edison Co |  | 353 | Poole | CA | Vertical | Mono | 1 | Conventional Hydroelectric | HY |  | S | X | X |  |  | 11.3 | 0.9 | 11.3 | 11.3 | 0 | N |  |  | OP | X | 5 | 1924 | Pre-2000 |  |  | N | Electric Utility | Utility | Investor Owned Utility | 1 | X | WAT | Renewable | 11.3 | 0 | 1 | 0
Operable | 17609 | Southern California Edison Co |  | 354 | Portal | CA | Vertical | Fresno | 1 | Conventional Hydroelectric | HY |  | S | X | X |  |  | 10.8 | 0.9 | 10.8 | 10.8 | 1.1 | N |  |  | OP | X | 12 | 1956 | Pre-2000 |  |  | N | Electric Utility | Utility | Investor Owned Utility | 1 | X | WAT | Renewable | 10.8 | 0 | 1 | 0
Operable | 17609 | Southern California Edison Co |  | 357 | Rush Creek | CA | Vertical | Mono | 1 | Conventional Hydroelectric | HY |  | S | X | X |  |  | 5.9 | 0.9 | 5.9 | 5.9 | 0 | N |  |  | OP | X | 10 | 1916 | Pre-2000 |  |  | N | Electric Utility | Utility | Investor Owned Utility | 1 | X | WAT | Renewable | 5.9 | 0 | 1 | 0
Operable | 17609 | Southern California Edison Co |  | 357 | Rush Creek | CA | Vertical | Mono | 2 | Conventional Hydroelectric | HY |  | S | X | X |  |  | 7.2 | 0.9 | 5.5 | 5.5 | 0 | N |  |  | OP | X | 12 | 1917 | Pre-2000 |  |  | N | Electric Utility | Utility | Investor Owned Utility | 1 | X | WAT | Renewable | 7.2 | 0 | 1 | 0
Operable | 17609 | Southern California Edison Co |  | 358 | Mountainview Generating Station | CA | Vertical | San Bernardino | MV3A | Natural Gas Fired Combined Cycle | CT | 3 | S | X | N |  |  | 164.6 | 0.8 | 156 | 182 | 60 | N |  |  | OP | X | 12 | 2005 | 2005 |  |  | N | Electric Utility | Utility | Investor Owned Utility | 1 | X | NG | Non-Renewable | 0 | 164.6 | 0 | 1
Operable | 17609 | Southern California Edison Co |  | 358 | Mountainview Generating Station | CA | Vertical | San Bernardino | MV3B | Natural Gas Fired Combined Cycle | CT | 3 | S | X | N |  |  | 164.6 | 0.8 | 156 | 182 | 60 | N |  |  | OP | X | 12 | 2005 | 2005 |  |  | N | Electric Utility | Utility | Investor Owned Utility | 1 | X | NG | Non-Renewable | 0 | 164.6 | 0 | 1
Operable | 17609 | Southern California Edison Co |  | 358 | Mountainview Generating Station | CA | Vertical | San Bernardino | MV3C | Natural Gas Fired Combined Cycle | CA | 3 | S | Y | X |  |  | 189.2 | 0.83 | 197 | 191 | 90 | N |  |  | OP | X | 12 | 2005 | 2005 |  |  | N | Electric Utility | Utility | Investor Owned Utility | 1 | X | NG | Non-Renewable | 0 | 189.2 | 0 | 1
Operable | 17609 | Southern California Edison Co |  | 358 | Mountainview Generating Station | CA | Vertical | San Bernardino | MV4A | Natural Gas Fired Combined Cycle | CT | 4 | S | X | N |  |  | 164.6 | 0.8 | 156 | 182 | 60 | N |  |  | OP | X | 1 | 2006 | 2006 |  |  | N | Electric Utility | Utility | Investor Owned Utility | 1 | X | NG | Non-Renewable | 0 | 164.6 | 0 | 1
Operable | 17609 | Southern California Edison Co |  | 358 | Mountainview Generating Station | CA | Vertical | San Bernardino | MV4B | Natural Gas Fired Combined Cycle | CT | 4 | S | X | N |  |  | 164.6 | 0.8 | 156 | 182 | 60 | N |  |  | OP | X | 1 | 2006 | 2006 |  |  | N | Electric Utility | Utility | Investor Owned Utility | 1 | X | NG | Non-Renewable | 0 | 164.6 | 0 | 1
Operable | 17609 | Southern California Edison Co |  | 358 | Mountainview Generating Station | CA | Vertical | San Bernardino | MV4C | Natural Gas Fired Combined Cycle | CA | 4 | S | Y | X |  |  | 189.2 | 0.83 | 197 | 191 | 90 | N |  |  | OP | X | 1 | 2006 | 2006 |  |  | N | Electric Utility | Utility | Investor Owned Utility | 1 | X | NG | Non-Renewable | 0 | 189.2 | 0 | 1
Operable | 17609 | Southern California Edison Co |  | 361 | Santa Ana 1 | CA | Vertical | San Bernardino | 1 | Conventional Hydroelectric | HY |  | S | X | X |  |  | 0.8 | 0.8 | 0.8 | 0.8 | 0 | N |  |  | OP | X | 2 | 1899 | Pre-2000 |  |  | N | Electric Utility | Utility | Investor Owned Utility | 1 | X | WAT | Renewable | 0.8 | 0 | 1 | 0
Operable | 17609 | Southern California Edison Co |  | 361 | Santa Ana 1 | CA | Vertical | San Bernardino | 2 | Conventional Hydroelectric | HY |  | S | X | X |  |  | 0.8 | 0.8 | 0.8 | 0.8 | 0 | N |  |  | OP | X | 2 | 1899 | Pre-2000 |  |  | N | Electric Utility | Utility | Investor Owned Utility | 1 | X | WAT | Renewable | 0.8 | 0 | 1 | 0
Operable | 17609 | Southern California Edison Co |  | 361 | Santa Ana 1 | CA | Vertical | San Bernardino | 3 | Conventional Hydroelectric | HY |  | S | X | X |  |  | 0.8 | 0.8 | 0.8 | 0.8 | 0 | N |  |  | OP | X | 1 | 1899 | Pre-2000 |  |  | N | Electric Utility | Utility | Investor Owned Utility | 1 | X | WAT | Renewable | 0.8 | 0 | 1 | 0
Operable | 17609 | Southern California Edison Co |  | 361 | Santa Ana 1 | CA | Vertical | San Bernardino | 4 | Conventional Hydroelectric | HY |  | S | X | X |  |  | 0.8 | 0.8 | 0.8 | 0.8 | 0 | N |  |  | OP | X | 1 | 1899 | Pre-2000 |  |  | N | Electric Utility | Utility | Investor Owned Utility | 1 | X | WAT | Renewable | 0.8 | 0 | 1 | 0
Operable | 17609 | Southern California Edison Co |  | 363 | Santa Ana 3 | CA | Vertical | San Bernardino | 1 | Conventional Hydroelectric | HY |  | S | X | X |  |  | 3.1 | 0.9 | 3.1 | 3.1 | 0 | N |  |  | OP | X | 9 | 1999 | Pre-2000 |  |  | N | Electric Utility | Utility | Investor Owned Utility | 1 | X | WAT | Renewable | 3.1 | 0 | 1 | 0
Operable | 17609 | Southern California Edison Co |  | 365 | Lower Tule River | CA | Vertical | Tulare | 1 | Conventional Hydroelectric | HY |  | S | X | X |  |  | 1.3 | 0.9 | 1.3 | 1.3 | 0 | N |  |  | OS | X | 9 | 1909 | Pre-2000 |  |  | N | Electric Utility | Utility | Investor Owned Utility | 1 | X | WAT | Renewable | 1.3 | 0 | 1 | 0
Operable | 17609 | Southern California Edison Co |  | 365 | Lower Tule River | CA | Vertical | Tulare | 2 | Conventional Hydroelectric | HY |  | S | X | X |  |  | 1.3 | 0.9 | 1.3 | 1.3 | 0 | N |  |  | OS | X | 9 | 1909 | Pre-2000 |  |  | N | Electric Utility | Utility | Investor Owned Utility | 1 | X | WAT | Renewable | 1.3 | 0 | 1 | 0
Operable | 17609 | Southern California Edison Co |  | 6704 | Pebbly Beach Generating Station Hybrid | CA | Vertical | Los Angeles | 10 | Petroleum Liquids | IC |  | S | X | X |  |  | 1.1 | 0.8 | 1.1 | 1.1 | 0.9 | N |  |  | OP | X | 7 | 1966 | Pre-2000 |  |  | N | Electric Utility | Utility | Investor Owned Utility | 1 | X | DFO | Non-Renewable | 0 | 1.1 | 0 | 1
Operable | 17609 | Southern California Edison Co |  | 6704 | Pebbly Beach Generating Station Hybrid | CA | Vertical | Los Angeles | 12 | Petroleum Liquids | IC |  | S | X | X |  |  | 1.6 | 0.8 | 1.6 | 1.6 | 1.3 | N |  |  | OP | X | 6 | 1976 | Pre-2000 |  |  | N | Electric Utility | Utility | Investor Owned Utility | 1 | X | DFO | Non-Renewable | 0 | 1.6 | 0 | 1
Operable | 17609 | Southern California Edison Co |  | 6704 | Pebbly Beach Generating Station Hybrid | CA | Vertical | Los Angeles | 14 | Petroleum Liquids | IC |  | S | X | X |  |  | 1.4 | 0.8 | 1.4 | 1.4 | 1.1 | N |  |  | OP | X | 10 | 1986 | Pre-2000 |  |  | N | Electric Utility | Utility | Investor Owned Utility | 1 | X | DFO | Non-Renewable | 0 | 1.4 | 0 | 1
Operable | 17609 | Southern California Edison Co |  | 6704 | Pebbly Beach Generating Station Hybrid | CA | Vertical | Los Angeles | 15 | Petroleum Liquids | IC |  | S | X | X |  |  | 2.8 | 0.8 | 2.8 | 2.8 | 2.2 | N |  |  | OP | X | 12 | 1995 | Pre-2000 |  |  | N | Electric Utility | Utility | Investor Owned Utility | 1 | X | DFO | Non-Renewable | 0 | 2.8 | 0 | 1
Operable | 17609 | Southern California Edison Co |  | 6704 | Pebbly Beach Generating Station Hybrid | CA | Vertical | Los Angeles | 7 | Petroleum Liquids | IC |  | S | X | X |  |  | 1 | 0.8 | 1 | 1 | 0.8 | N |  |  | OP | X | 7 | 1958 | Pre-2000 |  |  | N | Electric Utility | Utility | Investor Owned Utility | 1 | X | DFO | Non-Renewable | 0 | 1 | 0 | 1
Operable | 17609 | Southern California Edison Co |  | 6704 | Pebbly Beach Generating Station Hybrid | CA | Vertical | Los Angeles | 8 | Petroleum Liquids | IC |  | S | X | X |  |  | 1.5 | 0.8 | 1.5 | 1.5 | 1.2 | N |  |  | OP | X | 6 | 1963 | Pre-2000 |  |  | N | Electric Utility | Utility | Investor Owned Utility | 1 | X | DFO | Non-Renewable | 0 | 1.5 | 0 | 1
Operable | 17609 | Southern California Edison Co |  | 6704 | Pebbly Beach Generating Station Hybrid | CA | Vertical | Los Angeles | MT01 | Petroleum Liquids | GT |  | S | X | X |  |  | 0.1 | 0.8 | 0.1 | 0.1 | 0.1 | N |  |  | OP | X | 12 | 2011 | 2011 |  |  | N | Electric Utility | Utility | Investor Owned Utility | 1 | X | PG | Non-Renewable | 0 | 0.1 | 0 | 1
Operable | 17609 | Southern California Edison Co |  | 6704 | Pebbly Beach Generating Station Hybrid | CA | Vertical | Los Angeles | MT02 | Petroleum Liquids | GT |  | S | X | X |  |  | 0.1 | 0.8 | 0.1 | 0.1 | 0.1 | N |  |  | OP | X | 12 | 2011 | 2011 |  |  | N | Electric Utility | Utility | Investor Owned Utility | 1 | X | PG | Non-Renewable | 0 | 0.1 | 0 | 1
Operable | 17609 | Southern California Edison Co |  | 6704 | Pebbly Beach Generating Station Hybrid | CA | Vertical | Los Angeles | MT03 | Petroleum Liquids | GT |  | S | X | X |  |  | 0.1 | 0.8 | 0.1 | 0.1 | 0.1 | N |  |  | OP | X | 12 | 2011 | 2011 |  |  | N | Electric Utility | Utility | Investor Owned Utility | 1 | X | PG | Non-Renewable | 0 | 0.1 | 0 | 1
Operable | 17609 | Southern California Edison Co |  | 6704 | Pebbly Beach Generating Station Hybrid | CA | Vertical | Los Angeles | MT04 | Petroleum Liquids | GT |  | S | X | X |  |  | 0.1 | 0.8 | 0.1 | 0.1 | 0.1 | N |  |  | OP | X | 12 | 2011 | 2011 |  |  | N | Electric Utility | Utility | Investor Owned Utility | 1 | X | PG | Non-Renewable | 0 | 0.1 | 0 | 1
Operable | 17609 | Southern California Edison Co |  | 6704 | Pebbly Beach Generating Station Hybrid | CA | Vertical | Los Angeles | MT05 | Petroleum Liquids | GT |  | S | X | X |  |  | 0.1 | 0.8 | 0.1 | 0.1 | 0.1 | N |  |  | OP | X | 12 | 2011 | 2011 |  |  | N | Electric Utility | Utility | Investor Owned Utility | 1 | X | PG | Non-Renewable | 0 | 0.1 | 0 | 1
Operable | 17609 | Southern California Edison Co |  | 6704 | Pebbly Beach Generating Station Hybrid | CA | Vertical | Los Angeles | MT06 | Petroleum Liquids | GT |  | S | X | X |  |  | 0.1 | 0.8 | 0.1 | 0.1 | 0.1 | N |  |  | OS | X | 12 | 2011 | 2011 |  |  | N | Electric Utility | Utility | Investor Owned Utility | 1 | X | PG | Non-Renewable | 0 | 0.1 | 0 | 1
Operable | 17609 | Southern California Edison Co |  | 6704 | Pebbly Beach Generating Station Hybrid | CA | Vertical | Los Angeles | MT07 | Petroleum Liquids | GT |  | S | X | X |  |  | 0.1 | 0.8 | 0.1 | 0.1 | 0.1 | N |  |  | OP | X | 12 | 2011 | 2011 |  |  | N | Electric Utility | Utility | Investor Owned Utility | 1 | X | PG | Non-Renewable | 0 | 0.1 | 0 | 1
Operable | 17609 | Southern California Edison Co |  | 6704 | Pebbly Beach Generating Station Hybrid | CA | Vertical | Los Angeles | MT08 | Petroleum Liquids | GT |  | S | X | X |  |  | 0.1 | 0.8 | 0.1 | 0.1 | 0.1 | N |  |  | OP | X | 12 | 2011 | 2011 |  |  | N | Electric Utility | Utility | Investor Owned Utility | 1 | X | PG | Non-Renewable | 0 | 0.1 | 0 | 1
Operable | 17609 | Southern California Edison Co |  | 6704 | Pebbly Beach Generating Station Hybrid | CA | Vertical | Los Angeles | MT09 | Petroleum Liquids | GT |  | S | X | X |  |  | 0.1 | 0.8 | 0.1 | 0.1 | 0.1 | N |  |  | OP | X | 12 | 2011 | 2011 |  |  | N | Electric Utility | Utility | Investor Owned Utility | 1 | X | PG | Non-Renewable | 0 | 0.1 | 0 | 1
Operable | 17609 | Southern California Edison Co |  | 6704 | Pebbly Beach Generating Station Hybrid | CA | Vertical | Los Angeles | MT10 | Petroleum Liquids | GT |  | S | X | X |  |  | 0.1 | 0.8 | 0.1 | 0.1 | 0.1 | N |  |  | OP | X | 12 | 2011 | 2011 |  |  | N | Electric Utility | Utility | Investor Owned Utility | 1 | X | PG | Non-Renewable | 0 | 0.1 | 0 | 1
Operable | 17609 | Southern California Edison Co |  | 6704 | Pebbly Beach Generating Station Hybrid | CA | Vertical | Los Angeles | MT11 | Petroleum Liquids | GT |  | S | X | X |  |  | 0.1 | 0.8 | 0.1 | 0.1 | 0.1 | N |  |  | OP | X | 12 | 2011 | 2011 |  |  | N | Electric Utility | Utility | Investor Owned Utility | 1 | X | PG | Non-Renewable | 0 | 0.1 | 0 | 1
Operable | 17609 | Southern California Edison Co |  | 6704 | Pebbly Beach Generating Station Hybrid | CA | Vertical | Los Angeles | MT14 | Petroleum Liquids | GT |  | S | X | X |  |  | 0.1 | 0.8 | 0.1 | 0.1 | 0.1 | N |  |  | OP | X | 12 | 2011 | 2011 |  |  | N | Electric Utility | Utility | Investor Owned Utility | 1 | X | PG | Non-Renewable | 0 | 0.1 | 0 | 1
Operable | 17609 | Southern California Edison Co |  | 6704 | Pebbly Beach Generating Station Hybrid | CA | Vertical | Los Angeles | MT15 | Petroleum Liquids | GT |  | S | X | X |  |  | 0.1 | 0.8 | 0.1 | 0.1 | 0.1 | N |  |  | OP | X | 12 | 2011 | 2011 |  |  | N | Electric Utility | Utility | Investor Owned Utility | 1 | X | PG | Non-Renewable | 0 | 0.1 | 0 | 1
Operable | 17609 | Southern California Edison Co |  | 6704 | Pebbly Beach Generating Station Hybrid | CA | Vertical | Los Angeles | MT16 | Petroleum Liquids | GT |  | S | X | X |  |  | 0.1 | 0.8 | 0.1 | 0.1 | 0.1 | N |  |  | OS | X | 12 | 2011 | 2011 |  |  | N | Electric Utility | Utility | Investor Owned Utility | 1 | X | PG | Non-Renewable | 0 | 0.1 | 0 | 1
Operable | 17609 | Southern California Edison Co |  | 6704 | Pebbly Beach Generating Station Hybrid | CA | Vertical | Los Angeles | MT17 | Petroleum Liquids | GT |  | S | X | X |  |  | 0.1 | 0.8 | 0.1 | 0.1 | 0.1 | N |  |  | OS | X | 12 | 2011 | 2011 |  |  | N | Electric Utility | Utility | Investor Owned Utility | 1 | X | PG | Non-Renewable | 0 | 0.1 | 0 | 1
Operable | 17609 | Southern California Edison Co |  | 6704 | Pebbly Beach Generating Station Hybrid | CA | Vertical | Los Angeles | MT18 | Petroleum Liquids | GT |  | S | X | X |  |  | 0.1 | 0.8 | 0.1 | 0.1 | 0.1 | N |  |  | OP | X | 12 | 2011 | 2011 |  |  | N | Electric Utility | Utility | Investor Owned Utility | 1 | X | PG | Non-Renewable | 0 | 0.1 | 0 | 1
Operable | 17609 | Southern California Edison Co |  | 6704 | Pebbly Beach Generating Station Hybrid | CA | Vertical | Los Angeles | MT19 | Petroleum Liquids | GT |  | S | X | X |  |  | 0.1 | 0.8 | 0.1 | 0.1 | 0.1 | N |  |  | OP | X | 12 | 2011 | 2011 |  |  | N | Electric Utility | Utility | Investor Owned Utility | 1 | X | PG | Non-Renewable | 0 | 0.1 | 0 | 1
Operable | 17609 | Southern California Edison Co |  | 6704 | Pebbly Beach Generating Station Hybrid | CA | Vertical | Los Angeles | MT20 | Petroleum Liquids | GT |  | S | X | X |  |  | 0.1 | 0.8 | 0.1 | 0.1 | 0.1 | N |  |  | OP | X | 12 | 2011 | 2011 |  |  | N | Electric Utility | Utility | Investor Owned Utility | 1 | X | PG | Non-Renewable | 0 | 0.1 | 0 | 1
Operable | 17609 | Southern California Edison Co |  | 6704 | Pebbly Beach Generating Station Hybrid | CA | Vertical | Los Angeles | MT21 | Petroleum Liquids | GT |  | S | X | X |  |  | 0.1 | 0.8 | 0.1 | 0.1 | 0.1 | N |  |  | OP | X | 12 | 2011 | 2011 |  |  | N | Electric Utility | Utility | Investor Owned Utility | 1 | X | PG | Non-Renewable | 0 | 0.1 | 0 | 1
Operable | 17609 | Southern California Edison Co |  | 6704 | Pebbly Beach Generating Station Hybrid | CA | Vertical | Los Angeles | MT22 | Petroleum Liquids | GT |  | S | X | X |  |  | 0.1 | 0.8 | 0.1 | 0.1 | 0.1 | N |  |  | OS | X | 12 | 2011 | 2011 |  |  | N | Electric Utility | Utility | Investor Owned Utility | 1 | X | PG | Non-Renewable | 0 | 0.1 | 0 | 1
Operable | 17609 | Southern California Edison Co |  | 6704 | Pebbly Beach Generating Station Hybrid | CA | Vertical | Los Angeles | MT23 | Petroleum Liquids | GT |  | S | X | X |  |  | 0.1 | 0.8 | 0.1 | 0.1 | 0.1 | N |  |  | OP | X | 12 | 2011 | 2011 |  |  | N | Electric Utility | Utility | Investor Owned Utility | 1 | X | PG | Non-Renewable | 0 | 0.1 | 0 | 1
Operable | 17609 | Southern California Edison Co |  | 6704 | Pebbly Beach Generating Station Hybrid | CA | Vertical | Los Angeles | MT24 | Petroleum Liquids | GT |  | S | X | X |  |  | 0.1 | 0.8 | 0.1 | 0.1 | 0.1 | N |  |  | OP | X | 12 | 2011 | 2011 |  |  | N | Electric Utility | Utility | Investor Owned Utility | 1 | X | PG | Non-Renewable | 0 | 0.1 | 0 | 1
Operable | 17609 | Southern California Edison Co |  | 6704 | Pebbly Beach Generating Station Hybrid | CA | Vertical | Los Angeles | MT25 | Petroleum Liquids | GT |  | S | X | X |  |  | 0.1 | 0.8 | 0.1 | 0.1 | 0.1 | N |  |  | OP | X | 12 | 2011 | 2011 |  |  | N | Electric Utility | Utility | Investor Owned Utility | 1 | X | PG | Non-Renewable | 0 | 0.1 | 0 | 1
Operable | 17609 | Southern California Edison Co |  | 6704 | Pebbly Beach Generating Station Hybrid | CA | Vertical | Los Angeles | NASB1 | Batteries | BA |  | S | X | X |  |  | 1 |  | 1 | 1 | 0.1 | N |  |  | OP | X | 8 | 2012 | 2012 |  |  | N | Electric Utility | Utility | Investor Owned Utility | 1 | X | MWH | Other | 0 | 0 | 0 | 0
Operable | 17609 | Southern California Edison Co |  | 7147 | Mill Creek 3 | CA | Vertical | San Bernardino | 3 | Conventional Hydroelectric | HY |  | S | X | X |  |  | 1 | 1 | 1 | 1 | 0 | N |  |  | OP | X | 3 | 1903 | Pre-2000 |  |  | N | Electric Utility | Utility | Investor Owned Utility | 1 | X | WAT | Renewable | 1 | 0 | 1 | 0
Operable | 17609 | Southern California Edison Co |  | 7147 | Mill Creek 3 | CA | Vertical | San Bernardino | 4 | Conventional Hydroelectric | HY |  | S | X | X |  |  | 1 | 1 | 1 | 1 | 0 | N |  |  | OP | X | 10 | 1904 | Pre-2000 |  |  | N | Electric Utility | Utility | Investor Owned Utility | 1 | X | WAT | Renewable | 1 | 0 | 1 | 0
Operable | 17609 | Southern California Edison Co |  | 7147 | Mill Creek 3 | CA | Vertical | San Bernardino | 5 | Conventional Hydroelectric | HY |  | S | X | X |  |  | 1 | 1 | 1 | 1 | 0 | N |  |  | OP | X | 3 | 1904 | Pre-2000 |  |  | N | Electric Utility | Utility | Investor Owned Utility | 1 | X | WAT | Renewable | 1 | 0 | 1 | 0
Operable | 17609 | Southern California Edison Co |  | 56471 | McGrath Peaker | CA | Vertical | Ventura | 1 | Natural Gas Fired Combustion Turbine | GT |  | S | X | X |  |  | 49.8 | 0.85 | 49 | 49 | 45.9 | N |  |  | OP | X | 11 | 2012 | 2012 |  |  | N | Electric Utility | Utility | Investor Owned Utility | 1 | X | NG | Non-Renewable | 0 | 49.8 | 0 | 1
Operable | 17609 | Southern California Edison Co |  | 56472 | Grapeland Hybrid | CA | Vertical | San Bernardino | 1 | Natural Gas Fired Combustion Turbine | GT |  | S | X | X |  |  | 49.8 | 0.85 | 46 | 46 | 1 | N |  |  | OP | X | 9 | 2007 | 2007 |  |  | N | Electric Utility | Utility | Investor Owned Utility | 1 | X | NG | Non-Renewable | 0 | 49.8 | 0 | 1
Operable | 17609 | Southern California Edison Co |  | 56472 | Grapeland Hybrid | CA | Vertical | San Bernardino | BA1 | Batteries | BA |  | S | X | X |  |  | 10 | 0.95 | 10 | 10 | 1 | N |  |  | OP | X | 12 | 2016 | 2016 |  |  | N | Electric Utility | Utility | Investor Owned Utility | 1 | X | MWH | Other | 0 | 0 | 0 | 0
Operable | 17609 | Southern California Edison Co |  | 56473 | Mira Loma Peaker | CA | Vertical | San Bernardino | 1 | Natural Gas Fired Combustion Turbine | GT |  | S | X | X |  |  | 49.8 | 0.85 | 49 | 49 | 45.9 | N |  |  | OP | X | 9 | 2007 | 2007 |  |  | N | Electric Utility | Utility | Investor Owned Utility | 1 | X | NG | Non-Renewable | 0 | 49.8 | 0 | 1
Operable | 17609 | Southern California Edison Co |  | 56474 | Barre Peaker | CA | Vertical | Orange | 1 | Natural Gas Fired Combustion Turbine | GT |  | S | X | X |  |  | 49.8 | 0.85 | 49 | 49 | 46.9 | N |  |  | OP | X | 9 | 2007 | 2007 |  |  | N | Electric Utility | Utility | Investor Owned Utility | 1 | X | NG | Non-Renewable | 0 | 49.8 | 0 | 1
Operable | 17609 | Southern California Edison Co |  | 56475 | Center Hybrid | CA | Vertical | Los Angeles | 1 | Natural Gas Fired Combustion Turbine | GT |  | S | X | X |  |  | 49.8 | 0.85 | 47 | 47 | 1 | N |  |  | OP | X | 9 | 2007 | 2007 |  |  | N | Electric Utility | Utility | Investor Owned Utility | 1 | X | NG | Non-Renewable | 0 | 49.8 | 0 | 1
Operable | 17609 | Southern California Edison Co |  | 56475 | Center Hybrid | CA | Vertical | Los Angeles | BA1 | Batteries | BA |  | S | X | X |  |  | 10 | 0.95 | 10 | 10 | 1 | N |  |  | OP | X | 12 | 2016 | 2016 |  |  | N | Electric Utility | Utility | Investor Owned Utility | 1 | X | MWH | Other | 0 | 0 | 0 | 0
Operable | 17609 | Southern California Edison Co |  | 57441 | Solar Photovoltaic Project #42 | CA | Vertical | Tulare | S42A | Solar Photovoltaic | PV |  | S | X | X |  |  | 0.5 |  | 0.5 | 0.5 |  | N |  |  | OP | X | 11 | 2012 | 2012 |  |  | N | Electric Utility | Utility | Investor Owned Utility | 1 | X | SUN | Renewable | 0.5 | 0 | 1 | 0
Operable | 17609 | Southern California Edison Co |  | 57441 | Solar Photovoltaic Project #42 | CA | Vertical | Tulare | S42B | Solar Photovoltaic | PV |  | S | X | X |  |  | 0.5 |  | 0.5 | 0.5 |  | N |  |  | OP | X | 11 | 2012 | 2012 |  |  | N | Electric Utility | Utility | Investor Owned Utility | 1 | X | SUN | Renewable | 0.5 | 0 | 1 | 0
Operable | 17609 | Southern California Edison Co |  | 57441 | Solar Photovoltaic Project #42 | CA | Vertical | Tulare | S42C | Solar Photovoltaic | PV |  | S | X | X |  |  | 0.5 |  | 0.5 | 0.5 |  | N |  |  | OP | X | 11 | 2012 | 2012 |  |  | N | Electric Utility | Utility | Investor Owned Utility | 1 | X | SUN | Renewable | 0.5 | 0 | 1 | 0
Operable | 17609 | Southern California Edison Co |  | 57441 | Solar Photovoltaic Project #42 | CA | Vertical | Tulare | S42D | Solar Photovoltaic | PV |  | S | X | X |  |  | 0.5 |  | 0.5 | 0.5 |  | N |  |  | OP | X | 11 | 2012 | 2012 |  |  | N | Electric Utility | Utility | Investor Owned Utility | 1 | X | SUN | Renewable | 0.5 | 0 | 1 | 0
Operable | 17609 | Southern California Edison Co |  | 57441 | Solar Photovoltaic Project #42 | CA | Vertical | Tulare | S42E | Solar Photovoltaic | PV |  | S | X | X |  |  | 0.5 |  | 0.5 | 0.5 |  | N |  |  | OP | X | 11 | 2012 | 2012 |  |  | N | Electric Utility | Utility | Investor Owned Utility | 1 | X | SUN | Renewable | 0.5 | 0 | 1 | 0
Operable | 17609 | Southern California Edison Co |  | 57441 | Solar Photovoltaic Project #42 | CA | Vertical | Tulare | S42F | Solar Photovoltaic | PV |  | S | X | X |  |  | 0.5 |  | 0.5 | 0.5 |  | N |  |  | OP | X | 11 | 2012 | 2012 |  |  | N | Electric Utility | Utility | Investor Owned Utility | 1 | X | SUN | Renewable | 0.5 | 0 | 1 | 0
Operable | 17609 | Southern California Edison Co |  | 57441 | Solar Photovoltaic Project #42 | CA | Vertical | Tulare | S42G | Solar Photovoltaic | PV |  | S | X | X |  |  | 0.5 |  | 0.5 | 0.5 |  | N |  |  | OP | X | 11 | 2012 | 2012 |  |  | N | Electric Utility | Utility | Investor Owned Utility | 1 | X | SUN | Renewable | 0.5 | 0 | 1 | 0
Operable | 17609 | Southern California Edison Co |  | 57441 | Solar Photovoltaic Project #42 | CA | Vertical | Tulare | S42H | Solar Photovoltaic | PV |  | S | X | X |  |  | 0.5 |  | 0.5 | 0.5 |  | N |  |  | OP | X | 11 | 2012 | 2012 |  |  | N | Electric Utility | Utility | Investor Owned Utility | 1 | X | SUN | Renewable | 0.5 | 0 | 1 | 0
Operable | 17609 | Southern California Edison Co |  | 57441 | Solar Photovoltaic Project #42 | CA | Vertical | Tulare | S42I | Solar Photovoltaic | PV |  | S | X | X |  |  | 0.5 |  | 0.5 | 0.5 |  | N |  |  | OP | X | 11 | 2012 | 2012 |  |  | N | Electric Utility | Utility | Investor Owned Utility | 1 | X | SUN | Renewable | 0.5 | 0 | 1 | 0
Operable | 17609 | Southern California Edison Co |  | 57441 | Solar Photovoltaic Project #42 | CA | Vertical | Tulare | S42J | Solar Photovoltaic | PV |  | S | X | X |  |  | 0.5 |  | 0.5 | 0.5 |  | N |  |  | OP | X | 11 | 2012 | 2012 |  |  | N | Electric Utility | Utility | Investor Owned Utility | 1 | X | SUN | Renewable | 0.5 | 0 | 1 | 0
Operable | 17609 | Southern California Edison Co |  | 60661 | Mira Loma Energy Storage Facility | CA | Vertical | San Bernardino | 013A | Batteries | BA |  | S | X | X |  |  | 10 |  | 10 | 10 | 0 | N |  |  | OP | X | 12 | 2016 | 2016 |  |  | N | Electric Utility | Utility | Investor Owned Utility | 1 | X | MWH | Other | 0 | 0 | 0 | 0
Operable | 17609 | Southern California Edison Co |  | 60661 | Mira Loma Energy Storage Facility | CA | Vertical | San Bernardino | 013B | Batteries | BA |  | S | X | X |  |  | 10 |  | 10 | 10 | 0 | N |  |  | OP | X | 12 | 2016 | 2016 |  |  | N | Electric Utility | Utility | Investor Owned Utility | 1 | X | MWH | Other | 0 | 0 | 0 | 0
Operable | 17609 | Southern California Edison Co |  | 60699 | DESI-1 Battery Energy Storage Facility | CA | Vertical | Orange | DESI1 | Batteries | BA |  | S | X | X |  |  | 2.4 |  | 2.4 | 2.4 | 0 | N |  |  | OP | X | 12 | 2016 | 2016 | 4 | 2024 | N | Electric Utility | Utility | Investor Owned Utility | 1 | X | MWH | Other | 0 | 0 | 0 | 0
Operable | 17609 | Southern California Edison Co |  | 62460 | DESI-2 Battery Storage Facility | CA | Vertical | Orange | DESI2 | Batteries | BA |  | S | X | X |  |  | 1.4 |  | 1.4 | 1.4 |  | N |  |  | OP | X | 10 | 2019 | 2019 |  |  | N | Electric Utility | Utility | Investor Owned Utility | 1 | X | MWH | Other | 0 | 0 | 0 | 0
Operable | 61375 | Southern Current One, LLC |  | 61748 | Southern Current One, LLC | SC | Vertical | Allendale | PRGE1 | Solar Photovoltaic | PV |  | S | X | X |  |  | 10.2 |  | 10.2 | 10.2 |  | N |  |  | OP | X | 12 | 2017 | 2017 |  |  | N | IPP Non-CHP | IPP | IPP | 2 | X | SUN | Renewable | 10.2 | 0 | 1 | 0
Operable | 63439 | Southern Idaho Solid Waste |  | 63755 | Milner Butte LFGE | ID | Vertical | Cassia | E1 | Landfill Gas | IC |  | S | X | X |  |  | 1.3 | 1 | 1.3 | 1.3 | 0.5 | N |  |  | OP | X | 6 | 2023 | 2023 |  |  | N | Commercial Non-CHP | Customer Sited | Other | 4 | X | LFG | Renewable | 1.3 | 0 | 1 | 0
Operable | 63439 | Southern Idaho Solid Waste |  | 63755 | Milner Butte LFGE | ID | Vertical | Cassia | E2 | Landfill Gas | IC |  | S | X | X |  |  | 1.3 | 1 | 1.3 | 1.3 | 0.5 | N |  |  | OP | X | 10 | 2018 | 2018 |  |  | N | Commercial Non-CHP | Customer Sited | Other | 4 | X | LFG | Renewable | 1.3 | 0 | 1 | 0
Operable | 63439 | Southern Idaho Solid Waste |  | 63755 | Milner Butte LFGE | ID | Vertical | Cassia | E3 | Landfill Gas | IC |  | S | X | X |  |  | 1.3 | 1 | 1.3 | 1.3 | 0.5 | N |  |  | OP | X | 10 | 2018 | 2018 |  |  | N | Commercial Non-CHP | Customer Sited | Other | 4 | X | LFG | Renewable | 1.3 | 0 | 1 | 0
Operable | 17632 | Southern Illinois Power Coop |  | 976 | Marion | IL | Restructured | Williamson | 1 | Conventional Steam Coal | ST |  | S | X | X | SIPC.MARI69 | SIPCMARI69 | 33 | 0.85 | 40 | 40 | 30 | N |  |  | OP | X | 6 | 1963 | Pre-2000 |  |  | N | Electric Utility | Utility | Cooperative | 1 | X | BIT | Non-Renewable | 0 | 33 | 0 | 1 |  | PC
Operable | 17632 | Southern Illinois Power Coop |  | 976 | Marion | IL | Restructured | Williamson | 2 | Conventional Steam Coal | ST |  | S | X | X | SIPC.MARI69 | SIPCMARI69 | 33 | 0.85 | 40 | 40 | 30 | N |  |  | OP | X | 8 | 1963 | Pre-2000 |  |  | N | Electric Utility | Utility | Cooperative | 1 | X | BIT | Non-Renewable | 0 | 33 | 0 | 1 |  | PC
Operable | 17632 | Southern Illinois Power Coop |  | 976 | Marion | IL | Restructured | Williamson | 3 | Conventional Steam Coal | ST |  | S | X | X | SIPC.MARI69 | SIPCMARI69 | 33 | 0.85 | 40 | 40 | 30 | N |  |  | OP | X | 9 | 1963 | Pre-2000 |  |  | N | Electric Utility | Utility | Cooperative | 1 | X | BIT | Non-Renewable | 0 | 33 | 0 | 1 |  | PC
Operable | 17632 | Southern Illinois Power Coop |  | 976 | Marion | IL | Restructured | Williamson | 5 | Natural Gas Fired Combustion Turbine | GT |  | S | X | X | SIPC.MARIOGEN5 | SIPC.MARIOGEN5 | 75 | 0.85 | 70 | 90 | 40 | N |  |  | SB | Y | 5 | 2003 | 2003 |  |  | N | Electric Utility | Utility | Cooperative | 1 | X | NG | Non-Renewable | 0 | 75 | 0 | 1 | DFO
Operable | 17632 | Southern Illinois Power Coop |  | 976 | Marion | IL | Restructured | Williamson | 6 | Natural Gas Fired Combustion Turbine | GT |  | S | X | X | SIPC.MARIOGEN6 | SIPC.MARIOGEN6 | 75 | 0.85 | 70 | 90 | 40 | N |  |  | SB | Y | 5 | 2003 | 2003 |  |  | N | Electric Utility | Utility | Cooperative | 1 | X | NG | Non-Renewable | 0 | 75 | 0 | 1 | DFO
Operable | 57306 | Southern Illinois University Carbondale |  | 57928 | SIUC | IL | Restructured | Jackson | EMER | Petroleum Liquids | IC |  | S | X | X |  |  | 1.6 | 0.8 | 1.6 | 1.6 | 0.8 | N |  |  | SB | Y | 6 | 1998 | Pre-2000 |  |  | N | Commercial CHP | Customer Sited | Other | 5 | X | DFO | Non-Renewable | 0 | 1.6 | 0 | 1
Operable | 57306 | Southern Illinois University Carbondale |  | 57928 | SIUC | IL | Restructured | Jackson | GEN5 | Conventional Steam Coal | ST |  | S | X | X |  |  | 3.5 | 0.93 | 2.8 | 2.8 | 0.3 | N |  |  | OP | X | 6 | 1998 | Pre-2000 |  |  | Y | Commercial CHP | Customer Sited | Other | 5 | T | BIT | Non-Renewable | 0 | 3.5 | 0 | 1
Operable | 17633 | Southern Indiana Gas & Elec Co | Southern Indiana Gas & Elec Co | 1012 | F B Culley | IN | Vertical | Warrick | 2 | Conventional Steam Coal | ST |  | S | X | X | SIGE.CULGN2 | SIGE.CULGN2 | 103.7 | 0.85 | 90 | 90 | 50 | N |  |  | OP | X | 12 | 1966 | Pre-2000 | 12 | 2025 | N | Electric Utility | Utility | Investor Owned Utility | 1 | X | BIT | Non-Renewable | 0 | 103.7 | 0 | 1
Operable | 17633 | Southern Indiana Gas & Elec Co | Southern Indiana Gas & Elec Co | 1012 | F B Culley | IN | Vertical | Warrick | 3 | Conventional Steam Coal | ST |  | S | X | X | SIGE.CULGN3 | SIGE.CULGN3 | 265.2 | 0.95 | 270 | 270 | 135 | N |  |  | OP | X | 6 | 1973 | Pre-2000 |  |  | N | Electric Utility | Utility | Investor Owned Utility | 1 | X | BIT | Non-Renewable | 0 | 265.2 | 0 | 1
Operable | 17633 | Southern Indiana Gas & Elec Co | Southern Indiana Gas & Elec Co | 6137 | A B Brown | IN | Vertical | Posey | 4 | Natural Gas Fired Combustion Turbine | GT |  | S | X | X | SIGE.10ABGTGT | SIGE.10ABGTGT | 88.2 | 0.85 | 80 | 87 | 40 | N |  |  | OP | X | 6 | 1991 | Pre-2000 |  |  | N | Electric Utility | Utility | Investor Owned Utility | 1 | X | NG | Non-Renewable | 0 | 88.2 | 0 | 1 | DFO
Operable | 17633 | Southern Indiana Gas & Elec Co | Southern Indiana Gas & Elec Co | 6137 | A B Brown | IN | Vertical | Posey | 5 | Natural Gas Fired Combustion Turbine | GT |  | S | X | X | SIGE.10ABBROWUN4 | SIGE.10ABBROWUN4 | 88.2 | 0.85 | 80 | 87 | 50 | N |  |  | OP | X | 5 | 2002 | 2002 |  |  | N | Electric Utility | Utility | Investor Owned Utility | 1 | X | NG | Non-Renewable | 0 | 88.2 | 0 | 1
Operable | 17633 | Southern Indiana Gas & Elec Co | Southern Indiana Gas & Elec Co | 58577 | Veolia ES Blackfoot Landfill Facility | IN | Vertical | Pike | BLG1 | Landfill Gas | IC |  | S | X | X |  |  | 1.6 | 0.9 | 1.1 | 1 | 0.5 | N |  |  | OP | X | 6 | 2009 | 2009 |  |  | N | Electric Utility | Utility | Investor Owned Utility | 1 | X | LFG | Renewable | 1.6 | 0 | 1 | 0
Operable | 17633 | Southern Indiana Gas & Elec Co | Southern Indiana Gas & Elec Co | 58577 | Veolia ES Blackfoot Landfill Facility | IN | Vertical | Pike | BLG2 | Landfill Gas | IC |  | S | X | X |  |  | 1.6 | 0.9 | 1.1 | 1 | 0.5 | N |  |  | OP | X | 6 | 2009 | 2009 |  |  | N | Electric Utility | Utility | Investor Owned Utility | 1 | X | LFG | Renewable | 1.6 | 0 | 1 | 0
Operable | 17633 | Southern Indiana Gas & Elec Co | Southern Indiana Gas & Elec Co | 61333 | Oak Hill Solar Array | IN | Vertical | Vanderburgh | OHSA1 | Solar Photovoltaic | PV |  | S | X | X |  |  | 2 |  | 2 | 2 |  | N |  |  | OP | X | 11 | 2018 | 2018 |  |  | N | Electric Utility | Utility | Investor Owned Utility | 1 | X | SUN | Renewable | 2 | 0 | 1 | 0
Operable | 17633 | Southern Indiana Gas & Elec Co | Southern Indiana Gas & Elec Co | 61334 | Volkman Road Solar Array Hybrid | IN | Vertical | Vanderburgh | VRSA1 | Solar Photovoltaic | PV |  | S | X | X |  |  | 2 |  | 2 | 2 |  | N |  |  | OP | X | 11 | 2018 | 2018 |  |  | N | Electric Utility | Utility | Investor Owned Utility | 1 | X | SUN | Renewable | 2 | 0 | 1 | 0
Operable | 17633 | Southern Indiana Gas & Elec Co | Southern Indiana Gas & Elec Co | 61334 | Volkman Road Solar Array Hybrid | IN | Vertical | Vanderburgh | VRSA2 | Batteries | BA |  | S | X | X |  |  | 1 |  | 1 | 1 | 0 | N |  |  | OP | X | 1 | 2019 | 2019 |  |  | N | Electric Utility | Utility | Investor Owned Utility | 1 | X | MWH | Other | 0 | 0 | 0 | 0
Operable | 17633 | Southern Indiana Gas & Elec Co | Southern Indiana Gas & Elec Co | 63929 | Troy Solar | IN | Vertical | Spencer | TROY1 | Solar Photovoltaic | PV |  | S | X | X | SIGE.TROY_SOL | SIGE.TROY_SOL | 50.4 | 0.95 | 50.4 | 50.4 | 2.5 | N |  |  | OP | X | 4 | 2021 | 2021 |  |  | N | Electric Utility | Utility | Investor Owned Utility | 1 | X | SUN | Renewable | 50.4 | 0 | 1 | 0
Operable | 17604 | Southern Minnesota Beet Sugar |  | 54533 | Southern Minnesota Beet Sugar | MN | Vertical | Renville | 1 | Conventional Steam Coal | ST |  | S | X | X |  |  | 7.5 | 0.8 | 7.5 | 7.5 | 1.5 | N |  |  | OP | X | 9 | 1976 | Pre-2000 |  |  | Y | Industrial CHP | Customer Sited | Other | 7 | B | SUB | Non-Renewable | 0 | 7.5 | 0 | 1 | NG
Operable | 40580 | Southern Minnesota Mun P Agny |  | 1973 | Fairmont (MN) | MN | Vertical | Martin | 10 | Natural Gas Internal Combustion Engine | IC |  | S | X | X | ALTW.FAIR_SIG | ALTW.FAIR_SIG | 6.5 | 0.8 | 6.5 | 6.5 | 3 | N |  |  | OP | X | 3 | 2014 | 2014 |  |  | N | Electric Utility | Utility | Municipal | 1 | X | NG | Non-Renewable | 0 | 6.5 | 0 | 1
Operable | 40580 | Southern Minnesota Mun P Agny |  | 1973 | Fairmont (MN) | MN | Vertical | Martin | 11 | Natural Gas Internal Combustion Engine | IC |  | S | X | X | ALTW.FAIR_SIG | ALTW.FAIR_SIG | 6.5 | 0.8 | 6.5 | 6.5 | 3 | N |  |  | OP | X | 3 | 2014 | 2014 |  |  | N | Electric Utility | Utility | Municipal | 1 | X | NG | Non-Renewable | 0 | 6.5 | 0 | 1
Operable | 40580 | Southern Minnesota Mun P Agny |  | 1973 | Fairmont (MN) | MN | Vertical | Martin | 12 | Natural Gas Internal Combustion Engine | IC |  | S | X | X | ALTW.FAIR_SIG | ALTW.FAIR_SIG | 6.5 | 0.8 | 6.5 | 6.5 | 3 | N |  |  | OP | X | 3 | 2014 | 2014 |  |  | N | Electric Utility | Utility | Municipal | 1 | X | NG | Non-Renewable | 0 | 6.5 | 0 | 1
Operable | 40580 | Southern Minnesota Mun P Agny |  | 1973 | Fairmont (MN) | MN | Vertical | Martin | 6 | Petroleum Liquids | IC |  | S | X | X | ALTW.FAIR_DSL | ALTW.FAIR_DSL | 6.5 | 0.8 | 6 | 6 | 3.5 | N |  |  | OP | X | 1 | 1975 | Pre-2000 |  |  | N | Electric Utility | Utility | Municipal | 1 | X | DFO | Non-Renewable | 0 | 6.5 | 0 | 1 | NG
Operable | 40580 | Southern Minnesota Mun P Agny |  | 1973 | Fairmont (MN) | MN | Vertical | Martin | 7 | Petroleum Liquids | IC |  | S | X | X | ALTW.FAIR_DSL | ALTW.FAIR_DSL | 6.5 | 0.8 | 6 | 6 | 3.5 | N |  |  | OP | X | 1 | 1975 | Pre-2000 |  |  | N | Electric Utility | Utility | Municipal | 1 | X | DFO | Non-Renewable | 0 | 6.5 | 0 | 1 | NG
Operable | 40580 | Southern Minnesota Mun P Agny |  | 1973 | Fairmont (MN) | MN | Vertical | Martin | 9 | Natural Gas Internal Combustion Engine | IC |  | S | X | X | ALTW.FAIR_SIG | ALTW.FAIR_SIG | 6.5 | 0.8 | 6.5 | 6.5 | 3 | N |  |  | OP | X | 3 | 2014 | 2014 |  |  | N | Electric Utility | Utility | Municipal | 1 | X | NG | Non-Renewable | 0 | 6.5 | 0 | 1
Operable | 40580 | Southern Minnesota Mun P Agny |  | 56414 | Redwood Falls Wind | MN | Vertical | Redwood | WND1 | Onshore Wind Turbine | WT |  | S | X | X | NSP.WESTSID1 | NSP.WESTSID1 | 1.7 |  | 1.7 | 1.7 | 0.5 | N |  |  | OP | X | 12 | 2004 | 2004 |  |  | N | Electric Utility | Utility | Municipal | 1 | X | WND | Renewable | 1.7 | 0 | 1 | 0
Operable | 40580 | Southern Minnesota Mun P Agny |  | 56414 | Redwood Falls Wind | MN | Vertical | Redwood | WND2 | Onshore Wind Turbine | WT |  | S | X | X | NSP.WESTSID1 | NSP.WESTSID1 | 1.7 |  | 1.7 | 1.7 | 0.5 | N |  |  | OP | X | 1 | 2005 | 2005 |  |  | N | Electric Utility | Utility | Municipal | 1 | X | WND | Renewable | 1.7 | 0 | 1 | 0
Operable | 40580 | Southern Minnesota Mun P Agny |  | 56415 | Fairmont Wind | MN | Vertical | Martin | WND1 | Onshore Wind Turbine | WT |  | S | X | X | ALTW.FAIRMONT1 | ALTW.FAIRMONT1 | 1 |  | 0.9 | 0.9 | 0.4 | N |  |  | OP | X | 3 | 2003 | 2003 |  |  | N | Electric Utility | Utility | Municipal | 1 | X | WND | Renewable | 1 | 0 | 1 | 0
Operable | 40580 | Southern Minnesota Mun P Agny |  | 56415 | Fairmont Wind | MN | Vertical | Martin | WND2 | Onshore Wind Turbine | WT |  | S | X | X | ALTW.FAIRMONT1 | ALTW.FAIRMONT1 | 1 |  | 0.9 | 0.9 | 0.4 | N |  |  | OP | X | 3 | 2003 | 2003 |  |  | N | Electric Utility | Utility | Municipal | 1 | X | WND | Renewable | 1 | 0 | 1 | 0
Operable | 40580 | Southern Minnesota Mun P Agny |  | 56415 | Fairmont Wind | MN | Vertical | Martin | WND3 | Onshore Wind Turbine | WT |  | S | X | X | ALTW.FAIRMONT1 | ALTW.FAIRMONT1 | 1.7 |  | 1.7 | 1.7 | 0.5 | N |  |  | OP | X | 12 | 2004 | 2004 |  |  | N | Electric Utility | Utility | Municipal | 1 | X | WND | Renewable | 1.7 | 0 | 1 | 0
Operable | 40580 | Southern Minnesota Mun P Agny |  | 56415 | Fairmont Wind | MN | Vertical | Martin | WND4 | Onshore Wind Turbine | WT |  | S | X | X | ALTW.FAIRMONT1 | ALTW.FAIRMONT1 | 1.7 |  | 1.7 | 1.7 | 0.5 | N |  |  | OP | X | 1 | 2005 | 2005 |  |  | N | Electric Utility | Utility | Municipal | 1 | X | WND | Renewable | 1.7 | 0 | 1 | 0
Operable | 40580 | Southern Minnesota Mun P Agny |  | 57903 | SMMPA Methane Energy Facility | MN | Vertical | Kanabec | UNIT1 | Landfill Gas | IC |  | S | X | X |  |  | 1.6 | 0.8 | 1.5 | 1.5 | 1.2 | N |  |  | OP | X | 4 | 2012 | 2012 |  |  | N | Electric Utility | Utility | Municipal | 1 | X | LFG | Renewable | 1.6 | 0 | 1 | 0
Operable | 40580 | Southern Minnesota Mun P Agny |  | 60254 | Owatonna Energy Station | MN | Vertical | Steele | UNIT1 | Natural Gas Internal Combustion Engine | IC |  | S | X | X | SMP.OWATONASIG | SMP.OWATONASIG | 9.7 | 0.8 | 9.7 | 9.7 | 4 | N |  |  | OP | X | 3 | 2018 | 2018 |  |  | N | Electric Utility | Utility | Municipal | 1 | X | NG | Non-Renewable | 0 | 9.7 | 0 | 1
Operable | 40580 | Southern Minnesota Mun P Agny |  | 60254 | Owatonna Energy Station | MN | Vertical | Steele | UNIT2 | Natural Gas Internal Combustion Engine | IC |  | S | X | X | SMP.OWATONASIG | SMP.OWATONASIG | 9.7 | 0.8 | 9.7 | 9.7 | 4 | N |  |  | OP | X | 3 | 2018 | 2018 |  |  | N | Electric Utility | Utility | Municipal | 1 | X | NG | Non-Renewable | 0 | 9.7 | 0 | 1
Operable | 40580 | Southern Minnesota Mun P Agny |  | 60254 | Owatonna Energy Station | MN | Vertical | Steele | UNIT3 | Natural Gas Internal Combustion Engine | IC |  | S | X | X | SMP.OWATONASIG | SMP.OWATONASIG | 9.7 | 0.8 | 9.7 | 9.7 | 4 | N |  |  | OP | X | 3 | 2018 | 2018 |  |  | N | Electric Utility | Utility | Municipal | 1 | X | NG | Non-Renewable | 0 | 9.7 | 0 | 1
Operable | 40580 | Southern Minnesota Mun P Agny |  | 60254 | Owatonna Energy Station | MN | Vertical | Steele | UNIT4 | Natural Gas Internal Combustion Engine | IC |  | S | X | X | SMP.OWATONASIG | SMP.OWATONASIG | 9.7 | 0.8 | 9.7 | 9.7 | 4 | N |  |  | OP | X | 3 | 2018 | 2018 |  |  | N | Electric Utility | Utility | Municipal | 1 | X | NG | Non-Renewable | 0 | 9.7 | 0 | 1
Operable | 17650 | Southern Power Co |  | 7709 | Dahlberg | GA | Vertical | Jackson | 1 | Natural Gas Fired Combustion Turbine | GT |  | S | X | X |  |  | 91.9 | 0.85 | 74.8 | 87.1 | 70 | N |  |  | OP | X | 6 | 2000 | 2000 |  |  | N | IPP Non-CHP | IPP | IPP | 2 | X | NG | Non-Renewable | 0 | 91.9 | 0 | 1 | DFO
Operable | 17650 | Southern Power Co |  | 7709 | Dahlberg | GA | Vertical | Jackson | 10 | Natural Gas Fired Combustion Turbine | GT |  | S | X | X |  |  | 91.9 | 0.85 | 75.2 | 88.6 | 70 | N |  |  | OP | X | 5 | 2001 | 2001 |  |  | N | IPP Non-CHP | IPP | IPP | 2 | X | NG | Non-Renewable | 0 | 91.9 | 0 | 1 | DFO
Operable | 17650 | Southern Power Co |  | 7709 | Dahlberg | GA | Vertical | Jackson | 2 | Natural Gas Fired Combustion Turbine | GT |  | S | X | X |  |  | 91.9 | 0.85 | 74 | 87.4 | 70 | N |  |  | OP | X | 6 | 2000 | 2000 |  |  | N | IPP Non-CHP | IPP | IPP | 2 | X | NG | Non-Renewable | 0 | 91.9 | 0 | 1 | DFO
Operable | 17650 | Southern Power Co |  | 7709 | Dahlberg | GA | Vertical | Jackson | 3 | Natural Gas Fired Combustion Turbine | GT |  | S | X | X |  |  | 91.9 | 0.85 | 74.7 | 87.8 | 70 | N |  |  | OP | X | 6 | 2000 | 2000 |  |  | N | IPP Non-CHP | IPP | IPP | 2 | X | NG | Non-Renewable | 0 | 91.9 | 0 | 1 | DFO
Operable | 17650 | Southern Power Co |  | 7709 | Dahlberg | GA | Vertical | Jackson | 4 | Natural Gas Fired Combustion Turbine | GT |  | S | X | X |  |  | 91.9 | 0.85 | 73.5 | 86.9 | 70 | N |  |  | OP | X | 6 | 2000 | 2000 |  |  | N | IPP Non-CHP | IPP | IPP | 2 | X | NG | Non-Renewable | 0 | 91.9 | 0 | 1 | DFO
Operable | 17650 | Southern Power Co |  | 7709 | Dahlberg | GA | Vertical | Jackson | 5 | Natural Gas Fired Combustion Turbine | GT |  | S | X | X |  |  | 91.9 | 0.85 | 74.7 | 87.7 | 70 | N |  |  | OP | X | 6 | 2000 | 2000 |  |  | N | IPP Non-CHP | IPP | IPP | 2 | X | NG | Non-Renewable | 0 | 91.9 | 0 | 1 | DFO
Operable | 17650 | Southern Power Co |  | 7709 | Dahlberg | GA | Vertical | Jackson | 6 | Natural Gas Fired Combustion Turbine | GT |  | S | X | X |  |  | 91.9 | 0.85 | 74.9 | 87.7 | 70 | N |  |  | OP | X | 7 | 2000 | 2000 |  |  | N | IPP Non-CHP | IPP | IPP | 2 | X | NG | Non-Renewable | 0 | 91.9 | 0 | 1 | DFO
Operable | 17650 | Southern Power Co |  | 7709 | Dahlberg | GA | Vertical | Jackson | 7 | Natural Gas Fired Combustion Turbine | GT |  | S | X | X |  |  | 91.9 | 0.85 | 75 | 88 | 70 | N |  |  | OP | X | 6 | 2000 | 2000 |  |  | N | IPP Non-CHP | IPP | IPP | 2 | X | NG | Non-Renewable | 0 | 91.9 | 0 | 1 | DFO
Operable | 17650 | Southern Power Co |  | 7709 | Dahlberg | GA | Vertical | Jackson | 8 | Natural Gas Fired Combustion Turbine | GT |  | S | X | X |  |  | 91.9 | 0.85 | 74 | 87 | 70 | N |  |  | OP | X | 6 | 2000 | 2000 |  |  | N | IPP Non-CHP | IPP | IPP | 2 | X | NG | Non-Renewable | 0 | 91.9 | 0 | 1 | DFO
Operable | 17650 | Southern Power Co |  | 7709 | Dahlberg | GA | Vertical | Jackson | 9 | Natural Gas Fired Combustion Turbine | GT |  | S | X | X |  |  | 91.9 | 0.85 | 74.8 | 88 | 70 | N |  |  | OP | X | 5 | 2001 | 2001 |  |  | N | IPP Non-CHP | IPP | IPP | 2 | X | NG | Non-Renewable | 0 | 91.9 | 0 | 1 | DFO
Operable | 17650 | Southern Power Co |  | 7710 | H Allen Franklin Combined Cycle | AL | Vertical | Lee | CT1A | Natural Gas Fired Combined Cycle | CT | G481 | S | X | N |  |  | 203.1 | 0.85 | 177.5 | 188.5 | 115 | N |  |  | OP | X | 6 | 2002 | 2002 |  |  | N | IPP Non-CHP | IPP | IPP | 2 | X | NG | Non-Renewable | 0 | 203.1 | 0 | 1
Operable | 17650 | Southern Power Co |  | 7710 | H Allen Franklin Combined Cycle | AL | Vertical | Lee | CT1B | Natural Gas Fired Combined Cycle | CT | G481 | S | X | N |  |  | 203.1 | 0.85 | 177.5 | 188.5 | 115 | N |  |  | OP | X | 6 | 2002 | 2002 |  |  | N | IPP Non-CHP | IPP | IPP | 2 | X | NG | Non-Renewable | 0 | 203.1 | 0 | 1
Operable | 17650 | Southern Power Co |  | 7710 | H Allen Franklin Combined Cycle | AL | Vertical | Lee | CT2A | Natural Gas Fired Combined Cycle | CT | G501 | S | X | N |  |  | 203.1 | 0.85 | 177.8 | 190.3 | 125 | N |  |  | OP | X | 6 | 2002 | 2002 |  |  | N | IPP Non-CHP | IPP | IPP | 2 | X | NG | Non-Renewable | 0 | 203.1 | 0 | 1
Operable | 17650 | Southern Power Co |  | 7710 | H Allen Franklin Combined Cycle | AL | Vertical | Lee | CT2B | Natural Gas Fired Combined Cycle | CT | G501 | S | X | N |  |  | 203.1 | 0.85 | 177.8 | 190.3 | 125 | N |  |  | OP | X | 6 | 2002 | 2002 |  |  | N | IPP Non-CHP | IPP | IPP | 2 | X | NG | Non-Renewable | 0 | 203.1 | 0 | 1
Operable | 17650 | Southern Power Co |  | 7710 | H Allen Franklin Combined Cycle | AL | Vertical | Lee | CT3A | Natural Gas Fired Combined Cycle | CT | G100 | S | X | N |  |  | 203.1 | 0.85 | 182.6 | 196.6 | 109 | N |  |  | OP | X | 5 | 2008 | 2008 |  |  | N | IPP Non-CHP | IPP | IPP | 2 | X | NG | Non-Renewable | 0 | 203.1 | 0 | 1
Operable | 17650 | Southern Power Co |  | 7710 | H Allen Franklin Combined Cycle | AL | Vertical | Lee | CT3B | Natural Gas Fired Combined Cycle | CT | G100 | S | X | N |  |  | 203.1 | 0.85 | 182.6 | 196.6 | 109 | N |  |  | OP | X | 5 | 2008 | 2008 |  |  | N | IPP Non-CHP | IPP | IPP | 2 | X | NG | Non-Renewable | 0 | 203.1 | 0 | 1
Operable | 17650 | Southern Power Co |  | 7710 | H Allen Franklin Combined Cycle | AL | Vertical | Lee | ST1 | Natural Gas Fired Combined Cycle | CA | G481 | S | Y | X |  |  | 213.3 | 0.85 | 240 | 240 | 120 | N |  |  | OP | X | 6 | 2002 | 2002 |  |  | N | IPP Non-CHP | IPP | IPP | 2 | X | NG | Non-Renewable | 0 | 213.3 | 0 | 1
Operable | 17650 | Southern Power Co |  | 7710 | H Allen Franklin Combined Cycle | AL | Vertical | Lee | ST2 | Natural Gas Fired Combined Cycle | CA | G501 | S | Y | X |  |  | 281.9 | 0.85 | 293 | 293 | 130 | N |  |  | OP | X | 6 | 2002 | 2002 |  |  | N | IPP Non-CHP | IPP | IPP | 2 | X | NG | Non-Renewable | 0 | 281.9 | 0 | 1
Operable | 17650 | Southern Power Co |  | 7710 | H Allen Franklin Combined Cycle | AL | Vertical | Lee | ST3 | Natural Gas Fired Combined Cycle | CA | G100 | S | Y | X |  |  | 281.9 | 0.85 | 293 | 293 | 112 | N |  |  | OP | X | 5 | 2008 | 2008 |  |  | N | IPP Non-CHP | IPP | IPP | 2 | X | NG | Non-Renewable | 0 | 281.9 | 0 | 1
Operable | 17650 | Southern Power Co |  | 7826 | Rowan | NC | Vertical | Rowan | 1 | Natural Gas Fired Combustion Turbine | GT |  | S | X | X |  |  | 199.4 | 0.85 | 156.4 | 185.2 | 95 | N |  |  | OP | X | 4 | 2001 | 2001 |  |  | N | IPP Non-CHP | IPP | IPP | 2 | X | NG | Non-Renewable | 0 | 199.4 | 0 | 1 | DFO
Operable | 17650 | Southern Power Co |  | 7826 | Rowan | NC | Vertical | Rowan | 2 | Natural Gas Fired Combustion Turbine | GT |  | S | X | X |  |  | 199.4 | 0.85 | 162.9 | 184.4 | 95 | N |  |  | OP | X | 4 | 2001 | 2001 |  |  | N | IPP Non-CHP | IPP | IPP | 2 | X | NG | Non-Renewable | 0 | 199.4 | 0 | 1 | DFO
Operable | 17650 | Southern Power Co |  | 7826 | Rowan | NC | Vertical | Rowan | 3 | Natural Gas Fired Combustion Turbine | GT |  | S | X | X |  |  | 199.4 | 0.85 | 156.1 | 184.6 | 95 | N |  |  | OP | X | 5 | 2001 | 2001 |  |  | N | IPP Non-CHP | IPP | IPP | 2 | X | NG | Non-Renewable | 0 | 199.4 | 0 | 1 | DFO
Operable | 17650 | Southern Power Co |  | 7826 | Rowan | NC | Vertical | Rowan | 4 | Natural Gas Fired Combined Cycle | CT | G102 | S | X | N |  |  | 199.4 | 0.85 | 155.5 | 188.5 | 58 | N |  |  | OP | X | 6 | 2003 | 2003 |  |  | N | IPP Non-CHP | IPP | IPP | 2 | X | NG | Non-Renewable | 0 | 199.4 | 0 | 1 | DFO
Operable | 17650 | Southern Power Co |  | 7826 | Rowan | NC | Vertical | Rowan | 5 | Natural Gas Fired Combined Cycle | CT | G102 | S | X | N |  |  | 199.4 | 0.85 | 155.5 | 188.5 | 58 | N |  |  | OP | X | 6 | 2003 | 2003 |  |  | N | IPP Non-CHP | IPP | IPP | 2 | X | NG | Non-Renewable | 0 | 199.4 | 0 | 1
Operable | 17650 | Southern Power Co |  | 7826 | Rowan | NC | Vertical | Rowan | STG | Natural Gas Fired Combined Cycle | CA | G102 | S | N | X |  |  | 195 | 0.85 | 188 | 188 | 59 | N |  |  | OP | X | 6 | 2003 | 2003 |  |  | N | IPP Non-CHP | IPP | IPP | 2 | X | NG | Non-Renewable | 0 | 195 | 0 | 1
Operable | 17650 | Southern Power Co |  | 7897 | E B Harris Electric Generating Plant | AL | Vertical | Autauga | CT1A | Natural Gas Fired Combined Cycle | CT | G103 | S | X | N |  |  | 185 | 0.85 | 182.6 | 194.9 | 125 | N |  |  | OP | X | 6 | 2003 | 2003 |  |  | N | IPP Non-CHP | IPP | IPP | 2 | X | NG | Non-Renewable | 0 | 185 | 0 | 1
Operable | 17650 | Southern Power Co |  | 7897 | E B Harris Electric Generating Plant | AL | Vertical | Autauga | CT1B | Natural Gas Fired Combined Cycle | CT | G103 | S | X | N |  |  | 185 | 0.85 | 182.6 | 194.9 | 125 | N |  |  | OP | X | 6 | 2003 | 2003 |  |  | N | IPP Non-CHP | IPP | IPP | 2 | X | NG | Non-Renewable | 0 | 185 | 0 | 1
Operable | 17650 | Southern Power Co |  | 7897 | E B Harris Electric Generating Plant | AL | Vertical | Autauga | CT2A | Natural Gas Fired Combined Cycle | CT | G104 | S | X | N |  |  | 185 | 0.85 | 178.3 | 192.5 | 125 | N |  |  | OP | X | 6 | 2003 | 2003 |  |  | N | IPP Non-CHP | IPP | IPP | 2 | X | NG | Non-Renewable | 0 | 185 | 0 | 1
Operable | 17650 | Southern Power Co |  | 7897 | E B Harris Electric Generating Plant | AL | Vertical | Autauga | CT2B | Natural Gas Fired Combined Cycle | CT | G104 | S | X | N |  |  | 185 | 0.85 | 178.3 | 192.5 | 125 | N |  |  | OP | X | 6 | 2003 | 2003 |  |  | N | IPP Non-CHP | IPP | IPP | 2 | X | NG | Non-Renewable | 0 | 185 | 0 | 1
Operable | 17650 | Southern Power Co |  | 7897 | E B Harris Electric Generating Plant | AL | Vertical | Autauga | ST1 | Natural Gas Fired Combined Cycle | CA | G103 | S | Y | X |  |  | 282 | 0.9 | 293 | 293 | 130 | N |  |  | OP | X | 6 | 2003 | 2003 |  |  | N | IPP Non-CHP | IPP | IPP | 2 | X | NG | Non-Renewable | 0 | 282 | 0 | 1
Operable | 17650 | Southern Power Co |  | 7897 | E B Harris Electric Generating Plant | AL | Vertical | Autauga | ST2 | Natural Gas Fired Combined Cycle | CA | G104 | S | Y | X |  |  | 282 | 0.9 | 300 | 300 | 130 | N |  |  | OP | X | 6 | 2003 | 2003 |  |  | N | IPP Non-CHP | IPP | IPP | 2 | X | NG | Non-Renewable | 0 | 282 | 0 | 1
Operable | 17650 | Southern Power Co |  | 55267 | Edward L. Addison Generating Plant | GA | Vertical | Upson | 712 | Natural Gas Fired Combustion Turbine | GT |  | S | X | X |  |  | 175.3 | 0.85 | 148.5 | 177.3 | 100 | N |  |  | OP | X | 6 | 2000 | 2000 |  |  | N | IPP Non-CHP | IPP | IPP | 2 | X | NG | Non-Renewable | 0 | 175.3 | 0 | 1 | DFO
Operable | 17650 | Southern Power Co |  | 55267 | Edward L. Addison Generating Plant | GA | Vertical | Upson | 713 | Natural Gas Fired Combustion Turbine | GT |  | S | X | X |  |  | 175.3 | 0.85 | 149 | 175.3 | 100 | N |  |  | OP | X | 6 | 2000 | 2000 |  |  | N | IPP Non-CHP | IPP | IPP | 2 | X | NG | Non-Renewable | 0 | 175.3 | 0 | 1 | DFO
Operable | 17650 | Southern Power Co |  | 55267 | Edward L. Addison Generating Plant | GA | Vertical | Upson | 714 | Natural Gas Fired Combustion Turbine | GT |  | S | X | X |  |  | 175.3 | 0.85 | 148.5 | 174.7 | 100 | N |  |  | OP | X | 6 | 2000 | 2000 |  |  | N | IPP Non-CHP | IPP | IPP | 2 | X | NG | Non-Renewable | 0 | 175.3 | 0 | 1 | DFO
Operable | 17650 | Southern Power Co |  | 55267 | Edward L. Addison Generating Plant | GA | Vertical | Upson | 715 | Natural Gas Fired Combustion Turbine | GT |  | S | X | X |  |  | 175.3 | 0.85 | 145.9 | 165.4 | 100 | N |  |  | OP | X | 6 | 2000 | 2000 |  |  | N | IPP Non-CHP | IPP | IPP | 2 | X | NG | Non-Renewable | 0 | 175.3 | 0 | 1 | DFO
Operable | 17650 | Southern Power Co |  | 55965 | Wansley Combined Cycle | GA | Vertical | Heard | CT6A | Natural Gas Fired Combined Cycle | CT | G106 | S | X | N |  |  | 203.1 | 0.85 | 176.8 | 189.3 | 115 | N |  |  | OP | X | 6 | 2002 | 2002 |  |  | N | IPP Non-CHP | IPP | IPP | 2 | X | NG | Non-Renewable | 0 | 203.1 | 0 | 1
Operable | 17650 | Southern Power Co |  | 55965 | Wansley Combined Cycle | GA | Vertical | Heard | CT6B | Natural Gas Fired Combined Cycle | CT | G106 | S | X | N |  |  | 203.1 | 0.85 | 176.8 | 189.3 | 115 | N |  |  | OP | X | 6 | 2002 | 2002 |  |  | N | IPP Non-CHP | IPP | IPP | 2 | X | NG | Non-Renewable | 0 | 203.1 | 0 | 1
Operable | 17650 | Southern Power Co |  | 55965 | Wansley Combined Cycle | GA | Vertical | Heard | CT7A | Natural Gas Fired Combined Cycle | CT | G107 | S | X | N |  |  | 203.1 | 0.85 | 175.6 | 187.4 | 115 | N |  |  | OP | X | 6 | 2002 | 2002 |  |  | N | IPP Non-CHP | IPP | IPP | 2 | X | NG | Non-Renewable | 0 | 203.1 | 0 | 1
Operable | 17650 | Southern Power Co |  | 55965 | Wansley Combined Cycle | GA | Vertical | Heard | CT7B | Natural Gas Fired Combined Cycle | CT | G107 | S | X | N |  |  | 203.1 | 0.85 | 175.6 | 187.4 | 115 | N |  |  | OP | X | 6 | 2002 | 2002 |  |  | N | IPP Non-CHP | IPP | IPP | 2 | X | NG | Non-Renewable | 0 | 203.1 | 0 | 1
Operable | 17650 | Southern Power Co |  | 55965 | Wansley Combined Cycle | GA | Vertical | Heard | ST6 | Natural Gas Fired Combined Cycle | CA | G106 | S | Y | X |  |  | 213.3 | 0.85 | 240 | 240 | 120 | N |  |  | OP | X | 6 | 2002 | 2002 |  |  | N | IPP Non-CHP | IPP | IPP | 2 | X | NG | Non-Renewable | 0 | 213.3 | 0 | 1
Operable | 17650 | Southern Power Co |  | 55965 | Wansley Combined Cycle | GA | Vertical | Heard | ST7 | Natural Gas Fired Combined Cycle | CA | G107 | S | Y | X |  |  | 213.3 | 0.85 | 240 | 240 | 120 | N |  |  | OP | X | 6 | 2002 | 2002 |  |  | N | IPP Non-CHP | IPP | IPP | 2 | X | NG | Non-Renewable | 0 | 213.3 | 0 | 1
Operable | 17650 | Southern Power Co |  | 57029 | Cleveland Cnty Generating Facility | NC | Vertical | Cleveland | 1 | Natural Gas Fired Combustion Turbine | GT |  | S | X | X |  |  | 184 | 0.85 | 181.5 | 185.2 | 130 | N |  |  | OP | X | 12 | 2012 | 2012 |  |  | N | IPP Non-CHP | IPP | IPP | 2 | X | NG | Non-Renewable | 0 | 184 | 0 | 1 | DFO
Operable | 17650 | Southern Power Co |  | 57029 | Cleveland Cnty Generating Facility | NC | Vertical | Cleveland | 2 | Natural Gas Fired Combustion Turbine | GT |  | S | X | X |  |  | 184 | 0.85 | 186.2 | 197.4 | 130 | N |  |  | OP | X | 12 | 2012 | 2012 |  |  | N | IPP Non-CHP | IPP | IPP | 2 | X | NG | Non-Renewable | 0 | 184 | 0 | 1 | DFO
Operable | 17650 | Southern Power Co |  | 57029 | Cleveland Cnty Generating Facility | NC | Vertical | Cleveland | 3 | Natural Gas Fired Combustion Turbine | GT |  | S | X | X |  |  | 184 | 0.85 | 187.1 | 193.5 | 130 | N |  |  | OP | X | 12 | 2012 | 2012 |  |  | N | IPP Non-CHP | IPP | IPP | 2 | X | NG | Non-Renewable | 0 | 184 | 0 | 1 | DFO
Operable | 17650 | Southern Power Co |  | 57029 | Cleveland Cnty Generating Facility | NC | Vertical | Cleveland | 4 | Natural Gas Fired Combustion Turbine | GT |  | S | X | X |  |  | 184 | 0.85 | 183.1 | 191.6 | 130 | N |  |  | OP | X | 12 | 2012 | 2012 |  |  | N | IPP Non-CHP | IPP | IPP | 2 | X | NG | Non-Renewable | 0 | 184 | 0 | 1 | DFO
Operable | 17650 | Southern Power Co |  | 57243 | Cimarron Solar Facility | NM | Vertical | Colfax | CIM1 | Solar Photovoltaic | PV |  | W | X | X |  |  | 30.6 |  | 30.6 | 30.6 |  | N |  |  | OP | X | 12 | 2010 | 2010 |  |  | N | IPP Non-CHP | IPP | IPP | 2 | X | SUN | Renewable | 30.6 | 0 | 1 | 0
Operable | 17650 | Southern Power Co |  | 57651 | Adobe Solar | CA | Vertical | KERN | FRV3 | Solar Photovoltaic | PV |  | W | X | X |  |  | 20 |  | 20 | 20 |  | N |  |  | OP | X | 5 | 2014 | 2014 |  |  | N | IPP Non-CHP | IPP | IPP | 2 | X | SUN | Renewable | 20 | 0 | 1 | 0
Operable | 17650 | Southern Power Co |  | 58467 | Campo Verde Solar | CA | Vertical | Imperial | CVS1 | Solar Photovoltaic | PV |  | W | X | X |  |  | 147.4 |  | 139 | 139 |  | N |  |  | OP | X | 10 | 2013 | 2013 |  |  | N | IPP Non-CHP | IPP | IPP | 2 | X | SUN | Renewable | 147.4 | 0 | 1 | 0
Operable | 17650 | Southern Power Co |  | 58487 | Granville Solar PV Power Project | NC | Vertical | Granville | 1 | Solar Photovoltaic | PV |  | W | X | X |  |  | 2.5 |  | 2.5 | 2.5 |  | N |  |  | OP | X | 10 | 2012 | 2012 |  |  | N | IPP Non-CHP | IPP | IPP | 2 | X | SUN | Renewable | 2.5 | 0 | 1 | 0
Operable | 17650 | Southern Power Co |  | 58489 | Apex Solar PV Power Project | NV | Vertical | Clark | 1 | Solar Photovoltaic | PV |  | W | X | X |  |  | 20 |  | 20 | 20 |  | N |  |  | OP | X | 7 | 2012 | 2012 |  |  | N | IPP Non-CHP | IPP | IPP | 2 | X | SUN | Renewable | 20 | 0 | 1 | 0
Operable | 17650 | Southern Power Co |  | 58490 | Spectrum Solar PV Power Project | NV | Vertical | Clark | 1 | Solar Photovoltaic | PV |  | W | X | X |  |  | 30.2 |  | 30 | 30 |  | N |  |  | OP | X | 9 | 2013 | 2013 |  |  | N | IPP Non-CHP | IPP | IPP | 2 | X | SUN | Renewable | 30.2 | 0 | 1 | 0
Operable | 17650 | Southern Power Co |  | 58592 | Solar Gen 2 Solar Facility | CA | Vertical | Imperial | ALHM | Solar Photovoltaic | PV |  | W | X | X |  |  | 54.4 |  | 50 | 50 |  | N |  |  | OP | X | 11 | 2014 | 2014 |  |  | N | IPP Non-CHP | IPP | IPP | 2 | X | SUN | Renewable | 54.4 | 0 | 1 | 0
Operable | 17650 | Southern Power Co |  | 58592 | Solar Gen 2 Solar Facility | CA | Vertical | Imperial | ARK | Solar Photovoltaic | PV |  | W | X | X |  |  | 54.4 |  | 50 | 50 |  | N |  |  | OP | X | 11 | 2014 | 2014 |  |  | N | IPP Non-CHP | IPP | IPP | 2 | X | SUN | Renewable | 54.4 | 0 | 1 | 0
Operable | 17650 | Southern Power Co |  | 58592 | Solar Gen 2 Solar Facility | CA | Vertical | Imperial | SONR | Solar Photovoltaic | PV |  | W | X | X |  |  | 54.4 |  | 50 | 50 |  | N |  |  | OP | X | 11 | 2014 | 2014 |  |  | N | IPP Non-CHP | IPP | IPP | 2 | X | SUN | Renewable | 54.4 | 0 | 1 | 0
Operable | 17650 | Southern Power Co |  | 58646 | Stateline Solar | CA | Vertical | San Bernardino | STL | Solar Photovoltaic | PV |  | W | X | X |  |  | 75.9 |  | 76 | 76 |  | N |  |  | OP | X | 12 | 2015 | 2015 |  |  | N | IPP Non-CHP | IPP | IPP | 2 | X | SUN | Renewable | 75.9 | 0 | 1 | 0
Operable | 17650 | Southern Power Co |  | 58646 | Stateline Solar | CA | Vertical | San Bernardino | STL2 | Solar Photovoltaic | PV |  | W | X | X |  |  | 34.1 |  | 34 | 34 |  | N |  |  | OP | X | 12 | 2015 | 2015 |  |  | N | IPP Non-CHP | IPP | IPP | 2 | X | SUN | Renewable | 34.1 | 0 | 1 | 0
Operable | 17650 | Southern Power Co |  | 58646 | Stateline Solar | CA | Vertical | San Bernardino | STL3 | Solar Photovoltaic | PV |  | W | X | X |  |  | 37.9 |  | 38 | 38 |  | N |  |  | OP | X | 1 | 2016 | 2016 |  |  | N | IPP Non-CHP | IPP | IPP | 2 | X | SUN | Renewable | 37.9 | 0 | 1 | 0
Operable | 17650 | Southern Power Co |  | 58646 | Stateline Solar | CA | Vertical | San Bernardino | STL4 | Solar Photovoltaic | PV |  | W | X | X |  |  | 37.9 |  | 38 | 38 |  | N |  |  | OP | X | 2 | 2016 | 2016 |  |  | N | IPP Non-CHP | IPP | IPP | 2 | X | SUN | Renewable | 37.9 | 0 | 1 | 0
Operable | 17650 | Southern Power Co |  | 58646 | Stateline Solar | CA | Vertical | San Bernardino | STL5 | Solar Photovoltaic | PV |  | W | X | X |  |  | 37.9 |  | 38 | 38 |  | N |  |  | OP | X | 4 | 2016 | 2016 |  |  | N | IPP Non-CHP | IPP | IPP | 2 | X | SUN | Renewable | 37.9 | 0 | 1 | 0
Operable | 17650 | Southern Power Co |  | 58646 | Stateline Solar | CA | Vertical | San Bernardino | STL6 | Solar Photovoltaic | PV |  | W | X | X |  |  | 37.9 |  | 38 | 38 |  | N |  |  | OP | X | 6 | 2016 | 2016 |  |  | N | IPP Non-CHP | IPP | IPP | 2 | X | SUN | Renewable | 37.9 | 0 | 1 | 0
Operable | 17650 | Southern Power Co |  | 58646 | Stateline Solar | CA | Vertical | San Bernardino | STL7 | Solar Photovoltaic | PV |  | W | X | X |  |  | 37.9 |  | 38 | 38 |  | N |  |  | OP | X | 7 | 2016 | 2016 |  |  | N | IPP Non-CHP | IPP | IPP | 2 | X | SUN | Renewable | 37.9 | 0 | 1 | 0
Operable | 17650 | Southern Power Co |  | 58711 | Lost Hills/Blackwell | CA | Vertical | Kern | BLKW | Solar Photovoltaic | PV |  | W | X | X |  |  | 12 |  | 12 | 12 |  | N |  |  | OP | X | 4 | 2015 | 2015 |  |  | N | IPP Non-CHP | IPP | IPP | 2 | X | SUN | Renewable | 12 | 0 | 1 | 0
Operable | 17650 | Southern Power Co |  | 58711 | Lost Hills/Blackwell | CA | Vertical | Kern | LTHL | Solar Photovoltaic | PV |  | W | X | X |  |  | 20 |  | 20 | 20 |  | N |  |  | OP | X | 4 | 2015 | 2015 |  |  | N | IPP Non-CHP | IPP | IPP | 2 | X | SUN | Renewable | 20 | 0 | 1 | 0
Operable | 17650 | Southern Power Co |  | 58713 | North Star Solar | CA | Vertical | Fresno | NSTR | Solar Photovoltaic | PV |  | W | X | X |  |  | 61.6 |  | 60 | 60 |  | N |  |  | OP | X | 6 | 2015 | 2015 |  |  | N | IPP Non-CHP | IPP | IPP | 2 | X | SUN | Renewable | 61.6 | 0 | 1 | 0
Operable | 17650 | Southern Power Co |  | 58766 | Wake Wind Energy Center | TX | Restructured | Crosby | 1 | Onshore Wind Turbine | WT |  | W | X | X |  |  | 257.3 |  | 257 | 257 | 1.7 | N |  |  | OP | X | 10 | 2016 | 2016 |  |  | N | IPP Non-CHP | IPP | IPP | 2 | X | WND | Renewable | 257.3 | 0 | 1 | 0
Operable | 17650 | Southern Power Co |  | 58975 | Henrietta Solar Project | CA | Vertical | Kings | PV1 | Solar Photovoltaic | PV |  | W | X | X |  |  | 102 |  | 100 | 100 |  | N |  |  | OP | X | 8 | 2016 | 2016 |  |  | N | IPP Non-CHP | IPP | IPP | 2 | X | SUN | Renewable | 102 | 0 | 1 | 0
Operable | 17650 | Southern Power Co |  | 59010 | Macho Springs | NM | Vertical | Luna | MSS1 | Solar Photovoltaic | PV |  | W | X | X |  |  | 55 |  | 52.2 | 52.2 |  | N |  |  | OP | X | 5 | 2014 | 2014 |  |  | N | IPP Non-CHP | IPP | IPP | 2 | X | SUN | Renewable | 55 | 0 | 1 | 0
Operable | 17650 | Southern Power Co |  | 59088 | Calipatria Solar Farm | CA | Vertical | Imperial | GEN 1 | Solar Photovoltaic | PV |  | W | X | X |  |  | 20 |  | 20 | 20 |  | N |  |  | OP | X | 2 | 2016 | 2016 |  |  | N | IPP Non-CHP | IPP | IPP | 2 | X | SUN | Renewable | 20 | 0 | 1 | 0
Operable | 17650 | Southern Power Co |  | 59222 | Passadumkeag Windpark LLC | ME | Restructured | Penobscot | Q357 | Onshore Wind Turbine | WT |  | W | X | X |  |  | 42.9 |  | 39.9 | 39.9 | 3.3 | N |  |  | OP | X | 7 | 2016 | 2016 |  |  | N | IPP Non-CHP | IPP | IPP | 2 | X | WND | Renewable | 42.9 | 0 | 1 | 0
Operable | 17650 | Southern Power Co |  | 59449 | Decatur County Solar Project | GA | Vertical | Decatur | DCSP1 | Solar Photovoltaic | PV |  | W | X | X |  |  | 20 |  | 19 | 19 |  | N |  |  | OP | X | 12 | 2015 | 2015 |  |  | N | IPP Non-CHP | IPP | IPP | 2 | X | SUN | Renewable | 20 | 0 | 1 | 0
Operable | 17650 | Southern Power Co |  | 59450 | Decatur Parkway Solar Project, LLC | GA | Vertical | Decatur | DPSP1 | Solar Photovoltaic | PV |  | W | X | X |  |  | 80 |  | 80 | 80 |  | N |  |  | OP | X | 12 | 2015 | 2015 |  |  | N | IPP Non-CHP | IPP | IPP | 2 | X | SUN | Renewable | 80 | 0 | 1 | 0
Operable | 17650 | Southern Power Co |  | 59460 | Kay Wind, LLC | OK | Vertical | Kay | KNG1 | Onshore Wind Turbine | WT |  | W | X | X |  |  | 299 |  | 299 | 299 | 2.3 | N |  |  | OP | X | 12 | 2015 | 2015 |  |  | N | IPP Non-CHP | IPP | IPP | 2 | X | WND | Renewable | 299 | 0 | 1 | 0
Operable | 17650 | Southern Power Co |  | 59589 | Rutherford Farm | NC | Vertical | Rutherford | PV1 | Solar Photovoltaic | PV |  | W | X | X |  |  | 74.8 |  | 74.8 | 74.8 |  | N |  |  | OP | X | 12 | 2016 | 2016 |  |  | N | IPP Non-CHP | IPP | IPP | 2 | X | SUN | Renewable | 74.8 | 0 | 1 | 0
Operable | 17650 | Southern Power Co |  | 59891 | Butler Solar Farm 20 | GA | Vertical | Taylor | 1 | Solar Photovoltaic | PV |  | W | X | X |  |  | 22 |  | 20 | 20 |  | N |  |  | OP | X | 2 | 2016 | 2016 |  |  | N | IPP Non-CHP | IPP | IPP | 2 | X | SUN | Renewable | 22 | 0 | 1 | 0
Operable | 17650 | Southern Power Co |  | 59894 | Pawpaw Solar Plant | GA | Vertical | Taylor | 1 | Solar Photovoltaic | PV |  | W | X | X |  |  | 30.5 |  | 30 | 30 |  | N |  |  | OP | X | 3 | 2016 | 2016 |  |  | N | IPP Non-CHP | IPP | IPP | 2 | X | SUN | Renewable | 30.5 | 0 | 1 | 0
Operable | 17650 | Southern Power Co |  | 59896 | Butler Solar Project 103 | GA | Vertical | Taylor | 1 | Solar Photovoltaic | PV |  | W | X | X |  |  | 104 |  | 100 | 100 |  | N |  |  | OP | X | 12 | 2016 | 2016 |  |  | N | IPP Non-CHP | IPP | IPP | 2 | X | SUN | Renewable | 104 | 0 | 1 | 0
Operable | 17650 | Southern Power Co |  | 59897 | Taylor County Solar | GA | Vertical | Taylor | 1 | Solar Photovoltaic | PV |  | W | X | X |  |  | 148 |  | 143 | 143 |  | N |  |  | OP | X | 11 | 2016 | 2016 |  |  | N | IPP Non-CHP | IPP | IPP | 2 | X | SUN | Renewable | 148 | 0 | 1 | 0
Operable | 17650 | Southern Power Co |  | 59939 | RE Tranquillity | CA | Vertical | Fresno | BESS1 | Batteries | BA |  | W | X | X |  |  | 37 |  | 37 | 37 | 0.1 | N |  |  | OP | X | 11 | 2021 | 2021 |  |  | N | IPP Non-CHP | IPP | IPP | 2 | X | MWH | Other | 0 | 0 | 0 | 0
Operable | 17650 | Southern Power Co |  | 59939 | RE Tranquillity | CA | Vertical | Fresno | BESS2 | Batteries | BA |  | W | X | X |  |  | 35 |  | 35 | 35 |  | N |  |  | OP | X | 3 | 2022 | 2022 |  |  | N | IPP Non-CHP | IPP | IPP | 2 | X | MWH | Other | 0 | 0 | 0 | 0
Operable | 17650 | Southern Power Co |  | 59939 | RE Tranquillity | CA | Vertical | Fresno | TQ | Solar Photovoltaic | PV |  | W | X | X |  |  | 205.3 |  | 200 | 200 |  | N |  |  | OP | X | 7 | 2016 | 2016 |  |  | N | IPP Non-CHP | IPP | IPP | 2 | X | SUN | Renewable | 205.3 | 0 | 1 | 0
Operable | 17650 | Southern Power Co |  | 59994 | RE Roserock | TX | Restructured | Pecos | ROSEK | Solar Photovoltaic | PV |  | W | X | X |  |  | 160 |  | 157.5 | 157.5 |  | N |  |  | OP | X | 11 | 2016 | 2016 |  |  | N | IPP Non-CHP | IPP | IPP | 2 | X | SUN | Renewable | 160 | 0 | 1 | 0
Operable | 17650 | Southern Power Co |  | 60007 | Morelos del Sol | CA | Vertical | Kern | MORLS | Solar Photovoltaic | PV |  | W | X | X |  |  | 15 |  | 15 | 15 |  | N |  |  | OP | X | 11 | 2015 | 2015 |  |  | N | IPP Non-CHP | IPP | IPP | 2 | X | SUN | Renewable | 15 | 0 | 1 | 0
Operable | 17650 | Southern Power Co |  | 60013 | Grant Wind, LLC | OK | Vertical | Grant | GRANT | Onshore Wind Turbine | WT |  | W | X | X |  |  | 151.8 |  | 150 | 150 | 2.3 | N |  |  | OP | X | 4 | 2016 | 2016 |  |  | N | IPP Non-CHP | IPP | IPP | 2 | X | WND | Renewable | 151.8 | 0 | 1 | 0
Operable | 17650 | Southern Power Co |  | 60233 | RE Garland | CA | Vertical | Kern | BESS1 | Batteries | BA |  | W | X | X |  |  | 45 |  | 45 | 45 | 0.1 | N |  |  | OP | X | 8 | 2021 | 2021 |  |  | N | IPP Non-CHP | IPP | IPP | 2 | X | MWH | Other | 0 | 0 | 0 | 0
Operable | 17650 | Southern Power Co |  | 60233 | RE Garland | CA | Vertical | Kern | BESS2 | Batteries | BA |  | W | X | X |  |  | 43 |  | 43 | 43 | 0.1 | N |  |  | OP | X | 12 | 2021 | 2021 |  |  | N | IPP Non-CHP | IPP | IPP | 2 | X | MWH | Other | 0 | 0 | 0 | 0
Operable | 17650 | Southern Power Co |  | 60233 | RE Garland | CA | Vertical | Kern | PV2 | Solar Photovoltaic | PV |  | W | X | X |  |  | 185.1 |  | 180 | 180 |  | N |  |  | OP | X | 11 | 2016 | 2016 |  |  | N | IPP Non-CHP | IPP | IPP | 2 | X | SUN | Renewable | 185.1 | 0 | 1 | 0
Operable | 17650 | Southern Power Co |  | 60352 | Boulder Solar Power, LLC | NV | Vertical | Clark | BSP | Solar Photovoltaic | PV |  | W | X | X |  |  | 100 |  | 100 | 100 |  | N |  |  | OP | X | 12 | 2016 | 2016 |  |  | N | IPP Non-CHP | IPP | IPP | 2 | X | SUN | Renewable | 100 | 0 | 1 | 0
Operable | 17650 | Southern Power Co |  | 60372 | Lamesa Solar | TX | Restructured | Dawson | LSPV1 | Solar Photovoltaic | PV |  | W | X | X |  |  | 102 |  | 100 | 100 |  | N |  |  | OP | X | 4 | 2017 | 2017 |  |  | N | IPP Non-CHP | IPP | IPP | 2 | X | SUN | Renewable | 102 | 0 | 1 | 0
Operable | 17650 | Southern Power Co |  | 60386 | RE Garland A | CA | Vertical | Kern | PV1 | Solar Photovoltaic | PV |  | W | X | X |  |  | 20.2 |  | 20 | 20 |  | N |  |  | OP | X | 9 | 2016 | 2016 |  |  | N | IPP Non-CHP | IPP | IPP | 2 | X | SUN | Renewable | 20.2 | 0 | 1 | 0
Operable | 17650 | Southern Power Co |  | 60414 | Bethel Wind Farm LLC | TX | Restructured | Castro | GEN1 | Onshore Wind Turbine | WT |  | W | X | X |  |  | 276 |  | 276 | 276 | 2.3 | N |  |  | OP | X | 1 | 2017 | 2017 |  |  | N | IPP Non-CHP | IPP | IPP | 2 | X | WND | Renewable | 276 | 0 | 1 | 0
Operable | 17650 | Southern Power Co |  | 60436 | East Pecos Solar | TX | Restructured | Pecos | 1 | Solar Photovoltaic | PV |  | W | X | X |  |  | 118.5 |  | 118.5 | 118.5 |  | N |  |  | OP | X | 4 | 2017 | 2017 |  |  | N | IPP Non-CHP | IPP | IPP | 2 | X | SUN | Renewable | 118.5 | 0 | 1 | 0
Operable | 17650 | Southern Power Co |  | 60502 | Tyler Bluff Wind Project, LLC | TX | Restructured | Cooke | GEN1 | Onshore Wind Turbine | WT |  | W | X | X |  |  | 125.6 |  | 125 | 125 | 2.3 | N |  |  | OP | X | 12 | 2016 | 2016 |  |  | N | IPP Non-CHP | IPP | IPP | 2 | X | WND | Renewable | 125.6 | 0 | 1 | 0
Operable | 17650 | Southern Power Co |  | 60545 | Grant Plains Wind, LLC | OK | Vertical | Grant | WT | Onshore Wind Turbine | WT |  | W | X | X |  |  | 147.2 |  | 147 | 147 | 2.3 | N |  |  | OP | X | 12 | 2016 | 2016 |  |  | N | IPP Non-CHP | IPP | IPP | 2 | X | WND | Renewable | 147.2 | 0 | 1 | 0
Operable | 17650 | Southern Power Co |  | 60657 | Salt Fork Wind Project, LLC | TX | Restructured | Donley | GEN1 | Onshore Wind Turbine | WT |  | W | X | X |  |  | 174 |  | 174 | 174 | 2 | N |  |  | OP | X | 12 | 2016 | 2016 |  |  | N | IPP Non-CHP | IPP | IPP | 2 | X | WND | Renewable | 174 | 0 | 1 | 0
Operable | 17650 | Southern Power Co |  | 60999 | Reading Wind Project | KS | Vertical | Lyon | READW | Onshore Wind Turbine | WT |  | W | X | X |  |  | 200.1 |  | 200.1 | 200.1 | 3.4 | N |  |  | OP | X | 5 | 2020 | 2020 |  |  | N | IPP Non-CHP | IPP | IPP | 2 | X | WND | Renewable | 200.1 | 0 | 1 | 0
Operable | 17650 | Southern Power Co |  | 61001 | Cactus Flats Wind Energy Project | TX | Restructured | Concho | WT1 | Onshore Wind Turbine | WT |  | W | X | X | To be determined | To be determined | 148.4 |  | 148.4 | 148.4 | 3.4 | N |  |  | OP | X | 7 | 2018 | 2018 |  |  | N | IPP Non-CHP | IPP | IPP | 2 | X | WND | Renewable | 148.4 | 0 | 1 | 0
Operable | 17650 | Southern Power Co |  | 61445 | Gaskell West 1 Solar Facility | CA | Vertical | Kern | PV1 | Solar Photovoltaic | PV |  | W | X | X |  |  | 20 |  | 20 | 20 |  | N |  |  | OP | X | 3 | 2018 | 2018 |  |  | N | IPP Non-CHP | IPP | IPP | 2 | X | SUN | Renewable | 20 | 0 | 1 | 0
Operable | 17650 | Southern Power Co |  | 61866 | Wildhorse Mountain Wind Facility | OK | Vertical | Pushmataha | 1 | Onshore Wind Turbine | WT |  | W | X | X |  |  | 100 |  | 100 | 100 | 3.5 | N |  |  | OP | X | 12 | 2019 | 2019 |  |  | N | IPP Non-CHP | IPP | IPP | 2 | X | WND | Renewable | 100 | 0 | 1 | 0
Operable | 17650 | Southern Power Co |  | 62482 | Beech Ridge II Wind Energy Center | WV | Vertical | Greenbrier | GEN1 | Onshore Wind Turbine | WT |  | W | X | X |  |  | 56.2 |  | 56.2 | 56.2 | 2.8 | N |  |  | OP | X | 5 | 2020 | 2020 |  |  | N | IPP Non-CHP | IPP | IPP | 2 | X | WND | Renewable | 56.2 | 0 | 1 | 0
Operable | 17650 | Southern Power Co |  | 62943 | Deuel Harvest Wind Energy LLC | SD | Vertical | Deuel | GEN1 | Onshore Wind Turbine | WT |  | W | X | X |  |  | 300 |  | 300 | 300 | 2.8 | N |  |  | OP | X | 2 | 2021 | 2021 |  |  | N | IPP Non-CHP | IPP | IPP | 2 | X | WND | Renewable | 300 | 0 | 1 | 0
Operable | 17650 | Southern Power Co |  | 63205 | Skookumchuck Wind Facility | WA | Vertical | Thurston | 1 | Onshore Wind Turbine | WT |  | W | X | X |  |  | 136 |  | 136.8 | 136.8 | 3.5 | N |  |  | OP | X | 11 | 2020 | 2020 |  |  | N | IPP Non-CHP | IPP | IPP | 2 | X | WND | Renewable | 136 | 0 | 1 | 0
Operable | 17650 | Southern Power Co |  | 64750 | Glass Sands Wind Facility | OK | Vertical | Murray | 1 | Onshore Wind Turbine | WT |  | W | X | X | OKGE.GLAS.GLAS | OKGE.GLAS.GLAS | 117 | 0.95 | 118.3 | 118.3 | 2.2 | N |  |  | OP | X | 11 | 2021 | 2021 |  |  | N | IPP Non-CHP | IPP | IPP | 2 | X | WND | Renewable | 117 | 0 | 1 | 0
Operable | 60809 | Southern Sky Renewable Energy Berkley, LLC |  | 60615 | Southern Sky Renew Energy Berkley LLC | MA | Restructured | Bristol | BRKLY | Solar Photovoltaic | PV |  | S | X | X |  |  | 3 |  | 3 | 3 |  | N |  |  | OP | X | 6 | 2014 | 2014 |  |  | N | IPP Non-CHP | IPP | IPP | 2 | X | SUN | Renewable | 3 | 0 | 1 | 0
Operable | 17697 | Southwestern Electric Coop Inc - (IL) |  | 7842 | Freedom Power Project | IL | Restructured | Fayette | CT1 | Natural Gas Fired Combustion Turbine | GT |  | S | X | X | AMIL.SWECCTG1 | AMIL.SWECCTG1 | 71 | 0.9 | 45 | 45 | 20 | N |  |  | OP | X | 6 | 2000 | 2000 | 5 | 2024 | N | Electric Utility | Utility | Cooperative | 1 | X | NG | Non-Renewable | 0 | 71 | 0 | 1
Operable | 17698 | Southwestern Electric Power Co |  | 1416 | Arsenal Hill | LA | Vertical | Caddo | 5 | Natural Gas Steam Turbine | ST |  | S | X | X |  |  | 125 | 0.85 | 110 | 110 | 35 | N |  |  | OP | X | 3 | 1960 | Pre-2000 | 12 | 2025 | N | Electric Utility | Utility | Investor Owned Utility | 1 | X | NG | Non-Renewable | 0 | 125 | 0 | 1
Operable | 17698 | Southwestern Electric Power Co |  | 1417 | Lieberman | LA | Vertical | Caddo | 3 | Natural Gas Steam Turbine | ST |  | S | X | X |  |  | 114 | 0.85 | 100 | 100 | 35 | N |  |  | OP | X | 6 | 1957 | Pre-2000 |  |  | N | Electric Utility | Utility | Investor Owned Utility | 1 | X | NG | Non-Renewable | 0 | 114 | 0 | 1
Operable | 17698 | Southwestern Electric Power Co |  | 1417 | Lieberman | LA | Vertical | Caddo | 4 | Natural Gas Steam Turbine | ST |  | S | X | X |  |  | 114 | 0.85 | 108 | 108 | 35 | N |  |  | OP | X | 5 | 1959 | Pre-2000 |  |  | N | Electric Utility | Utility | Investor Owned Utility | 1 | X | NG | Non-Renewable | 0 | 114 | 0 | 1
Operable | 17698 | Southwestern Electric Power Co |  | 3476 | Knox Lee | TX | Restructured | Gregg | 5 | Natural Gas Steam Turbine | ST |  | S | X | X |  |  | 351 | 0.9 | 342 | 348 | 75 | N |  |  | OP | X | 4 | 1974 | Pre-2000 |  |  | N | Electric Utility | Utility | Investor Owned Utility | 1 | X | NG | Non-Renewable | 0 | 351 | 0 | 1
Operable | 17698 | Southwestern Electric Power Co |  | 3478 | Wilkes | TX | Restructured | Marion | 1 | Natural Gas Steam Turbine | ST |  | S | X | X |  |  | 180 | 0.85 | 174 | 174 | 30 | N |  |  | OP | X | 5 | 1964 | Pre-2000 |  |  | N | Electric Utility | Utility | Investor Owned Utility | 1 | X | NG | Non-Renewable | 0 | 180 | 0 | 1 | DFO | RFO
Operable | 17698 | Southwestern Electric Power Co |  | 3478 | Wilkes | TX | Restructured | Marion | 2 | Natural Gas Steam Turbine | ST |  | S | X | X |  |  | 351 | 0.9 | 355 | 365 | 40 | N |  |  | OP | X | 5 | 1970 | Pre-2000 |  |  | N | Electric Utility | Utility | Investor Owned Utility | 1 | X | NG | Non-Renewable | 0 | 351 | 0 | 1
Operable | 17698 | Southwestern Electric Power Co |  | 3478 | Wilkes | TX | Restructured | Marion | 3 | Natural Gas Steam Turbine | ST |  | S | X | X |  |  | 351 | 0.9 | 354 | 362 | 40 | N |  |  | OP | X | 12 | 1971 | Pre-2000 |  |  | N | Electric Utility | Utility | Investor Owned Utility | 1 | X | NG | Non-Renewable | 0 | 351 | 0 | 1
Operable | 17698 | Southwestern Electric Power Co |  | 6138 | Flint Creek | AR | Vertical | Benton | 1 | Conventional Steam Coal | ST |  | J | X | X |  |  | 558 | 0.9 | 494 | 494 | 190 | N |  |  | OP | X | 5 | 1978 | Pre-2000 |  |  | N | Electric Utility | Utility | Investor Owned Utility | 1 | X | SUB | Non-Renewable | 0 | 558 | 0 | 1
Operable | 17698 | Southwestern Electric Power Co |  | 6139 | Welsh | TX | Restructured | Titus | 1 | Conventional Steam Coal | ST |  | S | X | X |  |  | 558 | 0.9 | 500 | 500 | 150 | N |  |  | OP | X | 3 | 1977 | Pre-2000 | 1 | 2028 | N | Electric Utility | Utility | Investor Owned Utility | 1 | X | SUB | Non-Renewable | 0 | 558 | 0 | 1
Operable | 17698 | Southwestern Electric Power Co |  | 6139 | Welsh | TX | Restructured | Titus | 3 | Conventional Steam Coal | ST |  | S | X | X |  |  | 558 | 0.9 | 500 | 500 | 150 | N |  |  | OP | X | 3 | 1982 | Pre-2000 | 1 | 2028 | N | Electric Utility | Utility | Investor Owned Utility | 1 | X | SUB | Non-Renewable | 0 | 558 | 0 | 1
Operable | 17698 | Southwestern Electric Power Co |  | 56328 | Harry D Mattison Gas Plant | AR | Vertical | Washington | 1 | Natural Gas Fired Combustion Turbine | GT |  | S | X | X |  |  | 86.5 | 0.85 | 75 | 84 | 40 | N |  |  | SB | Y | 12 | 2007 | 2007 |  |  | N | Electric Utility | Utility | Investor Owned Utility | 1 | X | NG | Non-Renewable | 0 | 86.5 | 0 | 1
Operable | 17698 | Southwestern Electric Power Co |  | 56328 | Harry D Mattison Gas Plant | AR | Vertical | Washington | 2 | Natural Gas Fired Combustion Turbine | GT |  | S | X | X |  |  | 86.5 | 0.85 | 75 | 84 | 40 | N |  |  | SB | Y | 12 | 2007 | 2007 |  |  | N | Electric Utility | Utility | Investor Owned Utility | 1 | X | NG | Non-Renewable | 0 | 86.5 | 0 | 1
Operable | 17698 | Southwestern Electric Power Co |  | 56328 | Harry D Mattison Gas Plant | AR | Vertical | Washington | 3 | Natural Gas Fired Combustion Turbine | GT |  | S | X | X |  |  | 88 | 0.85 | 72 | 84 | 40 | N |  |  | SB | Y | 7 | 2007 | 2007 |  |  | N | Electric Utility | Utility | Investor Owned Utility | 1 | X | NG | Non-Renewable | 0 | 88 | 0 | 1
Operable | 17698 | Southwestern Electric Power Co |  | 56328 | Harry D Mattison Gas Plant | AR | Vertical | Washington | 4 | Natural Gas Fired Combustion Turbine | GT |  | S | X | X |  |  | 88 | 0.85 | 72 | 84 | 40 | N |  |  | SB | Y | 7 | 2007 | 2007 |  |  | N | Electric Utility | Utility | Investor Owned Utility | 1 | X | NG | Non-Renewable | 0 | 88 | 0 | 1
Operable | 17698 | Southwestern Electric Power Co |  | 56564 | John W Turk Jr Power Plant | AR | Vertical | Hempstead | 1 | Conventional Steam Coal | ST |  | J | X | X |  |  | 609 | 0.85 | 650 | 650 | 350 | N |  |  | OP | X | 12 | 2012 | 2012 |  |  | N | Electric Utility | Utility | Investor Owned Utility | 1 | X | SUB | Non-Renewable | 0 | 609 | 0 | 1
Operable | 17698 | Southwestern Electric Power Co |  | 56565 | J Lamar Stall Unit | LA | Vertical | Caddo | 6A | Natural Gas Fired Combined Cycle | CT | CC1 | S | X | N |  |  | 184 | 0.85 | 159 | 169 | 97 | N |  |  | OP | X | 6 | 2010 | 2010 |  |  | N | Electric Utility | Utility | Investor Owned Utility | 1 | X | NG | Non-Renewable | 0 | 184 | 0 | 1
Operable | 17698 | Southwestern Electric Power Co |  | 56565 | J Lamar Stall Unit | LA | Vertical | Caddo | 6B | Natural Gas Fired Combined Cycle | CT | CC1 | S | X | N |  |  | 184 | 0.85 | 163 | 172 | 97 | N |  |  | OP | X | 6 | 2010 | 2010 |  |  | N | Electric Utility | Utility | Investor Owned Utility | 1 | X | NG | Non-Renewable | 0 | 184 | 0 | 1
Operable | 17698 | Southwestern Electric Power Co |  | 56565 | J Lamar Stall Unit | LA | Vertical | Caddo | 6STG | Natural Gas Fired Combined Cycle | CA | CC1 | S | N | X |  |  | 256 | 0.85 | 189 | 193 |  | N |  |  | OP | X | 6 | 2010 | 2010 |  |  | N | Electric Utility | Utility | Investor Owned Utility | 1 | X | NG | Non-Renewable | 0 | 256 | 0 | 1
Operable | 17698 | Southwestern Electric Power Co |  | 63479 | Traverse Wind Project, LLC | OK | Vertical | Custer | GEN1 | Onshore Wind Turbine | WT |  | J | X | X |  |  | 999 |  | 999 | 999 | 0 | N |  |  | OP | X | 4 | 2022 | 2022 |  |  | N | Electric Utility | Utility | Investor Owned Utility | 1 | X | WND | Renewable | 999 | 0 | 1 | 0
Operable | 17718 | Southwestern Public Service Co |  | 2446 | Maddox | NM | Vertical | Lea | 1 | Natural Gas Steam Turbine | ST |  | S | X | X | SPS.MADDOX1 | SPS.MADDOX1 | 113.6 | 0.85 | 112 | 112 | 35 | N |  |  | OP | X | 1 | 1967 | Pre-2000 | 12 | 2028 | N | Electric Utility | Utility | Investor Owned Utility | 1 | X | NG | Non-Renewable | 0 | 113.6 | 0 | 1
Operable | 17718 | Southwestern Public Service Co |  | 2446 | Maddox | NM | Vertical | Lea | 2 | Natural Gas Fired Combustion Turbine | GT |  | S | X | X | SPS.MADDOXCT2 | SPS.MADDOXCT2 | 86.9 | 0.9 | 61 | 63 | 48 | N |  |  | OP | X | 1 | 1976 | Pre-2000 | 12 | 2025 | N | Electric Utility | Utility | Investor Owned Utility | 1 | X | NG | Non-Renewable | 0 | 86.9 | 0 | 1
Operable | 17718 | Southwestern Public Service Co |  | 2446 | Maddox | NM | Vertical | Lea | 3 | Natural Gas Fired Combustion Turbine | GT |  | S | X | X |  |  | 11.5 | 0.85 | 10 | 10 | 3 | N |  |  | OP | X | 1 | 1963 | Pre-2000 | 12 | 2025 | N | Electric Utility | Utility | Investor Owned Utility | 1 | X | NG | Non-Renewable | 0 | 11.5 | 0 | 1
Operable | 17718 | Southwestern Public Service Co |  | 2454 | Cunningham | NM | Vertical | Lea | 1 | Natural Gas Steam Turbine | ST |  | S | X | X | SPS.CUNNGHAM1 | SPS.CUNNGHAM1 | 75 | 0.85 | 71 | 71 | 31 | N |  |  | OP | X | 1 | 1957 | Pre-2000 |  |  | N | Electric Utility | Utility | Investor Owned Utility | 1 | X | NG | Non-Renewable | 0 | 75 | 0 | 1
Operable | 17718 | Southwestern Public Service Co |  | 2454 | Cunningham | NM | Vertical | Lea | 2 | Natural Gas Steam Turbine | ST |  | S | X | X | SPS.CUNNGHAM2 | SPS.CUNNGHAM2 | 190.4 | 0.85 | 183 | 183 | 59 | N |  |  | OP | X | 1 | 1965 | Pre-2000 | 12 | 2025 | N | Electric Utility | Utility | Investor Owned Utility | 1 | X | NG | Non-Renewable | 0 | 190.4 | 0 | 1
Operable | 17718 | Southwestern Public Service Co |  | 2454 | Cunningham | NM | Vertical | Lea | 3 | Natural Gas Fired Combustion Turbine | GT |  | S | X | X | SPS.CUNNGHAM3 | SPS.CUNNGHAM3 | 126.9 | 0.9 | 106 | 98 | 87 | N |  |  | OP | X | 5 | 1998 | Pre-2000 | 12 | 2040 | N | Electric Utility | Utility | Investor Owned Utility | 1 | X | NG | Non-Renewable | 0 | 126.9 | 0 | 1
Operable | 17718 | Southwestern Public Service Co |  | 2454 | Cunningham | NM | Vertical | Lea | 4 | Natural Gas Fired Combustion Turbine | GT |  | S | X | X | SPS.CUNNGHAM4 | SPS.CUNNGHAM4 | 126.9 | 0.9 | 103 | 98 | 87 | N |  |  | OP | X | 5 | 1998 | Pre-2000 | 12 | 2040 | N | Electric Utility | Utility | Investor Owned Utility | 1 | X | NG | Non-Renewable | 0 | 126.9 | 0 | 1
Operable | 17718 | Southwestern Public Service Co |  | 3482 | Jones | TX | Restructured | Lubbock | 1 | Natural Gas Steam Turbine | ST |  | S | X | X | SPS.JONES1 | SPS.JONES1 | 247.5 | 0.9 | 243 | 243 | 56 | N |  |  | OP | X | 1 | 1971 | Pre-2000 | 12 | 2031 | N | Electric Utility | Utility | Investor Owned Utility | 1 | X | NG | Non-Renewable | 0 | 247.5 | 0 | 1 | DFO
Operable | 17718 | Southwestern Public Service Co |  | 3482 | Jones | TX | Restructured | Lubbock | 2 | Natural Gas Steam Turbine | ST |  | S | X | X | SPS.JONES2 | SPS.JONES2 | 247.5 | 0.9 | 243 | 243 | 56 | N |  |  | OP | X | 1 | 1974 | Pre-2000 | 12 | 2034 | N | Electric Utility | Utility | Investor Owned Utility | 1 | X | NG | Non-Renewable | 0 | 247.5 | 0 | 1 | DFO
Operable | 17718 | Southwestern Public Service Co |  | 3482 | Jones | TX | Restructured | Lubbock | 3 | Natural Gas Fired Combustion Turbine | GT |  | S | X | X | SPS.JONES3 | SPS.JONES3 | 182.7 | 0.9 | 166 | 183 | 114 | N |  |  | OP | X | 6 | 2011 | 2011 | 12 | 2056 | N | Electric Utility | Utility | Investor Owned Utility | 1 | X | NG | Non-Renewable | 0 | 182.7 | 0 | 1
Operable | 17718 | Southwestern Public Service Co |  | 3482 | Jones | TX | Restructured | Lubbock | 4 | Natural Gas Fired Combustion Turbine | GT |  | S | X | X | SPS.JONES4 | SPS.JONES4 | 182.7 | 0.9 | 168 | 183 | 116 | N |  |  | OP | X | 5 | 2013 | 2013 | 12 | 2058 | N | Electric Utility | Utility | Investor Owned Utility | 1 | X | NG | Non-Renewable | 0 | 182.7 | 0 | 1
Operable | 17718 | Southwestern Public Service Co |  | 3484 | Nichols | TX | Restructured | Potter | 1 | Natural Gas Steam Turbine | ST |  | S | X | X | SPS.NICHOLS1 | SPS.NICHOLS1 | 113.6 | 0.85 | 107 | 107 | 25 | N |  |  | OP | X | 1 | 1960 | Pre-2000 |  |  | N | Electric Utility | Utility | Investor Owned Utility | 1 | X | NG | Non-Renewable | 0 | 113.6 | 0 | 1
Operable | 17718 | Southwestern Public Service Co |  | 3484 | Nichols | TX | Restructured | Potter | 2 | Natural Gas Steam Turbine | ST |  | S | X | X | SPS.NICHOLS2 | SPS.NICHOLS2 | 113.6 | 0.85 | 106 | 106 | 18 | N |  |  | OP | X | 1 | 1962 | Pre-2000 | 12 | 2027 | N | Electric Utility | Utility | Investor Owned Utility | 1 | X | NG | Non-Renewable | 0 | 113.6 | 0 | 1
Operable | 17718 | Southwestern Public Service Co |  | 3484 | Nichols | TX | Restructured | Potter | 3 | Natural Gas Steam Turbine | ST |  | S | X | X | SPS.NICHOLS3 | SPS.NICHOLS3 | 247.5 | 0.9 | 244 | 244 | 25 | N |  |  | OP | X | 1 | 1968 | Pre-2000 | 12 | 2030 | N | Electric Utility | Utility | Investor Owned Utility | 1 | X | NG | Non-Renewable | 0 | 247.5 | 0 | 1
Operable | 17718 | Southwestern Public Service Co |  | 3485 | Plant X | TX | Restructured | Lamb | 1 | Natural Gas Steam Turbine | ST |  | S | X | X | SPS.PLANTX1 | SPS.PLANTX1 | 48 | 0.8 | 38 | 38 | 21 | N |  |  | OP | X | 1 | 1952 | Pre-2000 |  |  | N | Electric Utility | Utility | Investor Owned Utility | 1 | X | NG | Non-Renewable | 0 | 48 | 0 | 1
Operable | 17718 | Southwestern Public Service Co |  | 3485 | Plant X | TX | Restructured | Lamb | 2 | Natural Gas Steam Turbine | ST |  | S | X | X | SPS.PLANTX2 | SPS.PLANTX2 | 98 | 0.8 | 90 | 90 | 40 | N |  |  | OP | X | 1 | 1953 | Pre-2000 |  |  | N | Electric Utility | Utility | Investor Owned Utility | 1 | X | NG | Non-Renewable | 0 | 98 | 0 | 1 | DFO
Operable | 17718 | Southwestern Public Service Co |  | 3485 | Plant X | TX | Restructured | Lamb | 4 | Natural Gas Steam Turbine | ST |  | S | X | X | SPS.PLANTX4 | SPS.PLANTX4 | 190.4 | 0.85 | 190 | 190 | 55 | N |  |  | OP | X | 1 | 1964 | Pre-2000 | 12 | 2027 | N | Electric Utility | Utility | Investor Owned Utility | 1 | X | NG | Non-Renewable | 0 | 190.4 | 0 | 1 | DFO
Operable | 17718 | Southwestern Public Service Co |  | 6193 | Harrington | TX | Restructured | Potter | 1 | Conventional Steam Coal | ST |  | S | X | X | SPS.HARRNGTN1 | SPS.HARRNGTN1 | 360 | 0.9 | 339 | 339 | 120 | N |  |  | OP | X | 1 | 1976 | Pre-2000 | 12 | 2036 | N | Electric Utility | Utility | Investor Owned Utility | 1 | X | SUB | Non-Renewable | 0 | 360 | 0 | 1 | NG
Operable | 17718 | Southwestern Public Service Co |  | 6193 | Harrington | TX | Restructured | Potter | 2 | Conventional Steam Coal | ST |  | S | X | X | SPS.HARRNGTN2 | SPS.HARRNGTN2 | 360 | 0.9 | 339 | 339 | 120 | N |  |  | OP | X | 1 | 1978 | Pre-2000 | 12 | 2038 | N | Electric Utility | Utility | Investor Owned Utility | 1 | X | SUB | Non-Renewable | 0 | 360 | 0 | 1 | NG
Operable | 17718 | Southwestern Public Service Co |  | 6193 | Harrington | TX | Restructured | Potter | 3 | Conventional Steam Coal | ST |  | S | X | X | SPS.HARRNGTN3 | SPS.HARRNGTN3 | 360 | 0.9 | 340 | 340 | 125 | N |  |  | OP | X | 1 | 1980 | Pre-2000 | 12 | 2040 | N | Electric Utility | Utility | Investor Owned Utility | 1 | X | SUB | Non-Renewable | 0 | 360 | 0 | 1 | NG
Operable | 17718 | Southwestern Public Service Co |  | 6194 | Tolk | TX | Restructured | Lamb | 1 | Conventional Steam Coal | ST |  | S | X | X | SPS.TOLK1 | SPS.TOLK1 | 567.9 | 0.9 | 532 | 532 | 125 | N |  |  | OP | X | 1 | 1982 | Pre-2000 | 12 | 2028 | N | Electric Utility | Utility | Investor Owned Utility | 1 | X | SUB | Non-Renewable | 0 | 567.9 | 0 | 1 | NG
Operable | 17718 | Southwestern Public Service Co |  | 6194 | Tolk | TX | Restructured | Lamb | 2 | Conventional Steam Coal | ST |  | S | X | X | SPS.TOLK2 | SPS.TOLK2 | 567.9 | 0.9 | 535 | 535 | 125 | N |  |  | OP | X | 1 | 1985 | Pre-2000 | 12 | 2028 | N | Electric Utility | Utility | Investor Owned Utility | 1 | X | SUB | Non-Renewable | 0 | 567.9 | 0 | 1 | NG
Operable | 17718 | Southwestern Public Service Co |  | 58125 | Quay County | NM | Vertical | Quay | 1 | Petroleum Liquids | GT |  | S | X | X | SPS.QUAYCNTY | SPS.QUAYCNTY | 27 | 0.85 | 17 | 23 | 10 | N |  |  | OP | X | 10 | 2013 | 2013 | 12 | 2034 | N | Electric Utility | Utility | Investor Owned Utility | 1 | X | DFO | Non-Renewable | 0 | 27 | 0 | 1
Operable | 17718 | Southwestern Public Service Co |  | 59247 | Hale Community Wind Farm | TX | Restructured | Hale | HALE1 | Onshore Wind Turbine | WT |  | S | X | X |  |  | 478 |  | 478 | 478 | 1 | N |  |  | OP | X | 6 | 2019 | 2019 |  |  | N | IPP Non-CHP | Utility | Investor Owned Utility | 2 | X | WND | Renewable | 478 | 0 | 1 | 0
Operable | 17718 | Southwestern Public Service Co |  | 63578 | Sagamore Wind | NM | Vertical | Roosevelt | SWF01 | Onshore Wind Turbine | WT |  | S | X | X | SPS.SAGAMORE.WND | SPS.SAGAMORE.WND | 522 |  | 522 | 522 | 1 | N |  |  | OP | X | 12 | 2020 | 2020 |  |  | N | Electric Utility | Utility | Investor Owned Utility | 1 | X | WND | Renewable | 522 | 0 | 1 | 0
Operable | 65737 | Southwick Solar, LLC |  | 66724 | Southwick Solar | NC | Vertical | Alamance | SOUWK | Solar Photovoltaic | PV |  | S | X | X |  |  | 3 |  | 3 | 3 |  | N |  |  | OP | X | 12 | 2020 | 2020 |  |  | N | IPP Non-CHP | IPP | IPP | 2 | X | SUN | Renewable | 3 | 0 | 1 | 0
Operable | 17690 | SOWEGA Power LLC |  | 7768 | Sowega Power | GA | Vertical | Mitchell | CTG2 | Natural Gas Fired Combustion Turbine | GT |  | W | X | X |  |  | 49.8 | 0.85 | 48.5 | 48.5 | 37 | N |  |  | OP | X | 6 | 1999 | Pre-2000 |  |  | N | Electric Utility | Utility | IPP | 1 | X | NG | Non-Renewable | 0 | 49.8 | 0 | 1 | DFO
Operable | 17690 | SOWEGA Power LLC |  | 7768 | Sowega Power | GA | Vertical | Mitchell | CTG3 | Natural Gas Fired Combustion Turbine | GT |  | W | X | X |  |  | 49.8 | 0.85 | 48.5 | 48.5 | 37 | N |  |  | OP | X | 6 | 1999 | Pre-2000 |  |  | N | Electric Utility | Utility | IPP | 1 | X | NG | Non-Renewable | 0 | 49.8 | 0 | 1 | DFO
Operable | 61447 | SP Solar 1, LLC |  | 61832 | Interstate Solar | OR | Vertical | Marion | PGRC5 | Solar Photovoltaic | PV |  | S | X | X |  |  | 2.2 |  | 2.2 | 2.2 |  | N |  |  | OP | X | 12 | 2017 | 2017 |  |  | N | IPP Non-CHP | IPP | IPP | 2 | X | SUN | Renewable | 2.2 | 0 | 1 | 0
Operable | 60978 | SP Solar 5, LLC |  | 61338 | Mill Creek Solar (OR) | OR | Vertical | Yamhill | PGRC1 | Solar Photovoltaic | PV |  | S | X | X |  |  | 2.2 |  | 2.2 | 2.2 |  | N |  |  | OP | X | 12 | 2017 | 2017 |  |  | N | IPP Non-CHP | IPP | IPP | 2 | X | SUN | Renewable | 2.2 | 0 | 1 | 0
Operable | 61445 | SP Solar 6, LLC |  | 61831 | Colton Solar | OR | Vertical | Clackamas | PGRC2 | Solar Photovoltaic | PV |  | S | X | X |  |  | 2.2 |  | 2.2 | 2.2 |  | N |  |  | OP | X | 12 | 2017 | 2017 |  |  | N | IPP Non-CHP | IPP | IPP | 2 | X | SUN | Renewable | 2.2 | 0 | 1 | 0
Operable | 61451 | SP Solar 7, LLC |  | 61827 | Dayton Cutoff Solar | OR | Vertical | Yamhill | PGRC3 | Solar Photovoltaic | PV |  | S | X | X |  |  | 2.2 |  | 2.2 | 2.2 |  | N |  |  | OP | X | 12 | 2017 | 2017 |  |  | N | IPP Non-CHP | IPP | IPP | 2 | X | SUN | Renewable | 2.2 | 0 | 1 | 0
Operable | 61450 | SP Solar 8, LLC |  | 61828 | Valley Creek Solar | OR | Vertical | Polk | PGRC6 | Solar Photovoltaic | PV |  | S | X | X |  |  | 2.2 |  | 2.2 | 2.2 |  | N |  |  | OP | X | 12 | 2017 | 2017 |  |  | N | IPP Non-CHP | IPP | IPP | 2 | X | SUN | Renewable | 2.2 | 0 | 1 | 0
Operable | 64661 | Spanish Fork Wind Park 2, LLC |  | 56751 | Spanish Fork Wind Park 2 LLC | UT | Vertical | Utah | 1 | Onshore Wind Turbine | WT |  | S | X | X | WECC | WECC | 18.9 |  | 18.9 | 18.9 | 1 | N |  |  | OP | X | 7 | 2008 | 2008 |  |  | N | IPP Non-CHP | IPP | IPP | 2 | X | WND | Renewable | 18.9 | 0 | 1 | 0
Operable | 17664 | Spartanburg Commissioners PW |  | 54675 | Spartanburg Water System | SC | Vertical | Spartanburg | DI2 | Petroleum Liquids | IC |  | S | X | X |  |  | 2 | 0.8 | 2 | 2 | 0.5 | N |  |  | OP | X | 12 | 2011 | 2011 |  |  | N | Commercial Non-CHP | Customer Sited | Other | 4 | X | DFO | Non-Renewable | 0 | 2 | 0 | 1
Operable | 17664 | Spartanburg Commissioners PW |  | 54675 | Spartanburg Water System | SC | Vertical | Spartanburg | HG1 | Conventional Hydroelectric | HY |  | S | X | X |  |  | 0.5 | 0.8 | 0.5 | 0.5 | 0.4 | N |  |  | SB | Y | 1 | 1926 | Pre-2000 |  |  | N | Commercial Non-CHP | Customer Sited | Other | 4 | X | WAT | Renewable | 0.5 | 0 | 1 | 0
Operable | 17664 | Spartanburg Commissioners PW |  | 54675 | Spartanburg Water System | SC | Vertical | Spartanburg | HG2 | Conventional Hydroelectric | HY |  | S | X | X |  |  | 0.5 | 0.8 | 0.5 | 0.5 | 0.4 | N |  |  | SB | Y | 1 | 1926 | Pre-2000 |  |  | N | Commercial Non-CHP | Customer Sited | Other | 4 | X | WAT | Renewable | 0.5 | 0 | 1 | 0
Operable | 66220 | Spectrum Solar LLC |  | 67490 | Spectrum Solar Hybrid | MD | Restructured | Prince Georges | 1 | Solar Photovoltaic | PV |  | S | X | X | 2156114529 |  | 3 | 1 | 3 | 3 | 3 | N |  |  | OP | X | 12 | 2023 | 2023 |  |  | N | IPP Non-CHP | IPP | IPP | 2 | X | SUN | Renewable | 3 | 0 | 1 | 0
Operable | 66220 | Spectrum Solar LLC |  | 67490 | Spectrum Solar Hybrid | MD | Restructured | Prince Georges | 2 | Solar Photovoltaic | PV |  | S | X | X |  |  | 2.6 | 1 | 2.6 | 2.6 | 2.6 | N |  |  | OP | X | 12 | 2023 | 2023 |  |  | N | IPP Non-CHP | IPP | IPP | 2 | X | SUN | Renewable | 2.6 | 0 | 1 | 0
Operable | 64295 | SPG IL Brush Creek Solar LLC |  | 64730 | IL17021 Brush Creek I CSG | IL | Restructured | Stephenson | BCK17 | Solar Photovoltaic | PV |  | S | X | X |  |  | 2 |  | 2 | 2 |  | N |  |  | OP | X | 3 | 2022 | 2022 |  |  | N | IPP Non-CHP | IPP | IPP | 2 | X | SUN | Renewable | 2 | 0 | 1 | 0
Operable | 64336 | SPG IL Hurricane Creek Solar LLC |  | 64786 | Hurricane Creek CSG | IL | Restructured | Williamson | HRCRK | Solar Photovoltaic | PV |  | S | X | X |  |  | 2 |  | 2 | 2 |  | N |  |  | OP | X | 6 | 2021 | 2021 |  |  | N | IPP Non-CHP | IPP | IPP | 2 | X | SUN | Renewable | 2 | 0 | 1 | 0
Operable | 60593 | Spica Community Solar |  | 60943 | Spica Community Solar | MN | Vertical | Kandiyohi | MSCS1 | Solar Photovoltaic | PV |  | S | X | X |  |  | 1 |  | 0.9 | 0.9 |  | N |  |  | OP | X | 8 | 2017 | 2017 |  |  | N | IPP Non-CHP | IPP | IPP | 2 | X | SUN | Renewable | 1 | 0 | 1 | 0
Operable | 60593 | Spica Community Solar |  | 60943 | Spica Community Solar | MN | Vertical | Kandiyohi | MSCS2 | Solar Photovoltaic | PV |  | S | X | X |  |  | 1 |  | 0.9 | 0.9 |  | N |  |  | OP | X | 8 | 2017 | 2017 |  |  | N | IPP Non-CHP | IPP | IPP | 2 | X | SUN | Renewable | 1 | 0 | 1 | 0
Operable | 65318 | SPPW1, LLC |  | 66195 | SPPW1, LLC | NE | Vertical | Franklin | T-1 | Onshore Wind Turbine | WT |  | S | X | X |  |  | 2.8 | 0.95 | 2.8 | 2.8 | 2.8 | N |  |  | OP | X | 7 | 2022 | 2022 |  |  | N | IPP Non-CHP | IPP | IPP | 2 | X | WND | Renewable | 2.8 | 0 | 1 | 0
Operable | 65318 | SPPW1, LLC |  | 66195 | SPPW1, LLC | NE | Vertical | Franklin | T-2 | Onshore Wind Turbine | WT |  | S | X | X |  |  | 2.8 | 0.95 | 2.8 | 2.8 | 2.8 | N |  |  | OP | X | 7 | 2022 | 2022 |  |  | N | IPP Non-CHP | IPP | IPP | 2 | X | WND | Renewable | 2.8 | 0 | 1 | 0
Operable | 8353 | Sprague Hydro LLC |  | 10737 | Sprague Hydro | OR | Vertical | Klamath | GEN1 | Conventional Hydroelectric | HY |  | S | X | X |  |  | 1.2 | 1 | 1 | 1 | 0.1 | N |  |  | OP | X | 10 | 1989 | Pre-2000 |  |  | N | IPP Non-CHP | IPP | IPP | 2 | X | WAT | Renewable | 1.2 | 0 | 1 | 0
Operable | 57299 | Spreckels Sugar Company |  | 57916 | Spreckels Sugar Company | CA | Vertical | Imperial | 1 | Natural Gas Steam Turbine | ST |  | S | X | X |  |  | 8.9 | 0.8 | 8.9 | 8.9 | 2 | N |  |  | OP | X | 4 | 1948 | Pre-2000 |  |  | Y | Industrial CHP | Customer Sited | Other | 7 | T | NG | Non-Renewable | 0 | 8.9 | 0 | 1
Operable | 64662 | Spring Canyon Expansion Wind Energy Ctr |  | 58769 | Spring Canyon Expansion Wind Energy Ctr | CO | Vertical | Logan | 1 | Onshore Wind Turbine | WT |  | S | X | X |  |  | 34 |  | 34 | 34 | 0 | N |  |  | OP | X | 10 | 2014 | 2014 |  |  | N | IPP Non-CHP | IPP | IPP | 2 | X | WND | Renewable | 34 | 0 | 1 | 0
Operable | 64662 | Spring Canyon Expansion Wind Energy Ctr |  | 58769 | Spring Canyon Expansion Wind Energy Ctr | CO | Vertical | Logan | SCIII | Onshore Wind Turbine | WT |  | S | X | X |  |  | 28.6 |  | 28.6 | 28.6 | 0 | N |  |  | OP | X | 12 | 2014 | 2014 |  |  | N | IPP Non-CHP | IPP | IPP | 2 | X | WND | Renewable | 28.6 | 0 | 1 | 0
Operable | 65521 | Spring Hope Solar 2, LLC |  | 66465 | Spring Hope Solar 2, LLC | NC | Vertical | Nash | 68900 | Solar Photovoltaic | PV |  | W | X | X |  |  | 5 |  | 5 | 5 |  | N |  |  | OP | X | 12 | 2021 | 2021 |  |  | N | IPP Non-CHP | IPP | IPP | 2 | X | SUN | Renewable | 5 | 0 | 1 | 0
Operable | 62844 | Spring Hope Solar 3, LLC |  | 62997 | Spring Hope Solar 3, LLC | NC | Vertical | Nash | PGR09 | Solar Photovoltaic | PV |  | S | X | X |  |  | 5 |  | 5 | 5 |  | N |  |  | OP | X | 12 | 2020 | 2020 |  |  | N | IPP Non-CHP | IPP | IPP | 2 | X | SUN | Renewable | 5 | 0 | 1 | 0
Operable | 60651 | Spring Street Solar 1, LLC |  | 61009 | Spring Street Solar 1 CSG | MA | Restructured | Plymouth | SPRIN | Solar Photovoltaic | PV |  | S | X | X |  |  | 2 |  | 2 | 2 |  | N |  |  | OP | X | 3 | 2017 | 2017 |  |  | N | IPP Non-CHP | IPP | IPP | 2 | X | SUN | Renewable | 2 | 0 | 1 | 0
Operable | 17824 | Spring Valley Pub Utils Comm |  | 2013 | Spring Valley | MN | Vertical | Fillmore | 2 | Petroleum Liquids | IC |  | S | X | X | ALTW.SPRVAUN1 | ALTW.SPRVAUN1 | 1.1 | 0.8 | 1.1 | 1.1 | 1 | N |  |  | OP | X | 1 | 1952 | Pre-2000 |  |  | N | Electric Utility | Utility | Municipal | 1 | X | DFO | Non-Renewable | 0 | 1.1 | 0 | 1 | NG
Operable | 17824 | Spring Valley Pub Utils Comm |  | 2013 | Spring Valley | MN | Vertical | Fillmore | 3 | Petroleum Liquids | IC |  | S | X | X | ALTW.SPRVAUN1 | ALTW.SPRVAUN1 | 2 | 0.8 | 2 | 2 | 2 | N |  |  | OP | X | 5 | 1960 | Pre-2000 |  |  | N | Electric Utility | Utility | Municipal | 1 | X | DFO | Non-Renewable | 0 | 2 | 0 | 1 | NG
Operable | 17824 | Spring Valley Pub Utils Comm |  | 2013 | Spring Valley | MN | Vertical | Fillmore | 4 | Petroleum Liquids | IC |  | S | X | X | ALTW.SPRVAUN1 | ALTW.SPRVAUN1 | 2 | 0.8 | 2 | 2 | 2 | N |  |  | OP | X | 6 | 2009 | 2009 |  |  | N | Electric Utility | Utility | Municipal | 1 | X | DFO | Non-Renewable | 0 | 2 | 0 | 1
Operable | 17824 | Spring Valley Pub Utils Comm |  | 2013 | Spring Valley | MN | Vertical | Fillmore | 5 | Petroleum Liquids | IC |  | S | X | X | ALTW.SPRVAUN1 | ALTW.SPRVAUN1 | 2 | 0.8 | 2 | 2 | 2 | N |  |  | OP | X | 6 | 2009 | 2009 |  |  | N | Electric Utility | Utility | Municipal | 1 | X | DFO | Non-Renewable | 0 | 2 | 0 | 1
Operable | 61267 | Springdale Energy LLC |  | 55196 | Springdale 1 & 2 | PA | Restructured | Allegheny | UNT1 | Natural Gas Fired Combustion Turbine | GT |  | S | X | X |  |  | 43.8 | 0.9 | 44.8 | 49.1 | 4 | N |  |  | OP | X | 12 | 1999 | Pre-2000 |  |  | N | IPP Non-CHP | IPP | IPP | 2 | X | NG | Non-Renewable | 0 | 43.8 | 0 | 1
Operable | 61267 | Springdale Energy LLC |  | 55196 | Springdale 1 & 2 | PA | Restructured | Allegheny | UNT2 | Natural Gas Fired Combustion Turbine | GT |  | S | X | X |  |  | 43.8 | 0.9 | 43.7 | 49.2 | 4 | N |  |  | OP | X | 12 | 1999 | Pre-2000 |  |  | N | IPP Non-CHP | IPP | IPP | 2 | X | NG | Non-Renewable | 0 | 43.8 | 0 | 1
Operable | 61267 | Springdale Energy LLC |  | 55710 | Allegheny Energy Units 3 4 & 5 | PA | Restructured | Allegheny | UNT3 | Natural Gas Fired Combined Cycle | CT | CC1 | S | X | N |  |  | 184 | 0.9 | 182.1 | 202.4 | 128 | N |  |  | OP | X | 7 | 2003 | 2003 |  |  | N | IPP Non-CHP | IPP | IPP | 2 | X | NG | Non-Renewable | 0 | 184 | 0 | 1
Operable | 61267 | Springdale Energy LLC |  | 55710 | Allegheny Energy Units 3 4 & 5 | PA | Restructured | Allegheny | UNT4 | Natural Gas Fired Combined Cycle | CT | CC1 | S | X | N |  |  | 184 | 0.9 | 181.6 | 202.8 | 128 | N |  |  | OP | X | 7 | 2003 | 2003 |  |  | N | IPP Non-CHP | IPP | IPP | 2 | X | NG | Non-Renewable | 0 | 184 | 0 | 1
Operable | 61267 | Springdale Energy LLC |  | 55710 | Allegheny Energy Units 3 4 & 5 | PA | Restructured | Allegheny | UNT5 | Natural Gas Fired Combined Cycle | CA | CC1 | S | N | X |  |  | 188 | 0.9 | 198.8 | 178.5 | 127 | N |  |  | OP | X | 7 | 2003 | 2003 |  |  | N | IPP Non-CHP | IPP | IPP | 2 | X | NG | Non-Renewable | 0 | 188 | 0 | 1
Operable | 17826 | Springer Electric Coop, Inc |  | 59560 | Springer Solar 1 | NM | Vertical | Colfax | SPRG1 | Solar Photovoltaic | PV |  | S | X | X |  |  | 1 |  | 0.9 | 0.8 |  | N |  |  | OP | X | 5 | 2015 | 2015 |  |  | N | Electric Utility | Utility | Cooperative | 1 | X | SUN | Renewable | 1 | 0 | 1 | 0
Operable | 17836 | Springfield Public Utils Comm - (MN) |  | 2012 | Springfield (MN) | MN | Vertical | Brown | 5 | Petroleum Liquids | IC |  | S | X | X |  |  | 1.8 | 1 | 1.8 | 1.8 | 0.5 | N |  |  | OP | X | 6 | 1994 | Pre-2000 |  |  | N | Electric Utility | Utility | Municipal | 1 | X | DFO | Non-Renewable | 0 | 1.8 | 0 | 1
Operable | 17836 | Springfield Public Utils Comm - (MN) |  | 2012 | Springfield (MN) | MN | Vertical | Brown | 6 | Petroleum Liquids | IC |  | S | X | X |  |  | 1.8 | 1 | 1.8 | 1.8 | 0.5 | N |  |  | OP | X | 4 | 1996 | Pre-2000 |  |  | N | Electric Utility | Utility | Municipal | 1 | X | DFO | Non-Renewable | 0 | 1.8 | 0 | 1
Operable | 17836 | Springfield Public Utils Comm - (MN) |  | 2012 | Springfield (MN) | MN | Vertical | Brown | 7 | Petroleum Liquids | IC |  | S | X | X |  |  | 1.8 | 1 | 1.8 | 1.8 | 0.5 | N |  |  | OP | X | 4 | 1998 | Pre-2000 |  |  | N | Electric Utility | Utility | Municipal | 1 | X | DFO | Non-Renewable | 0 | 1.8 | 0 | 1
Operable | 17836 | Springfield Public Utils Comm - (MN) |  | 2012 | Springfield (MN) | MN | Vertical | Brown | 8 | Petroleum Liquids | IC |  | S | X | X |  |  | 1.8 | 1 | 1.8 | 1.8 | 0.5 | N |  |  | OP | X | 4 | 1998 | Pre-2000 |  |  | N | Electric Utility | Utility | Municipal | 1 | X | DFO | Non-Renewable | 0 | 1.8 | 0 | 1
Operable | 17836 | Springfield Public Utils Comm - (MN) |  | 2012 | Springfield (MN) | MN | Vertical | Brown | 9 | Petroleum Liquids | IC |  | S | X | X |  |  | 1.8 | 1 | 1.8 | 1.8 | 0.5 | N |  |  | OS | X | 3 | 2001 | 2001 |  |  | N | Electric Utility | Utility | Municipal | 1 | X | DFO | Non-Renewable | 0 | 1.8 | 0 | 1
Operable | 58355 | SPS Atwell Island LLC |  | 58366 | Atwell Island | CA | Vertical | Tulare | 1 | Solar Photovoltaic | PV |  | W | X | X |  |  | 20.2 |  | 20.2 | 20.2 |  | N |  |  | OP | X | 3 | 2013 | 2013 |  |  | N | IPP Non-CHP | IPP | IPP | 2 | X | SUN | Renewable | 20.2 | 0 | 1 | 0
Operable | 61899 | SR Arlington II MT, LLC |  | 62367 | SR Arlington II | GA | Vertical | Early | ARLII | Solar Photovoltaic | PV |  | S | X | X |  |  | 102.5 |  | 102.5 | 102.5 |  | N |  |  | OP | X | 11 | 2019 | 2019 |  |  | N | IPP Non-CHP | IPP | IPP | 2 | X | SUN | Renewable | 102.5 | 0 | 1 | 0
Operable | 61900 | SR Arlington, LLC |  | 62436 | SR Arlington I | GA | Vertical | Early | ARLI | Solar Photovoltaic | PV |  | S | X | X |  |  | 20 |  | 20 | 20 |  | N |  |  | OP | X | 12 | 2021 | 2021 |  |  | N | IPP Non-CHP | IPP | IPP | 2 | X | SUN | Renewable | 20 | 0 | 1 | 0
Operable | 63820 | SR Baxley, LLC |  | 64211 | Baxley | GA | Vertical | Appling | BAXLY | Solar Photovoltaic | PV |  | S | X | X |  |  | 25 |  | 25 | 25 |  | N |  |  | OP | X | 12 | 2020 | 2020 |  |  | N | IPP Non-CHP | IPP | IPP | 2 | X | SUN | Renewable | 25 | 0 | 1 | 0
Operable | 64916 | SR Bell Buckle, LLC |  | 65630 | SR Bell Buckle | TN | Vertical | Bedford | SRBEL | Solar Photovoltaic | PV |  | S | X | X |  |  | 35 |  | 35 | 35 |  | N |  |  | OP | X | 11 | 2023 | 2023 |  |  | N | IPP Non-CHP | IPP | IPP | 2 | X | SUN | Renewable | 35 | 0 | 1 | 0
Operable | 64912 | SR Bolivar, LLC |  | 65640 | SR Bolivar | TN | Vertical | Hardeman | SRBOL | Solar Photovoltaic | PV |  | S | X | X |  |  | 3.3 |  | 3.3 | 3.3 |  | N |  |  | OP | X | 12 | 2022 | 2022 |  |  | N | IPP Non-CHP | IPP | IPP | 2 | X | SUN | Renewable | 3.3 | 0 | 1 | 0
Operable | 65995 | SR Byhalia, LLC |  | 67081 | Sr Byhalia, LLC | MS | Vertical | Marshall | BYHAL | Solar Photovoltaic | PV |  | S | X | X |  |  | 4.8 |  | 4.8 | 4.8 |  | N |  |  | OP | X | 12 | 2023 | 2023 |  |  |  | IPP Non-CHP | IPP | IPP | 2 |  | SUN | Renewable | 4.8 | 0 | 1 | 0
Operable | 59710 | SR Camden, LLC |  | 59947 | SR Camden | AR | Vertical | Calhoun | AERO | Solar Photovoltaic | PV |  | S | X | X |  |  | 12 |  | 12 | 12 |  | N |  |  | OP | X | 12 | 2015 | 2015 |  |  | N | IPP Non-CHP | IPP | IPP | 2 | X | SUN | Renewable | 12 | 0 | 1 | 0
Operable | 64361 | SR Cedar Springs, LLC |  | 64840 | SR Cedar Springs, LLC | GA | Vertical | Early | SRCS | Solar Photovoltaic | PV |  | S | X | X |  |  | 70 |  | 70 | 70 |  | N |  |  | OP | X | 12 | 2022 | 2022 |  |  | N | IPP Non-CHP | IPP | IPP | 2 | X | SUN | Renewable | 70 | 0 | 1 | 0
Operable | 65994 | SR Clarksville II, LLC |  | 67080 | SR Clarksville II, LLC | TN | Vertical | Montgomery | CLRK2 | Solar Photovoltaic | PV |  | S | X | X |  |  | 4.8 |  | 4.8 | 4.8 |  | N |  |  | OP | X | 12 | 2023 | 2023 |  |  |  | IPP Non-CHP | IPP | IPP | 2 |  | SUN | Renewable | 4.8 | 0 | 1 | 0
Operable | 65993 | SR Clarksville, LLC |  | 67079 | SR Clarksville, LLC | TN | Vertical | Montgomery | CLRK1 | Solar Photovoltaic | PV |  | S | X | X |  |  | 2 |  | 2 | 2 |  | N |  |  | OP | X | 12 | 2023 | 2023 |  |  |  | IPP Non-CHP | IPP | IPP | 2 |  | SUN | Renewable | 2 | 0 | 1 | 0
Operable | 64360 | SR Clay, LLC |  | 64838 | SR Clay, LLC | GA | Vertical | Clay | CLAY | Solar Photovoltaic | PV |  | S | X | X |  |  | 106 |  | 106 | 106 |  | N |  |  | OP | X | 12 | 2022 | 2022 |  |  | N | IPP Non-CHP | IPP | IPP | 2 | X | SUN | Renewable | 106 | 0 | 1 | 0
Operable | 60036 | SR Clinch, LLC |  | 60247 | Valley View Solar | CO | Vertical | Weld | VVS | Solar Photovoltaic | PV |  | S | X | X |  |  | 4 |  | 4 | 4 |  | N |  |  | OP | X | 12 | 2015 | 2015 |  |  | N | IPP Non-CHP | IPP | IPP | 2 | X | SUN | Renewable | 4 | 0 | 1 | 0
Operable | 60036 | SR Clinch, LLC |  | 60248 | Skylark | CO | Vertical | Weld | CAREY | Solar Photovoltaic | PV |  | S | X | X |  |  | 4 |  | 4 | 4 |  | N |  |  | OP | X | 12 | 2015 | 2015 |  |  | N | IPP Non-CHP | IPP | IPP | 2 | X | SUN | Renewable | 4 | 0 | 1 | 0
Operable | 64362 | SR DeSoto I, LLC |  | 64841 | SR DeSoto I, LLC | GA | Vertical | Lee | SOTOI | Solar Photovoltaic | PV |  | S | X | X |  |  | 165 |  | 165 | 165 |  | N |  |  | OP | X | 12 | 2022 | 2022 |  |  | N | IPP Non-CHP | IPP | IPP | 2 | X | SUN | Renewable | 165 | 0 | 1 | 0
Operable | 65306 | SR DeSoto II, LLC |  | 66172 | SR DeSoto II | GA | Vertical | Lee | SOTO2 | Solar Photovoltaic | PV |  | S | X | X |  |  | 65 |  | 65 | 65 |  | N |  |  | OP | X | 12 | 2023 | 2023 |  |  | N | IPP Non-CHP | IPP | IPP | 2 | X | SUN | Renewable | 65 | 0 | 1 | 0
Operable | 65786 | SR DeSoto III, LLC |  | 66825 | SR DeSoto III | GA | Vertical | Lee | SOTO3 | Solar Photovoltaic | PV |  | S | X | X |  |  | 60 |  | 60 | 60 |  | N |  |  | OP | X | 12 | 2023 | 2023 |  |  | N | IPP Non-CHP | IPP | IPP | 2 | X | SUN | Renewable | 60 | 0 | 1 | 0
Operable | 58385 | SR Enterprise South, LLC |  | 58401 | Volkswagen Solar System | TN | Vertical | Hamilton | 1 | Solar Photovoltaic | PV |  | S | X | X |  |  | 7.6 |  | 7.6 | 7.6 |  | N |  |  | OP | X | 11 | 2012 | 2012 |  |  | N | IPP Non-CHP | IPP | IPP | 2 | X | SUN | Renewable | 7.6 | 0 | 1 | 0
Operable | 65996 | SR Franklin, LLC |  | 67082 | SR Franklin, LLC | KY | Vertical | Simpson | FRANK | Solar Photovoltaic | PV |  | S | X | X |  |  | 2.5 |  | 2.5 | 2.5 |  | N |  |  | OP | X | 12 | 2023 | 2023 |  |  |  | IPP Non-CHP | IPP | IPP | 2 |  | SUN | Renewable | 2.5 | 0 | 1 | 0
Operable | 64910 | SR Greenville I, LLC |  | 65638 | SR Greenville I | TN | Vertical | Greene | SRGN1 | Solar Photovoltaic | PV |  | S | X | X |  |  | 4.8 |  | 4.8 | 4.8 |  | N |  |  | OP | X | 12 | 2022 | 2022 |  |  | N | IPP Non-CHP | IPP | IPP | 2 | X | SUN | Renewable | 4.8 | 0 | 1 | 0
Operable | 64911 | SR Greenville II, LLC |  | 65639 | SR Greenville II | TN | Vertical | Greene | SRGN2 | Solar Photovoltaic | PV |  | S | X | X |  |  | 4.8 |  | 4.8 | 4.8 |  | N |  |  | OP | X | 12 | 2022 | 2022 |  |  | N | IPP Non-CHP | IPP | IPP | 2 | X | SUN | Renewable | 4.8 | 0 | 1 | 0
Operable | 61635 | SR Hazlehurst III, LLC |  | 62057 | Hazlehurst III | GA | Vertical | Jeff Davis | HZIII | Solar Photovoltaic | PV |  | S | X | X |  |  | 40 | 0.95 | 40 | 40 |  | N |  |  | OP | X | 12 | 2019 | 2019 |  |  | N | IPP Non-CHP | IPP | IPP | 2 | X | SUN | Renewable | 40 | 0 | 1 | 0
Operable | 59274 | SR Hazlehurst, LLC |  | 59535 | SR Hazlehurst | GA | Vertical | Jeff Davis | HAZLE | Solar Photovoltaic | PV |  | S | X | X |  |  | 20 |  | 20 | 20 |  | N |  |  | OP | X | 11 | 2015 | 2015 |  |  | N | IPP Non-CHP | IPP | IPP | 2 | X | SUN | Renewable | 20 | 0 | 1 | 0
Operable | 60511 | SR Houston Holdings, LLC |  | 60853 | SR Houston | MS | Vertical | Chickasaw | HOUST | Solar Photovoltaic | PV |  | S | X | X |  |  | 3.1 |  | 3.1 | 3.1 |  | N |  |  | OP | X | 12 | 2016 | 2016 |  |  | N | IPP Non-CHP | IPP | IPP | 2 | X | SUN | Renewable | 3.1 | 0 | 1 | 0
Operable | 60975 | SR Innovation, LLC |  | 61332 | SR Innovation - NIKE PV | TN | Vertical | Shelby | NIKE2 | Solar Photovoltaic | PV |  | S | X | X |  |  | 1.5 |  | 1.5 | 1.5 |  | N |  |  | OP | X | 1 | 2020 | 2020 |  |  | N | IPP Non-CHP | IPP | IPP | 2 | X | SUN | Renewable | 1.5 | 0 | 1 | 0
Operable | 64914 | SR Jackson II, LLC |  | 65642 | SR Jackson II | TN | Vertical | Madison | SRJA2 | Solar Photovoltaic | PV |  | S | X | X |  |  | 1 |  | 1 | 1 |  | N |  |  | OP | X | 8 | 2022 | 2022 |  |  | N | IPP Non-CHP | IPP | IPP | 2 | X | SUN | Renewable | 1 | 0 | 1 | 0
Operable | 59766 | SR Jenkins, LLC |  | 60023 | SR Jenkins Ft Lupton | CO | Vertical | Weld | FTLUP | Solar Photovoltaic | PV |  | S | X | X |  |  | 13 |  | 13 | 13 |  | N |  |  | OP | X | 5 | 2016 | 2016 |  |  | N | IPP Non-CHP | IPP | IPP | 2 | X | SUN | Renewable | 13 | 0 | 1 | 0
Operable | 61691 | SR Jonesborough II, LLC |  | 62173 | SR Jonesborough | TN | Vertical | Washington | JONES | Solar Photovoltaic | PV |  | S | X | X |  |  | 4.4 |  | 4.4 | 4.4 |  | N |  |  | OP | X | 12 | 2018 | 2018 |  |  | N | IPP Non-CHP | IPP | IPP | 2 | X | SUN | Renewable | 4.4 | 0 | 1 | 0
Operable | 63282 | SR Kersey II, LLC |  | 63586 | SR Kersey II | CO | Vertical | Weld | KERII | Solar Photovoltaic | PV |  | S | X | X |  |  | 1 |  | 1 | 1 |  | N |  |  | OP | X | 12 | 2019 | 2019 |  |  | N | IPP Non-CHP | IPP | IPP | 2 | X | SUN | Renewable | 1 | 0 | 1 | 0
Operable | 60916 | SR Kersey, LLC |  | 61314 | SR Kersey | CO | Vertical | Weld | KERS | Solar Photovoltaic | PV |  | S | X | X |  |  | 3.5 |  | 3.5 | 3.5 |  | N |  |  | OP | X | 8 | 2017 | 2017 |  |  | N | IPP Non-CHP | IPP | IPP | 2 | X | SUN | Renewable | 3.5 | 0 | 1 | 0
Operable | 63798 | SR Lumpkin, LLC |  | 64191 | SR Lumpkin | GA | Vertical | Stewart | LUMP | Solar Photovoltaic | PV |  | S | X | X |  |  | 100 |  | 100 | 100 |  | N |  |  | OP | X | 12 | 2021 | 2021 |  |  | N | IPP Non-CHP | IPP | IPP | 2 | X | SUN | Renewable | 100 | 0 | 1 | 0
Operable | 60060 | SR Mavericks, LLC |  | 60283 | SR Mavericks | CO | Vertical | Weld | MVRKS | Solar Photovoltaic | PV |  | S | X | X |  |  | 7.8 |  | 7.8 | 7.8 |  | N |  |  | OP | X | 12 | 2016 | 2016 |  |  | N | IPP Non-CHP | IPP | IPP | 2 | X | SUN | Renewable | 7.8 | 0 | 1 | 0
Operable | 64915 | SR McKellar, LLC |  | 65629 | SR McKellar | TN | Vertical | Madison | SRMCK | Solar Photovoltaic | PV |  | S | X | X |  |  | 70 |  | 70 | 70 |  | N |  |  | OP | X | 7 | 2023 | 2023 |  |  | N | IPP Non-CHP | IPP | IPP | 2 | X | SUN | Renewable | 70 | 0 | 1 | 0
Operable | 65303 | SR McNeal, LLC |  | 66925 | SR McNeal | AZ | Vertical | Cochise | MCBA | Batteries | BA |  | S | X | X |  |  | 20 |  | 20 | 20 |  | N |  |  | OP | X | 12 | 2023 | 2023 |  |  | N | IPP Non-CHP | IPP | IPP | 2 | X | MWH | Other | 0 | 0 | 0 | 0
Operable | 65303 | SR McNeal, LLC |  | 66925 | SR McNeal | AZ | Vertical | Cochise | MCNEA | Solar Photovoltaic | PV |  | S | X | X |  |  | 20 |  | 20 | 20 |  | N |  |  | OP | X | 12 | 2023 | 2023 |  |  | N | IPP Non-CHP | IPP | IPP | 2 | X | SUN | Renewable | 20 | 0 | 1 | 0
Operable | 61699 | SR Meridian II, LLC |  | 62164 | Meridian II | MS | Vertical | Lauderdale | MRDII | Solar Photovoltaic | PV |  | S | X | X |  |  | 5 |  | 5 | 5 |  | N |  |  | OP | X | 10 | 2019 | 2019 |  |  | N | IPP Non-CHP | IPP | IPP | 2 | X | SUN | Renewable | 5 | 0 | 1 | 0
Operable | 61701 | SR Meridian III, LLC |  | 62163 | Meridian III | MS | Vertical | Lauderdale | MRDII | Solar Photovoltaic | PV |  | S | X | X |  |  | 52.5 |  | 52.5 | 52.5 |  | N |  |  | OP | X | 12 | 2019 | 2019 |  |  | N | IPP Non-CHP | IPP | IPP | 2 | X | SUN | Renewable | 52.5 | 0 | 1 | 0
Operable | 60334 | SR Millington, LLC |  | 60560 | Millington Solar Farm | TN | Vertical | Shelby | MILL | Solar Photovoltaic | PV |  | S | X | X |  |  | 53 |  | 53 | 53 |  | N |  |  | OP | X | 12 | 2018 | 2018 |  |  | N | IPP Non-CHP | IPP | IPP | 2 | X | SUN | Renewable | 53 | 0 | 1 | 0
Operable | 64913 | SR Paris, LLC |  | 65641 | SR Paris | TN | Vertical | Henry | SRPAR | Solar Photovoltaic | PV |  | S | X | X |  |  | 6.8 |  | 6.8 | 6.8 |  | N |  |  | OP | X | 12 | 2022 | 2022 |  |  | N | IPP Non-CHP | IPP | IPP | 2 | X | SUN | Renewable | 6.8 | 0 | 1 | 0
Operable | 63770 | SR Perry, LLC |  | 64151 | SR Perry | GA | Vertical | Houston | PERRY | Solar Photovoltaic | PV |  | S | X | X |  |  | 68 |  | 68 | 68 |  | N |  |  | OP | X | 12 | 2021 | 2021 |  |  | N | IPP Non-CHP | IPP | IPP | 2 | X | SUN | Renewable | 68 | 0 | 1 | 0
Operable | 61081 | SR Platte, LLC |  | 61462 | SR Platte Solar Farm | CO | Vertical | Weld | PV1 | Solar Photovoltaic | PV |  | S | X | X |  |  | 16 |  | 16 | 16 |  | N |  |  | OP | X | 11 | 2017 | 2017 |  |  | N | IPP Non-CHP | IPP | IPP | 2 | X | SUN | Renewable | 16 | 0 | 1 | 0
Operable | 63771 | SR Rattlesnake, LLC |  | 64152 | SR Rattlesnake | CO | Vertical | Weld | SNAKE | Solar Photovoltaic | PV |  | S | X | X |  |  | 6 |  | 6 | 6 |  | N |  |  | OP | X | 12 | 2020 | 2020 |  |  | N | IPP Non-CHP | IPP | IPP | 2 | X | SUN | Renewable | 6 | 0 | 1 | 0
Operable | 60263 | SR Skylark B, LLC |  | 60497 | SR Skylark B | CO | Vertical | Weld | SKY B | Solar Photovoltaic | PV |  | S | X | X |  |  | 2 |  | 2 | 2 |  | N |  |  | OP | X | 9 | 2016 | 2016 |  |  | N | IPP Non-CHP | IPP | IPP | 2 | X | SUN | Renewable | 2 | 0 | 1 | 0
Operable | 63283 | SR Skylark C, LLC |  | 63587 | SR Skylark C | CO | Vertical | Weld | SKYC | Solar Photovoltaic | PV |  | S | X | X |  |  | 1.1 |  | 1.1 | 1.1 |  | N |  |  | OP | X | 12 | 2019 | 2019 |  |  | N | IPP Non-CHP | IPP | IPP | 2 | X | SUN | Renewable | 1.1 | 0 | 1 | 0
Operable | 64703 | SR Snipesville II, LLC |  | 65376 | SR Snipesville II | GA | Vertical | Jeff Davis | SNIP2 | Solar Photovoltaic | PV |  | S | X | X |  |  | 107 |  | 107 | 107 |  | N |  |  | OP | X | 12 | 2021 | 2021 |  |  | N | IPP Non-CHP | IPP | IPP | 2 | X | SUN | Renewable | 107 | 0 | 1 | 0
Operable | 65307 | SR Snipesville III, LLC |  | 66171 | SR Snipesville III | GA | Vertical | Jeff Davis | SNIP3 | Solar Photovoltaic | PV |  | S | X | X |  |  | 107 |  | 107 | 107 |  | N |  |  | OP | X | 7 | 2023 | 2023 |  |  | N | IPP Non-CHP | IPP | IPP | 2 | X | SUN | Renewable | 107 | 0 | 1 | 0
Operable | 61624 | SR Snipesville, LLC |  | 62165 | Snipesville | GA | Vertical | Jeff Davis | SNIPE | Solar Photovoltaic | PV |  | S | X | X |  |  | 86 |  | 86 | 86 |  | N |  |  | OP | X | 12 | 2020 | 2020 |  |  | N | IPP Non-CHP | IPP | IPP | 2 | X | SUN | Renewable | 86 | 0 | 1 | 0
Operable | 60330 | SR South Loving, LLC |  | 60554 | Hazlehurst II | GA | Vertical | Jeff Davis | STHLV | Solar Photovoltaic | PV |  | S | X | X |  |  | 52.5 |  | 52.5 | 52.5 |  | N |  |  | OP | X | 12 | 2016 | 2016 |  |  | N | IPP Non-CHP | IPP | IPP | 2 | X | SUN | Renewable | 52.5 | 0 | 1 | 0
Operable | 61634 | SR Terrell, LLC |  | 62058 | SR Terrell | GA | Vertical | Terrell | TERRL | Solar Photovoltaic | PV |  | S | X | X |  |  | 74 |  | 74 | 74 |  | N |  |  | OP | X | 9 | 2020 | 2020 |  |  | N | IPP Non-CHP | IPP | IPP | 2 | X | SUN | Renewable | 74 | 0 | 1 | 0
Operable | 64363 | SR Turkey Creek, LLC |  | 64842 | SR Turkey Creek, LLC | KY | Vertical | Garrard | SRTC | Solar Photovoltaic | PV |  | S | X | X |  |  | 50 |  | 50 | 50 |  | N |  |  | OP | X | 11 | 2022 | 2022 |  |  | N | IPP Non-CHP | IPP | IPP | 2 | X | SUN | Renewable | 50 | 0 | 1 | 0
Operable | 64359 | SR Washington I, LLC |  | 64843 | SR Washington I, LLC | TN | Vertical | Washington | SRWA1 | Solar Photovoltaic | PV |  | S | X | X |  |  | 9 |  | 9 | 9 |  | N |  |  | OP | X | 12 | 2021 | 2021 |  |  | N | IPP Non-CHP | IPP | IPP | 2 | X | SUN | Renewable | 9 | 0 | 1 | 0
Operable | 66037 | SR White Pine, LLC |  | 67192 | SR White Pine, LLC | TN | Vertical | Jefferson | WPINE | Solar Photovoltaic | PV |  | S | X | X |  |  | 2 |  | 2 | 2 |  | N |  |  | OP | X | 12 | 2023 | 2023 |  |  | N | IPP Non-CHP | IPP | IPP | 2 | X | SUN | Renewable | 2 | 0 | 1 | 0
Operable | 63896 | SRC P9 - Lena Solar, LLC |  | 64331 | Cedarville Road | IL | Restructured | Stephenson | LENA | Solar Photovoltaic | PV |  | S | X | X |  |  | 2 |  | 2 | 2 |  | N |  |  | OP | X | 12 | 2020 | 2020 |  |  | N | IPP Non-CHP | IPP | IPP | 2 | X | SUN | Renewable | 2 | 0 | 1 | 0
Operable | 61119 | SRE Utility Solar 1, LLC |  | 58274 | Raeford Farm | NC | Vertical | Hoke | RAEF | Solar Photovoltaic | PV |  | S | X | X |  |  | 5 |  | 4.9 | 4.9 |  | N |  |  | OP | X | 12 | 2012 | 2012 |  |  | N | IPP Non-CHP | IPP | IPP | 2 | X | SUN | Renewable | 5 | 0 | 1 | 0
Operable | 61119 | SRE Utility Solar 1, LLC |  | 58805 | Samarcand Solar Farm, LLC | NC | Vertical | Moore | INV1 | Solar Photovoltaic | PV |  | S | X | X |  |  | 0.5 |  | 0.5 | 0.5 |  | N |  |  | OP | X | 12 | 2014 | 2014 |  |  | N | IPP Non-CHP | IPP | IPP | 2 | X | SUN | Renewable | 0.5 | 0 | 1 | 0
Operable | 61119 | SRE Utility Solar 1, LLC |  | 58805 | Samarcand Solar Farm, LLC | NC | Vertical | Moore | INV10 | Solar Photovoltaic | PV |  | S | X | X |  |  | 0.5 |  | 0.5 | 0.5 |  | N |  |  | OP | X | 12 | 2014 | 2014 |  |  | N | IPP Non-CHP | IPP | IPP | 2 | X | SUN | Renewable | 0.5 | 0 | 1 | 0
Operable | 61119 | SRE Utility Solar 1, LLC |  | 58805 | Samarcand Solar Farm, LLC | NC | Vertical | Moore | INV2 | Solar Photovoltaic | PV |  | S | X | X |  |  | 0.5 |  | 0.5 | 0.5 |  | N |  |  | OP | X | 12 | 2014 | 2014 |  |  | N | IPP Non-CHP | IPP | IPP | 2 | X | SUN | Renewable | 0.5 | 0 | 1 | 0
Operable | 61119 | SRE Utility Solar 1, LLC |  | 58805 | Samarcand Solar Farm, LLC | NC | Vertical | Moore | INV3 | Solar Photovoltaic | PV |  | S | X | X |  |  | 0.5 |  | 0.5 | 0.5 |  | N |  |  | OP | X | 12 | 2014 | 2014 |  |  | N | IPP Non-CHP | IPP | IPP | 2 | X | SUN | Renewable | 0.5 | 0 | 1 | 0
Operable | 61119 | SRE Utility Solar 1, LLC |  | 58805 | Samarcand Solar Farm, LLC | NC | Vertical | Moore | INV4 | Solar Photovoltaic | PV |  | S | X | X |  |  | 0.5 |  | 0.5 | 0.5 |  | N |  |  | OP | X | 12 | 2014 | 2014 |  |  | N | IPP Non-CHP | IPP | IPP | 2 | X | SUN | Renewable | 0.5 | 0 | 1 | 0
Operable | 61119 | SRE Utility Solar 1, LLC |  | 58805 | Samarcand Solar Farm, LLC | NC | Vertical | Moore | INV5 | Solar Photovoltaic | PV |  | S | X | X |  |  | 0.5 |  | 0.5 | 0.5 |  | N |  |  | OP | X | 12 | 2014 | 2014 |  |  | N | IPP Non-CHP | IPP | IPP | 2 | X | SUN | Renewable | 0.5 | 0 | 1 | 0
Operable | 61119 | SRE Utility Solar 1, LLC |  | 58805 | Samarcand Solar Farm, LLC | NC | Vertical | Moore | INV6 | Solar Photovoltaic | PV |  | S | X | X |  |  | 0.5 |  | 0.5 | 0.5 |  | N |  |  | OP | X | 12 | 2014 | 2014 |  |  | N | IPP Non-CHP | IPP | IPP | 2 | X | SUN | Renewable | 0.5 | 0 | 1 | 0
Operable | 61119 | SRE Utility Solar 1, LLC |  | 58805 | Samarcand Solar Farm, LLC | NC | Vertical | Moore | INV7 | Solar Photovoltaic | PV |  | S | X | X |  |  | 0.5 |  | 0.5 | 0.5 |  | N |  |  | OP | X | 12 | 2014 | 2014 |  |  | N | IPP Non-CHP | IPP | IPP | 2 | X | SUN | Renewable | 0.5 | 0 | 1 | 0
Operable | 61119 | SRE Utility Solar 1, LLC |  | 58805 | Samarcand Solar Farm, LLC | NC | Vertical | Moore | INV8 | Solar Photovoltaic | PV |  | S | X | X |  |  | 0.5 |  | 0.5 | 0.5 |  | N |  |  | OP | X | 12 | 2014 | 2014 |  |  | N | IPP Non-CHP | IPP | IPP | 2 | X | SUN | Renewable | 0.5 | 0 | 1 | 0
Operable | 61119 | SRE Utility Solar 1, LLC |  | 58805 | Samarcand Solar Farm, LLC | NC | Vertical | Moore | INV9 | Solar Photovoltaic | PV |  | S | X | X |  |  | 0.5 |  | 0.5 | 0.5 |  | N |  |  | OP | X | 12 | 2014 | 2014 |  |  | N | IPP Non-CHP | IPP | IPP | 2 | X | SUN | Renewable | 0.5 | 0 | 1 | 0
Operable | 61119 | SRE Utility Solar 1, LLC |  | 58806 | Albemarle Solar Center LLC | NC | Vertical | Lenoir | ASC1 | Solar Photovoltaic | PV |  | S | X | X |  |  | 5 |  | 5 | 5 |  | N |  |  | OP | X | 12 | 2014 | 2014 |  |  | N | IPP Non-CHP | IPP | IPP | 2 | X | SUN | Renewable | 5 | 0 | 1 | 0
Operable | 61119 | SRE Utility Solar 1, LLC |  | 58809 | Littlefield Solar Center LLC | NC | Vertical | Pitt | LSC1 | Solar Photovoltaic | PV |  | S | X | X |  |  | 5 |  | 5 | 5 |  | N |  |  | OP | X | 12 | 2015 | 2015 |  |  | N | IPP Non-CHP | IPP | IPP | 2 | X | SUN | Renewable | 5 | 0 | 1 | 0
Operable | 61119 | SRE Utility Solar 1, LLC |  | 58840 | Kenansville Solar Farm, LLC | NC | Vertical | Duplin | INV1 | Solar Photovoltaic | PV |  | S | X | X |  |  | 0.5 |  | 0.5 | 0.5 |  | N |  |  | OP | X | 12 | 2014 | 2014 |  |  | N | IPP Non-CHP | IPP | IPP | 2 | X | SUN | Renewable | 0.5 | 0 | 1 | 0
Operable | 61119 | SRE Utility Solar 1, LLC |  | 58840 | Kenansville Solar Farm, LLC | NC | Vertical | Duplin | INV2 | Solar Photovoltaic | PV |  | S | X | X |  |  | 0.5 |  | 0.5 | 0.5 |  | N |  |  | OP | X | 12 | 2014 | 2014 |  |  | N | IPP Non-CHP | IPP | IPP | 2 | X | SUN | Renewable | 0.5 | 0 | 1 | 0
Operable | 61119 | SRE Utility Solar 1, LLC |  | 58840 | Kenansville Solar Farm, LLC | NC | Vertical | Duplin | INV3 | Solar Photovoltaic | PV |  | S | X | X |  |  | 0.5 |  | 0.5 | 0.5 |  | N |  |  | OP | X | 12 | 2014 | 2014 |  |  | N | IPP Non-CHP | IPP | IPP | 2 | X | SUN | Renewable | 0.5 | 0 | 1 | 0
Operable | 61119 | SRE Utility Solar 1, LLC |  | 58840 | Kenansville Solar Farm, LLC | NC | Vertical | Duplin | INV4 | Solar Photovoltaic | PV |  | S | X | X |  |  | 0.5 |  | 0.5 | 0.5 |  | N |  |  | OP | X | 12 | 2014 | 2014 |  |  | N | IPP Non-CHP | IPP | IPP | 2 | X | SUN | Renewable | 0.5 | 0 | 1 | 0
Operable | 61119 | SRE Utility Solar 1, LLC |  | 58840 | Kenansville Solar Farm, LLC | NC | Vertical | Duplin | INV5 | Solar Photovoltaic | PV |  | S | X | X |  |  | 0.5 |  | 0.5 | 0.5 |  | N |  |  | OP | X | 12 | 2014 | 2014 |  |  | N | IPP Non-CHP | IPP | IPP | 2 | X | SUN | Renewable | 0.5 | 0 | 1 | 0
Operable | 61119 | SRE Utility Solar 1, LLC |  | 58840 | Kenansville Solar Farm, LLC | NC | Vertical | Duplin | INV6 | Solar Photovoltaic | PV |  | S | X | X |  |  | 0.5 |  | 0.5 | 0.5 |  | N |  |  | OP | X | 12 | 2014 | 2014 |  |  | N | IPP Non-CHP | IPP | IPP | 2 | X | SUN | Renewable | 0.5 | 0 | 1 | 0
Operable | 61119 | SRE Utility Solar 1, LLC |  | 58840 | Kenansville Solar Farm, LLC | NC | Vertical | Duplin | INV7 | Solar Photovoltaic | PV |  | S | X | X |  |  | 0.5 |  | 0.5 | 0.5 |  | N |  |  | OP | X | 12 | 2014 | 2014 |  |  | N | IPP Non-CHP | IPP | IPP | 2 | X | SUN | Renewable | 0.5 | 0 | 1 | 0
Operable | 61119 | SRE Utility Solar 1, LLC |  | 58840 | Kenansville Solar Farm, LLC | NC | Vertical | Duplin | INV8 | Solar Photovoltaic | PV |  | S | X | X |  |  | 0.5 |  | 0.5 | 0.5 |  | N |  |  | OP | X | 12 | 2014 | 2014 |  |  | N | IPP Non-CHP | IPP | IPP | 2 | X | SUN | Renewable | 0.5 | 0 | 1 | 0
Operable | 61119 | SRE Utility Solar 1, LLC |  | 58840 | Kenansville Solar Farm, LLC | NC | Vertical | Duplin | INV9 | Solar Photovoltaic | PV |  | S | X | X |  |  | 0.5 |  | 0.5 | 0.5 |  | N |  |  | OP | X | 12 | 2014 | 2014 |  |  | N | IPP Non-CHP | IPP | IPP | 2 | X | SUN | Renewable | 0.5 | 0 | 1 | 0
Operable | 61119 | SRE Utility Solar 1, LLC |  | 58874 | Dement Farm LLC | NC | Vertical | Vance | DF1 | Solar Photovoltaic | PV |  | S | X | X |  |  | 5 |  | 4.9 | 4.9 |  | N |  |  | OP | X | 8 | 2013 | 2013 |  |  | N | IPP Non-CHP | IPP | IPP | 2 | X | SUN | Renewable | 5 | 0 | 1 | 0
Operable | 61119 | SRE Utility Solar 1, LLC |  | 58879 | Duplin Solar LLC | NC | Vertical | Duplin | DF | Solar Photovoltaic | PV |  | S | X | X |  |  | 5 |  | 4.9 | 4.9 |  | N |  |  | OP | X | 12 | 2013 | 2013 |  |  | N | IPP Non-CHP | IPP | IPP | 2 | X | SUN | Renewable | 5 | 0 | 1 | 0
Operable | 61119 | SRE Utility Solar 1, LLC |  | 58880 | North Carolina Solar III LLC | NC | Vertical | Scotland | NCIII | Solar Photovoltaic | PV |  | S | X | X |  |  | 4.9 |  | 4.9 | 4.9 |  | N |  |  | OP | X | 12 | 2013 | 2013 |  |  | N | IPP Non-CHP | IPP | IPP | 2 | X | SUN | Renewable | 4.9 | 0 | 1 | 0
Operable | 61119 | SRE Utility Solar 1, LLC |  | 59163 | Highland Solar Center LLC | NC | Vertical | Lenoir | HSC 1 | Solar Photovoltaic | PV |  | S | X | X |  |  | 5 |  | 5 | 5 |  | N |  |  | OP | X | 12 | 2015 | 2015 |  |  | N | IPP Non-CHP | IPP | IPP | 2 | X | SUN | Renewable | 5 | 0 | 1 | 0
Operable | 61119 | SRE Utility Solar 1, LLC |  | 59337 | Harrell's Hill Solar Center LLC | NC | Vertical | Wayne | HHS1 | Solar Photovoltaic | PV |  | S | X | X |  |  | 5 |  | 5 | 5 |  | N |  |  | OP | X | 12 | 2015 | 2015 |  |  | N | IPP Non-CHP | IPP | IPP | 2 | X | SUN | Renewable | 5 | 0 | 1 | 0
Operable | 61119 | SRE Utility Solar 1, LLC |  | 59663 | Cornwall Solar Center, LLC | NC | Vertical | Granville | CSC1 | Solar Photovoltaic | PV |  | S | X | X |  |  | 5 |  | 5 | 5 |  | N |  |  | OP | X | 10 | 2016 | 2016 |  |  | N | IPP Non-CHP | IPP | IPP | 2 | X | SUN | Renewable | 5 | 0 | 1 | 0
Operable | 61119 | SRE Utility Solar 1, LLC |  | 59670 | Innovative Solar 23 | NC | Vertical | Cleveland | IS023 | Solar Photovoltaic | PV |  | S | X | X |  |  | 1.9 |  | 1.9 | 1.9 |  | N |  |  | OP | X | 12 | 2015 | 2015 |  |  | N | IPP Non-CHP | IPP | IPP | 2 | X | SUN | Renewable | 1.9 | 0 | 1 | 0
Operable | 61119 | SRE Utility Solar 1, LLC |  | 59694 | Aspen Solar, LLC | NC | Vertical | Duplin | GEN1 | Solar Photovoltaic | PV |  | S | X | X |  |  | 5 |  | 4.9 | 4.9 |  | N |  |  | OP | X | 11 | 2015 | 2015 |  |  | N | IPP Non-CHP | IPP | IPP | 2 | X | SUN | Renewable | 5 | 0 | 1 | 0
Operable | 61119 | SRE Utility Solar 1, LLC |  | 59706 | BRE | NC | Vertical | Granville | NB005 | Solar Photovoltaic | PV |  | S | X | X |  |  | 5 |  | 4.9 | 4.9 |  | N |  |  | OP | X | 12 | 2015 | 2015 |  |  | N | IPP Non-CHP | IPP | IPP | 2 | X | SUN | Renewable | 5 | 0 | 1 | 0
Operable | 61119 | SRE Utility Solar 1, LLC |  | 59760 | Red Hill Solar Center, LLC | NC | Vertical | Warren | RHILL | Solar Photovoltaic | PV |  | S | X | X |  |  | 5 |  | 4.9 | 4.9 |  | N |  |  | OP | X | 12 | 2014 | 2014 |  |  | N | IPP Non-CHP | IPP | IPP | 2 | X | SUN | Renewable | 5 | 0 | 1 | 0
Operable | 61119 | SRE Utility Solar 1, LLC |  | 59761 | Van Slyke Solar Center, LLC | NC | Vertical | Wilson | VSLYK | Solar Photovoltaic | PV |  | S | X | X |  |  | 5 |  | 4.9 | 4.9 |  | N |  |  | OP | X | 12 | 2014 | 2014 |  |  | N | IPP Non-CHP | IPP | IPP | 2 | X | SUN | Renewable | 5 | 0 | 1 | 0
Operable | 61119 | SRE Utility Solar 1, LLC |  | 59762 | Broadway Solar Center, LLC | NC | Vertical | Columbus | BRDWY | Solar Photovoltaic | PV |  | S | X | X |  |  | 5 |  | 4.9 | 4.9 |  | N |  |  | OP | X | 12 | 2014 | 2014 |  |  | N | IPP Non-CHP | IPP | IPP | 2 | X | SUN | Renewable | 5 | 0 | 1 | 0
Operable | 61119 | SRE Utility Solar 1, LLC |  | 59824 | Sweetgum Solar | NC | Vertical | Lee | 5732 | Solar Photovoltaic | PV |  | S | X | X |  |  | 5 |  | 4.9 | 4.9 |  | N |  |  | OP | X | 12 | 2015 | 2015 |  |  | N | IPP Non-CHP | IPP | IPP | 2 | X | SUN | Renewable | 5 | 0 | 1 | 0
Operable | 61119 | SRE Utility Solar 1, LLC |  | 59828 | Balsam | NC | Vertical | Lee | 5375 | Solar Photovoltaic | PV |  | S | X | X |  |  | 5 |  | 5 | 5 |  | N |  |  | OP | X | 12 | 2015 | 2015 |  |  | N | IPP Non-CHP | IPP | IPP | 2 | X | SUN | Renewable | 5 | 0 | 1 | 0
Operable | 61119 | SRE Utility Solar 1, LLC |  | 59835 | Newton Grove | NC | Vertical | Sampson | GEN1 | Solar Photovoltaic | PV |  | S | X | X |  |  | 1.9 |  | 1.9 | 1.9 |  | N |  |  | OP | X | 9 | 2015 | 2015 |  |  | N | IPP Non-CHP | IPP | IPP | 2 | X | SUN | Renewable | 1.9 | 0 | 1 | 0
Operable | 61119 | SRE Utility Solar 1, LLC |  | 59914 | Crestwood Solar Center LLC | NC | Vertical | Granville | CREST | Solar Photovoltaic | PV |  | S | X | X |  |  | 5 |  | 5 | 5 |  | N |  |  | OP | X | 4 | 2016 | 2016 |  |  | N | IPP Non-CHP | IPP | IPP | 2 | X | SUN | Renewable | 5 | 0 | 1 | 0
Operable | 61119 | SRE Utility Solar 1, LLC |  | 59955 | ESA Smithfield | NC | Vertical | Johnston | GEN01 | Solar Photovoltaic | PV |  | S | X | X |  |  | 1.8 |  | 1.8 | 1.8 |  | N |  |  | OP | X | 10 | 2015 | 2015 |  |  | N | IPP Non-CHP | IPP | IPP | 2 | X | SUN | Renewable | 1.8 | 0 | 1 | 0
Operable | 61119 | SRE Utility Solar 1, LLC |  | 59956 | ESA Selma | NC | Vertical | Johnston | GEN02 | Solar Photovoltaic | PV |  | S | X | X |  |  | 1.8 |  | 1.8 | 1.8 |  | N |  |  | OP | X | 9 | 2015 | 2015 |  |  | N | IPP Non-CHP | IPP | IPP | 2 | X | SUN | Renewable | 1.8 | 0 | 1 | 0
Operable | 61119 | SRE Utility Solar 1, LLC |  | 60101 | Shelby Randolph Road Solar 1, LLC | NC | Vertical | Cleveland | SRR | Solar Photovoltaic | PV |  | S | X | X |  |  | 2 |  | 1.9 | 1.9 |  | N |  |  | OP | X | 9 | 2015 | 2015 |  |  | N | IPP Non-CHP | IPP | IPP | 2 | X | SUN | Renewable | 2 | 0 | 1 | 0
Operable | 61119 | SRE Utility Solar 1, LLC |  | 60105 | Lafayette Solar I, LLC | NC | Vertical | Cleveland | LAF | Solar Photovoltaic | PV |  | S | X | X |  |  | 2 |  | 1.9 | 1.9 |  | N |  |  | OP | X | 9 | 2015 | 2015 |  |  | N | IPP Non-CHP | IPP | IPP | 2 | X | SUN | Renewable | 2 | 0 | 1 | 0
Operable | 61119 | SRE Utility Solar 1, LLC |  | 60106 | Rockingham Solar, LLC | NC | Vertical | Richmond | ROCK | Solar Photovoltaic | PV |  | S | X | X |  |  | 5 |  | 4.9 | 4.9 |  | N |  |  | OP | X | 11 | 2015 | 2015 |  |  | N | IPP Non-CHP | IPP | IPP | 2 | X | SUN | Renewable | 5 | 0 | 1 | 0
Operable | 61119 | SRE Utility Solar 1, LLC |  | 60107 | York Road Solar I, LLC | NC | Vertical | Cleveland | YORK | Solar Photovoltaic | PV |  | S | X | X |  |  | 2 |  | 1.9 | 1.9 |  | N |  |  | OP | X | 9 | 2015 | 2015 |  |  | N | IPP Non-CHP | IPP | IPP | 2 | X | SUN | Renewable | 2 | 0 | 1 | 0
Operable | 61119 | SRE Utility Solar 1, LLC |  | 60108 | SID Solar I, LLC | NC | Vertical | Cleveland | SID | Solar Photovoltaic | PV |  | S | X | X |  |  | 5 |  | 4.9 | 4.9 |  | N |  |  | OP | X | 9 | 2015 | 2015 |  |  | N | IPP Non-CHP | IPP | IPP | 2 | X | SUN | Renewable | 5 | 0 | 1 | 0
Operable | 61119 | SRE Utility Solar 1, LLC |  | 60129 | Red Toad 1425 A Powatan Road, LLC | NC | Vertical | Johnston | POW | Solar Photovoltaic | PV |  | S | X | X |  |  | 2 |  | 1.9 | 1.9 |  | N |  |  | OP | X | 12 | 2015 | 2015 |  |  | N | IPP Non-CHP | IPP | IPP | 2 | X | SUN | Renewable | 2 | 0 | 1 | 0
Operable | 61119 | SRE Utility Solar 1, LLC |  | 60131 | Durham Solar | NC | Vertical | Durham | DURM | Solar Photovoltaic | PV |  | S | X | X |  |  | 3.5 |  | 3.4 | 3.4 |  | N |  |  | OP | X | 12 | 2015 | 2015 |  |  | N | IPP Non-CHP | IPP | IPP | 2 | X | SUN | Renewable | 3.5 | 0 | 1 | 0
Operable | 61119 | SRE Utility Solar 1, LLC |  | 60133 | Morgan Farm, LLC | NC | Vertical | Franklin | MOR | Solar Photovoltaic | PV |  | S | X | X |  |  | 5 |  | 4.9 | 4.9 |  | N |  |  | OP | X | 12 | 2015 | 2015 |  |  | N | IPP Non-CHP | IPP | IPP | 2 | X | SUN | Renewable | 5 | 0 | 1 | 0
Operable | 61119 | SRE Utility Solar 1, LLC |  | 60134 | Nashville Farms, LLC | NC | Vertical | Nash | NASH | Solar Photovoltaic | PV |  | S | X | X |  |  | 2 |  | 1.9 | 1.9 |  | N |  |  | OP | X | 12 | 2015 | 2015 |  |  | N | IPP Non-CHP | IPP | IPP | 2 | X | SUN | Renewable | 2 | 0 | 1 | 0
Operable | 61119 | SRE Utility Solar 1, LLC |  | 60135 | Cedar Solar, LLC | NC | Vertical | Duplin | CED | Solar Photovoltaic | PV |  | S | X | X |  |  | 5 |  | 4.9 | 4.9 |  | N |  |  | OP | X | 11 | 2015 | 2015 |  |  | N | IPP Non-CHP | IPP | IPP | 2 | X | SUN | Renewable | 5 | 0 | 1 | 0
Operable | 61119 | SRE Utility Solar 1, LLC |  | 60136 | Elm Solar, LLC | NC | Vertical | Lee | ELM | Solar Photovoltaic | PV |  | S | X | X |  |  | 5 |  | 4.9 | 4.9 |  | N |  |  | OP | X | 12 | 2015 | 2015 |  |  | N | IPP Non-CHP | IPP | IPP | 2 | X | SUN | Renewable | 5 | 0 | 1 | 0
Operable | 61119 | SRE Utility Solar 1, LLC |  | 60200 | Laurinburg Solar, LLC (Heelstone) | NC | Vertical | Robeson | LAUR | Solar Photovoltaic | PV |  | S | X | X |  |  | 2 |  | 1.9 | 1.9 |  | N |  |  | OP | X | 12 | 2015 | 2015 |  |  | N | IPP Non-CHP | IPP | IPP | 2 | X | SUN | Renewable | 2 | 0 | 1 | 0
Operable | 61119 | SRE Utility Solar 1, LLC |  | 60549 | ZV Solar 3, LLC | NC | Vertical | Robeson | ZV3 | Solar Photovoltaic | PV |  | S | X | X |  |  | 5 |  | 4.9 | 4.9 |  | N |  |  | OP | X | 3 | 2016 | 2016 |  |  | N | IPP Non-CHP | IPP | IPP | 2 | X | SUN | Renewable | 5 | 0 | 1 | 0
Operable | 62042 | SRIV Partnership LLC |  | 692 | Medicine Bow | WY | Vertical | Carbon | 10 | Onshore Wind Turbine | WT |  | S | X | X |  |  | 4.9 |  | 4.9 | 4.9 | 0 | N |  |  | OP | X | 7 | 2000 | 2000 |  |  | N | IPP Non-CHP | IPP | IPP | 2 | X | WND | Renewable | 4.9 | 0 | 1 | 0
Operable | 62042 | SRIV Partnership LLC |  | 692 | Medicine Bow | WY | Vertical | Carbon | 11 | Onshore Wind Turbine | WT |  | S | X | X |  |  | 1.3 |  | 1.3 | 1.3 | 0 | N |  |  | OP | X | 7 | 2000 | 2000 |  |  | N | IPP Non-CHP | IPP | IPP | 2 | X | WND | Renewable | 1.3 | 0 | 1 | 0
Operable | 62042 | SRIV Partnership LLC |  | 58666 | Alexander Wind Farm LLC | KS | Vertical | Rush | 1 | Onshore Wind Turbine | WT |  | S | X | X |  |  | 50.7 |  | 50.7 | 50.7 | 0.7 | N |  |  | OP | X | 12 | 2015 | 2015 |  |  | N | IPP Non-CHP | IPP | IPP | 2 | X | WND | Renewable | 50.7 | 0 | 1 | 0
Operable | 62042 | SRIV Partnership LLC |  | 59071 | Carroll Area Wind Farm | IA | Vertical | Carroll | WT 1 | Onshore Wind Turbine | WT |  | S | X | X |  |  | 20.7 |  | 20.7 | 20.7 | 0.3 | N |  |  | OP | X | 1 | 2015 | 2015 |  |  | N | IPP Non-CHP | IPP | IPP | 2 | X | WND | Renewable | 20.7 | 0 | 1 | 0
Operable | 60182 | SRJFC, LLC |  | 60385 | Santa Rita Jail Fuel Cell | CA | Vertical | Alameda | MB-18 | Other Natural Gas | FC |  | S | X | X | TESSUB_2_N001 |  | 1.4 |  | 1.4 | 1.4 | 0.6 | N |  |  | OP | X | 12 | 2016 | 2016 |  |  | Y | IPP CHP | IPP | IPP | 3 | T | NG | Non-Renewable | 0 | 1.4 | 0 | 1
Operable | 61675 | SS PA II PSU LLC |  | 62119 | University Park Solar | PA | Restructured | Centre | PSUPV | Solar Photovoltaic | PV |  | S | X | X |  |  | 1.5 | 1 | 1.5 | 1.5 |  | N |  |  | OP | X | 12 | 2018 | 2018 |  |  | N | IPP Non-CHP | IPP | IPP | 2 | X | SUN | Renewable | 1.5 | 0 | 1 | 0
Operable | 57273 | SS San Antonio West LLC |  | 57904 | San Antonio West Solar Rooftop | CA | Vertical | Riverside | CHNO | Solar Photovoltaic | PV |  | S | X | X |  |  | 1.5 |  | 1.5 | 1.5 |  | N |  |  | OP | X | 8 | 2012 | 2012 |  |  | N | IPP Non-CHP | IPP | IPP | 2 | X | SUN | Renewable | 1.5 | 0 | 1 | 0
Operable | 64088 | SSA Solar of CA 5, LLC |  | 64438 | Vallecitos Water District | CA | Vertical | San Diego | VALLE | Solar Photovoltaic | PV |  | S | X | X |  |  | 1.4 |  | 1.4 | 1.4 |  | N |  |  | OP | X | 9 | 2021 | 2021 |  |  | N | IPP Non-CHP | IPP | IPP | 2 | X | SUN | Renewable | 1.4 | 0 | 1 | 0
Operable | 60127 | SSA Solar of NM 3, LLC |  | 60341 | Wal-Mart Truth or Consequences PV | NM | Vertical | Sierra | WMTOC | Solar Photovoltaic | PV |  | S | X | X |  |  | 1 |  | 1 | 1 |  | N |  |  | OP | X | 9 | 2015 | 2015 |  |  | N | IPP Non-CHP | IPP | IPP | 2 | X | SUN | Renewable | 1 | 0 | 1 | 0
Operable | 58621 | SSA Solar of NM, LLC |  | 58689 | Blue Sky One | NM | Vertical | Taos | 1 | Solar Photovoltaic | PV |  | S | X | X |  |  | 1.3 |  | 1.3 | 1.3 |  | N |  |  | OP | X | 10 | 2012 | 2012 |  |  | N | IPP Non-CHP | IPP | IPP | 2 | X | SUN | Renewable | 1.3 | 0 | 1 | 0
Operable | 61619 | St Johns Riverside Hospital |  | 62051 | St Johns Riverside Hospital | NY | Restructured | Westchester | EG650 | Petroleum Liquids | IC |  | S | X | X |  |  | 0.7 | 0.8 | 0.7 | 0.7 | 0 | N |  |  | SB | N | 1 | 2000 | 2000 |  |  | N | Commercial Non-CHP | Customer Sited | Other | 4 | X | DFO | Non-Renewable | 0 | 0.7 | 0 | 1
Operable | 61619 | St Johns Riverside Hospital |  | 62051 | St Johns Riverside Hospital | NY | Restructured | Westchester | EG750 | Petroleum Liquids | IC |  | S | X | X |  |  | 0.8 | 0.8 | 0.8 | 0.8 | 0 | N |  |  | SB | N | 1 | 1968 | Pre-2000 |  |  | N | Commercial Non-CHP | Customer Sited | Other | 4 | X | DFO | Non-Renewable | 0 | 0.8 | 0 | 1
Operable | 57109 | St Joseph Energy Center LLC |  | 57794 | St Joseph Energy Center | IN | Vertical | St Joseph | CT1 | Natural Gas Fired Combined Cycle | CT | CC01 | S | X | Y | SJEC | SJEC | 260 | 0.85 | 245 | 265 | 100 | Y | 5 | 2023 | OP | X | 4 | 2018 | 2018 |  |  | N | IPP Non-CHP | IPP | IPP | 2 | X | NG | Non-Renewable | 0 | 260 | 0 | 1
Operable | 57109 | St Joseph Energy Center LLC |  | 57794 | St Joseph Energy Center | IN | Vertical | St Joseph | CT2 | Natural Gas Fired Combined Cycle | CT | CC01 | S | X | Y | SJEC | SJEC | 260 | 0.85 | 245 | 265 | 100 | Y | 5 | 2023 | OP | X | 4 | 2018 | 2018 |  |  | N | IPP Non-CHP | IPP | IPP | 2 | X | NG | Non-Renewable | 0 | 260 | 0 | 1
Operable | 57109 | St Joseph Energy Center LLC |  | 57794 | St Joseph Energy Center | IN | Vertical | St Joseph | ST1 | Natural Gas Fired Combined Cycle | CA | CC01 | S | Y | X | SJEC | SJEC | 260 | 0.85 | 225 | 230 | 150 | Y | 5 | 2023 | OP | X | 4 | 2018 | 2018 |  |  | N | IPP Non-CHP | IPP | IPP | 2 | X | NG | Non-Renewable | 0 | 260 | 0 | 1
Operable | 17897 | St Mary's Hospital |  | 54262 | Saint Marys Hospital Power Plant | MN | Vertical | Olmsted | 1 | Natural Gas Fired Combustion Turbine | GT | CC1 | S | X | X |  |  | 4.7 | 0.8 | 4.5 | 4.5 | 1.5 | N |  |  | OP | X | 6 | 1996 | Pre-2000 |  |  | Y | Commercial CHP | Customer Sited | Other | 5 | T | NG | Non-Renewable | 0 | 4.7 | 0 | 1
Operable | 17897 | St Mary's Hospital |  | 54262 | Saint Marys Hospital Power Plant | MN | Vertical | Olmsted | 4 | Natural Gas Steam Turbine | ST | CC1 | S | X | X |  |  | 3 | 0.8 | 2.7 | 2.7 | 0.3 | N |  |  | OP | X | 1 | 1971 | Pre-2000 |  |  | Y | Commercial CHP | Customer Sited | Other | 5 | B | NG | Non-Renewable | 0 | 3 | 0 | 1 | DFO
Operable | 17897 | St Mary's Hospital |  | 54262 | Saint Marys Hospital Power Plant | MN | Vertical | Olmsted | 5 | Petroleum Liquids | IC |  | S | X | X |  |  | 2.5 | 0.8 | 2.5 | 2.5 | 0.3 | N |  |  | SB | Y | 1 | 1978 | Pre-2000 |  |  | N | Commercial CHP | Customer Sited | Other | 5 | X | DFO | Non-Renewable | 0 | 2.5 | 0 | 1
Operable | 17897 | St Mary's Hospital |  | 54262 | Saint Marys Hospital Power Plant | MN | Vertical | Olmsted | 6B | Petroleum Liquids | IC |  | S | X | X |  |  | 3.3 | 0.8 | 3.3 | 3.3 | 0.3 | N |  |  | OP | X | 7 | 2020 | 2020 |  |  | N | Commercial CHP | Customer Sited | Other | 5 | X | DFO | Non-Renewable | 0 | 3.3 | 0 | 1
Operable | 17897 | St Mary's Hospital |  | 54262 | Saint Marys Hospital Power Plant | MN | Vertical | Olmsted | 7 | Petroleum Liquids | IC |  | S | X | X |  |  | 2.8 | 0.8 | 2.8 | 2.8 | 0.3 | N |  |  | OP | X | 3 | 2011 | 2011 |  |  | N | Commercial CHP | Customer Sited | Other | 5 | X | DFO | Non-Renewable | 0 | 2.8 | 0 | 1
Operable | 55893 | St Paul Cogeneration LLC |  | 56643 | St Paul Cogeneration | MN | Vertical | Ramsey | 1 | Wood/Wood Waste Biomass | ST |  | W | X | X | NSP.SPGSPG1 | NSP.SPGSPG1 | 37 | 0.9 | 33 | 25 | 15 | N |  |  | OP | X | 4 | 2003 | 2003 |  |  | Y | IPP CHP | IPP | IPP | 3 | T | WDS | Renewable | 37 | 0 | 1 | 0 | NG | AB
Operable | 59215 | St. Albans Solar Partners, LLC |  | 59445 | St. Albans SPEED Project | VT | Vertical | Franklin | PV1 | Solar Photovoltaic | PV |  | W | X | X |  |  | 2 |  | 2 | 2 |  | N |  |  | OP | X | 12 | 2013 | 2013 |  |  | N | IPP Non-CHP | IPP | IPP | 2 | X | SUN | Renewable | 2 | 0 | 1 | 0
Operable | 63831 | St. Cloud Hydroelectric Generation Facility |  | 64242 | St. Cloud Hydro | MN | Vertical | Stearns | GEN#1 | Conventional Hydroelectric | HY |  | S | X | X |  |  | 4.3 | 0.8 | 4.3 | 4.3 | 0.2 | N |  |  | OP | X | 6 | 1988 | Pre-2000 |  |  | N | IPP Non-CHP | IPP | IPP | 2 | X | WAT | Renewable | 4.3 | 0 | 1 | 0
Operable | 63831 | St. Cloud Hydroelectric Generation Facility |  | 64242 | St. Cloud Hydro | MN | Vertical | Stearns | GEN#2 | Conventional Hydroelectric | HY |  | S | X | X |  |  | 4.3 | 0.8 | 4.3 | 4.3 | 0.2 | N |  |  | OP | X | 6 | 1988 | Pre-2000 |  |  | N | IPP Non-CHP | IPP | IPP | 2 | X | WAT | Renewable | 4.3 | 0 | 1 | 0
Operable | 62744 | St. James Solar, LLC |  | 62854 | St. James Solar (LA) | LA | Vertical | St James | SJS | Solar Photovoltaic | PV |  | S | X | X |  |  | 20 |  | 20 | 20 |  | N |  |  | OP | X | 2 | 2023 | 2023 |  |  | N | IPP Non-CHP | IPP | IPP | 2 | X | SUN | Renewable | 20 | 0 | 1 | 0
Operable | 61965 | St. Johns Episcopal Hospital |  | 62450 | St. Johns Episcopal Hospital | NY | Restructured | Queens | CT205 | Petroleum Liquids | IC |  | S | X | X |  |  | 0.2 | 0.8 | 0.2 | 0.2 | 0.1 | N |  |  | SB | N | 1 | 2010 | 2010 |  |  | N | Commercial Non-CHP | Customer Sited | Other | 4 | X | DFO | Non-Renewable | 0 | 0.2 | 0 | 1
Operable | 61965 | St. Johns Episcopal Hospital |  | 62450 | St. Johns Episcopal Hospital | NY | Restructured | Queens | F1040 | Petroleum Liquids | IC |  | S | X | X |  |  | 1 | 0.8 | 1 | 1 | 0.2 | N |  |  | SB | N | 1 | 1995 | Pre-2000 |  |  | N | Commercial Non-CHP | Customer Sited | Other | 4 | X | DFO | Non-Renewable | 0 | 1 | 0 | 1
Operable | 61970 | St. Joseph Hospital (NY) |  | 62452 | St. Joseph Hospital | NY | Restructured | Westchester | CT250 | Petroleum Liquids | IC |  | S | X | X |  |  | 0.3 | 0.8 | 0.3 | 0.3 | 0.1 | N |  |  | SB | N | 1 | 1960 | Pre-2000 |  |  | N | Commercial Non-CHP | Customer Sited | Other | 4 | X | DFO | Non-Renewable | 0 | 0.3 | 0 | 1
Operable | 61970 | St. Joseph Hospital (NY) |  | 62452 | St. Joseph Hospital | NY | Restructured | Westchester | CT750 | Petroleum Liquids | IC |  | S | X | X |  |  | 0.8 | 0.8 | 0.8 | 0.8 | 0.2 | N |  |  | SB | N | 1 | 1978 | Pre-2000 |  |  | N | Commercial Non-CHP | Customer Sited | Other | 4 | X | DFO | Non-Renewable | 0 | 0.8 | 0 | 1
Operable | 63270 | St. Luke's Cornwall Hospital - Newburgh |  | 63546 | St. Luke's Cornwall Hospital | NY | Restructured | Orange | GEN1 | Petroleum Liquids | IC |  | S | X | X |  |  | 1.5 | 0.8 | 1.5 | 1.5 | 0.1 | N |  |  | SB | N | 1 | 2010 | 2010 |  |  | N | Commercial Non-CHP | Customer Sited | Other | 4 | X | DFO | Non-Renewable | 0 | 1.5 | 0 | 1
Operable | 63270 | St. Luke's Cornwall Hospital - Newburgh |  | 63546 | St. Luke's Cornwall Hospital | NY | Restructured | Orange | GEN2 | Petroleum Liquids | IC |  | S | X | X |  |  | 0.2 | 0.8 | 0.2 | 0.2 | 0.1 | N |  |  | SB | N | 1 | 2010 | 2010 |  |  | N | Commercial Non-CHP | Customer Sited | Other | 4 | X | DFO | Non-Renewable | 0 | 0.2 | 0 | 1
Operable | 63270 | St. Luke's Cornwall Hospital - Newburgh |  | 63546 | St. Luke's Cornwall Hospital | NY | Restructured | Orange | GEN3 | Petroleum Liquids | IC |  | S | X | X |  |  | 1.5 | 0.8 | 1.5 | 1.5 | 0.1 | N |  |  | SB | N | 1 | 2010 | 2010 |  |  | N | Commercial Non-CHP | Customer Sited | Other | 4 | X | DFO | Non-Renewable | 0 | 1.5 | 0 | 1
Operable | 63378 | St. Mary's Hospital For Children |  | 63669 | St. Mary's Hospital For Children | NY | Restructured | Queens | CU1 | Petroleum Liquids | IC |  | S | X | X |  |  | 0.5 | 0.8 | 0.5 | 0.5 | 0.1 | N |  |  | SB | N | 1 | 2018 | 2018 |  |  | N | Commercial Non-CHP | Customer Sited | Other | 4 | X | DFO | Non-Renewable | 0 | 0.5 | 0 | 1
Operable | 63378 | St. Mary's Hospital For Children |  | 63669 | St. Mary's Hospital For Children | NY | Restructured | Queens | CU2 | Petroleum Liquids | IC |  | S | X | X |  |  | 1.5 | 0.8 | 1.5 | 1.5 | 0.1 | N |  |  | SB | N | 1 | 2011 | 2011 |  |  | N | Commercial Non-CHP | Customer Sited | Other | 4 | X | DFO | Non-Renewable | 0 | 1.5 | 0 | 1
Operable | 60073 | St. Matthews Solar, LLC |  | 60293 | St. Matthews Solar | SC | Vertical | Calhoun | PV1 | Solar Photovoltaic | PV |  | S | X | X |  |  | 10.2 |  | 10.2 | 10.2 |  | N |  |  | OP | X | 8 | 2017 | 2017 |  |  | N | IPP Non-CHP | IPP | IPP | 2 | X | SUN | Renewable | 10.2 | 0 | 1 | 0
Operable | 58828 | St. Olaf College |  | 58995 | St. Olaf Wind Turbine | MN | Vertical | Rice | OLFWT | Onshore Wind Turbine | WT |  | S | X | X |  |  | 1.6 |  | 1.6 | 1.6 | 0 | N |  |  | OP | X | 9 | 2006 | 2006 |  |  | N | Commercial Non-CHP | Customer Sited | Other | 4 | X | WND | Renewable | 1.6 | 0 | 1 | 0
Operable | 58828 | St. Olaf College |  | 58996 | St. Olaf StandBy Generators | MN | Vertical | Rice | SBIC1 | Petroleum Liquids | IC |  | S | X | X |  |  | 0.5 | 0.95 | 0.4 | 0.3 | 0 | N |  |  | SB | Y | 6 | 1999 | Pre-2000 |  |  | N | Commercial Non-CHP | Customer Sited | Other | 4 | X | DFO | Non-Renewable | 0 | 0.5 | 0 | 1
Operable | 58828 | St. Olaf College |  | 58996 | St. Olaf StandBy Generators | MN | Vertical | Rice | SBIC2 | Petroleum Liquids | IC |  | S | X | X |  |  | 1.8 | 0.95 | 1.7 | 1.3 | 0 | N |  |  | SB | Y | 6 | 1999 | Pre-2000 |  |  | N | Commercial Non-CHP | Customer Sited | Other | 4 | X | DFO | Non-Renewable | 0 | 1.8 | 0 | 1
Operable | 58828 | St. Olaf College |  | 58996 | St. Olaf StandBy Generators | MN | Vertical | Rice | SBIC3 | Petroleum Liquids | IC |  | S | X | X |  |  | 1.8 | 0.95 | 1.7 | 1.3 | 0 | N |  |  | SB | Y | 6 | 1999 | Pre-2000 |  |  | N | Commercial Non-CHP | Customer Sited | Other | 4 | X | DFO | Non-Renewable | 0 | 1.8 | 0 | 1
Operable | 63351 | St.Joseph's Regional Medical Center |  | 63645 | St.Joseph's Regional Medical Center | NJ | Restructured | Passaic | 7E600 | Petroleum Liquids | IC |  | S | X | X |  |  | 0.6 | 0.8 | 0.6 | 0.6 | 0.1 | N |  |  | SB | N | 1 | 2001 | 2001 |  |  | N | Commercial Non-CHP | Customer Sited | Other | 4 | X | DFO | Non-Renewable | 0 | 0.6 | 0 | 1
Operable | 63351 | St.Joseph's Regional Medical Center |  | 63645 | St.Joseph's Regional Medical Center | NJ | Restructured | Passaic | 8E675 | Petroleum Liquids | IC |  | S | X | X |  |  | 0.7 | 0.8 | 0.7 | 0.7 | 0.1 | N |  |  | SB | N | 1 | 2001 | 2001 |  |  | N | Commercial Non-CHP | Customer Sited | Other | 4 | X | DFO | Non-Renewable | 0 | 0.7 | 0 | 1
Operable | 63351 | St.Joseph's Regional Medical Center |  | 63645 | St.Joseph's Regional Medical Center | NJ | Restructured | Passaic | 9E600 | Petroleum Liquids | IC |  | S | X | X |  |  | 0.6 | 0.8 | 0.6 | 0.6 | 0.1 | N |  |  | SB | N | 1 | 2001 | 2001 |  |  | N | Commercial Non-CHP | Customer Sited | Other | 4 | X | DFO | Non-Renewable | 0 | 0.6 | 0 | 1
Operable | 63351 | St.Joseph's Regional Medical Center |  | 63645 | St.Joseph's Regional Medical Center | NJ | Restructured | Passaic | E10 | Petroleum Liquids | IC |  | S | X | X |  |  | 0.3 | 0.8 | 0.3 | 0.3 | 0.1 | N |  |  | SB | N | 1 | 2001 | 2001 |  |  | N | Commercial Non-CHP | Customer Sited | Other | 4 | X | DFO | Non-Renewable | 0 | 0.3 | 0 | 1
Operable | 63351 | St.Joseph's Regional Medical Center |  | 63645 | St.Joseph's Regional Medical Center | NJ | Restructured | Passaic | E16 | Petroleum Liquids | IC |  | S | X | X |  |  | 0.8 | 0.8 | 0.8 | 0.8 | 0.1 | N |  |  | SB | N | 1 | 2011 | 2011 |  |  | N | Commercial Non-CHP | Customer Sited | Other | 4 | X | DFO | Non-Renewable | 0 | 0.8 | 0 | 1
Operable | 63351 | St.Joseph's Regional Medical Center |  | 63645 | St.Joseph's Regional Medical Center | NJ | Restructured | Passaic | E27 | Petroleum Liquids | IC |  | S | X | X |  |  | 1 | 0.8 | 1 | 1 | 0.1 | N |  |  | SB | N | 1 | 2011 | 2011 |  |  | N | Commercial Non-CHP | Customer Sited | Other | 4 | X | DFO | Non-Renewable | 0 | 1 | 0 | 1
Operable | 63351 | St.Joseph's Regional Medical Center |  | 63645 | St.Joseph's Regional Medical Center | NJ | Restructured | Passaic | E28 | Petroleum Liquids | IC |  | S | X | X |  |  | 1 | 0.8 | 1 | 1 | 0.1 | N |  |  | SB | N | 1 | 2011 | 2011 |  |  | N | Commercial Non-CHP | Customer Sited | Other | 4 | X | DFO | Non-Renewable | 0 | 1 | 0 | 1
Operable | 63351 | St.Joseph's Regional Medical Center |  | 63645 | St.Joseph's Regional Medical Center | NJ | Restructured | Passaic | E29 | Petroleum Liquids | IC |  | S | X | X |  |  | 1 | 0.8 | 1 | 1 | 0.1 | N |  |  | SB | N | 1 | 2011 | 2011 |  |  | N | Commercial Non-CHP | Customer Sited | Other | 4 | X | DFO | Non-Renewable | 0 | 1 | 0 | 1
Operable | 63351 | St.Joseph's Regional Medical Center |  | 63645 | St.Joseph's Regional Medical Center | NJ | Restructured | Passaic | E30 | Petroleum Liquids | IC |  | S | X | X |  |  | 0.1 | 0.8 | 0.1 | 0.1 | 0.1 | N |  |  | SB | N | 1 | 2011 | 2011 |  |  | N | Commercial Non-CHP | Customer Sited | Other | 4 | X | DFO | Non-Renewable | 0 | 0.1 | 0 | 1
Operable | 60652 | Stafford St Solar 1, LLC |  | 61016 | Stafford St Solar 1 CSG | MA | Restructured | Worcester | STAF1 | Solar Photovoltaic | PV |  | S | X | X |  |  | 2 |  | 2 | 2 |  | N |  |  | OP | X | 12 | 2017 | 2017 |  |  | N | IPP Non-CHP | IPP | IPP | 2 | X | SUN | Renewable | 2 | 0 | 1 | 0
Operable | 60653 | Stafford St Solar 2, LLC |  | 61017 | Stafford St 2 Community Solar | MA | Restructured | Worcester | STAF2 | Solar Photovoltaic | PV |  | S | X | X |  |  | 1.9 |  | 1.9 | 1.9 |  | N |  |  | OP | X | 5 | 2018 | 2018 |  |  | N | IPP Non-CHP | IPP | IPP | 2 | X | SUN | Renewable | 1.9 | 0 | 1 | 0
Operable | 60654 | Stafford St Solar 3, LLC |  | 61018 | Stafford St Solar 3 CSG | MA | Restructured | Worcester | STAF3 | Solar Photovoltaic | PV |  | S | X | X |  |  | 1 |  | 1 | 1 |  | N |  |  | OP | X | 12 | 2017 | 2017 |  |  | N | IPP Non-CHP | IPP | IPP | 2 | X | SUN | Renewable | 1 | 0 | 1 | 0
Operable | 62966 | STAG St. Paul Community Solar LLC |  | 63178 | STAG St. Paul Project CSG | MN | Vertical | Dakota | TC3 | Solar Photovoltaic | PV |  | S | X | X |  |  | 1 |  | 1 | 1 |  | N |  |  | OP | X | 1 | 2020 | 2020 |  |  | N | IPP Non-CHP | IPP | IPP | 2 | X | SUN | Renewable | 1 | 0 | 1 | 0
Operable | 61418 | Stage Gulch Solar, LLC |  | 61791 | Stage Gulch Solar | CA | Vertical | Sonoma | 5001 | Solar Photovoltaic | PV |  | S | X | X |  |  | 1 | 1 | 0.8 | 0.7 |  | N |  |  | OP | X | 4 | 2018 | 2018 |  |  | N | IPP Non-CHP | IPP | IPP | 2 | X | SUN | Renewable | 1 | 0 | 1 | 0
Operable | 65897 | Stahl Wind Energy, LLC (Longroad) |  | 56409 | Stahl Wind Energy | MN | Vertical | Pipestone | 1 | Onshore Wind Turbine | WT |  | J | X | X |  |  | 1.7 |  | 1.7 | 1.7 | 0 | N |  |  | OP | X | 12 | 2004 | 2004 |  |  | N | IPP Non-CHP | IPP | IPP | 2 | X | WND | Renewable | 1.7 | 0 | 1 | 0
Operable | 64153 | Stamford Health Systems, Inc. |  | 64515 | Stamford Health | CT | Restructured | Fairfield | 1 | Petroleum Liquids | IC |  | S | X | X |  |  | 0.4 | 0.8 | 0.4 | 0.4 | 0.1 | N |  |  | OP | X | 1 | 2001 | 2001 |  |  | N | Commercial Non-CHP | Customer Sited | Other | 4 | X | DFO | Non-Renewable | 0 | 0.4 | 0 | 1
Operable | 64153 | Stamford Health Systems, Inc. |  | 64515 | Stamford Health | CT | Restructured | Fairfield | 13 | Petroleum Liquids | IC |  | S | X | X |  |  | 0.5 | 0.8 | 0.5 | 0.5 | 0.1 | N |  |  | OP | X | 9 | 2007 | 2007 |  |  | N | Commercial Non-CHP | Customer Sited | Other | 4 | X | DFO | Non-Renewable | 0 | 0.5 | 0 | 1
Operable | 64153 | Stamford Health Systems, Inc. |  | 64515 | Stamford Health | CT | Restructured | Fairfield | 14 | Petroleum Liquids | IC |  | S | X | X |  |  | 0.4 | 0.8 | 0.5 | 0.5 | 0.1 | N |  |  | OP | X | 1 | 1984 | Pre-2000 |  |  | N | Commercial Non-CHP | Customer Sited | Other | 4 | X | DFO | Non-Renewable | 0 | 0.4 | 0 | 1
Operable | 64153 | Stamford Health Systems, Inc. |  | 64515 | Stamford Health | CT | Restructured | Fairfield | 15 | Petroleum Liquids | IC |  | S | X | X |  |  | 2.5 | 0.8 | 2.5 | 2.5 | 0.1 | N |  |  | OP | X | 1 | 2014 | 2014 |  |  | N | Commercial Non-CHP | Customer Sited | Other | 4 | X | DFO | Non-Renewable | 0 | 2.5 | 0 | 1
Operable | 64153 | Stamford Health Systems, Inc. |  | 64515 | Stamford Health | CT | Restructured | Fairfield | 16 | Petroleum Liquids | IC |  | S | X | X |  |  | 2.5 | 0.8 | 2.5 | 2.5 | 0.1 | N |  |  | OP | X | 1 | 2014 | 2014 |  |  | N | Commercial Non-CHP | Customer Sited | Other | 4 | X | DFO | Non-Renewable | 0 | 2.5 | 0 | 1
Operable | 64153 | Stamford Health Systems, Inc. |  | 64515 | Stamford Health | CT | Restructured | Fairfield | 4 | Petroleum Liquids | IC |  | S | X | X |  |  | 0.8 | 0.8 | 0.8 | 0.8 | 0.1 | N |  |  | OP | X | 1 | 2001 | 2001 |  |  | N | Commercial Non-CHP | Customer Sited | Other | 4 | X | DFO | Non-Renewable | 0 | 0.8 | 0 | 1
Operable | 64153 | Stamford Health Systems, Inc. |  | 64515 | Stamford Health | CT | Restructured | Fairfield | 5 | Petroleum Liquids | IC |  | S | X | X |  |  | 0.8 | 0.8 | 0.8 | 0.8 | 0.1 | N |  |  | OP | X | 1 | 2001 | 2001 |  |  | N | Commercial Non-CHP | Customer Sited | Other | 4 | X | DFO | Non-Renewable | 0 | 0.8 | 0 | 1
Operable | 64153 | Stamford Health Systems, Inc. |  | 64515 | Stamford Health | CT | Restructured | Fairfield | 7 | Petroleum Liquids | IC |  | S | X | X |  |  | 0.5 | 0.8 | 0.5 | 0.5 | 0.1 | N |  |  | OP | X | 1 | 1984 | Pre-2000 |  |  | N | Commercial Non-CHP | Customer Sited | Other | 4 | X | DFO | Non-Renewable | 0 | 0.5 | 0 | 1
Operable | 64153 | Stamford Health Systems, Inc. |  | 64515 | Stamford Health | CT | Restructured | Fairfield | FC | Other Natural Gas | FC |  | S | X | X |  |  | 2 |  | 2 | 2 | 2 | N |  |  | OP | X | 3 | 2023 | 2023 |  |  | N | Commercial Non-CHP | Customer Sited | Other | 4 | X | NG | Non-Renewable | 0 | 2 | 0 | 1
Operable | 60531 | Standard Solar |  | 57652 | Yamhill Solar LLC | OR | Vertical | Yamhill | 1 | Solar Photovoltaic | PV |  | S | X | X |  |  | 1 |  | 1 | 1 |  | N |  |  | OP | X | 10 | 2011 | 2011 |  |  | N | IPP Non-CHP | IPP | IPP | 2 | X | SUN | Renewable | 1 | 0 | 1 | 0
Operable | 60531 | Standard Solar |  | 59695 | Mt. Home Solar 1, LLC | ID | Vertical | Elmore | MHPV1 | Solar Photovoltaic | PV |  | S | X | X |  |  | 20 |  | 20 | 20 |  | N |  |  | OP | X | 3 | 2017 | 2017 |  |  | N | IPP Non-CHP | IPP | IPP | 2 | X | SUN | Renewable | 20 | 0 | 1 | 0
Operable | 60531 | Standard Solar |  | 62335 | USS Centerfield Solar CSG | MN | Vertical | Rice | USCEN | Solar Photovoltaic | PV |  | S | X | X |  |  | 1 |  | 1 | 1 |  | N |  |  | OP | X | 11 | 2019 | 2019 |  |  | N | IPP Non-CHP | IPP | IPP | 2 | X | SUN | Renewable | 1 | 0 | 1 | 0
Operable | 60531 | Standard Solar |  | 62336 | USS Webster Solar CSG | MN | Vertical | Rice | USWEB | Solar Photovoltaic | PV |  | S | X | X |  |  | 1 |  | 1 | 1 |  | N |  |  | OP | X | 5 | 2019 | 2019 |  |  | N | IPP Non-CHP | IPP | IPP | 2 | X | SUN | Renewable | 1 | 0 | 1 | 0
Operable | 60531 | Standard Solar |  | 62337 | USS Lake Patterson Solar CSG | MN | Vertical | Carver | USLP | Solar Photovoltaic | PV |  | S | X | X |  |  | 1 |  | 1 | 1 |  | N |  |  | OP | X | 8 | 2019 | 2019 |  |  | N | IPP Non-CHP | IPP | IPP | 2 | X | SUN | Renewable | 1 | 0 | 1 | 0
Operable | 60531 | Standard Solar |  | 62339 | USS Kost Trail Solar CSG | MN | Vertical | Chisago | USSKT | Solar Photovoltaic | PV |  | S | X | X |  |  | 1 |  | 1 | 1 |  | N |  |  | OP | X | 6 | 2019 | 2019 |  |  | N | IPP Non-CHP | IPP | IPP | 2 | X | SUN | Renewable | 1 | 0 | 1 | 0
Operable | 60531 | Standard Solar |  | 62358 | USS King 2 CSG | MN | Vertical | Carver | USK12 | Solar Photovoltaic | PV |  | S | X | X |  |  | 1 |  | 1 | 1 |  | N |  |  | OP | X | 8 | 2019 | 2019 |  |  | N | IPP Non-CHP | IPP | IPP | 2 | X | SUN | Renewable | 1 | 0 | 1 | 0
Operable | 60531 | Standard Solar |  | 62359 | USS Eggo Solar CSG | MN | Vertical | Carver | USEGG | Solar Photovoltaic | PV |  | S | X | X |  |  | 1 |  | 1 | 1 |  | N |  |  | OP | X | 6 | 2019 | 2019 |  |  | N | IPP Non-CHP | IPP | IPP | 2 | X | SUN | Renewable | 1 | 0 | 1 | 0
Operable | 60531 | Standard Solar |  | 62360 | USS DVL Solar CSG | MN | Vertical | Carver | USDVL | Solar Photovoltaic | PV |  | S | X | X |  |  | 1 |  | 1 | 1 |  | N |  |  | OP | X | 8 | 2019 | 2019 |  |  | N | IPP Non-CHP | IPP | IPP | 2 | X | SUN | Renewable | 1 | 0 | 1 | 0
Operable | 60531 | Standard Solar |  | 62365 | Wright Kirby 1-5 CSG | MN | Vertical | Wright | WK1 | Solar Photovoltaic | PV |  | S | X | X |  |  | 1 |  | 1 | 1 |  | N |  |  | OP | X | 6 | 2019 | 2019 |  |  | N | IPP Non-CHP | IPP | IPP | 2 | X | SUN | Renewable | 1 | 0 | 1 | 0
Operable | 60531 | Standard Solar |  | 62365 | Wright Kirby 1-5 CSG | MN | Vertical | Wright | WK2 | Solar Photovoltaic | PV |  | S | X | X |  |  | 1 |  | 1 | 1 |  | N |  |  | OP | X | 6 | 2019 | 2019 |  |  | N | IPP Non-CHP | IPP | IPP | 2 | X | SUN | Renewable | 1 | 0 | 1 | 0
Operable | 60531 | Standard Solar |  | 62365 | Wright Kirby 1-5 CSG | MN | Vertical | Wright | WK3 | Solar Photovoltaic | PV |  | S | X | X |  |  | 1 |  | 1 | 1 |  | N |  |  | OP | X | 6 | 2019 | 2019 |  |  | N | IPP Non-CHP | IPP | IPP | 2 | X | SUN | Renewable | 1 | 0 | 1 | 0
Operable | 60531 | Standard Solar |  | 62365 | Wright Kirby 1-5 CSG | MN | Vertical | Wright | WK4 | Solar Photovoltaic | PV |  | S | X | X |  |  | 1 |  | 1 | 1 |  | N |  |  | OP | X | 6 | 2019 | 2019 |  |  | N | IPP Non-CHP | IPP | IPP | 2 | X | SUN | Renewable | 1 | 0 | 1 | 0
Operable | 60531 | Standard Solar |  | 62365 | Wright Kirby 1-5 CSG | MN | Vertical | Wright | WK5 | Solar Photovoltaic | PV |  | S | X | X |  |  | 1 |  | 1 | 1 |  | N |  |  | OP | X | 6 | 2019 | 2019 |  |  | N | IPP Non-CHP | IPP | IPP | 2 | X | SUN | Renewable | 1 | 0 | 1 | 0
Operable | 60531 | Standard Solar |  | 62405 | UMCES Ground Mount | MD | Restructured | Dorchester | X0009 | Solar Photovoltaic | PV |  | S | X | X |  |  | 2 |  | 2 | 2 |  | N |  |  | OP | X | 2 | 2018 | 2018 |  |  | N | IPP Non-CHP | IPP | IPP | 2 | X | SUN | Renewable | 2 | 0 | 1 | 0
Operable | 60531 | Standard Solar |  | 62406 | City of Gallup Solar | NM | Vertical | McKinley | X0022 | Solar Photovoltaic | PV |  | S | X | X |  |  | 8 |  | 8 | 8 |  | N |  |  | OP | X | 5 | 2018 | 2018 |  |  | N | IPP Non-CHP | IPP | IPP | 2 | X | SUN | Renewable | 8 | 0 | 1 | 0
Operable | 60531 | Standard Solar |  | 62407 | Anne Arundel County Public Schools | MD | Restructured | Anne Arundel | X0001 | Solar Photovoltaic | PV |  | S | X | X |  |  | 1 |  | 1 | 1 |  | N |  |  | OP | X | 10 | 2017 | 2017 |  |  | N | IPP Non-CHP | IPP | IPP | 2 | X | SUN | Renewable | 1 | 0 | 1 | 0
Operable | 60531 | Standard Solar |  | 62408 | Fort Indiantown Gap | PA | Restructured | Lebanon | X0028 | Solar Photovoltaic | PV |  | S | X | X |  |  | 3 |  | 3 | 3 |  | N |  |  | OP | X | 1 | 2019 | 2019 |  |  | N | IPP Non-CHP | IPP | IPP | 2 | X | SUN | Renewable | 3 | 0 | 1 | 0
Operable | 60531 | Standard Solar |  | 62718 | Mesa CSG 2 Massicotte | CO | Vertical | Mesa | X0037 | Solar Photovoltaic | PV |  | S | X | X |  |  | 1.5 |  | 1.5 | 1.5 |  | N |  |  | OP | X | 5 | 2019 | 2019 |  |  | N | IPP Non-CHP | IPP | IPP | 2 | X | SUN | Renewable | 1.5 | 0 | 1 | 0
Operable | 60531 | Standard Solar |  | 62719 | Mesa CSG 1 Murdock | CO | Vertical | Mesa | X0038 | Solar Photovoltaic | PV |  | S | X | X |  |  | 1.5 |  | 1.5 | 1.5 |  | N |  |  | OP | X | 5 | 2019 | 2019 |  |  | N | IPP Non-CHP | IPP | IPP | 2 | X | SUN | Renewable | 1.5 | 0 | 1 | 0
Operable | 60531 | Standard Solar |  | 62728 | MHG Wallingford | VT | Vertical | Rutland | X0041 | Solar Photovoltaic | PV |  | S | X | X |  |  | 2.2 |  | 2.2 | 2.2 |  | N |  |  | OP | X | 12 | 2019 | 2019 |  |  | N | IPP Non-CHP | IPP | IPP | 2 | X | SUN | Renewable | 2.2 | 0 | 1 | 0
Operable | 60531 | Standard Solar |  | 62788 | Sugarhill Road - Solitude Solar CSG | NY | Restructured | Saratoga | X0040 | Solar Photovoltaic | PV |  | S | X | X |  |  | 4.7 |  | 4.7 | 4.7 |  | N |  |  | OP | X | 9 | 2019 | 2019 |  |  | N | IPP Non-CHP | IPP | IPP | 2 | X | SUN | Renewable | 4.7 | 0 | 1 | 0
Operable | 60531 | Standard Solar |  | 62898 | Town of Burrillville Solar CSG | RI | Restructured | Providence | X0042 | Solar Photovoltaic | PV |  | S | X | X |  |  | 3.3 |  | 3.3 | 3.3 |  | N |  |  | OP | X | 10 | 2020 | 2020 |  |  | N | IPP Non-CHP | IPP | IPP | 2 | X | SUN | Renewable | 3.3 | 0 | 1 | 0
Operable | 60531 | Standard Solar |  | 62910 | MNCPPC Germantown Solar | MD | Restructured | Montgomery | X0008 | Solar Photovoltaic | PV |  | S | X | X |  |  | 1 |  | 1 | 1 |  | N |  |  | OP | X | 2 | 2018 | 2018 |  |  | N | IPP Non-CHP | IPP | IPP | 2 | X | SUN | Renewable | 1 | 0 | 1 | 0
Operable | 60531 | Standard Solar |  | 63138 | USS Haven Solar LLC CSG | MN | Vertical | Sherburne | USHAV | Solar Photovoltaic | PV |  | J | X | X |  |  | 1 |  | 1 | 1 |  | N |  |  | OP | X | 11 | 2019 | 2019 |  |  | N | IPP Non-CHP | IPP | IPP | 2 | X | SUN | Renewable | 1 | 0 | 1 | 0
Operable | 60531 | Standard Solar |  | 63139 | USS White Cloud LLC CSG | MN | Vertical | Sherburne | USSWC | Solar Photovoltaic | PV |  | J | X | X |  |  | 1 |  | 1 | 1 |  | N |  |  | OP | X | 11 | 2019 | 2019 |  |  | N | IPP Non-CHP | IPP | IPP | 2 | X | SUN | Renewable | 1 | 0 | 1 | 0
Operable | 60531 | Standard Solar |  | 63140 | USS Westeros Solar LLC CSG | MN | Vertical | Carver | USSWS | Solar Photovoltaic | PV |  | J | X | X |  |  | 1 |  | 1 | 1 |  | N |  |  | OP | X | 6 | 2020 | 2020 |  |  | N | IPP Non-CHP | IPP | IPP | 2 | X | SUN | Renewable | 1 | 0 | 1 | 0
Operable | 60531 | Standard Solar |  | 63141 | USS Sunrise Solar LLC CSG | MN | Vertical | Chisago | SNRSE | Solar Photovoltaic | PV |  | J | X | X |  |  | 1 |  | 1 | 1 |  | N |  |  | OP | X | 6 | 2020 | 2020 |  |  | N | IPP Non-CHP | IPP | IPP | 2 | X | SUN | Renewable | 1 | 0 | 1 | 0
Operable | 60531 | Standard Solar |  | 63142 | USS Milkweed Solar LLC CSG | MN | Vertical | Stearns | MLKWD | Solar Photovoltaic | PV |  | J | X | X |  |  | 1 |  | 1 | 1 |  | N |  |  | OP | X | 6 | 2020 | 2020 |  |  | N | IPP Non-CHP | IPP | IPP | 2 | X | SUN | Renewable | 1 | 0 | 1 | 0
Operable | 60531 | Standard Solar |  | 63143 | USS Greenhouse Solar LLC CSG | MN | Vertical | Goodhue | GRHSE | Solar Photovoltaic | PV |  | J | X | X |  |  | 1 |  | 1 | 1 |  | N |  |  | OP | X | 1 | 2020 | 2020 |  |  | N | IPP Non-CHP | IPP | IPP | 2 | X | SUN | Renewable | 1 | 0 | 1 | 0
Operable | 60531 | Standard Solar |  | 63144 | USS Mayhew Solar LLC CSG | MN | Vertical | Benton | MAYHW | Solar Photovoltaic | PV |  | J | X | X |  |  | 1 |  | 1 | 1 |  | N |  |  | OP | X | 6 | 2020 | 2020 |  |  | N | IPP Non-CHP | IPP | IPP | 2 | X | SUN | Renewable | 1 | 0 | 1 | 0
Operable | 60531 | Standard Solar |  | 63145 | USS Cheyenne Solar LLC CSG | MN | Vertical | Chisago | CHYNE | Solar Photovoltaic | PV |  | J | X | X |  |  | 1 |  | 1 | 1 |  | N |  |  | OP | X | 1 | 2020 | 2020 |  |  | N | IPP Non-CHP | IPP | IPP | 2 | X | SUN | Renewable | 1 | 0 | 1 | 0
Operable | 60531 | Standard Solar |  | 63146 | USS Midtown Solar LLC CSG | MN | Vertical | Stearns | MDTWN | Solar Photovoltaic | PV |  | J | X | X |  |  | 1 |  | 1 | 1 |  | N |  |  | OP | X | 2 | 2020 | 2020 |  |  | N | IPP Non-CHP | IPP | IPP | 2 | X | SUN | Renewable | 1 | 0 | 1 | 0
Operable | 60531 | Standard Solar |  | 63147 | USS Monarch Solar LLC CSG | MN | Vertical | Pope | MNRCH | Solar Photovoltaic | PV |  | J | X | X |  |  | 1 |  | 1 | 1 |  | N |  |  | OP | X | 6 | 2020 | 2020 |  |  | N | IPP Non-CHP | IPP | IPP | 2 | X | SUN | Renewable | 1 | 0 | 1 | 0
Operable | 60531 | Standard Solar |  | 63148 | USS Turkey Solar LLC CSG | MN | Vertical | Meeker | TURKY | Solar Photovoltaic | PV |  | J | X | X |  |  | 1 |  | 1 | 1 |  | N |  |  | OP | X | 1 | 2020 | 2020 |  |  | N | IPP Non-CHP | IPP | IPP | 2 | X | SUN | Renewable | 1 | 0 | 1 | 0
Operable | 60531 | Standard Solar |  | 63151 | USS Solar Sources LLC CSG | MN | Vertical | Washington | SOURC | Solar Photovoltaic | PV |  | J | X | X |  |  | 1 |  | 1 | 1 |  | N |  |  | OP | X | 10 | 2020 | 2020 |  |  | N | IPP Non-CHP | IPP | IPP | 2 | X | SUN | Renewable | 1 | 0 | 1 | 0
Operable | 60531 | Standard Solar |  | 63152 | USS Christoffer Solar LLC CSG | MN | Vertical | Chippewa | CHRST | Solar Photovoltaic | PV |  | J | X | X |  |  | 1 |  | 1 | 1 |  | N |  |  | OP | X | 9 | 2020 | 2020 |  |  | N | IPP Non-CHP | IPP | IPP | 2 | X | SUN | Renewable | 1 | 0 | 1 | 0
Operable | 60531 | Standard Solar |  | 63153 | USS Buckaroo Solar LLC CSG | MN | Vertical | Clay | BUCKR | Solar Photovoltaic | PV |  | J | X | X |  |  | 1 |  | 1 | 1 |  | N |  |  | OP | X | 10 | 2020 | 2020 |  |  | N | IPP Non-CHP | IPP | IPP | 2 | X | SUN | Renewable | 1 | 0 | 1 | 0
Operable | 60531 | Standard Solar |  | 63154 | USS Horne North Solar LLC CSG | MN | Vertical | Clay | HORNN | Solar Photovoltaic | PV |  | J | X | X |  |  | 1 |  | 1 | 1 |  | N |  |  | OP | X | 10 | 2020 | 2020 |  |  | N | IPP Non-CHP | IPP | IPP | 2 | X | SUN | Renewable | 1 | 0 | 1 | 0
Operable | 60531 | Standard Solar |  | 63155 | USS Horne South Solar LLC CSG | MN | Vertical | Clay | HORNS | Solar Photovoltaic | PV |  | J | X | X |  |  | 1 |  | 1 | 1 |  | N |  |  | OP | X | 10 | 2020 | 2020 |  |  | N | IPP Non-CHP | IPP | IPP | 2 | X | SUN | Renewable | 1 | 0 | 1 | 0
Operable | 60531 | Standard Solar |  | 63156 | USS JJ Clay Solar LLC CSG | MN | Vertical | Clay | JJCLY | Solar Photovoltaic | PV |  | J | X | X |  |  | 1 |  | 1 | 1 |  | N |  |  | OP | X | 10 | 2020 | 2020 |  |  | N | IPP Non-CHP | IPP | IPP | 2 | X | SUN | Renewable | 1 | 0 | 1 | 0
Operable | 60531 | Standard Solar |  | 63157 | USS Verde Solar LLC CSG | MN | Vertical | Redwood | VERDE | Solar Photovoltaic | PV |  | J | X | X |  |  | 1 |  | 1 | 1 |  | N |  |  | OP | X | 10 | 2020 | 2020 |  |  | N | IPP Non-CHP | IPP | IPP | 2 | X | SUN | Renewable | 1 | 0 | 1 | 0
Operable | 60531 | Standard Solar |  | 63158 | USS Cougar Solar LLC CSG | MN | Vertical | Redwood | COUGR | Solar Photovoltaic | PV |  | J | X | X |  |  | 1 |  | 1 | 1 |  | N |  |  | OP | X | 9 | 2020 | 2020 |  |  | N | IPP Non-CHP | IPP | IPP | 2 | X | SUN | Renewable | 1 | 0 | 1 | 0
Operable | 60531 | Standard Solar |  | 63159 | USS Flower Solar LLC CSG | MN | Vertical | Nicollet | FLOWR | Solar Photovoltaic | PV |  | J | X | X |  |  | 1 |  | 1 | 1 |  | N |  |  | OP | X | 9 | 2020 | 2020 |  |  | N | IPP Non-CHP | IPP | IPP | 2 | X | SUN | Renewable | 1 | 0 | 1 | 0
Operable | 60531 | Standard Solar |  | 63160 | USS All In Solar LLC CSG | MN | Vertical | Freeborn | ALLIN | Solar Photovoltaic | PV |  | S | X | X |  |  | 1 |  | 1 | 1 |  | N |  |  | OP | X | 10 | 2020 | 2020 |  |  | N | IPP Non-CHP | IPP | IPP | 2 | X | SUN | Renewable | 1 | 0 | 1 | 0
Operable | 60531 | Standard Solar |  | 63169 | USS KVPV Solar LLC CSG | MN | Vertical | Clay | KVPV | Solar Photovoltaic | PV |  | S | X | X |  |  | 1 | 1 | 1 | 1 |  | N |  |  | OP | X | 10 | 2020 | 2020 |  |  | N | IPP Non-CHP | IPP | IPP | 2 | X | SUN | Renewable | 1 | 0 | 1 | 0
Operable | 60531 | Standard Solar |  | 63170 | USS Kass Solar LLC | MN | Vertical | Lyon | KASS | Solar Photovoltaic | PV |  | S | X | X |  |  | 1 | 1 | 1 | 1 |  | N |  |  | OP | X | 1 | 2021 | 2021 |  |  | N | IPP Non-CHP | IPP | IPP | 2 | X | SUN | Renewable | 1 | 0 | 1 | 0
Operable | 60531 | Standard Solar |  | 63215 | USS Dot Com Solar LLC CSG | MN | Vertical | Redwood | DOTCM | Solar Photovoltaic | PV |  | S | X | X |  |  | 1.4 |  | 1.4 | 1.4 |  | N |  |  | OP | X | 3 | 2021 | 2021 |  |  | N | IPP Non-CHP | IPP | IPP | 2 | X | SUN | Renewable | 1.4 | 0 | 1 | 0
Operable | 60531 | Standard Solar |  | 63216 | USS B&B Solar LLC CSG | MN | Vertical | Redwood | BB | Solar Photovoltaic | PV |  | S | X | X |  |  | 1 |  | 1 | 1 |  | N |  |  | OP | X | 9 | 2020 | 2020 |  |  | N | IPP Non-CHP | IPP | IPP | 2 | X | SUN | Renewable | 1 | 0 | 1 | 0
Operable | 60531 | Standard Solar |  | 63221 | USS Steamboat Solar LLC CSG | MN | Vertical | Redwood | STMBT | Solar Photovoltaic | PV |  | S | X | X |  |  | 1 |  | 1 | 1 |  | N |  |  | OP | X | 4 | 2021 | 2021 |  |  | N | IPP Non-CHP | IPP | IPP | 2 | X | SUN | Renewable | 1 | 0 | 1 | 0
Operable | 60531 | Standard Solar |  | 63224 | NY 26 Carthage CSG | NY | Restructured | Jefferson | X0140 | Solar Photovoltaic | PV |  | S | X | X |  |  | 5 |  | 5 | 5 |  | N |  |  | OP | X | 3 | 2020 | 2020 |  |  | N | IPP Non-CHP | IPP | IPP | 2 | X | SUN | Renewable | 5 | 0 | 1 | 0
Operable | 60531 | Standard Solar |  | 63276 | Mtn. Solar 1 | CO | Vertical | Adams | X0133 | Solar Photovoltaic | PV |  | S | X | X |  |  | 1.5 |  | 1.5 | 1.5 |  | N |  |  | OP | X | 8 | 2019 | 2019 |  |  | N | IPP Non-CHP | IPP | IPP | 2 | X | SUN | Renewable | 1.5 | 0 | 1 | 0
Operable | 60531 | Standard Solar |  | 63277 | Mtn. Solar 2 | CO | Vertical | Adams | X0133 | Solar Photovoltaic | PV |  | S | X | X |  |  | 1.5 |  | 1.5 | 1.5 |  | N |  |  | OP | X | 9 | 2019 | 2019 |  |  | N | IPP Non-CHP | IPP | IPP | 2 | X | SUN | Renewable | 1.5 | 0 | 1 | 0
Operable | 60531 | Standard Solar |  | 63278 | CO LI CSG 1 - Kamerra | CO | Vertical | Adams | X0056 | Solar Photovoltaic | PV |  | S | X | X |  |  | 1.5 |  | 1.5 | 1.5 |  | N |  |  | OP | X | 10 | 2019 | 2019 |  |  | N | IPP Non-CHP | IPP | IPP | 2 | X | SUN | Renewable | 1.5 | 0 | 1 | 0
Operable | 60531 | Standard Solar |  | 63379 | Mtn. Solar 3 CSG | CO | Vertical | Morgan | X0134 | Solar Photovoltaic | PV |  | S | X | X |  |  | 1.5 |  | 1.5 | 1.5 |  | N |  |  | OP | X | 1 | 2020 | 2020 |  |  | N | IPP Non-CHP | IPP | IPP | 2 | X | SUN | Renewable | 1.5 | 0 | 1 | 0
Operable | 60531 | Standard Solar |  | 63618 | USS Solar Brick | IL | Restructured | Macoupin | USBRK | Solar Photovoltaic | PV |  | S | X | X |  |  | 2 |  | 2 | 2 |  | N |  |  | OP | X | 6 | 2021 | 2021 |  |  | N | IPP Non-CHP | IPP | IPP | 2 | X | SUN | Renewable | 2 | 0 | 1 | 0
Operable | 60531 | Standard Solar |  | 63620 | USS Goodrich Solar | IL | Restructured | Kankakee | USGCH | Solar Photovoltaic | PV |  | S | X | X |  |  | 2 |  | 2 | 2 |  | N |  |  | OP | X | 8 | 2022 | 2022 |  |  | N | IPP Non-CHP | IPP | IPP | 2 | X | SUN | Renewable | 2 | 0 | 1 | 0
Operable | 60531 | Standard Solar |  | 63621 | USS Sycamore Solar (CSG) | IL | Restructured | DeKalb | USSYC | Solar Photovoltaic | PV |  | S | X | X |  |  | 2 |  | 2 | 2 |  | N |  |  | OP | X | 5 | 2022 | 2022 |  |  | N | IPP Non-CHP | IPP | IPP | 2 | X | SUN | Renewable | 2 | 0 | 1 | 0
Operable | 60531 | Standard Solar |  | 63743 | USS Solar Way LLC CSG | MN | Vertical | Freeborn | SOLWY | Solar Photovoltaic | PV |  | S | X | X |  |  | 1 |  | 1 | 1 |  | N |  |  | OP | X | 11 | 2020 | 2020 |  |  | N | IPP Non-CHP | IPP | IPP | 2 | X | SUN | Renewable | 1 | 0 | 1 | 0
Operable | 60531 | Standard Solar |  | 64604 | MNCPPC Randall Farm | MD | Restructured | Prince Georges | X0009 | Solar Photovoltaic | PV |  | S | X | X |  |  | 1.4 |  | 1.4 | 1.4 |  | N |  |  | OP | X | 4 | 2020 | 2020 |  |  | N | IPP Non-CHP | IPP | IPP | 2 | X | SUN | Renewable | 1.4 | 0 | 1 | 0
Operable | 60531 | Standard Solar |  | 64790 | OER Checkerspot | MD | Restructured | Anne Arundel | CHECK | Solar Photovoltaic | PV |  | S | X | X |  |  | 1.5 |  | 1.5 | 1.5 |  | N |  |  | OP | X | 12 | 2021 | 2021 |  |  | N | IPP Non-CHP | IPP | IPP | 2 | X | SUN | Renewable | 1.5 | 0 | 1 | 0
Operable | 60531 | Standard Solar |  | 65002 | SSI West Riverside Landfill LLC | CA | Vertical | Riverside | WERL | Solar Photovoltaic | PV |  | S | X | X |  |  | 2.5 |  | 2.5 | 2.5 |  | N |  |  | OP | X | 11 | 2020 | 2020 |  |  | N | IPP Non-CHP | IPP | IPP | 2 | X | SUN | Renewable | 2.5 | 0 | 1 | 0
Operable | 60531 | Standard Solar |  | 65178 | Mtn. Solar 4 (CSG) | CO | Vertical | Jefferson | MTNS4 | Solar Photovoltaic | PV |  | S | X | X |  |  | 1.5 |  | 1.5 | 1.5 |  | N |  |  | OP | X | 11 | 2021 | 2021 |  |  | N | IPP Non-CHP | IPP | IPP | 2 | X | SUN | Renewable | 1.5 | 0 | 1 | 0
Operable | 60531 | Standard Solar |  | 65357 | OER Monarch CSG | MD | Restructured | Prince Georges | OERMN | Solar Photovoltaic | PV |  | S | X | X |  |  | 2 |  | 2 | 2 |  | N |  |  | OP | X | 12 | 2021 | 2021 |  |  | N | IPP Non-CHP | IPP | IPP | 2 | X | SUN | Renewable | 2 | 0 | 1 | 0
Operable | 60531 | Standard Solar |  | 65358 | OER Patuxent CSG | MD | Restructured | Anne Arundel | PATUX | Solar Photovoltaic | PV |  | S | X | X |  |  | 2 |  | 2 | 2 |  | N |  |  | OP | X | 11 | 2022 | 2022 |  |  | N | IPP Non-CHP | IPP | IPP | 2 | X | SUN | Renewable | 2 | 0 | 1 | 0
Operable | 60531 | Standard Solar |  | 65359 | Shepherds Mill CSG | MD | Restructured | Carroll | SHEPM | Solar Photovoltaic | PV |  | S | X | X |  |  | 2 |  | 2 | 2 |  | N |  |  | OP | X | 9 | 2021 | 2021 |  |  | N | IPP Non-CHP | IPP | IPP | 2 | X | SUN | Renewable | 2 | 0 | 1 | 0
Operable | 60531 | Standard Solar |  | 66242 | Lake Elsinore Canopies - Lakeside HS | CA | Vertical | Riverside | LSHS | Solar Photovoltaic | PV |  | S | X | X |  |  | 1 |  | 1 | 1 |  | N |  |  | OP | X | 3 | 2022 | 2022 |  |  | N | IPP Non-CHP | IPP | IPP | 2 | X | SUN | Renewable | 1 | 0 | 1 | 0
Operable | 60531 | Standard Solar |  | 66368 | NSE Astoria - Skyward | OR | Vertical | Clackamas | SKYW | Solar Photovoltaic | PV |  | S | X | X |  |  | 2.5 |  | 2.5 | 2.5 |  | N |  |  | OP | X | 11 | 2021 | 2021 |  |  | N | IPP Non-CHP | IPP | IPP | 2 | X | SUN | Renewable | 2.5 | 0 | 1 | 0
Operable | 60531 | Standard Solar |  | 66667 | City of Rosamond (CA) | CA | Vertical | Kern | ROSA | Solar Photovoltaic | PV |  | S | X | X |  |  | 1 |  | 1 | 1 |  | N |  |  | OP | X | 5 | 2023 | 2023 |  |  | N | IPP Non-CHP | IPP | IPP | 2 | X | SUN | Renewable | 1 | 0 | 1 | 0
Operable | 60531 | Standard Solar |  | 66819 | Holly Spring Meadows | MD | Restructured | Prince Georges | HOLLY | Solar Photovoltaic | PV |  | S | X | X |  |  | 1.2 |  | 1.2 | 1.2 |  | N |  |  | OP | X | 7 | 2023 | 2023 |  |  | N | IPP Non-CHP | IPP | IPP | 2 | X | SUN | Renewable | 1.2 | 0 | 1 | 0
Operable | 60531 | Standard Solar |  | 67061 | Fort Fairfield | ME | Restructured | Somerset | FTFAI | Solar Photovoltaic | PV |  | S | X | X |  |  | 5 |  | 5 | 5 |  | N |  |  | OP | X | 8 | 2023 | 2023 |  |  | N | IPP Non-CHP | IPP | IPP | 2 | X | SUN | Renewable | 5 | 0 | 1 | 0
Operable | 64276 | Stanly Solar, LLC |  | 64702 | Stanly Solar, LLC | NC | Vertical | Stanly | PGR32 | Solar Photovoltaic | PV |  | S | X | X |  |  | 50 | 0.95 | 50 | 50 |  | N |  |  | OP | X | 8 | 2022 | 2022 |  |  | N | IPP Non-CHP | IPP | IPP | 2 | X | SUN | Renewable | 50 | 0 | 1 | 0
Operable | 61903 | Stanton Clean Energy LLC |  | 55821 | Curtis H Stanton Energy Center | FL | Vertical | Orange | A | Natural Gas Fired Combined Cycle | CT | G105 | J | X | N |  |  | 203.2 | 0.85 | 188 | 188 | 56 | N |  |  | OP | X | 10 | 2003 | 2003 |  |  | N | IPP Non-CHP | IPP | IPP | 2 | X | NG | Non-Renewable | 0 | 203.2 | 0 | 1 | DFO
Operable | 61903 | Stanton Clean Energy LLC |  | 55821 | Curtis H Stanton Energy Center | FL | Vertical | Orange | B | Natural Gas Fired Combined Cycle | CT | G105 | J | X | N |  |  | 203.2 | 0.85 | 188 | 188 | 56 | N |  |  | OP | X | 10 | 2003 | 2003 |  |  | N | IPP Non-CHP | IPP | IPP | 2 | X | NG | Non-Renewable | 0 | 203.2 | 0 | 1 | DFO
Operable | 61903 | Stanton Clean Energy LLC |  | 55821 | Curtis H Stanton Energy Center | FL | Vertical | Orange | C | Natural Gas Fired Combined Cycle | CA | G105 | J | Y | X |  |  | 281.9 | 0.9 | 281 | 281 | 58 | N |  |  | OP | X | 10 | 2003 | 2003 |  |  | N | IPP Non-CHP | IPP | IPP | 2 | X | NG | Non-Renewable | 0 | 281.9 | 0 | 1 | DFO
Operable | 63144 | Star Garden LLC |  | 63395 | Star Garden | MN | Vertical | Pope | CGS | Solar Photovoltaic | PV |  | S | X | X |  |  | 1 | 1 | 1 | 1 |  | N |  |  | OP | X | 2 | 2020 | 2020 |  |  | N | IPP Non-CHP | IPP | IPP | 2 | X | SUN | Renewable | 1 | 0 | 1 | 0
Operable | 64626 | Star Peak Geothermal LLC. |  | 65773 | Star Peak Geothermal Plant | NV | Vertical | Pershing | 3500 | Geothermal | BT |  | S | X | X |  |  | 3.5 | 0.9 | 3.5 | 3.5 | 0.5 | N |  |  | OP | X | 8 | 2022 | 2022 |  |  | N | IPP Non-CHP | IPP | IPP | 2 | X | GEO | Renewable | 3.5 | 0 | 1 | 0
Operable | 64626 | Star Peak Geothermal LLC. |  | 65773 | Star Peak Geothermal Plant | NV | Vertical | Pershing | 5100A | Geothermal | BT |  | S | X | X |  |  | 5.1 | 0.9 | 5.1 | 5.1 | 0.5 | N |  |  | OP | X | 8 | 2022 | 2022 |  |  | N | IPP Non-CHP | IPP | IPP | 2 | X | GEO | Renewable | 5.1 | 0 | 1 | 0
Operable | 64626 | Star Peak Geothermal LLC. |  | 65773 | Star Peak Geothermal Plant | NV | Vertical | Pershing | 5100B | Geothermal | BT |  | S | X | X |  |  | 5.1 | 0.9 | 5.1 | 5.1 | 0.5 | N |  |  | OP | X | 8 | 2022 | 2022 |  |  | N | IPP Non-CHP | IPP | IPP | 2 | X | GEO | Renewable | 5.1 | 0 | 1 | 0
Operable | 64626 | Star Peak Geothermal LLC. |  | 65773 | Star Peak Geothermal Plant | NV | Vertical | Pershing | 5200 | Geothermal | BT |  | S | X | X |  |  | 5.2 | 0.9 | 5.2 | 5.2 | 0.5 | N |  |  | OP | X | 8 | 2022 | 2022 |  |  | N | IPP Non-CHP | IPP | IPP | 2 | X | GEO | Renewable | 5.2 | 0 | 1 | 0
Operable | 64626 | Star Peak Geothermal LLC. |  | 65773 | Star Peak Geothermal Plant | NV | Vertical | Pershing | STEAM | Geothermal | BT |  | S | X | X |  |  | 3 | 0.9 | 3 | 3 | 0.3 | N |  |  | SB | Y | 8 | 2022 | 2022 |  |  | N | IPP Non-CHP | IPP | IPP | 2 | X | GEO | Renewable | 3 | 0 | 1 | 0
Operable | 59915 | Star Solar LLC |  | 58746 | Star Solar | NC | Vertical | Durham | PV1 | Solar Photovoltaic | PV |  | S | X | X |  |  | 5 |  | 5 | 5 |  | N |  |  | OP | X | 4 | 2016 | 2016 |  |  | N | IPP Non-CHP | IPP | IPP | 2 | X | SUN | Renewable | 5 | 0 | 1 | 0
Operable | 63121 | Starvation Solar I, LLC |  | 63344 | Starvation | OR | Vertical | Harney | STAR | Solar Photovoltaic | PV |  | S | X | X |  |  | 9.9 |  | 9.9 | 9.9 |  | N |  |  | OP | X | 12 | 2019 | 2019 |  |  | N | IPP Non-CHP | IPP | IPP | 2 | X | SUN | Renewable | 9.9 | 0 | 1 | 0
Operable | 59526 | State Correctnl Inst Laurel Highlands |  | 59759 | Glades Pike Generation Plant | PA | Restructured | Somerset | CAT1 | Landfill Gas | IC |  | S | X | X |  |  | 1.6 | 0.8 | 1.6 | 1.6 | 0.8 | N |  |  | OP | X | 10 | 2011 | 2011 |  |  | N | Commercial Non-CHP | Customer Sited | Other | 4 | X | LFG | Renewable | 1.6 | 0 | 1 | 0
Operable | 59526 | State Correctnl Inst Laurel Highlands |  | 59759 | Glades Pike Generation Plant | PA | Restructured | Somerset | CAT2 | Landfill Gas | IC |  | S | X | X |  |  | 1.6 | 0.8 | 1.6 | 1.6 | 0.8 | N |  |  | OP | X | 10 | 2011 | 2011 |  |  | N | Commercial Non-CHP | Customer Sited | Other | 4 | X | LFG | Renewable | 1.6 | 0 | 1 | 0
Operable | 56076 | State Farm Insurance |  | 7556 | State Farm | IL | Restructured | McLean | 1 | Petroleum Liquids | IC |  | S | X | X |  |  | 1.7 | 0.8 | 1.7 | 1.7 | 0 | N |  |  | SB | Y | 10 | 1996 | Pre-2000 |  |  | N | Commercial Non-CHP | Customer Sited | Other | 4 | X | DFO | Non-Renewable | 0 | 1.7 | 0 | 1
Operable | 56076 | State Farm Insurance |  | 7556 | State Farm | IL | Restructured | McLean | 2 | Petroleum Liquids | IC |  | S | X | X |  |  | 1.7 | 0.8 | 1.7 | 1.7 | 0 | N |  |  | SB | Y | 10 | 1996 | Pre-2000 |  |  | N | Commercial Non-CHP | Customer Sited | Other | 4 | X | DFO | Non-Renewable | 0 | 1.7 | 0 | 1
Operable | 56076 | State Farm Insurance |  | 7556 | State Farm | IL | Restructured | McLean | 3 | Petroleum Liquids | IC |  | S | X | X |  |  | 1.7 | 0.8 | 1.7 | 1.7 | 0 | N |  |  | SB | Y | 10 | 1996 | Pre-2000 |  |  | N | Commercial Non-CHP | Customer Sited | Other | 4 | X | DFO | Non-Renewable | 0 | 1.7 | 0 | 1
Operable | 18016 | State Farm Mutual Auto Ins Co |  | 55274 | State Farm Support Center East | GA | Vertical | Fulton | 2A | Petroleum Liquids | IC |  | W | X | X |  |  | 1.8 | 0.8 | 1.8 | 1.8 | 0.1 | N |  |  | SB | Y | 1 | 1998 | Pre-2000 |  |  | N | Commercial Non-CHP | Customer Sited | Other | 4 | X | DFO | Non-Renewable | 0 | 1.8 | 0 | 1
Operable | 18016 | State Farm Mutual Auto Ins Co |  | 55274 | State Farm Support Center East | GA | Vertical | Fulton | 2B | Petroleum Liquids | IC |  | W | X | X |  |  | 1.8 | 0.8 | 1.8 | 1.8 | 0.1 | N |  |  | SB | Y | 1 | 1998 | Pre-2000 |  |  | N | Commercial Non-CHP | Customer Sited | Other | 4 | X | DFO | Non-Renewable | 0 | 1.8 | 0 | 1
Operable | 18016 | State Farm Mutual Auto Ins Co |  | 55274 | State Farm Support Center East | GA | Vertical | Fulton | 3A | Petroleum Liquids | IC |  | W | X | X |  |  | 1.8 | 0.8 | 1.8 | 1.8 | 0.1 | N |  |  | SB | Y | 1 | 1998 | Pre-2000 |  |  | N | Commercial Non-CHP | Customer Sited | Other | 4 | X | DFO | Non-Renewable | 0 | 1.8 | 0 | 1
Operable | 18016 | State Farm Mutual Auto Ins Co |  | 55274 | State Farm Support Center East | GA | Vertical | Fulton | 3B | Petroleum Liquids | IC |  | W | X | X |  |  | 1.8 | 0.8 | 1.8 | 1.8 | 0.1 | N |  |  | SB | Y | 1 | 1998 | Pre-2000 |  |  | N | Commercial Non-CHP | Customer Sited | Other | 4 | X | DFO | Non-Renewable | 0 | 1.8 | 0 | 1
Operable | 18016 | State Farm Mutual Auto Ins Co |  | 55274 | State Farm Support Center East | GA | Vertical | Fulton | 4A | Petroleum Liquids | IC |  | W | X | X |  |  | 1.8 | 0.8 | 1.8 | 1.8 | 0.1 | N |  |  | SB | Y | 1 | 1998 | Pre-2000 |  |  | N | Commercial Non-CHP | Customer Sited | Other | 4 | X | DFO | Non-Renewable | 0 | 1.8 | 0 | 1
Operable | 18016 | State Farm Mutual Auto Ins Co |  | 55274 | State Farm Support Center East | GA | Vertical | Fulton | 4B | Petroleum Liquids | IC |  | W | X | X |  |  | 1.8 | 0.8 | 1.8 | 1.8 | 0.1 | N |  |  | SB | Y | 1 | 1998 | Pre-2000 |  |  | N | Commercial Non-CHP | Customer Sited | Other | 4 | X | DFO | Non-Renewable | 0 | 1.8 | 0 | 1
Operable | 18050 | State Farm Mutual Auto Ins Co |  | 55390 | State Farm Insur Support Center Central | TX | Restructured | Dallas | 2A | Petroleum Liquids | IC |  | S | X | X |  |  | 1.8 | 1 | 1.8 | 1.8 | 0.2 | N |  |  | SB | N | 1 | 1998 | Pre-2000 |  |  | N | Commercial Non-CHP | Customer Sited | Other | 4 | X | DFO | Non-Renewable | 0 | 1.8 | 0 | 1
Operable | 18050 | State Farm Mutual Auto Ins Co |  | 55390 | State Farm Insur Support Center Central | TX | Restructured | Dallas | 2B | Petroleum Liquids | IC |  | S | X | X |  |  | 1.8 | 1 | 1.8 | 1.8 | 0.2 | N |  |  | SB | N | 1 | 1998 | Pre-2000 |  |  | N | Commercial Non-CHP | Customer Sited | Other | 4 | X | DFO | Non-Renewable | 0 | 1.8 | 0 | 1
Operable | 18050 | State Farm Mutual Auto Ins Co |  | 55390 | State Farm Insur Support Center Central | TX | Restructured | Dallas | 3A | Petroleum Liquids | IC |  | S | X | X |  |  | 1.8 | 1 | 1.8 | 1.8 | 0.2 | N |  |  | SB | N | 1 | 1998 | Pre-2000 |  |  | N | Commercial Non-CHP | Customer Sited | Other | 4 | X | DFO | Non-Renewable | 0 | 1.8 | 0 | 1
Operable | 18050 | State Farm Mutual Auto Ins Co |  | 55390 | State Farm Insur Support Center Central | TX | Restructured | Dallas | 3B | Petroleum Liquids | IC |  | S | X | X |  |  | 1.8 | 1 | 1.8 | 1.8 | 0.2 | N |  |  | SB | N | 1 | 1998 | Pre-2000 |  |  | N | Commercial Non-CHP | Customer Sited | Other | 4 | X | DFO | Non-Renewable | 0 | 1.8 | 0 | 1
Operable | 18050 | State Farm Mutual Auto Ins Co |  | 55390 | State Farm Insur Support Center Central | TX | Restructured | Dallas | 4A | Petroleum Liquids | IC |  | S | X | X |  |  | 1.8 | 1 | 1.8 | 1.8 | 0.2 | N |  |  | SB | N | 1 | 1998 | Pre-2000 |  |  | N | Commercial Non-CHP | Customer Sited | Other | 4 | X | DFO | Non-Renewable | 0 | 1.8 | 0 | 1
Operable | 18050 | State Farm Mutual Auto Ins Co |  | 55390 | State Farm Insur Support Center Central | TX | Restructured | Dallas | 4B | Petroleum Liquids | IC |  | S | X | X |  |  | 1.8 | 1 | 1.8 | 1.8 | 0.2 | N |  |  | SB | N | 1 | 1998 | Pre-2000 |  |  | N | Commercial Non-CHP | Customer Sited | Other | 4 | X | DFO | Non-Renewable | 0 | 1.8 | 0 | 1
Operable | 58548 | State of CA DGS BPM |  | 58593 | DGS Central Utility Plant | CA | Vertical | Sacramento | BS1 | Petroleum Liquids | IC |  | S | X | X |  |  | 0.6 | 0.8 | 0.6 | 0.6 | 0.4 | N |  |  | SB | N | 12 | 2010 | 2010 |  |  | N | Commercial CHP | Customer Sited | Other | 5 | X | DFO | Non-Renewable | 0 | 0.6 | 0 | 1
Operable | 58548 | State of CA DGS BPM |  | 58593 | DGS Central Utility Plant | CA | Vertical | Sacramento | EM1 | Petroleum Liquids | IC |  | S | X | X |  |  | 0.4 | 0.8 | 0.4 | 0.4 | 0.2 | N |  |  | SB | N | 12 | 2010 | 2010 |  |  | N | Commercial CHP | Customer Sited | Other | 5 | X | DFO | Non-Renewable | 0 | 0.4 | 0 | 1
Operable | 58548 | State of CA DGS BPM |  | 58593 | DGS Central Utility Plant | CA | Vertical | Sacramento | STG | Natural Gas Steam Turbine | ST |  | S | X | X |  |  | 2.9 | 0.8 | 2.9 | 2.9 | 0.5 | N |  |  | SB | N | 12 | 2010 | 2010 |  |  | Y | Commercial CHP | Customer Sited | Other | 5 | B | NG | Non-Renewable | 0 | 2.9 | 0 | 1 | DFO
Operable | 62851 | State of Minnesota Department of Administration |  | 55824 | MNDOT Standby Generation | MN | Vertical | Ramsey | UNT1 | Petroleum Liquids | IC |  | S | X | X |  |  | 2 | 0.8 | 1.9 | 1.9 | 0.5 | N |  |  | SB | Y | 7 | 1995 | Pre-2000 |  |  | N | Commercial Non-CHP | Customer Sited | Other | 4 | X | DFO | Non-Renewable | 0 | 2 | 0 | 1
Operable | 18000 | State of Rhode Island |  | 50621 | Central Power Plant | RI | Restructured | Providence | GEN4 | Natural Gas Steam Turbine | ST |  | S | X | X |  |  | 2 | 0.8 | 0.5 | 2 | 0.5 | N |  |  | SB | Y | 8 | 1958 | Pre-2000 |  |  | Y | Commercial CHP | Customer Sited | Other | 5 | B | NG | Non-Renewable | 0 | 2 | 0 | 1 | DFO
Operable | 18000 | State of Rhode Island |  | 50621 | Central Power Plant | RI | Restructured | Providence | GEN5 | Natural Gas Fired Combustion Turbine | GT |  | S | X | X |  |  | 3.5 | 0.8 | 2.8 | 3.8 | 0.8 | N |  |  | OP | X | 1 | 2004 | 2004 |  |  | Y | Commercial CHP | Customer Sited | Other | 5 | T | NG | Non-Renewable | 0 | 3.5 | 0 | 1 | DFO
Operable | 18000 | State of Rhode Island |  | 50621 | Central Power Plant | RI | Restructured | Providence | GEN6 | Natural Gas Fired Combustion Turbine | GT |  | S | X | X |  |  | 3.5 | 0.8 | 2.8 | 3.8 | 0.8 | N |  |  | OP | X | 1 | 2004 | 2004 |  |  | Y | Commercial CHP | Customer Sited | Other | 5 | T | NG | Non-Renewable | 0 | 3.5 | 0 | 1 | DFO
Operable | 18000 | State of Rhode Island |  | 50621 | Central Power Plant | RI | Restructured | Providence | GEN7 | Natural Gas Internal Combustion Engine | IC |  | S | X | X |  |  | 2 | 0.8 | 2 | 2 | 1.2 | N |  |  | OP | X | 4 | 2015 | 2015 |  |  | N | Commercial CHP | Customer Sited | Other | 5 | X | NG | Non-Renewable | 0 | 2 | 0 | 1
Operable | 18028 | State of Wisconsin |  | 54406 | Capitol Heat and Power | WI | Vertical | Dane | P31 | Petroleum Liquids | IC |  | S | X | X |  |  | 1 | 0.8 | 1 | 1 | 0.1 | N |  |  | SB | Y | 7 | 2011 | 2011 |  |  | N | Commercial Non-CHP | Customer Sited | Other | 4 | X | DFO | Non-Renewable | 0 | 1 | 0 | 1
Operable | 18028 | State of Wisconsin |  | 54406 | Capitol Heat and Power | WI | Vertical | Dane | P32 | Petroleum Liquids | IC |  | S | X | X |  |  | 1 | 0.8 | 1 | 1 | 0.1 | N |  |  | SB | Y | 7 | 2011 | 2011 |  |  | N | Commercial Non-CHP | Customer Sited | Other | 4 | X | DFO | Non-Renewable | 0 | 1 | 0 | 1
Operable | 18028 | State of Wisconsin |  | 54407 | Waupun Correctional Central Heating Plt | WI | Vertical | Dodge | 1 | Natural Gas Steam Turbine | ST |  | S | X | X |  |  | 1 | 0.8 | 1 | 1 | 0.1 | N |  |  | OP | X | 5 | 1951 | Pre-2000 |  |  | Y | Commercial CHP | Customer Sited | Other | 5 | B | NG | Non-Renewable | 0 | 1 | 0 | 1 | DFO
Operable | 18028 | State of Wisconsin |  | 54407 | Waupun Correctional Central Heating Plt | WI | Vertical | Dodge | 2 | Natural Gas Steam Turbine | ST |  | S | X | X |  |  | 1 | 0.8 | 1 | 1 | 0.2 | N |  |  | OP | X | 5 | 1951 | Pre-2000 |  |  | Y | Commercial CHP | Customer Sited | Other | 5 | B | NG | Non-Renewable | 0 | 1 | 0 | 1 | DFO
Operable | 18028 | State of Wisconsin |  | 54407 | Waupun Correctional Central Heating Plt | WI | Vertical | Dodge | 3 | Petroleum Liquids | IC |  | S | X | X |  |  | 0.8 | 0.8 | 0.8 | 0.8 | 0.1 | N |  |  | SB | Y | 6 | 1991 | Pre-2000 |  |  | N | Commercial CHP | Customer Sited | Other | 5 | X | DFO | Non-Renewable | 0 | 0.8 | 0 | 1
Operable | 18028 | State of Wisconsin |  | 54407 | Waupun Correctional Central Heating Plt | WI | Vertical | Dodge | 4 | Petroleum Liquids | IC |  | S | X | X |  |  | 1.5 | 0.8 | 1.5 | 1.5 | 0.2 | N |  |  | SB | Y | 6 | 1998 | Pre-2000 |  |  | N | Commercial CHP | Customer Sited | Other | 5 | X | DFO | Non-Renewable | 0 | 1.5 | 0 | 1
Operable | 18028 | State of Wisconsin |  | 54408 | UW Madison Charter Street Plant | WI | Vertical | Dane | 1 | Natural Gas Steam Turbine | ST |  | S | X | X |  |  | 9.7 | 0.8 | 9.7 | 9.7 | 0.1 | N |  |  | OP | X | 1 | 1965 | Pre-2000 |  |  | Y | Commercial CHP | Customer Sited | Other | 5 | B | NG | Non-Renewable | 0 | 9.7 | 0 | 1 | DFO
Operable | 18028 | State of Wisconsin |  | 54408 | UW Madison Charter Street Plant | WI | Vertical | Dane | 3 | Petroleum Liquids | IC |  | S | X | X |  |  | 1.3 | 0.8 | 1.3 | 1.3 | 0.1 | N |  |  | SB | Y | 1 | 1965 | Pre-2000 |  |  | N | Commercial CHP | Customer Sited | Other | 5 | X | DFO | Non-Renewable | 0 | 1.3 | 0 | 1
Operable | 18031 | Steamboat Development Corp |  | 54665 | Steamboat II | NV | Vertical | Washoe | SB2SL | Solar Photovoltaic | PV |  | S | X | X |  |  | 5.5 |  | 5.5 | 2.8 |  | N |  |  | OP | X | 11 | 2023 | 2023 |  |  | N | IPP Non-CHP | IPP | IPP | 2 | X | SUN | Renewable | 5.5 | 0 | 1 | 0
Operable | 18031 | Steamboat Development Corp |  | 54665 | Steamboat II | NV | Vertical | Washoe | T201 | Geothermal | BT |  | S | X | X |  |  | 9.1 | 0.8 | 5.4 | 8.1 | 5.4 | N |  |  | OP | X | 8 | 1992 | Pre-2000 |  |  | N | IPP Non-CHP | IPP | IPP | 2 | X | GEO | Renewable | 9.1 | 0 | 1 | 0
Operable | 18031 | Steamboat Development Corp |  | 54665 | Steamboat II | NV | Vertical | Washoe | T202 | Geothermal | BT |  | S | X | X |  |  | 9.1 | 0.8 | 5.4 | 8.1 | 5.4 | N |  |  | OP | X | 8 | 1992 | Pre-2000 |  |  | N | IPP Non-CHP | IPP | IPP | 2 | X | GEO | Renewable | 9.1 | 0 | 1 | 0
Operable | 18031 | Steamboat Development Corp |  | 54666 | Steamboat III | NV | Vertical | Washoe | SB3SL | Solar Photovoltaic | PV |  | S | X | X |  |  | 5.5 |  | 5.5 | 2.8 |  | N |  |  | OP | X | 11 | 2023 | 2023 |  |  | N | IPP Non-CHP | IPP | IPP | 2 | X | SUN | Renewable | 5.5 | 0 | 1 | 0
Operable | 18031 | Steamboat Development Corp |  | 54666 | Steamboat III | NV | Vertical | Washoe | T301 | Geothermal | BT |  | S | X | X |  |  | 9.1 | 0.8 | 5.4 | 8.1 | 5.4 | N |  |  | OP | X | 10 | 1992 | Pre-2000 |  |  | N | IPP Non-CHP | IPP | IPP | 2 | X | GEO | Renewable | 9.1 | 0 | 1 | 0
Operable | 18031 | Steamboat Development Corp |  | 54666 | Steamboat III | NV | Vertical | Washoe | T302 | Geothermal | BT |  | S | X | X |  |  | 9.1 | 0.8 | 5.4 | 8.1 | 5.4 | N |  |  | OP | X | 10 | 1992 | Pre-2000 |  |  | N | IPP Non-CHP | IPP | IPP | 2 | X | GEO | Renewable | 9.1 | 0 | 1 | 0
Operable | 63159 | Stearns Solar I LLC |  | 63400 | Stearns Solar I | MN | Vertical | Stearns | STE | Solar Photovoltaic | PV |  | S | X | X |  |  | 1 | 0.98 | 1 | 1 |  | N |  |  | OP | X | 9 | 2019 | 2019 |  |  | N | IPP Non-CHP | IPP | IPP | 2 | X | SUN | Renewable | 1 | 0 | 1 | 0
Operable | 59788 | Steel Bridge Solar. LLC |  | 60057 | Steel Bridge Solar, LLC | OR | Vertical | Polk | STEEL | Solar Photovoltaic | PV |  | S | X | X |  |  | 2.3 |  | 2.3 | 2.3 |  | N |  |  | OP | X | 2 | 2016 | 2016 |  |  | N | IPP Non-CHP | IPP | IPP | 2 | X | SUN | Renewable | 2.3 | 0 | 1 | 0
Operable | 58551 | Steele Flats Wind Project LLC |  | 58594 | Steele Flats Wind Project LLC | NE | Vertical | Jefferson | 1 | Onshore Wind Turbine | WT |  | W | X | X |  |  | 74.8 |  | 74.8 | 74.8 | 3.7 | N |  |  | OP | X | 10 | 2013 | 2013 |  |  | N | IPP Non-CHP | IPP | IPP | 2 | X | WND | Renewable | 74.8 | 0 | 1 | 0
Operable | 61210 | Stenner Creek Solar LLC |  | 61607 | Stenner Creek Solar | CA | Vertical | San Luis Obispo | CPOLY | Solar Photovoltaic | PV |  | S | X | X |  |  | 4.5 |  | 4.5 | 4.5 |  | N |  |  | OP | X | 5 | 2018 | 2018 |  |  | N | Commercial Non-CHP | Customer Sited | Other | 4 | X | SUN | Renewable | 4.5 | 0 | 1 | 0
Operable | 57355 | Stephens Ranch Wind Energy LLC |  | 57983 | Stephens Ranch Wind Energy LLC | TX | Restructured | Borden | 1 | Onshore Wind Turbine | WT |  | S | X | X | SRWE1_UNIT1 | SRWE1_UNIT1 | 211 |  | 211 | 211 | 1 | N |  |  | OP | X | 12 | 2014 | 2014 |  |  | N | IPP Non-CHP | IPP | IPP | 2 | X | WND | Renewable | 211 | 0 | 1 | 0
Operable | 57355 | Stephens Ranch Wind Energy LLC |  | 57983 | Stephens Ranch Wind Energy LLC | TX | Restructured | Borden | 2 | Onshore Wind Turbine | WT |  | W | X | X | SRWE1_UNIT2 | SRWE_UNIT1 | 165 |  | 165 | 165 | 1 | N |  |  | OP | X | 4 | 2015 | 2015 |  |  | N | IPP Non-CHP | IPP | IPP | 2 | X | WND | Renewable | 165 | 0 | 1 | 0
Operable | 58375 | Sterling Municipal Light Department |  | 60959 | Chocksett Rd Energy Storage Project | MA | Restructured | Worcester | BA1 | Batteries | BA |  | S | X | X |  |  | 2 |  | 2 | 2 | 0 | N |  |  | OP | X | 4 | 2017 | 2017 |  |  | N | Electric Utility | Utility | Municipal | 1 | X | MWH | Other | 0 | 0 | 0 | 0
Operable | 14182 | Sterling Power Partners LP |  | 50744 | Sterling Power Plant | NY | Restructured | Oneida | GEN1 | Natural Gas Fired Combined Cycle | CT | CC1 | S | X | N | 23777 | 23777 | 47.7 | 0.9 | 38.8 | 47.6 | 35 | N |  |  | OP | X | 6 | 1991 | Pre-2000 |  |  | N | IPP Non-CHP | IPP | IPP | 2 | X | NG | Non-Renewable | 0 | 47.7 | 0 | 1
Operable | 14182 | Sterling Power Partners LP |  | 50744 | Sterling Power Plant | NY | Restructured | Oneida | GEN2 | Natural Gas Fired Combined Cycle | CA | CC1 | S | N | X | 23777 | 23777 | 16.5 | 0.9 | 16 | 16.5 | 12 | N |  |  | OP | X | 7 | 1991 | Pre-2000 |  |  | N | IPP Non-CHP | IPP | IPP | 2 | X | NG | Non-Renewable | 0 | 16.5 | 0 | 1
Operable | 14182 | Sterling Power Partners LP |  | 50744 | Sterling Power Plant | NY | Restructured | Oneida | GEN3 | Petroleum Liquids | IC |  | S | X | X | 23777 | 23777 | 1.1 | 0.9 | 1.1 | 1.1 | 0.2 | N |  |  | OP | X | 6 | 1991 | Pre-2000 |  |  | N | IPP Non-CHP | IPP | IPP | 2 | X | DFO | Non-Renewable | 0 | 1.1 | 0 | 1
Operable | 49993 | Stevens Community Medical Center |  | 56245 | Stevens Community Medical Center | MN | Vertical | Stevens | 1 | Petroleum Liquids | IC |  | S | X | X |  |  | 1 | 0.8 | 1 | 1 | 1 | N |  |  | SB | Y | 5 | 2004 | 2004 |  |  | N | Commercial Non-CHP | Customer Sited | Other | 4 | X | DFO | Non-Renewable | 0 | 1 | 0 | 1
Operable | 59340 | Stikeleather Farm, LLC |  | 59595 | Stikeleather Farm | NC | Vertical | Alexander | PV1 | Solar Photovoltaic | PV |  | S | X | X |  |  | 5 |  | 5 | 5 |  | N |  |  | OP | X | 8 | 2015 | 2015 |  |  | N | IPP Non-CHP | IPP | IPP | 2 | X | SUN | Renewable | 5 | 0 | 1 | 0
Operable | 63763 | Still Water Power LLC |  | 64141 | Still Water Power | CA | Vertical | Kings | 4 | Other Waste Biomass | IC |  | S | X | X |  |  | 1 | 1 | 1 | 1 | 0.1 | N |  |  | OP | X | 5 | 2020 | 2020 |  |  | N | IPP Non-CHP | IPP | IPP | 2 | X | OBG | Renewable | 1 | 0 | 1 | 0
Operable | 18121 | Stillwater Associates |  | 50513 | Stillwater Reservoir Hydro | NY | Restructured | Herkimer | GEN1 | Conventional Hydroelectric | HY |  | S | X | X |  |  | 1.8 | 1 | 2.5 | 2.5 | 0.3 | N |  |  | OP | X | 1 | 1987 | Pre-2000 |  |  | N | IPP Non-CHP | IPP | IPP | 2 | X | WAT | Renewable | 1.8 | 0 | 1 | 0
Operable | 18125 | Stillwater Utilities Authority |  | 59647 | Stillwater Energy Center | OK | Vertical | Payne | 1 | Natural Gas Internal Combustion Engine | IC |  | S | X | X | GRDAFERGUS2UNSTILLWATER_EC1_RA | GRDAFERGUS2UNSTILLWATER_EC1_RA | 18.8 | 1 | 18.6 | 18.6 | 7.5 | N |  |  | OP | X | 7 | 2016 | 2016 |  |  | N | Electric Utility | Utility | Municipal | 1 | X | NG | Non-Renewable | 0 | 18.8 | 0 | 1
Operable | 18125 | Stillwater Utilities Authority |  | 59647 | Stillwater Energy Center | OK | Vertical | Payne | 2 | Natural Gas Internal Combustion Engine | IC |  | S | X | X | GRDAFERGUS2UNSTILLWATER_EC2_RA | GRDAFERGUS2UNSTILLWATER_EC2_RA | 18.8 | 1 | 18.6 | 18.6 | 7.5 | N |  |  | OP | X | 7 | 2016 | 2016 |  |  | N | Electric Utility | Utility | Municipal | 1 | X | NG | Non-Renewable | 0 | 18.8 | 0 | 1
Operable | 18125 | Stillwater Utilities Authority |  | 59647 | Stillwater Energy Center | OK | Vertical | Payne | 3 | Natural Gas Internal Combustion Engine | IC |  | S | X | X | GRDAFERGUS2UNSTILLWATER_EC3_RA | GRDAFERGUS2UNSTILLWATER_EC3_RA | 18.8 | 1 | 18.6 | 18.6 | 7.5 | N |  |  | OP | X | 7 | 2016 | 2016 |  |  | N | Electric Utility | Utility | Municipal | 1 | X | NG | Non-Renewable | 0 | 18.8 | 0 | 1
Operable | 54900 | Stimson Lumber Company |  | 55090 | Plummer Cogen | ID | Vertical | Benewah | GEN1 | Wood/Wood Waste Biomass | ST |  | S | X | X |  |  | 6.2 | 0.8 | 5.8 | 5.8 | 1.5 | N |  |  | OS | X | 12 | 1982 | Pre-2000 |  |  | Y | IPP CHP | IPP | IPP | 3 | T | WDS | Renewable | 6.2 | 0 | 1 | 0
Operable | 64113 | Stoneheart Solar, LLC |  | 64462 | Stoneheart Solar, LLC | MI | Vertical | Saginaw | FACSH | Solar Photovoltaic | PV |  | S | X | X | Cons.Cetr |  | 2 |  | 2 | 2 |  | N |  |  | OP | X | 12 | 2020 | 2020 |  |  | N | IPP Non-CHP | IPP | IPP | 2 | X | SUN | Renewable | 2 | 0 | 1 | 0
Operable | 62815 | Stored Solar J&WE |  | 10765 | Indeck Jonesboro Energy Center | ME | Restructured | Washington | GEN1 | Wood/Wood Waste Biomass | ST |  | S | X | X |  |  | 27.5 | 0.85 | 20.2 | 20.2 | 6 | N |  |  | SB | Y | 12 | 1987 | Pre-2000 |  |  | N | IPP Non-CHP | IPP | IPP | 2 | X | WDS | Renewable | 27.5 | 0 | 1 | 0
Operable | 62815 | Stored Solar J&WE |  | 10766 | Indeck West Enfield Energy Center | ME | Restructured | Penobscot | GEN1 | Wood/Wood Waste Biomass | ST |  | S | X | X | UN.ENFLD_ME115 IND5 |  | 27.5 | 0.85 | 20.4 | 21.4 | 6 | N |  |  | OP | X | 12 | 1987 | Pre-2000 |  |  | N | IPP Non-CHP | IPP | IPP | 2 | X | WDS | Renewable | 27.5 | 0 | 1 | 0
Operable | 64801 | Storey Energy Center, LLC |  | 65956 | Storey Solar and Storage | AZ | Vertical | Pinal | STOBA | Batteries | BA |  | S | X | X |  |  | 88 |  | 88 | 88 |  | N |  |  | OP | X | 9 | 2023 | 2023 |  |  | N | IPP Non-CHP | IPP | IPP | 2 | X | MWH | Other | 0 | 0 | 0 | 0
Operable | 64801 | Storey Energy Center, LLC |  | 65956 | Storey Solar and Storage | AZ | Vertical | Pinal | STORY | Solar Photovoltaic | PV |  | S | X | X |  |  | 122 |  | 88 | 88 |  | N |  |  | OP | X | 12 | 2023 | 2023 |  |  | N | IPP Non-CHP | IPP | IPP | 2 | X | SUN | Renewable | 122 | 0 | 1 | 0
Operable | 21535 | STP Nuclear Operating Co |  | 6251 | South Texas Project | TX | Restructured | Matagorda | 1 | Nuclear | ST |  | J | X | X |  |  | 1354.3 | 0.9 | 1300 | 1340 | 1280 | N |  |  | OP | X | 8 | 1988 | Pre-2000 |  |  | N | IPP Non-CHP | IPP | IPP | 2 | X | NUC | Other | 0 | 0 | 0 | 0
Operable | 21535 | STP Nuclear Operating Co |  | 6251 | South Texas Project | TX | Restructured | Matagorda | 2 | Nuclear | ST |  | J | X | X |  |  | 1354.3 | 0.9 | 1280 | 1320 | 1280 | N |  |  | OP | X | 6 | 1989 | Pre-2000 |  |  | N | IPP Non-CHP | IPP | IPP | 2 | X | NUC | Other | 0 | 0 | 0 | 0
Operable | 63171 | Straight Garden LLC |  | 63424 | Straight Garden Solar | MN | Vertical | Rice | CGS | Solar Photovoltaic | PV |  | S | X | X |  |  | 1 |  | 1 | 1 |  | N |  |  | OP | X | 3 | 2020 | 2020 |  |  | N | IPP Non-CHP | IPP | IPP | 2 | X | SUN | Renewable | 1 | 0 | 1 | 0
Operable | 63131 | Strandness Garden LLC |  | 63367 | Strandness Garden | MN | Vertical | Pope | CGS | Solar Photovoltaic | PV |  | S | X | X |  |  | 1 |  | 1 | 1 |  | N |  |  | OP | X | 2 | 2020 | 2020 |  |  | N | IPP Non-CHP | IPP | IPP | 2 | X | SUN | Renewable | 1 | 0 | 1 | 0
Operable | 64778 | Strata Manager, LLC |  | 58311 | Chadbourn Farm | NC | Vertical | Columbus | 1 | Solar Photovoltaic | PV |  | W | X | X |  |  | 5 |  | 5 | 5 |  | N |  |  | OP | X | 12 | 2012 | 2012 |  |  | N | IPP Non-CHP | IPP | IPP | 2 | X | SUN | Renewable | 5 | 0 | 1 | 0
Operable | 64778 | Strata Manager, LLC |  | 58313 | Mocksville Farm | NC | Vertical | Davie | 1 | Solar Photovoltaic | PV |  | W | X | X |  |  | 5 |  | 5 | 5 |  | N |  |  | OP | X | 11 | 2012 | 2012 |  |  | N | IPP Non-CHP | IPP | IPP | 2 | X | SUN | Renewable | 5 | 0 | 1 | 0
Operable | 64778 | Strata Manager, LLC |  | 58315 | Arndt Farm | NC | Vertical | Catawba | 1 | Solar Photovoltaic | PV |  | W | X | X |  |  | 5 |  | 5 | 5 |  | N |  |  | OP | X | 11 | 2012 | 2012 |  |  | N | IPP Non-CHP | IPP | IPP | 2 | X | SUN | Renewable | 5 | 0 | 1 | 0
Operable | 64778 | Strata Manager, LLC |  | 58318 | Farrington Farm | NC | Vertical | Chatham | 1 | Solar Photovoltaic | PV |  | W | X | X |  |  | 1 |  | 1 | 1 |  | N |  |  | OP | X | 4 | 2012 | 2012 |  |  | N | IPP Non-CHP | IPP | IPP | 2 | X | SUN | Renewable | 1 | 0 | 1 | 0
Operable | 64778 | Strata Manager, LLC |  | 58323 | Shannon Farm | NC | Vertical | Robeson | 1 | Solar Photovoltaic | PV |  | W | X | X |  |  | 5 |  | 5 | 5 |  | N |  |  | OP | X | 10 | 2012 | 2012 |  |  | N | IPP Non-CHP | IPP | IPP | 2 | X | SUN | Renewable | 5 | 0 | 1 | 0
Operable | 64778 | Strata Manager, LLC |  | 58331 | Fuquay Farm | NC | Vertical | Wake | FUQUA | Solar Photovoltaic | PV |  | W | X | X |  |  | 5 |  | 5 | 5 |  | N |  |  | OP | X | 3 | 2013 | 2013 |  |  | N | IPP Non-CHP | IPP | IPP | 2 | X | SUN | Renewable | 5 | 0 | 1 | 0
Operable | 64778 | Strata Manager, LLC |  | 58332 | Haynes Farm | NC | Vertical | Lincoln | 1 | Solar Photovoltaic | PV |  | W | X | X |  |  | 5 |  | 5 | 5 |  | N |  |  | OP | X | 9 | 2013 | 2013 |  |  | N | IPP Non-CHP | IPP | IPP | 2 | X | SUN | Renewable | 5 | 0 | 1 | 0
Operable | 64778 | Strata Manager, LLC |  | 58333 | Lenoir Farm | NC | Vertical | Lenoir | 1 | Solar Photovoltaic | PV |  | W | X | X |  |  | 5 |  | 5 | 5 |  | N |  |  | OP | X | 7 | 2013 | 2013 |  |  | N | IPP Non-CHP | IPP | IPP | 2 | X | SUN | Renewable | 5 | 0 | 1 | 0
Operable | 64778 | Strata Manager, LLC |  | 58334 | Lenoir Farm 2 | NC | Vertical | Lenoir | 1 | Solar Photovoltaic | PV |  | W | X | X |  |  | 5 |  | 5 | 5 |  | N |  |  | OP | X | 6 | 2013 | 2013 |  |  | N | IPP Non-CHP | IPP | IPP | 2 | X | SUN | Renewable | 5 | 0 | 1 | 0
Operable | 64778 | Strata Manager, LLC |  | 58335 | Marshville Farm | NC | Vertical | Union | 1 | Solar Photovoltaic | PV |  | W | X | X |  |  | 5 |  | 5 | 5 |  | N |  |  | OP | X | 10 | 2013 | 2013 |  |  | N | IPP Non-CHP | IPP | IPP | 2 | X | SUN | Renewable | 5 | 0 | 1 | 0
Operable | 64778 | Strata Manager, LLC |  | 58337 | Moore Solar Farm | NC | Vertical | Rockingham | 1 | Solar Photovoltaic | PV |  | W | X | X |  |  | 5 |  | 5 | 5 |  | N |  |  | OP | X | 12 | 2013 | 2013 |  |  | N | IPP Non-CHP | IPP | IPP | 2 | X | SUN | Renewable | 5 | 0 | 1 | 0
Operable | 64778 | Strata Manager, LLC |  | 58338 | Moorings Farm | NC | Vertical | Wayne | 1 | Solar Photovoltaic | PV |  | W | X | X |  |  | 5 |  | 5 | 5 |  | N |  |  | OP | X | 9 | 2013 | 2013 |  |  | N | IPP Non-CHP | IPP | IPP | 2 | X | SUN | Renewable | 5 | 0 | 1 | 0
Operable | 64778 | Strata Manager, LLC |  | 58339 | New Bern Farm | NC | Vertical | Craven | 1 | Solar Photovoltaic | PV |  | W | X | X |  |  | 5 |  | 5 | 5 |  | N |  |  | OP | X | 4 | 2014 | 2014 |  |  | N | IPP Non-CHP | IPP | IPP | 2 | X | SUN | Renewable | 5 | 0 | 1 | 0
Operable | 64778 | Strata Manager, LLC |  | 58340 | Roxboro Farm | NC | Vertical | Person | 1 | Solar Photovoltaic | PV |  | W | X | X |  |  | 5 |  | 5 | 5 |  | N |  |  | OP | X | 4 | 2014 | 2014 |  |  | N | IPP Non-CHP | IPP | IPP | 2 | X | SUN | Renewable | 5 | 0 | 1 | 0
Operable | 64778 | Strata Manager, LLC |  | 58341 | White Cross Farm | NC | Vertical | Orange | 1 | Solar Photovoltaic | PV |  | W | X | X |  |  | 5 |  | 5 | 5 |  | N |  |  | OP | X | 9 | 2013 | 2013 |  |  | N | IPP Non-CHP | IPP | IPP | 2 | X | SUN | Renewable | 5 | 0 | 1 | 0
Operable | 64778 | Strata Manager, LLC |  | 58342 | Wilson Farm 1 | NC | Vertical | Wilson | 1 | Solar Photovoltaic | PV |  | W | X | X |  |  | 5 |  | 5 | 5 |  | N |  |  | OP | X | 7 | 2013 | 2013 |  |  | N | IPP Non-CHP | IPP | IPP | 2 | X | SUN | Renewable | 5 | 0 | 1 | 0
Operable | 64778 | Strata Manager, LLC |  | 58344 | AM Best Farm | NC | Vertical | Wayne | 1 | Solar Photovoltaic | PV |  | W | X | X |  |  | 5 |  | 5 | 5 |  | N |  |  | OP | X | 6 | 2013 | 2013 |  |  | N | IPP Non-CHP | IPP | IPP | 2 | X | SUN | Renewable | 5 | 0 | 1 | 0
Operable | 64778 | Strata Manager, LLC |  | 58345 | Mt Olive Farm 2 | NC | Vertical | Wayne | 1 | Solar Photovoltaic | PV |  | W | X | X |  |  | 5 |  | 5 | 5 |  | N |  |  | OP | X | 5 | 2013 | 2013 |  |  | N | IPP Non-CHP | IPP | IPP | 2 | X | SUN | Renewable | 5 | 0 | 1 | 0
Operable | 64778 | Strata Manager, LLC |  | 58346 | Dibrell Farm | NC | Vertical | Rockingham | 1 | Solar Photovoltaic | PV |  | W | X | X |  |  | 5 |  | 5 | 5 |  | N |  |  | OP | X | 3 | 2013 | 2013 |  |  | N | IPP Non-CHP | IPP | IPP | 2 | X | SUN | Renewable | 5 | 0 | 1 | 0
Operable | 64778 | Strata Manager, LLC |  | 58347 | Rock Farm | NC | Vertical | Richmond | 1 | Solar Photovoltaic | PV |  | W | X | X |  |  | 5 |  | 5 | 5 |  | N |  |  | OP | X | 5 | 2013 | 2013 |  |  | N | IPP Non-CHP | IPP | IPP | 2 | X | SUN | Renewable | 5 | 0 | 1 | 0
Operable | 64778 | Strata Manager, LLC |  | 58348 | Two Lines Farm | NC | Vertical | Catawba | 1 | Solar Photovoltaic | PV |  | W | X | X |  |  | 5 |  | 5 | 5 |  | N |  |  | OP | X | 3 | 2013 | 2013 |  |  | N | IPP Non-CHP | IPP | IPP | 2 | X | SUN | Renewable | 5 | 0 | 1 | 0
Operable | 64778 | Strata Manager, LLC |  | 58349 | Bolton Farm | NC | Vertical | Warren | 1 | Solar Photovoltaic | PV |  | W | X | X |  |  | 5 |  | 5 | 5 |  | N |  |  | OP | X | 7 | 2013 | 2013 |  |  | N | IPP Non-CHP | IPP | IPP | 2 | X | SUN | Renewable | 5 | 0 | 1 | 0
Operable | 64778 | Strata Manager, LLC |  | 58350 | McCallum Farm | NC | Vertical | Robeson | 1 | Solar Photovoltaic | PV |  | W | X | X |  |  | 5 |  | 5 | 5 |  | N |  |  | OP | X | 9 | 2013 | 2013 |  |  | N | IPP Non-CHP | IPP | IPP | 2 | X | SUN | Renewable | 5 | 0 | 1 | 0
Operable | 64778 | Strata Manager, LLC |  | 58623 | Holstein Plant | NC | Vertical | Scotland | PV1 | Solar Photovoltaic | PV |  | W | X | X |  |  | 20 |  | 20 | 20 |  | N |  |  | OP | X | 12 | 2015 | 2015 |  |  | N | IPP Non-CHP | IPP | IPP | 2 | X | SUN | Renewable | 20 | 0 | 1 | 0
Operable | 64778 | Strata Manager, LLC |  | 58849 | Castalia Solar | NC | Vertical | Nash | 1 | Solar Photovoltaic | PV |  | W | X | X |  |  | 2 |  | 2 | 2 |  | N |  |  | OP | X | 6 | 2014 | 2014 |  |  | N | IPP Non-CHP | IPP | IPP | 2 | X | SUN | Renewable | 2 | 0 | 1 | 0
Operable | 64778 | Strata Manager, LLC |  | 58853 | McKenzie Farm | NC | Vertical | Columbus | 1 | Solar Photovoltaic | PV |  | W | X | X |  |  | 5 |  | 5 | 5 |  | N |  |  | OP | X | 12 | 2013 | 2013 |  |  | N | IPP Non-CHP | IPP | IPP | 2 | X | SUN | Renewable | 5 | 0 | 1 | 0
Operable | 64778 | Strata Manager, LLC |  | 58854 | Nash 58 Farm | NC | Vertical | Nash | 1 | Solar Photovoltaic | PV |  | W | X | X |  |  | 5 |  | 5 | 5 |  | N |  |  | OP | X | 11 | 2013 | 2013 |  |  | N | IPP Non-CHP | IPP | IPP | 2 | X | SUN | Renewable | 5 | 0 | 1 | 0
Operable | 64778 | Strata Manager, LLC |  | 58855 | Nash 64 Farm | NC | Vertical | Nash | 1 | Solar Photovoltaic | PV |  | W | X | X |  |  | 5 |  | 5 | 5 |  | N |  |  | OP | X | 8 | 2014 | 2014 |  |  | N | IPP Non-CHP | IPP | IPP | 2 | X | SUN | Renewable | 5 | 0 | 1 | 0
Operable | 64778 | Strata Manager, LLC |  | 58856 | Pate Farm | NC | Vertical | Robeson | 1 | Solar Photovoltaic | PV |  | W | X | X |  |  | 5 |  | 5 | 5 |  | N |  |  | OP | X | 11 | 2013 | 2013 |  |  | N | IPP Non-CHP | IPP | IPP | 2 | X | SUN | Renewable | 5 | 0 | 1 | 0
Operable | 64778 | Strata Manager, LLC |  | 58859 | Erwin Farm | NC | Vertical | Harnett | 1 | Solar Photovoltaic | PV |  | W | X | X |  |  | 5 |  | 5 | 5 |  | N |  |  | OP | X | 9 | 2014 | 2014 |  |  | N | IPP Non-CHP | IPP | IPP | 2 | X | SUN | Renewable | 5 | 0 | 1 | 0
Operable | 64778 | Strata Manager, LLC |  | 58861 | Sigmon Catawba Farm | NC | Vertical | Catawba | 1 | Solar Photovoltaic | PV |  | W | X | X |  |  | 5 |  | 5 | 5 |  | N |  |  | OP | X | 6 | 2014 | 2014 |  |  | N | IPP Non-CHP | IPP | IPP | 2 | X | SUN | Renewable | 5 | 0 | 1 | 0
Operable | 64778 | Strata Manager, LLC |  | 58862 | Wagstaff Farm 1 | NC | Vertical | Person | 1 | Solar Photovoltaic | PV |  | W | X | X |  |  | 5 |  | 5 | 5 |  | N |  |  | OP | X | 11 | 2013 | 2013 |  |  | N | IPP Non-CHP | IPP | IPP | 2 | X | SUN | Renewable | 5 | 0 | 1 | 0
Operable | 64778 | Strata Manager, LLC |  | 58863 | Waco Farm | NC | Vertical | Cleveland | 1 | Solar Photovoltaic | PV |  | W | X | X |  |  | 5 |  | 5 | 5 |  | N |  |  | OP | X | 11 | 2013 | 2013 |  |  | N | IPP Non-CHP | IPP | IPP | 2 | X | SUN | Renewable | 5 | 0 | 1 | 0
Operable | 64778 | Strata Manager, LLC |  | 58866 | Garrell Solar Farm | NC | Vertical | Columbus | 1 | Solar Photovoltaic | PV |  | W | X | X |  |  | 5 |  | 5 | 5 |  | N |  |  | OP | X | 11 | 2013 | 2013 |  |  | N | IPP Non-CHP | IPP | IPP | 2 | X | SUN | Renewable | 5 | 0 | 1 | 0
Operable | 64778 | Strata Manager, LLC |  | 58867 | Angier Farm | NC | Vertical | Harnett | 1 | Solar Photovoltaic | PV |  | W | X | X |  |  | 5 |  | 5 | 5 |  | N |  |  | OP | X | 12 | 2013 | 2013 |  |  | N | IPP Non-CHP | IPP | IPP | 2 | X | SUN | Renewable | 5 | 0 | 1 | 0
Operable | 64778 | Strata Manager, LLC |  | 58868 | Bladenboro Farm | NC | Vertical | Bladen | 1 | Solar Photovoltaic | PV |  | W | X | X |  |  | 5 |  | 5 | 5 |  | N |  |  | OP | X | 10 | 2013 | 2013 |  |  | N | IPP Non-CHP | IPP | IPP | 2 | X | SUN | Renewable | 5 | 0 | 1 | 0
Operable | 64778 | Strata Manager, LLC |  | 59100 | Chauncey Farm LLC | NC | Vertical | Columbus | 1 | Solar Photovoltaic | PV |  | W | X | X |  |  | 4.9 |  | 4.9 | 4.9 |  | N |  |  | OP | X | 6 | 2014 | 2014 |  |  | N | IPP Non-CHP | IPP | IPP | 2 | X | SUN | Renewable | 4.9 | 0 | 1 | 0
Operable | 64778 | Strata Manager, LLC |  | 59102 | Dragstrip Farm | NC | Vertical | Burke | 1 | Solar Photovoltaic | PV |  | W | X | X |  |  | 5 |  | 5 | 5 |  | N |  |  | OP | X | 10 | 2014 | 2014 |  |  | N | IPP Non-CHP | IPP | IPP | 2 | X | SUN | Renewable | 5 | 0 | 1 | 0
Operable | 64778 | Strata Manager, LLC |  | 59106 | Snow Hill Solar 2 LLC | NC | Vertical | Greene | 1 | Solar Photovoltaic | PV |  | W | X | X |  |  | 2 |  | 2 | 2 |  | N |  |  | OP | X | 5 | 2014 | 2014 |  |  | N | IPP Non-CHP | IPP | IPP | 2 | X | SUN | Renewable | 2 | 0 | 1 | 0
Operable | 64778 | Strata Manager, LLC |  | 59107 | Mount Olive Farm | NC | Vertical | Wayne | 1 | Solar Photovoltaic | PV |  | W | X | X |  |  | 5 |  | 5 | 5 |  | N |  |  | OP | X | 12 | 2014 | 2014 |  |  | N | IPP Non-CHP | IPP | IPP | 2 | X | SUN | Renewable | 5 | 0 | 1 | 0
Operable | 64778 | Strata Manager, LLC |  | 59109 | Spicewood Solar Farm LLC | NC | Vertical | Moore | 1 | Solar Photovoltaic | PV |  | W | X | X |  |  | 5 |  | 5 | 5 |  | N |  |  | OP | X | 7 | 2014 | 2014 |  |  | N | IPP Non-CHP | IPP | IPP | 2 | X | SUN | Renewable | 5 | 0 | 1 | 0
Operable | 64778 | Strata Manager, LLC |  | 59110 | Springfield Solar 1 LLC | MO | Vertical | Greene | 1 | Solar Photovoltaic | PV |  | W | X | X |  |  | 4.9 |  | 4.9 | 4.9 |  | N |  |  | OP | X | 6 | 2014 | 2014 |  |  | N | IPP Non-CHP | IPP | IPP | 2 | X | SUN | Renewable | 4.9 | 0 | 1 | 0
Operable | 64778 | Strata Manager, LLC |  | 59111 | West Salisbury Farm LLC | NC | Vertical | Rowan | 1 | Solar Photovoltaic | PV |  | W | X | X |  |  | 5 |  | 5 | 5 |  | N |  |  | OP | X | 9 | 2015 | 2015 |  |  | N | IPP Non-CHP | IPP | IPP | 2 | X | SUN | Renewable | 5 | 0 | 1 | 0
Operable | 64778 | Strata Manager, LLC |  | 59112 | West Siler | NC | Vertical | Chatham | 1 | Solar Photovoltaic | PV |  | W | X | X |  |  | 5 |  | 5 | 5 |  | N |  |  | OP | X | 1 | 2017 | 2017 |  |  | N | IPP Non-CHP | IPP | IPP | 2 | X | SUN | Renewable | 5 | 0 | 1 | 0
Operable | 64778 | Strata Manager, LLC |  | 59113 | Yanceyville Farm 2 LLC | NC | Vertical | Caswell | 1 | Solar Photovoltaic | PV |  | W | X | X |  |  | 5 |  | 5 | 5 |  | N |  |  | OP | X | 4 | 2015 | 2015 |  |  | N | IPP Non-CHP | IPP | IPP | 2 | X | SUN | Renewable | 5 | 0 | 1 | 0
Operable | 64778 | Strata Manager, LLC |  | 59114 | Redmon Solar Farm LLC | NC | Vertical | Rowan | 1 | Solar Photovoltaic | PV |  | W | X | X |  |  | 2 |  | 2 | 2 |  | N |  |  | OP | X | 3 | 2015 | 2015 |  |  | N | IPP Non-CHP | IPP | IPP | 2 | X | SUN | Renewable | 2 | 0 | 1 | 0
Operable | 64778 | Strata Manager, LLC |  | 59115 | Anderson Farm LLC | NC | Vertical | Sampson | 1 | Solar Photovoltaic | PV |  | W | X | X |  |  | 1.9 |  | 1.9 | 1.9 |  | N |  |  | OP | X | 10 | 2014 | 2014 |  |  | N | IPP Non-CHP | IPP | IPP | 2 | X | SUN | Renewable | 1.9 | 0 | 1 | 0
Operable | 64778 | Strata Manager, LLC |  | 59123 | Moncure Farm LLC | NC | Vertical | Chatham | 1 | Solar Photovoltaic | PV |  | W | X | X |  |  | 3 |  | 3 | 3 |  | N |  |  | OP | X | 4 | 2014 | 2014 |  |  | N | IPP Non-CHP | IPP | IPP | 2 | X | SUN | Renewable | 3 | 0 | 1 | 0
Operable | 64778 | Strata Manager, LLC |  | 59124 | Martin Creek Farm LLC | NC | Vertical | Vance | 1 | Solar Photovoltaic | PV |  | W | X | X |  |  | 3 |  | 3 | 3 |  | N |  |  | OP | X | 3 | 2014 | 2014 |  |  | N | IPP Non-CHP | IPP | IPP | 2 | X | SUN | Renewable | 3 | 0 | 1 | 0
Operable | 64778 | Strata Manager, LLC |  | 59125 | Kinston | NC | Vertical | Lenoir | 1 | Solar Photovoltaic | PV |  | W | X | X |  |  | 2 |  | 2 | 2 |  | N |  |  | OP | X | 4 | 2014 | 2014 |  |  | N | IPP Non-CHP | IPP | IPP | 2 | X | SUN | Renewable | 2 | 0 | 1 | 0
Operable | 64778 | Strata Manager, LLC |  | 59126 | Daniel Farm LLC | NC | Vertical | Davie | 1 | Solar Photovoltaic | PV |  | W | X | X |  |  | 5 |  | 5 | 5 |  | N |  |  | OP | X | 3 | 2014 | 2014 |  |  | N | IPP Non-CHP | IPP | IPP | 2 | X | SUN | Renewable | 5 | 0 | 1 | 0
Operable | 64778 | Strata Manager, LLC |  | 59127 | Bailey Farm LLC | NC | Vertical | Nash | 1 | Solar Photovoltaic | PV |  | W | X | X |  |  | 5 |  | 5 | 5 |  | N |  |  | OP | X | 11 | 2013 | 2013 |  |  | N | IPP Non-CHP | IPP | IPP | 2 | X | SUN | Renewable | 5 | 0 | 1 | 0
Operable | 64778 | Strata Manager, LLC |  | 59170 | Jakana Solar | NC | Vertical | Martin | 5MWPV | Solar Photovoltaic | PV |  | W | X | X |  |  | 5 |  | 5 | 5 |  | N |  |  | OP | X | 11 | 2014 | 2014 |  |  | N | IPP Non-CHP | IPP | IPP | 2 | X | SUN | Renewable | 5 | 0 | 1 | 0
Operable | 64778 | Strata Manager, LLC |  | 59171 | Windsor Solar | NC | Vertical | Bertie | 5MWPV | Solar Photovoltaic | PV |  | W | X | X |  |  | 5 |  | 5 | 5 |  | N |  |  | OP | X | 12 | 2014 | 2014 |  |  | N | IPP Non-CHP | IPP | IPP | 2 | X | SUN | Renewable | 5 | 0 | 1 | 0
Operable | 64778 | Strata Manager, LLC |  | 59173 | Bethel Solar | NC | Vertical | Pitt | 5MWPV | Solar Photovoltaic | PV |  | W | X | X |  |  | 5 |  | 5 | 5 |  | N |  |  | OP | X | 12 | 2015 | 2015 |  |  | N | IPP Non-CHP | IPP | IPP | 2 | X | SUN | Renewable | 5 | 0 | 1 | 0
Operable | 64778 | Strata Manager, LLC |  | 59174 | Lewiston Solar | NC | Vertical | Bertie | 5MWPV | Solar Photovoltaic | PV |  | W | X | X |  |  | 5 |  | 5 | 5 |  | N |  |  | OP | X | 12 | 2014 | 2014 |  |  | N | IPP Non-CHP | IPP | IPP | 2 | X | SUN | Renewable | 5 | 0 | 1 | 0
Operable | 64778 | Strata Manager, LLC |  | 59176 | Williamston Solar | NC | Vertical | Martin | 5MWPV | Solar Photovoltaic | PV |  | W | X | X |  |  | 5 |  | 5 | 5 |  | N |  |  | OP | X | 12 | 2014 | 2014 |  |  | N | IPP Non-CHP | IPP | IPP | 2 | X | SUN | Renewable | 5 | 0 | 1 | 0
Operable | 64778 | Strata Manager, LLC |  | 59189 | East Wayne Solar LLC | NC | Vertical | Wayne | 1 | Solar Photovoltaic | PV |  | W | X | X |  |  | 2 |  | 2 | 2 |  | N |  |  | OP | X | 3 | 2014 | 2014 |  |  | N | IPP Non-CHP | IPP | IPP | 2 | X | SUN | Renewable | 2 | 0 | 1 | 0
Operable | 64778 | Strata Manager, LLC |  | 59190 | Vickers | NC | Vertical | Chatham | 1 | Solar Photovoltaic | PV |  | W | X | X |  |  | 2 |  | 2 | 2 |  | N |  |  | OP | X | 8 | 2014 | 2014 |  |  | N | IPP Non-CHP | IPP | IPP | 2 | X | SUN | Renewable | 2 | 0 | 1 | 0
Operable | 64778 | Strata Manager, LLC |  | 59191 | Soluga Farms 1 | NC | Vertical | Sampson | 1 | Solar Photovoltaic | PV |  | W | X | X |  |  | 5 |  | 5 | 5 |  | N |  |  | OP | X | 6 | 2014 | 2014 |  |  | N | IPP Non-CHP | IPP | IPP | 2 | X | SUN | Renewable | 5 | 0 | 1 | 0
Operable | 64778 | Strata Manager, LLC |  | 59192 | Soluga Farms 2 LLC | NC | Vertical | Bladen | 1 | Solar Photovoltaic | PV |  | W | X | X |  |  | 5 |  | 5 | 5 |  | N |  |  | OP | X | 9 | 2014 | 2014 |  |  | N | IPP Non-CHP | IPP | IPP | 2 | X | SUN | Renewable | 5 | 0 | 1 | 0
Operable | 64778 | Strata Manager, LLC |  | 59561 | Crockett Farm | NC | Vertical | Lenoir | PV1 | Solar Photovoltaic | PV |  | W | X | X |  |  | 5 |  | 5 | 5 |  | N |  |  | OP | X | 12 | 2014 | 2014 |  |  | N | IPP Non-CHP | IPP | IPP | 2 | X | SUN | Renewable | 5 | 0 | 1 | 0
Operable | 64778 | Strata Manager, LLC |  | 59562 | Eastover Farm | NC | Vertical | Scotland | PV1 | Solar Photovoltaic | PV |  | W | X | X |  |  | 5 |  | 5 | 5 |  | N |  |  | OP | X | 9 | 2014 | 2014 |  |  | N | IPP Non-CHP | IPP | IPP | 2 | X | SUN | Renewable | 5 | 0 | 1 | 0
Operable | 64778 | Strata Manager, LLC |  | 59563 | Foxfire Solar Farm | NC | Vertical | Moore | PV1 | Solar Photovoltaic | PV |  | W | X | X |  |  | 5 |  | 5 | 5 |  | N |  |  | OP | X | 8 | 2015 | 2015 |  |  | N | IPP Non-CHP | IPP | IPP | 2 | X | SUN | Renewable | 5 | 0 | 1 | 0
Operable | 64778 | Strata Manager, LLC |  | 59564 | Hutchinson Farm | NC | Vertical | Cleveland | PV1 | Solar Photovoltaic | PV |  | W | X | X |  |  | 5 |  | 5 | 5 |  | N |  |  | OP | X | 12 | 2014 | 2014 |  |  | N | IPP Non-CHP | IPP | IPP | 2 | X | SUN | Renewable | 5 | 0 | 1 | 0
Operable | 64778 | Strata Manager, LLC |  | 59565 | Keen Farm | NC | Vertical | Johnston | PV1 | Solar Photovoltaic | PV |  | W | X | X |  |  | 5 |  | 5 | 5 |  | N |  |  | OP | X | 12 | 2015 | 2015 |  |  | N | IPP Non-CHP | IPP | IPP | 2 | X | SUN | Renewable | 5 | 0 | 1 | 0
Operable | 64778 | Strata Manager, LLC |  | 59567 | Bearford Farm Solar Project | NC | Vertical | Pender | PV1 | Solar Photovoltaic | PV |  | W | X | X |  |  | 5 |  | 5 | 5 |  | N |  |  | OP | X | 3 | 2017 | 2017 |  |  | N | IPP Non-CHP | IPP | IPP | 2 | X | SUN | Renewable | 5 | 0 | 1 | 0
Operable | 64778 | Strata Manager, LLC |  | 59575 | Manway Solar Farm | NC | Vertical | Bladen | PV1 | Solar Photovoltaic | PV |  | W | X | X |  |  | 5 |  | 5 | 5 |  | N |  |  | OP | X | 12 | 2015 | 2015 |  |  | N | IPP Non-CHP | IPP | IPP | 2 | X | SUN | Renewable | 5 | 0 | 1 | 0
Operable | 64778 | Strata Manager, LLC |  | 59577 | Misenheimer Farm | NC | Vertical | Stanly | PV1 | Solar Photovoltaic | PV |  | W | X | X |  |  | 5 |  | 5 | 5 |  | N |  |  | OP | X | 12 | 2015 | 2015 |  |  | N | IPP Non-CHP | IPP | IPP | 2 | X | SUN | Renewable | 5 | 0 | 1 | 0
Operable | 64778 | Strata Manager, LLC |  | 59579 | Franklin Solar 2 | NC | Vertical | Franklin | PV1 | Solar Photovoltaic | PV |  | W | X | X |  |  | 2 |  | 2 | 2 |  | N |  |  | OP | X | 3 | 2014 | 2014 |  |  | N | IPP Non-CHP | IPP | IPP | 2 | X | SUN | Renewable | 2 | 0 | 1 | 0
Operable | 64778 | Strata Manager, LLC |  | 59581 | Stout Farm | NC | Vertical | Orange | PV1 | Solar Photovoltaic | PV |  | W | X | X |  |  | 5 |  | 5 | 5 |  | N |  |  | OP | X | 12 | 2014 | 2014 |  |  | N | IPP Non-CHP | IPP | IPP | 2 | X | SUN | Renewable | 5 | 0 | 1 | 0
Operable | 64778 | Strata Manager, LLC |  | 59583 | Tart Farm | NC | Vertical | Cumberland | PV1 | Solar Photovoltaic | PV |  | W | X | X |  |  | 5 |  | 5 | 5 |  | N |  |  | OP | X | 6 | 2016 | 2016 |  |  | N | IPP Non-CHP | IPP | IPP | 2 | X | SUN | Renewable | 5 | 0 | 1 | 0
Operable | 64778 | Strata Manager, LLC |  | 59586 | Woodland Church Farm | NC | Vertical | Duplin | PV1 | Solar Photovoltaic | PV |  | W | X | X |  |  | 5 |  | 5 | 5 |  | N |  |  | OP | X | 12 | 2015 | 2015 |  |  | N | IPP Non-CHP | IPP | IPP | 2 | X | SUN | Renewable | 5 | 0 | 1 | 0
Operable | 64778 | Strata Manager, LLC |  | 59593 | Spring Valley Farm 2, LLC | NC | Vertical | Vance | PV1 | Solar Photovoltaic | PV |  | W | X | X |  |  | 5 |  | 5 | 5 |  | N |  |  | OP | X | 4 | 2017 | 2017 |  |  | N | IPP Non-CHP | IPP | IPP | 2 | X | SUN | Renewable | 5 | 0 | 1 | 0
Operable | 64778 | Strata Manager, LLC |  | 60219 | Strata Roof 1 | CA | Vertical | Sacramento | UNIT1 | Solar Photovoltaic | PV |  | W | X | X |  |  | 1 |  | 1 | 0.6 |  | N |  |  | OP | X | 5 | 2013 | 2013 |  |  | N | IPP Non-CHP | IPP | IPP | 2 | X | SUN | Renewable | 1 | 0 | 1 | 0
Operable | 64778 | Strata Manager, LLC |  | 60240 | Yanceyville Farm 3, LLC | NC | Vertical | Caswell | 1 | Solar Photovoltaic | PV |  | W | X | X |  |  | 4.9 |  | 4.9 | 4.9 |  | N |  |  | OP | X | 12 | 2015 | 2015 |  |  | N | IPP Non-CHP | IPP | IPP | 2 | X | SUN | Renewable | 4.9 | 0 | 1 | 0
Operable | 64778 | Strata Manager, LLC |  | 60312 | Howell Midland Farm, LLC | NC | Vertical | Cabarrus | 1 | Solar Photovoltaic | PV |  | W | X | X |  |  | 4.9 |  | 4.9 | 4.9 |  | N |  |  | OP | X | 12 | 2015 | 2015 |  |  | N | IPP Non-CHP | IPP | IPP | 2 | X | SUN | Renewable | 4.9 | 0 | 1 | 0
Operable | 64778 | Strata Manager, LLC |  | 60313 | Augustus Farm, LLC | NC | Vertical | Pitt | 1 | Solar Photovoltaic | PV |  | W | X | X |  |  | 4.9 |  | 4.9 | 4.9 |  | N |  |  | OP | X | 12 | 2015 | 2015 |  |  | N | IPP Non-CHP | IPP | IPP | 2 | X | SUN | Renewable | 4.9 | 0 | 1 | 0
Operable | 64778 | Strata Manager, LLC |  | 60429 | Tides Lane Farm | NC | Vertical | Franklin | PV1 | Solar Photovoltaic | PV |  | W | X | X |  |  | 3.7 |  | 3.7 | 3.7 |  | N |  |  | OP | X | 10 | 2019 | 2019 |  |  | N | IPP Non-CHP | IPP | IPP | 2 | X | SUN | Renewable | 3.7 | 0 | 1 | 0
Operable | 64778 | Strata Manager, LLC |  | 60438 | Whitakers Farm (Fisher Rd) | NC | Vertical | Nash | 1 | Solar Photovoltaic | PV |  | W | X | X |  |  | 3.4 |  | 3.4 | 3.4 |  | N |  |  | OP | X | 7 | 2016 | 2016 |  |  | N | IPP Non-CHP | IPP | IPP | 2 | X | SUN | Renewable | 3.4 | 0 | 1 | 0
Operable | 64778 | Strata Manager, LLC |  | 60439 | Sellers Farm Solar | NC | Vertical | Richmond | PV1 | Solar Photovoltaic | PV |  | W | X | X |  |  | 5 |  | 5 | 5 |  | N |  |  | OP | X | 5 | 2022 | 2022 |  |  | N | IPP Non-CHP | IPP | IPP | 2 | X | SUN | Renewable | 5 | 0 | 1 | 0
Operable | 64778 | Strata Manager, LLC |  | 60484 | Williamston West Farm, LLC | NC | Vertical | Martin | 1 | Solar Photovoltaic | PV |  | W | X | X |  |  | 4.9 |  | 4.9 | 4.9 |  | N |  |  | OP | X | 7 | 2016 | 2016 |  |  | N | IPP Non-CHP | IPP | IPP | 2 | X | SUN | Renewable | 4.9 | 0 | 1 | 0
Operable | 64778 | Strata Manager, LLC |  | 60538 | Langdon Solar Farm, LLC | NC | Vertical | Johnston | 1 | Solar Photovoltaic | PV |  | W | X | X |  |  | 5 |  | 5 | 5 |  | N |  |  | OP | X | 12 | 2015 | 2015 |  |  | N | IPP Non-CHP | IPP | IPP | 2 | X | SUN | Renewable | 5 | 0 | 1 | 0
Operable | 64778 | Strata Manager, LLC |  | 60553 | Southerland Farm Solar | NC | Vertical | Vance | 1 | Solar Photovoltaic | PV |  | W | X | X |  |  | 5 |  | 5 | 5 |  | N |  |  | OP | X | 11 | 2016 | 2016 |  |  | N | IPP Non-CHP | IPP | IPP | 2 | X | SUN | Renewable | 5 | 0 | 1 | 0
Operable | 64778 | Strata Manager, LLC |  | 60575 | Wadesboro Farm 2 | NC | Vertical | Anson | 1 | Solar Photovoltaic | PV |  | W | X | X |  |  | 5 |  | 5 | 5 |  | N |  |  | OP | X | 6 | 2016 | 2016 |  |  | N | IPP Non-CHP | IPP | IPP | 2 | X | SUN | Renewable | 5 | 0 | 1 | 0
Operable | 64778 | Strata Manager, LLC |  | 60576 | Wadesboro Farm 3 | NC | Vertical | Anson | 1 | Solar Photovoltaic | PV |  | W | X | X |  |  | 5 |  | 5 | 5 |  | N |  |  | OP | X | 4 | 2016 | 2016 |  |  | N | IPP Non-CHP | IPP | IPP | 2 | X | SUN | Renewable | 5 | 0 | 1 | 0
Operable | 64778 | Strata Manager, LLC |  | 60577 | Hector Farm | NC | Vertical | Montgomery | 1 | Solar Photovoltaic | PV |  | W | X | X |  |  | 5 |  | 5 | 5 |  | N |  |  | OP | X | 3 | 2017 | 2017 |  |  | N | IPP Non-CHP | IPP | IPP | 2 | X | SUN | Renewable | 5 | 0 | 1 | 0
Operable | 64778 | Strata Manager, LLC |  | 60578 | Kojak Farm | NC | Vertical | Nash | 1 | Solar Photovoltaic | PV |  | W | X | X |  |  | 5 |  | 5 | 5 |  | N |  |  | OP | X | 6 | 2016 | 2016 |  |  | N | IPP Non-CHP | IPP | IPP | 2 | X | SUN | Renewable | 5 | 0 | 1 | 0
Operable | 64778 | Strata Manager, LLC |  | 60579 | Meriwether Farm | NC | Vertical | Granville | 1 | Solar Photovoltaic | PV |  | W | X | X |  |  | 5 |  | 5 | 5 |  | N |  |  | OP | X | 9 | 2016 | 2016 |  |  | N | IPP Non-CHP | IPP | IPP | 2 | X | SUN | Renewable | 5 | 0 | 1 | 0
Operable | 64778 | Strata Manager, LLC |  | 60580 | Soluga Farms III | NC | Vertical | Cumberland | 1 | Solar Photovoltaic | PV |  | W | X | X |  |  | 5 |  | 5 | 5 |  | N |  |  | OP | X | 11 | 2015 | 2015 |  |  | N | IPP Non-CHP | IPP | IPP | 2 | X | SUN | Renewable | 5 | 0 | 1 | 0
Operable | 64778 | Strata Manager, LLC |  | 60636 | Bunn Level Farm, LLC | NC | Vertical | Harnett | 1 | Solar Photovoltaic | PV |  | W | X | X |  |  | 5 |  | 5 | 5 |  | N |  |  | OP | X | 12 | 2016 | 2016 |  |  | N | IPP Non-CHP | IPP | IPP | 2 | X | SUN | Renewable | 5 | 0 | 1 | 0
Operable | 64778 | Strata Manager, LLC |  | 60651 | North Nash Farm, LLC | NC | Vertical | Nash | 1 | Solar Photovoltaic | PV |  | W | X | X |  |  | 5 |  | 5 | 5 |  | N |  |  | OP | X | 12 | 2015 | 2015 |  |  | N | IPP Non-CHP | IPP | IPP | 2 | X | SUN | Renewable | 5 | 0 | 1 | 0
Operable | 64778 | Strata Manager, LLC |  | 60761 | Roper Farm, LLC | NC | Vertical | Cleveland | 1 | Solar Photovoltaic | PV |  | W | X | X |  |  | 5 |  | 5 | 5 |  | N |  |  | OP | X | 6 | 2015 | 2015 |  |  | N | IPP Non-CHP | IPP | IPP | 2 | X | SUN | Renewable | 5 | 0 | 1 | 0
Operable | 64778 | Strata Manager, LLC |  | 60778 | Hew Fulton Farm, LLC | NC | Vertical | Scotland | 1 | Solar Photovoltaic | PV |  | W | X | X |  |  | 5 |  | 5 | 5 |  | N |  |  | OP | X | 12 | 2015 | 2015 |  |  | N | IPP Non-CHP | IPP | IPP | 2 | X | SUN | Renewable | 5 | 0 | 1 | 0
Operable | 64778 | Strata Manager, LLC |  | 60779 | McGoogan Farm, LLC | NC | Vertical | Robeson | 1 | Solar Photovoltaic | PV |  | W | X | X |  |  | 5 |  | 5 | 5 |  | N |  |  | OP | X | 8 | 2015 | 2015 |  |  | N | IPP Non-CHP | IPP | IPP | 2 | X | SUN | Renewable | 5 | 0 | 1 | 0
Operable | 64778 | Strata Manager, LLC |  | 60982 | Atkinson Farm Solar | NC | Vertical | Duplin | 1 | Solar Photovoltaic | PV |  | W | X | X |  |  | 5 |  | 5 | 5 |  | N |  |  | OP | X | 12 | 2015 | 2015 |  |  | N | IPP Non-CHP | IPP | IPP | 2 | X | SUN | Renewable | 5 | 0 | 1 | 0
Operable | 64778 | Strata Manager, LLC |  | 61085 | Stone Solar | NC | Vertical | Robeson | 1 | Solar Photovoltaic | PV |  | W | X | X |  |  | 5 |  | 5 | 5 |  | N |  |  | OP | X | 8 | 2016 | 2016 |  |  | N | IPP Non-CHP | IPP | IPP | 2 | X | SUN | Renewable | 5 | 0 | 1 | 0
Operable | 64778 | Strata Manager, LLC |  | 61086 | Tripple State Farm | NC | Vertical | Iredell | 1 | Solar Photovoltaic | PV |  | W | X | X |  |  | 5 |  | 5 | 5 |  | N |  |  | OP | X | 10 | 2016 | 2016 |  |  | N | IPP Non-CHP | IPP | IPP | 2 | X | SUN | Renewable | 5 | 0 | 1 | 0
Operable | 64778 | Strata Manager, LLC |  | 61087 | Wadesboro Farm 1 | NC | Vertical | Anson | 1 | Solar Photovoltaic | PV |  | W | X | X |  |  | 5 |  | 5 | 5 |  | N |  |  | OP | X | 3 | 2015 | 2015 |  |  | N | IPP Non-CHP | IPP | IPP | 2 | X | SUN | Renewable | 5 | 0 | 1 | 0
Operable | 64778 | Strata Manager, LLC |  | 61088 | Delco Farm | NC | Vertical | Columbus | 1 | Solar Photovoltaic | PV |  | W | X | X |  |  | 5 |  | 5 | 5 |  | N |  |  | OP | X | 6 | 2016 | 2016 |  |  | N | IPP Non-CHP | IPP | IPP | 2 | X | SUN | Renewable | 5 | 0 | 1 | 0
Operable | 64778 | Strata Manager, LLC |  | 61089 | Fisher Solar Farm - NC | NC | Vertical | Stanly | 1 | Solar Photovoltaic | PV |  | W | X | X |  |  | 5 |  | 5 | 5 |  | N |  |  | OP | X | 10 | 2015 | 2015 |  |  | N | IPP Non-CHP | IPP | IPP | 2 | X | SUN | Renewable | 5 | 0 | 1 | 0
Operable | 64778 | Strata Manager, LLC |  | 61090 | Kinston Davis Farm | NC | Vertical | Lenoir | 1 | Solar Photovoltaic | PV |  | W | X | X |  |  | 5 |  | 5 | 5 |  | N |  |  | OP | X | 3 | 2015 | 2015 |  |  | N | IPP Non-CHP | IPP | IPP | 2 | X | SUN | Renewable | 5 | 0 | 1 | 0
Operable | 64778 | Strata Manager, LLC |  | 61091 | Laurinburg Farm | NC | Vertical | Scotland | 1 | Solar Photovoltaic | PV |  | W | X | X |  |  | 5 |  | 5 | 5 |  | N |  |  | OP | X | 12 | 2015 | 2015 |  |  | N | IPP Non-CHP | IPP | IPP | 2 | X | SUN | Renewable | 5 | 0 | 1 | 0
Operable | 64778 | Strata Manager, LLC |  | 61093 | Mills Anson Farm | NC | Vertical | Anson | 1 | Solar Photovoltaic | PV |  | W | X | X |  |  | 5 |  | 5 | 5 |  | N |  |  | OP | X | 6 | 2016 | 2016 |  |  | N | IPP Non-CHP | IPP | IPP | 2 | X | SUN | Renewable | 5 | 0 | 1 | 0
Operable | 64778 | Strata Manager, LLC |  | 61094 | Old Wire Farm | NC | Vertical | Scotland | 1 | Solar Photovoltaic | PV |  | W | X | X |  |  | 5 |  | 5 | 5 |  | N |  |  | OP | X | 12 | 2016 | 2016 |  |  | N | IPP Non-CHP | IPP | IPP | 2 | X | SUN | Renewable | 5 | 0 | 1 | 0
Operable | 64778 | Strata Manager, LLC |  | 61095 | Railroad Farm 2 | NC | Vertical | Robeson | 1 | Solar Photovoltaic | PV |  | W | X | X |  |  | 5 |  | 5 | 5 |  | N |  |  | OP | X | 10 | 2014 | 2014 |  |  | N | IPP Non-CHP | IPP | IPP | 2 | X | SUN | Renewable | 5 | 0 | 1 | 0
Operable | 64778 | Strata Manager, LLC |  | 61096 | Sampson Solar | NC | Vertical | Sampson | 1 | Solar Photovoltaic | PV |  | W | X | X |  |  | 2 |  | 2 | 2 |  | N |  |  | OP | X | 7 | 2015 | 2015 |  |  | N | IPP Non-CHP | IPP | IPP | 2 | X | SUN | Renewable | 2 | 0 | 1 | 0
Operable | 64778 | Strata Manager, LLC |  | 61220 | Spencer Farm, LLC | NC | Vertical | Rowan | 1 | Solar Photovoltaic | PV |  | W | X | X |  |  | 5 |  | 5 | 3 |  | N |  |  | OP | X | 4 | 2017 | 2017 |  |  | N | IPP Non-CHP | IPP | IPP | 2 | X | SUN | Renewable | 5 | 0 | 1 | 0
Operable | 64778 | Strata Manager, LLC |  | 61403 | Deep Branch Farm | NC | Vertical | Robeson | 1 | Solar Photovoltaic | PV |  | W | X | X |  |  | 5 |  | 5 | 5 |  | N |  |  | OP | X | 1 | 2017 | 2017 |  |  | N | IPP Non-CHP | IPP | IPP | 2 | X | SUN | Renewable | 5 | 0 | 1 | 0
Operable | 64778 | Strata Manager, LLC |  | 61933 | Adams Nielson Solar | WA | Vertical | Adams | ADAMS | Solar Photovoltaic | PV |  | W | X | X |  |  | 19.2 |  | 19.2 | 19.2 |  | N |  |  | OP | X | 11 | 2018 | 2018 |  |  | N | IPP Non-CHP | IPP | IPP | 2 | X | SUN | Renewable | 19.2 | 0 | 1 | 0
Operable | 64778 | Strata Manager, LLC |  | 62600 | Cookstown | NC | Vertical | Wayne | COOKS | Solar Photovoltaic | PV |  | W | X | X |  |  | 5 |  | 5 | 5 |  | N |  |  | OP | X | 2 | 2019 | 2019 |  |  | N | IPP Non-CHP | IPP | IPP | 2 | X | SUN | Renewable | 5 | 0 | 1 | 0
Operable | 64778 | Strata Manager, LLC |  | 62601 | Changeup | NC | Vertical | Randolph | CHANG | Solar Photovoltaic | PV |  | W | X | X |  |  | 2 |  | 2 | 2 |  | N |  |  | OP | X | 3 | 2019 | 2019 |  |  | N | IPP Non-CHP | IPP | IPP | 2 | X | SUN | Renewable | 2 | 0 | 1 | 0
Operable | 64778 | Strata Manager, LLC |  | 62602 | Starr | NC | Vertical | Sampson | STARR | Solar Photovoltaic | PV |  | W | X | X |  |  | 5 |  | 4.9 | 4.9 |  | N |  |  | OP | X | 3 | 2019 | 2019 |  |  | N | IPP Non-CHP | IPP | IPP | 2 | X | SUN | Renewable | 5 | 0 | 1 | 0
Operable | 64778 | Strata Manager, LLC |  | 62603 | Badger | NC | Vertical | Jones | BADGE | Solar Photovoltaic | PV |  | W | X | X |  |  | 5 |  | 5 | 5 |  | N |  |  | OP | X | 3 | 2019 | 2019 |  |  | N | IPP Non-CHP | IPP | IPP | 2 | X | SUN | Renewable | 5 | 0 | 1 | 0
Operable | 64778 | Strata Manager, LLC |  | 62621 | Achilles Solar | NC | Vertical | Montgomery | ACHIL | Solar Photovoltaic | PV |  | W | X | X |  |  | 5 |  | 4.9 | 4.9 |  | N |  |  | OP | X | 2 | 2019 | 2019 |  |  | N | IPP Non-CHP | IPP | IPP | 2 | X | SUN | Renewable | 5 | 0 | 1 | 0
Operable | 64778 | Strata Manager, LLC |  | 62623 | Arborgate Solar | NC | Vertical | Chatham | ARBOR | Solar Photovoltaic | PV |  | W | X | X |  |  | 5 |  | 5 | 5 |  | N |  |  | OP | X | 2 | 2019 | 2019 |  |  | N | IPP Non-CHP | IPP | IPP | 2 | X | SUN | Renewable | 5 | 0 | 1 | 0
Operable | 64778 | Strata Manager, LLC |  | 62627 | Wadesboro 4 | NC | Vertical | Anson | WADE4 | Solar Photovoltaic | PV |  | W | X | X |  |  | 2.2 |  | 1.9 | 1.9 |  | N |  |  | OP | X | 2 | 2019 | 2019 |  |  | N | IPP Non-CHP | IPP | IPP | 2 | X | SUN | Renewable | 2.2 | 0 | 1 | 0
Operable | 64778 | Strata Manager, LLC |  | 64527 | Flatwood Farm | NC | Vertical | Chatham | 16507 | Solar Photovoltaic | PV |  | W | X | X |  |  | 5 | 1 | 5 | 5 |  | N |  |  | OP | X | 12 | 2018 | 2018 |  |  | N | IPP Non-CHP | IPP | IPP | 2 | X | SUN | Renewable | 5 | 0 | 1 | 0
Operable | 64778 | Strata Manager, LLC |  | 65502 | Beaker | NC | Vertical | Pitt | BEAKR | Solar Photovoltaic | PV |  | W | X | X |  |  | 5 |  | 5 | 5 |  | N |  |  | OP | X | 12 | 2019 | 2019 |  |  | N | IPP Non-CHP | IPP | IPP | 2 | X | SUN | Renewable | 5 | 0 | 1 | 0
Operable | 64778 | Strata Manager, LLC |  | 65503 | Belafonte | NC | Vertical | Duplin | BELAF | Solar Photovoltaic | PV |  | W | X | X |  |  | 3.4 |  | 3.4 | 3.4 |  | N |  |  | OP | X | 12 | 2018 | 2018 |  |  | N | IPP Non-CHP | IPP | IPP | 2 | X | SUN | Renewable | 3.4 | 0 | 1 | 0
Operable | 64778 | Strata Manager, LLC |  | 65505 | Gilead | NC | Vertical | Montgomery | GILEA | Solar Photovoltaic | PV |  | W | X | X |  |  | 3.5 |  | 3.5 | 3.5 |  | N |  |  | OP | X | 12 | 2019 | 2019 |  |  | N | IPP Non-CHP | IPP | IPP | 2 | X | SUN | Renewable | 3.5 | 0 | 1 | 0
Operable | 64778 | Strata Manager, LLC |  | 65506 | Gladstone Farm | NC | Vertical | Moore | GLADS | Solar Photovoltaic | PV |  | W | X | X |  |  | 5 |  | 5 | 5 |  | N |  |  | OP | X | 12 | 2019 | 2019 |  |  | N | IPP Non-CHP | IPP | IPP | 2 | X | SUN | Renewable | 5 | 0 | 1 | 0
Operable | 64778 | Strata Manager, LLC |  | 65547 | Wedge | NC | Vertical | Wayne | WEDGE | Solar Photovoltaic | PV |  | W | X | X |  |  | 5 |  | 5 | 5 |  | N |  |  | OP | X | 4 | 2021 | 2021 |  |  | N | IPP Non-CHP | IPP | IPP | 2 | X | SUN | Renewable | 5 | 0 | 1 | 0
Operable | 64778 | Strata Manager, LLC |  | 65548 | Truman (NC) | NC | Vertical | Johnston | TRUMN | Solar Photovoltaic | PV |  | W | X | X |  |  | 5 |  | 5 | 5 |  | N |  |  | OP | X | 12 | 2019 | 2019 |  |  | N | IPP Non-CHP | IPP | IPP | 2 | X | SUN | Renewable | 5 | 0 | 1 | 0
Operable | 64778 | Strata Manager, LLC |  | 65549 | Trent River Farm | NC | Vertical | Jones | TRENT | Solar Photovoltaic | PV |  | W | X | X |  |  | 5 |  | 5 | 5 |  | N |  |  | OP | X | 8 | 2018 | 2018 |  |  | N | IPP Non-CHP | IPP | IPP | 2 | X | SUN | Renewable | 5 | 0 | 1 | 0
Operable | 64778 | Strata Manager, LLC |  | 65550 | Tinker (NC) | NC | Vertical | Chatham | TINKR | Solar Photovoltaic | PV |  | W | X | X |  |  | 4.8 |  | 4.8 | 4.8 |  | N |  |  | OP | X | 11 | 2018 | 2018 |  |  | N | IPP Non-CHP | IPP | IPP | 2 | X | SUN | Renewable | 4.8 | 0 | 1 | 0
Operable | 64778 | Strata Manager, LLC |  | 65551 | Sneads Grove | NC | Vertical | Scotland | SNEAD | Solar Photovoltaic | PV |  | W | X | X |  |  | 5 |  | 5 | 5 |  | N |  |  | OP | X | 2 | 2018 | 2018 |  |  | N | IPP Non-CHP | IPP | IPP | 2 | X | SUN | Renewable | 5 | 0 | 1 | 0
Operable | 64778 | Strata Manager, LLC |  | 65552 | Henry Farm | NC | Vertical | Randolph | HENRY | Solar Photovoltaic | PV |  | W | X | X |  |  | 5 |  | 5 | 5 |  | N |  |  | OP | X | 12 | 2017 | 2017 |  |  | N | IPP Non-CHP | IPP | IPP | 2 | X | SUN | Renewable | 5 | 0 | 1 | 0
Operable | 64778 | Strata Manager, LLC |  | 65553 | Kalish Farm Solar | NC | Vertical | Montgomery | KALIS | Solar Photovoltaic | PV |  | W | X | X |  |  | 5 |  | 5 | 5 |  | N |  |  | OP | X | 6 | 2018 | 2018 |  |  | N | IPP Non-CHP | IPP | IPP | 2 | X | SUN | Renewable | 5 | 0 | 1 | 0
Operable | 64778 | Strata Manager, LLC |  | 65554 | Kendall Farm | NC | Vertical | Randolph | KENDL | Solar Photovoltaic | PV |  | W | X | X |  |  | 5 |  | 5 | 5 |  | N |  |  | OP | X | 6 | 2019 | 2019 |  |  | N | IPP Non-CHP | IPP | IPP | 2 | X | SUN | Renewable | 5 | 0 | 1 | 0
Operable | 64778 | Strata Manager, LLC |  | 65555 | Peake Road | NC | Vertical | Granville | PEAKE | Solar Photovoltaic | PV |  | W | X | X |  |  | 5 |  | 5 | 5 |  | N |  |  | OP | X | 6 | 2019 | 2019 |  |  | N | IPP Non-CHP | IPP | IPP | 2 | X | SUN | Renewable | 5 | 0 | 1 | 0
Operable | 64778 | Strata Manager, LLC |  | 65556 | Seagrove | NC | Vertical | Randolph | SEAGR | Solar Photovoltaic | PV |  | W | X | X |  |  | 4.5 |  | 4.5 | 4.5 |  | N |  |  | OP | X | 12 | 2019 | 2019 |  |  | N | IPP Non-CHP | IPP | IPP | 2 | X | SUN | Renewable | 4.5 | 0 | 1 | 0
Operable | 64778 | Strata Manager, LLC |  | 65559 | Nolan | MA | Restructured | Berkshire | NOLAN | Solar Photovoltaic | PV |  | W | X | X |  |  | 1 |  | 1 | 1 |  | N |  |  | OP | X | 11 | 2017 | 2017 |  |  | N | IPP Non-CHP | IPP | IPP | 2 | X | SUN | Renewable | 1 | 0 | 1 | 0
Operable | 64778 | Strata Manager, LLC |  | 65560 | Truck Stop | MA | Restructured | Berkshire | TRUCK | Solar Photovoltaic | PV |  | W | X | X |  |  | 2 |  | 2 | 2 |  | N |  |  | OP | X | 11 | 2017 | 2017 |  |  | N | IPP Non-CHP | IPP | IPP | 2 | X | SUN | Renewable | 2 | 0 | 1 | 0
Operable | 64778 | Strata Manager, LLC |  | 65566 | Bradford Solar | MA | Restructured | Essex | BRADF | Solar Photovoltaic | PV |  | W | X | X |  |  | 5 |  | 5 | 5 |  | N |  |  | OP | X | 4 | 2017 | 2017 |  |  | N | IPP Non-CHP | IPP | IPP | 2 | X | SUN | Renewable | 5 | 0 | 1 | 0
Operable | 64778 | Strata Manager, LLC |  | 65567 | Smith Solar Farm | NC | Vertical | Scotland | SMITH | Solar Photovoltaic | PV |  | W | X | X |  |  | 5 |  | 5 | 5 |  | N |  |  | OP | X | 7 | 2019 | 2019 |  |  | N | IPP Non-CHP | IPP | IPP | 2 | X | SUN | Renewable | 5 | 0 | 1 | 0
Operable | 64778 | Strata Manager, LLC |  | 66371 | Edison Farm | NC | Vertical | Rockingham | EDISN | Solar Photovoltaic | PV |  | W | X | X |  |  | 2 |  | 2 | 2 |  | N |  |  | OP | X | 11 | 2022 | 2022 |  |  | N | IPP Non-CHP | IPP | IPP | 2 | X | SUN | Renewable | 2 | 0 | 1 | 0
Operable | 64778 | Strata Manager, LLC |  | 66372 | Overhill Solar | NC | Vertical | Sampson | OVERH | Solar Photovoltaic | PV |  | W | X | X |  |  | 5 |  | 5 | 5 |  | N |  |  | OP | X | 3 | 2022 | 2022 |  |  | N | IPP Non-CHP | IPP | IPP | 2 | X | SUN | Renewable | 5 | 0 | 1 | 0
Operable | 64778 | Strata Manager, LLC |  | 66373 | Polk Farm | NC | Vertical | Richmond | POLK | Solar Photovoltaic | PV |  | W | X | X |  |  | 5 |  | 5 | 5 |  | N |  |  | OP | X | 3 | 2022 | 2022 |  |  | N | IPP Non-CHP | IPP | IPP | 2 | X | SUN | Renewable | 5 | 0 | 1 | 0
Operable | 64778 | Strata Manager, LLC |  | 66374 | Selwyn Farm | NC | Vertical | Anson | SELW | Solar Photovoltaic | PV |  | W | X | X |  |  | 5 |  | 5 | 5 |  | N |  |  | OP | X | 3 | 2022 | 2022 |  |  | N | IPP Non-CHP | IPP | IPP | 2 | X | SUN | Renewable | 5 | 0 | 1 | 0
Operable | 64778 | Strata Manager, LLC |  | 66375 | Shieldwall Solar | NC | Vertical | Halifax | SHIEL | Solar Photovoltaic | PV |  | W | X | X |  |  | 5 |  | 5 | 5 |  | N |  |  | OP | X | 11 | 2022 | 2022 |  |  | N | IPP Non-CHP | IPP | IPP | 2 | X | SUN | Renewable | 5 | 0 | 1 | 0
Operable | 64778 | Strata Manager, LLC |  | 66376 | Summit Solar | NC | Vertical | Wayne | SUMMT | Solar Photovoltaic | PV |  | W | X | X |  |  | 3 |  | 3 | 3 |  | N |  |  | OP | X | 8 | 2022 | 2022 |  |  | N | IPP Non-CHP | IPP | IPP | 2 | X | SUN | Renewable | 3 | 0 | 1 | 0
Operable | 64778 | Strata Manager, LLC |  | 66727 | Georgia Ballard BESS | VT | Vertical | Franklin | GBBES | Batteries | BA |  | S | X | X |  |  | 5 |  | 5 | 5 |  | N |  |  | OP | X | 5 | 2023 | 2023 |  |  | N | IPP Non-CHP | IPP | IPP | 2 | X | MWH | Other | 0 | 0 | 0 | 0
Operable | 64778 | Strata Manager, LLC |  | 66728 | Springfield BESS | VT | Vertical | Windsor | SFBES | Batteries | BA |  | S | X | X |  |  | 5 |  | 5 | 5 |  | N |  |  | OP | X | 5 | 2023 | 2023 |  |  | N | IPP Non-CHP | IPP | IPP | 2 | X | MWH | Other | 0 | 0 | 0 | 0
Operable | 61516 | Stratford Solar Center, LLC |  | 61908 | Stratford Solar Center, LLC | VA | Vertical | Suffolk City | STRAT | Solar Photovoltaic | PV |  | S | X | X |  |  | 15 |  | 15 | 15 |  | N |  |  | OP | X | 11 | 2022 | 2022 |  |  | N | IPP Non-CHP | IPP | IPP | 2 | X | SUN | Renewable | 15 | 0 | 1 | 0
Operable | 61668 | Strauss Wind LLC |  | 62113 | Strauss Wind Farm | CA | Vertical | Santa Barbara | ST-CA | Onshore Wind Turbine | WT |  | S | X | X |  |  | 95.3 |  | 95.3 | 95.3 | 0 | N |  |  | OP | X | 12 | 2023 | 2023 |  |  | N | IPP Non-CHP | IPP | IPP | 2 | X | WND | Renewable | 95.3 | 0 | 1 | 0
Operable | 18205 | Strawberry Water Users Assn |  | 3691 | Spanish Fork | UT | Vertical | Utah | 1 | Conventional Hydroelectric | HY |  | S | X | X |  |  | 1.7 | 0.9 | 1.7 | 1.7 | 0.1 | N |  |  | OP | X | 10 | 1983 | Pre-2000 |  |  | N | Electric Utility | Utility | Cooperative | 1 | X | WAT | Renewable | 1.7 | 0 | 1 | 0
Operable | 18205 | Strawberry Water Users Assn |  | 3691 | Spanish Fork | UT | Vertical | Utah | 2 | Conventional Hydroelectric | HY |  | S | X | X |  |  | 1.7 | 0.9 | 1.7 | 1.7 | 0.1 | N |  |  | OP | X | 10 | 1983 | Pre-2000 |  |  | N | Electric Utility | Utility | Cooperative | 1 | X | WAT | Renewable | 1.7 | 0 | 1 | 0
Operable | 18205 | Strawberry Water Users Assn |  | 3691 | Spanish Fork | UT | Vertical | Utah | 3 | Conventional Hydroelectric | HY |  | S | X | X |  |  | 0.2 | 0.8 | 0.2 | 0.2 | 0.1 | N |  |  | OP | X | 10 | 1937 | Pre-2000 |  |  | N | Electric Utility | Utility | Cooperative | 1 | X | WAT | Renewable | 0.2 | 0 | 1 | 0
Operable | 61506 | Stryker 22, L.L.C. |  | 61891 | Stryker 22, L.L.C. | NJ | Restructured | Warren | EDGRD | Batteries | BA |  | S | X | X |  |  | 19.8 |  | 19.8 | 19.8 | 19.8 | N |  |  | OP | X | 12 | 2018 | 2018 |  |  | N | IPP Non-CHP | IPP | IPP | 2 | X | MWH | Other | 0 | 0 | 0 | 0
Operable | 64152 | Studenski Community Solar LLC |  | 63793 | Studenski Community Solar LLC CSG | MN | Vertical | Benton | STU01 | Solar Photovoltaic | PV |  | S | X | X |  |  | 1 | 0.98 | 1 | 1 |  | N |  |  | OP | X | 4 | 2021 | 2021 |  |  | N | IPP Non-CHP | IPP | IPP | 2 | X | SUN | Renewable | 1 | 0 | 1 | 0
Operable | 65617 | Sturgeon Garden LLC |  | 66579 | Sturgeon Garden | MN | Vertical | Goodhue | MNC05 | Solar Photovoltaic | PV |  | S | X | X |  |  | 0.9 |  | 0.9 | 0.9 |  | N |  |  | OP | X | 12 | 2023 | 2023 |  |  | N | IPP Non-CHP | IPP | IPP | 2 | X | SUN | Renewable | 0.9 | 0 | 1 | 0
Operable | 60871 | Stuttgart Solar, LLC |  | 61262 | Stuttgart Solar | AR | Vertical | Arkansas | STGRT | Solar Photovoltaic | PV |  | S | X | X |  |  | 81 |  | 81 | 81 |  | N |  |  | OP | X | 1 | 2018 | 2018 |  |  | N | IPP Non-CHP | IPP | IPP | 2 | X | SUN | Renewable | 81 | 0 | 1 | 0
Operable | 59568 | SUEZ North America, Inc. |  | 59797 | Bayonne MUA- Leitner-Poma Wind Turbine | NJ | Restructured | Hudson | WT1 | Onshore Wind Turbine | WT |  | W | X | X |  |  | 1.5 |  | 0.1 | 0.3 | 0 | N |  |  | OS | X | 7 | 2012 | 2012 |  |  | N | IPP Non-CHP | IPP | IPP | 2 | X | WND | Renewable | 1.5 | 0 | 1 | 0
Operable | 60568 | Sugar Creek Wind One LLC |  | 58924 | Sugar Creek Wind One LLC | IL | Restructured | Logan | SUG1 | Onshore Wind Turbine | WT |  | S | X | X |  |  | 202 |  | 202 | 202 | 1 | N |  |  | OP | X | 11 | 2020 | 2020 |  |  | N | IPP Non-CHP | IPP | IPP | 2 | X | WND | Renewable | 202 | 0 | 1 | 0
Operable | 65200 | Sugar Hill Solar 1, LLC |  | 66034 | Sugar Hill Solar 1 | NY | Restructured | Saratoga | 19826 | Solar Photovoltaic | PV |  | S | X | X |  |  | 5 |  | 5 | 4.8 |  | N |  |  | OP | X | 12 | 2020 | 2020 |  |  | N | IPP Non-CHP | IPP | IPP | 2 | X | SUN | Renewable | 5 | 0 | 1 | 0
Operable | 60832 | Sugar River Power LLC |  | 50285 | Lower Village Water Power Project | NH | Restructured | Sullivan | 1 | Conventional Hydroelectric | HY |  | S | X | X | 49693 | 49693 | 0.6 | 0.8 | 0.6 | 0.6 | 0.5 | N |  |  | OP | X | 5 | 1995 | Pre-2000 |  |  | N | IPP Non-CHP | IPP | IPP | 2 | X | WAT | Renewable | 0.6 | 0 | 1 | 0
Operable | 60832 | Sugar River Power LLC |  | 50285 | Lower Village Water Power Project | NH | Restructured | Sullivan | 2 | Conventional Hydroelectric | HY |  | S | X | X |  |  | 0.6 | 0.8 | 0.6 | 0.6 | 0.5 | N |  |  | OP | X | 5 | 1995 | Pre-2000 |  |  | N | IPP Non-CHP | IPP | IPP | 2 | X | WAT | Renewable | 0.6 | 0 | 1 | 0
Operable | 59952 | Sugar Run Solar, LLC |  | 60189 | Sugar Run Solar | NC | Vertical | Gates | SRS15 | Solar Photovoltaic | PV |  | S | X | X |  |  | 5 |  | 5 | 5 |  | N |  |  | OP | X | 12 | 2015 | 2015 |  |  | N | IPP Non-CHP | IPP | IPP | 2 | X | SUN | Renewable | 5 | 0 | 1 | 0
Operable | 63493 | Sugar Solar, LLC |  | 63807 | Sugar Solar, LLC | NC | Vertical | Yadkin | PGR29 | Solar Photovoltaic | PV |  | S | X | X |  |  | 60 |  | 60 | 60 |  | N |  |  | OP | X | 12 | 2021 | 2021 |  |  | N | IPP Non-CHP | IPP | IPP | 2 | X | SUN | Renewable | 60 | 0 | 1 | 0
Operable | 63845 | Sullivan B Community Solar LLC |  | 64243 | Sullivan B Community Solar LLC | IL | Restructured | McDonough | SULL | Solar Photovoltaic | PV |  | S | X | X |  |  | 2 |  | 2 | 2 |  | N |  |  | OP | X | 12 | 2020 | 2020 |  |  | N | IPP Non-CHP | IPP | IPP | 2 | X | SUN | Renewable | 2 | 0 | 1 | 0
Operable | 66123 | Summit Ridge Energy |  | 60299 | HMV Minster Energy Storage System | OH | Restructured | Auglaize | MIN02 | Batteries | BA |  | S | X | X |  |  | 7 |  | 7 | 7 | 2.8 | N |  |  | OS | X | 3 | 2016 | 2016 |  |  | N | IPP Non-CHP | IPP | IPP | 2 | X | MWH | Other | 0 | 0 | 0 | 0
Operable | 60955 | Summit Water Nexus, Mount Holly, LLC |  | 60809 | Summit Water Nexus Mt. Holly, LLC Solar | NJ | Restructured | Burlington | MHWWT | Solar Photovoltaic | PV |  | S | X | X |  |  | 1 |  | 1 | 0.3 |  | N |  |  | OP | X | 5 | 2013 | 2013 |  |  | N | IPP Non-CHP | IPP | IPP | 2 | X | SUN | Renewable | 1 | 0 | 1 | 0
Operable | 66044 | Sun E N7 Holdings LLC |  | 59754 | Lakeland Electric Co. (FL) - Airport II | FL | Vertical | Polk | 1 | Solar Photovoltaic | PV |  | S | X | X |  |  | 3.5 |  | 3.5 | 2.9 |  | N |  |  | OP | X | 9 | 2012 | 2012 |  |  | N | IPP Non-CHP | IPP | IPP | 2 | X | SUN | Renewable | 3.5 | 0 | 1 | 0
Operable | 63898 | Sun Farm VIII, LLC |  | 64311 | Sun Farm VIII, LLC | NC | Vertical | Nash | SFS08 | Solar Photovoltaic | PV |  | S | X | X |  |  | 4 |  | 4 | 4 |  | N |  |  | OP | X | 12 | 2020 | 2020 |  |  | N | IPP Non-CHP | IPP | IPP | 2 | X | SUN | Renewable | 4 | 0 | 1 | 0
Operable | 64851 | Sun Streams 2, LLC |  | 63440 | Sun Streams 2 | AZ | Vertical | Maricopa | GEN01 | Solar Photovoltaic | PV |  | S | X | X |  |  | 150 | 0.95 | 150 | 150 |  | N |  |  | OP | X | 6 | 2021 | 2021 |  |  | N | IPP Non-CHP | IPP | IPP | 2 | X | SUN | Renewable | 150 | 0 | 1 | 0
Operable | 18166 | Sun Trust Plaza Associates LLC |  | 54845 | Sun Trust Plaza | GA | Vertical | Fulton | EG-1 | Petroleum Liquids | IC |  | S | X | X |  |  | 1.2 | 0.8 | 1 | 1 | 1 | N |  |  | SB | Y | 1 | 1994 | Pre-2000 |  |  | N | Commercial Non-CHP | Customer Sited | Other | 4 | X | DFO | Non-Renewable | 0 | 1.2 | 0 | 1
Operable | 18166 | Sun Trust Plaza Associates LLC |  | 54845 | Sun Trust Plaza | GA | Vertical | Fulton | EG-2 | Petroleum Liquids | IC |  | S | X | X |  |  | 1.2 | 0.8 | 1 | 1 | 1 | N |  |  | SB | Y | 1 | 1994 | Pre-2000 |  |  | N | Commercial Non-CHP | Customer Sited | Other | 4 | X | DFO | Non-Renewable | 0 | 1.2 | 0 | 1
Operable | 64608 | Sun Valley Solar LLC |  | 65303 | Sun Valley Solar Project | TX | Restructured | Hill | SUNS | Solar Photovoltaic | PV |  | S | X | X |  |  | 250 | 0.95 | 250 | 250 | 0 | N |  |  | OP | X | 12 | 2022 | 2022 |  |  | N | IPP Non-CHP | IPP | IPP | 2 | X | SUN | Renewable | 250 | 0 | 1 | 0
Operable | 22001 | Sunbury Generation LP |  | 3152 | Sunbury Generation LP | PA | Restructured | Snyder | CTG1 | Petroleum Liquids | GT |  | S | X | X | SUNBURY | SUNBURY | 23.6 | 0.85 | 18 | 18 | 2 | N |  |  | SB | Y | 11 | 1971 | Pre-2000 |  |  | N | IPP Non-CHP | IPP | IPP | 2 | X | DFO | Non-Renewable | 0 | 23.6 | 0 | 1
Operable | 22001 | Sunbury Generation LP |  | 3152 | Sunbury Generation LP | PA | Restructured | Snyder | CTG2 | Petroleum Liquids | GT |  | S | X | X | SUNBURY | SUNBURY | 23.6 | 0.85 | 18 | 18 | 2 | N |  |  | SB | Y | 11 | 1971 | Pre-2000 |  |  | N | IPP Non-CHP | IPP | IPP | 2 | X | DFO | Non-Renewable | 0 | 23.6 | 0 | 1
Operable | 22001 | Sunbury Generation LP |  | 3152 | Sunbury Generation LP | PA | Restructured | Snyder | DI2 | Petroleum Liquids | IC |  | S | X | X | SUNBURY | SUNBURY | 5.5 | 0.8 | 5 | 5 | 2.5 | N |  |  | SB | Y | 4 | 1967 | Pre-2000 |  |  | N | IPP Non-CHP | IPP | IPP | 2 | X | DFO | Non-Renewable | 0 | 5.5 | 0 | 1
Operable | 64116 | Suncaster, LLC |  | 64477 | Suncaster, LLC | NC | Vertical | Wayne | 1 | Solar Photovoltaic | PV |  | W | X | X |  |  | 2.4 | 1 | 2.4 | 2.4 |  | N |  |  | OP | X | 4 | 2021 | 2021 |  |  | N | IPP Non-CHP | IPP | IPP | 2 | X | SUN | Renewable | 2.4 | 0 | 1 | 0
Operable | 56069 | SunCoke Energy, Inc. |  | 56848 | Haverhill North Cogeneration Facility | OH | Restructured | Scioto | SCKG1 | Other Gases | ST |  | S | X | X | N HAVERHILL | N HAVERHILL | 67 | 0.95 | 53 | 53 | 10 | N |  |  | OP | X | 12 | 2008 | 2008 |  |  | Y | IPP CHP | IPP | IPP | 3 | B | OG | Non-Renewable | 0 | 67 | 0 | 1
Operable | 56069 | SunCoke Energy, Inc. |  | 57822 | Middletown Coke Company, LLC | OH | Restructured | Butler | YNKE | Other Gases | ST |  | S | X | X | YANKEE | YANKEE | 67 | 0.95 | 47 | 47 | 10 | N |  |  | OP | X | 12 | 2011 | 2011 |  |  | Y | IPP CHP | IPP | IPP | 3 | B | OG | Non-Renewable | 0 | 67 | 0 | 1
Operable | 59171 | Suncore Photovoltaics, Inc |  | 59393 | Eubank Landfill Solar Array | NM | Vertical | Bernalillo | ESNM1 | Solar Photovoltaic | PV |  | W | X | X |  |  | 2 |  | 2 | 2 |  | N |  |  | OP | X | 11 | 2013 | 2013 |  |  | N | IPP Non-CHP | IPP | IPP | 2 | X | SUN | Renewable | 2 | 0 | 1 | 0
Operable | 54902 | SunE Alamosa1 LLC |  | 56481 | SunE Alamosa | CO | Vertical | Alamosa | 1 | Solar Photovoltaic | PV |  | W | X | X |  |  | 1 |  | 1 | 1 |  | N |  |  | OP | X | 12 | 2007 | 2007 |  |  | N | IPP Non-CHP | IPP | IPP | 2 | X | SUN | Renewable | 1 | 0 | 1 | 0
Operable | 54902 | SunE Alamosa1 LLC |  | 56481 | SunE Alamosa | CO | Vertical | Alamosa | 2 | Solar Photovoltaic | PV |  | W | X | X |  |  | 7.2 |  | 6.7 | 6.7 |  | N |  |  | OP | X | 12 | 2007 | 2007 |  |  | N | IPP Non-CHP | IPP | IPP | 2 | X | SUN | Renewable | 7.2 | 0 | 1 | 0
Operable | 58108 | SunE AZ1, LLC |  | 58147 | Prescott Solar Plant | AZ | Vertical | Yavapai | PV1 | Solar Photovoltaic | PV |  | W | X | X |  |  | 10.8 |  | 10.8 | 10.8 |  | N |  |  | OP | X | 12 | 2011 | 2011 |  |  | N | IPP Non-CHP | IPP | IPP | 2 | X | SUN | Renewable | 10.8 | 0 | 1 | 0
Operable | 58182 | SunE AZ2, LLC |  | 58213 | Saddle Mountain Solar I | AZ | Vertical | Maricopa | AZ2 | Solar Photovoltaic | PV |  | S | X | X |  |  | 15 |  | 15 | 15 |  | N |  |  | OP | X | 12 | 2012 | 2012 |  |  | N | IPP Non-CHP | IPP | IPP | 2 | X | SUN | Renewable | 15 | 0 | 1 | 0
Operable | 61225 | SunE Corcoran SP Owner, LLC |  | 61620 | CDCR (CA) - Corcoran State Prison | CA | Vertical | Kings | CORSP | Solar Photovoltaic | PV |  | S | X | X |  |  | 5 |  | 5 | 5 |  | N |  |  | OP | X | 12 | 2013 | 2013 |  |  | N | IPP Non-CHP | IPP | IPP | 2 | X | SUN | Renewable | 5 | 0 | 1 | 0
Operable | 56302 | SunE CPA CDC1 LLC |  | 57011 | Chuckawalla Valley State Prison | CA | Vertical | Riverside | 1 | Solar Photovoltaic | PV |  | S | X | X |  |  | 1 |  | 0.9 | 0.9 |  | N |  |  | OP | X | 6 | 2006 | 2006 |  |  | N | IPP Non-CHP | IPP | IPP | 2 | X | SUN | Renewable | 1 | 0 | 1 | 0
Operable | 56297 | SunE CPA CDC2 LLC |  | 57007 | SunEdison Ironwood State Prison | CA | Vertical | Riverside | 1 | Solar Photovoltaic | PV |  | W | X | X |  |  | 1 |  | 0.9 | 0.9 |  | N |  |  | OP | X | 5 | 2008 | 2008 |  |  | N | IPP Non-CHP | IPP | IPP | 2 | X | SUN | Renewable | 1 | 0 | 1 | 0
Operable | 57419 | SunE CPS1 LLC |  | 58068 | SunE CPS1 LLC | TX | Restructured | Bexar | 1 | Solar Photovoltaic | PV |  | S | X | X |  |  | 10 |  | 9.9 | 9.9 |  | N |  |  | OP | X | 5 | 2012 | 2012 |  |  | N | IPP Non-CHP | IPP | IPP | 2 | X | SUN | Renewable | 10 | 0 | 1 | 0
Operable | 57403 | SunE CPS2 LLC |  | 58027 | SunE CPS2 LLC | TX | Restructured | Bexar | 1 | Solar Photovoltaic | PV |  | S | X | X |  |  | 10 |  | 9.9 | 9.9 |  | N |  |  | OP | X | 5 | 2012 | 2012 |  |  | N | IPP Non-CHP | IPP | IPP | 2 | X | SUN | Renewable | 10 | 0 | 1 | 0
Operable | 57386 | SunE CPS3 LLC |  | 58009 | SunE CPS3 LLC | TX | Restructured | Bexar | 1 | Solar Photovoltaic | PV |  | S | X | X |  |  | 5.6 |  | 5.6 | 5.6 |  | N |  |  | OP | X | 5 | 2012 | 2012 |  |  | N | IPP Non-CHP | IPP | IPP | 2 | X | SUN | Renewable | 5.6 | 0 | 1 | 0
Operable | 57386 | SunE CPS3 LLC |  | 58009 | SunE CPS3 LLC | TX | Restructured | Bexar | 2 | Solar Photovoltaic | PV |  | S | X | X |  |  | 5 |  | 5 | 5 |  | N |  |  | OP | X | 7 | 2012 | 2012 |  |  | N | IPP Non-CHP | IPP | IPP | 2 | X | SUN | Renewable | 5 | 0 | 1 | 0
Operable | 59716 | SunE DB24 LLC |  | 59958 | Milford 2 | UT | Vertical | Beaver | MIL2 | Solar Photovoltaic | PV |  | S | X | X |  |  | 3 |  | 3 | 3 |  | N |  |  | OP | X | 12 | 2015 | 2015 |  |  | N | IPP Non-CHP | IPP | IPP | 2 | X | SUN | Renewable | 3 | 0 | 1 | 0
Operable | 59838 | SunE DB27, LLC |  | 60089 | Elkton Solar | MD | Restructured | Cecil | ELKTN | Solar Photovoltaic | PV |  | S | X | X |  |  | 1.6 |  | 1.6 | 1.6 |  | N |  |  | OP | X | 12 | 2015 | 2015 |  |  | N | IPP Non-CHP | IPP | IPP | 2 | X | SUN | Renewable | 1.6 | 0 | 1 | 0
Operable | 60150 | SunE DB42, LLC |  | 60353 | Cecil County CCVT HS | MD | Restructured | Cecil | CCVT | Solar Photovoltaic | PV |  | S | X | X |  |  | 2 |  | 2 | 2 |  | N |  |  | OP | X | 12 | 2015 | 2015 |  |  | N | IPP Non-CHP | IPP | IPP | 2 | X | SUN | Renewable | 2 | 0 | 1 | 0
Operable | 57360 | SunE EPE1 LLC |  | 57986 | SunE EPE1 LLC | NM | Vertical | Dona Ana | 1 | Solar Photovoltaic | PV |  | S | X | X |  |  | 10 |  | 10 | 10 |  | N |  |  | OP | X | 6 | 2012 | 2012 |  |  | N | IPP Non-CHP | IPP | IPP | 2 | X | SUN | Renewable | 10 | 0 | 1 | 0
Operable | 57361 | SunE EPE2, LLC |  | 57985 | SunE EPE2 LLC | NM | Vertical | Dona Ana | 1 | Solar Photovoltaic | PV |  | S | X | X |  |  | 12 |  | 13.6 | 13.6 |  | N |  |  | OP | X | 5 | 2012 | 2012 |  |  | N | IPP Non-CHP | IPP | IPP | 2 | X | SUN | Renewable | 12 | 0 | 1 | 0
Operable | 57006 | SunE GIL1, LLC |  | 57682 | City of Madera WWTP | CA | Vertical | Madera | 1 | Solar Photovoltaic | PV |  | S | X | X |  |  | 1 |  | 1 | 1 |  | N |  |  | OP | X | 9 | 2009 | 2009 |  |  | N | IPP Non-CHP | IPP | IPP | 2 | X | SUN | Renewable | 1 | 0 | 1 | 0
Operable | 56434 | SunE M5 Holdings LLC |  | 57010 | SunEdison Anheuser Busch Fairfield | CA | Vertical | Solano | 1 | Solar Photovoltaic | PV |  | S | X | X |  |  | 1 |  | 0.9 | 0.9 |  | N |  |  | OP | X | 12 | 2008 | 2008 |  |  | N | IPP Non-CHP | IPP | IPP | 2 | X | SUN | Renewable | 1 | 0 | 1 | 0
Operable | 56434 | SunE M5 Holdings LLC |  | 57012 | SunEdison Walmart Apple Valley DC | CA | Vertical | San Bernardino | 1 | Solar Photovoltaic | PV |  | S | X | X |  |  | 1 |  | 0.9 | 0.9 |  | N |  |  | OP | X | 3 | 2009 | 2009 |  |  | N | IPP Non-CHP | IPP | IPP | 2 | X | SUN | Renewable | 1 | 0 | 1 | 0
Operable | 56857 | SunE M5C Holdings LLC |  | 57524 | Roger Road WWTP | AZ | Vertical | Pima | 1 | Solar Photovoltaic | PV |  | S | X | X |  |  | 1.1 |  | 0.9 | 0.9 |  | N |  |  | OP | X | 8 | 2010 | 2010 |  |  | N | IPP Non-CHP | IPP | IPP | 2 | X | SUN | Renewable | 1.1 | 0 | 1 | 0
Operable | 56183 | SunE NC Progress 1 LLC |  | 56938 | SunEdison LV Sutton Plant Site | NC | Vertical | New Hanover | NCP1 | Solar Photovoltaic | PV |  | S | X | X |  |  | 1 |  | 1 | 1 |  | N |  |  | OP | X | 12 | 2008 | 2008 |  |  | N | IPP Non-CHP | IPP | IPP | 2 | X | SUN | Renewable | 1 | 0 | 1 | 0
Operable | 57005 | SunE NLB-2, LLC |  | 57681 | City of Boulder WWTP | CO | Vertical | Boulder | 1 | Solar Photovoltaic | PV |  | S | X | X |  |  | 1 |  | 0.9 | 0.9 |  | N |  |  | OP | X | 6 | 2010 | 2010 |  |  | N | IPP Non-CHP | IPP | IPP | 2 | X | SUN | Renewable | 1 | 0 | 1 | 0
Operable | 63344 | SunE P11L Holdings, LLC |  | 63651 | North Kern State Prison Phase II | CA | Vertical | Kern | 5812 | Solar Photovoltaic | PV |  | S | X | X |  |  | 4 |  | 4 | 4 |  | N |  |  | OP | X | 9 | 2012 | 2012 |  |  | N | IPP Non-CHP | IPP | IPP | 2 | X | SUN | Renewable | 4 | 0 | 1 | 0
Operable | 59540 | SunE SEM 1, LLC |  | 59743 | Chimes West Friendship (Nixon Farms) | MD | Restructured | Howard | 1 | Solar Photovoltaic | PV |  | S | X | X |  |  | 1.2 |  | 1.2 | 0.7 |  | N |  |  | OP | X | 12 | 2014 | 2014 |  |  | N | IPP Non-CHP | IPP | IPP | 2 | X | SUN | Renewable | 1.2 | 0 | 1 | 0
Operable | 61224 | SunE Solano SP Owner, LLC |  | 61619 | CDCR (CA) - Solano State Prison | CA | Vertical | Solano | SOLSP | Solar Photovoltaic | PV |  | S | X | X |  |  | 1.1 |  | 1.1 | 1.1 |  | N |  |  | OP | X | 12 | 2013 | 2013 |  |  | N | IPP Non-CHP | IPP | IPP | 2 | X | SUN | Renewable | 1.1 | 0 | 1 | 0
Operable | 59773 | SunE Solar XVI Lessor, LLC |  | 60032 | SunE Rochester | CA | Vertical | San Bernardino | RCHTR | Solar Photovoltaic | PV |  | S | X | X |  |  | 1 |  | 1 | 1 |  | N |  |  | OP | X | 8 | 2016 | 2016 |  |  | N | IPP Non-CHP | IPP | IPP | 2 | X | SUN | Renewable | 1 | 0 | 1 | 0
Operable | 59560 | SunE Solar XVII Project 1, LLC |  | 59787 | Fiddler's Canyon #1 | UT | Vertical | Iron | FID1 | Solar Photovoltaic | PV |  | S | X | X |  |  | 3 |  | 3 | 3 |  | N |  |  | OP | X | 9 | 2015 | 2015 |  |  | N | IPP Non-CHP | IPP | IPP | 2 | X | SUN | Renewable | 3 | 0 | 1 | 0
Operable | 59561 | SunE Solar XVII Project 2, LLC |  | 59786 | Fiddler's Canyon #2 | UT | Vertical | Iron | FID2 | Solar Photovoltaic | PV |  | S | X | X |  |  | 3 |  | 3 | 3 |  | N |  |  | OP | X | 9 | 2015 | 2015 |  |  | N | IPP Non-CHP | IPP | IPP | 2 | X | SUN | Renewable | 3 | 0 | 1 | 0
Operable | 59695 | SunE Solar XVII Project 3, LLC |  | 59932 | Fiddler's Canyon 3 | UT | Vertical | Iron | FID3 | Solar Photovoltaic | PV |  | S | X | X |  |  | 3 |  | 3 | 3 |  | N |  |  | OP | X | 12 | 2015 | 2015 |  |  | N | IPP Non-CHP | IPP | IPP | 2 | X | SUN | Renewable | 3 | 0 | 1 | 0
Operable | 57055 | SunE SPS1, LLC |  | 57736 | SPS1 Dollarhide | NM | Vertical | Lea | 1 | Solar Photovoltaic | PV |  | W | X | X |  |  | 10 |  | 10 | 10 |  | N |  |  | OP | X | 9 | 2011 | 2011 |  |  | N | IPP Non-CHP | IPP | IPP | 2 | X | SUN | Renewable | 10 | 0 | 1 | 0
Operable | 57056 | SunE SPS2, LLC |  | 57737 | SPS2 Jal | NM | Vertical | Lea | 1 | Solar Photovoltaic | PV |  | W | X | X |  |  | 10 |  | 10 | 10 |  | N |  |  | OP | X | 9 | 2011 | 2011 |  |  | N | IPP Non-CHP | IPP | IPP | 2 | X | SUN | Renewable | 10 | 0 | 1 | 0
Operable | 57057 | SunE SPS3, LLC |  | 57738 | SPS3 Lea | NM | Vertical | Lea | 1 | Solar Photovoltaic | PV |  | W | X | X |  |  | 10 |  | 10 | 10 |  | N |  |  | OP | X | 11 | 2011 | 2011 |  |  | N | IPP Non-CHP | IPP | IPP | 2 | X | SUN | Renewable | 10 | 0 | 1 | 0
Operable | 57059 | SunE SPS4, LLC |  | 57739 | SPS4 Monument | NM | Vertical | Lea | 1 | Solar Photovoltaic | PV |  | W | X | X |  |  | 10.1 |  | 10.1 | 10.1 |  | N |  |  | OP | X | 12 | 2011 | 2011 |  |  | N | IPP Non-CHP | IPP | IPP | 2 | X | SUN | Renewable | 10.1 | 0 | 1 | 0
Operable | 57058 | SunE SPS5, LLC |  | 57740 | SPS5 Hopi | NM | Vertical | Eddy | 1 | Solar Photovoltaic | PV |  | W | X | X |  |  | 10.1 |  | 10.1 | 10.1 |  | N |  |  | OP | X | 12 | 2011 | 2011 |  |  | N | IPP Non-CHP | IPP | IPP | 2 | X | SUN | Renewable | 10.1 | 0 | 1 | 0
Operable | 56431 | SunE U6 Holdings LLC |  | 56922 | WWRF Solar Plant | CO | Vertical | Garfield | EAST | Solar Photovoltaic | PV |  | W | X | X |  |  | 0.5 |  | 0.4 | 0.4 |  | N |  |  | OP | X | 2 | 2009 | 2009 |  |  | N | IPP Non-CHP | IPP | IPP | 2 | X | SUN | Renewable | 0.5 | 0 | 1 | 0
Operable | 56431 | SunE U6 Holdings LLC |  | 56922 | WWRF Solar Plant | CO | Vertical | Garfield | WEST | Solar Photovoltaic | PV |  | W | X | X |  |  | 1 |  | 0.9 | 0.9 |  | N |  |  | OP | X | 2 | 2009 | 2009 |  |  | N | IPP Non-CHP | IPP | IPP | 2 | X | SUN | Renewable | 1 | 0 | 1 | 0
Operable | 56431 | SunE U6 Holdings LLC |  | 57005 | Mariani Packing Vacaville Solar | CA | Vertical | Solano | 1 | Solar Photovoltaic | PV |  | S | X | X |  |  | 1 |  | 0.9 | 0.9 |  | N |  |  | OP | X | 11 | 2008 | 2008 |  |  | N | IPP Non-CHP | IPP | IPP | 2 | X | SUN | Renewable | 1 | 0 | 1 | 0
Operable | 56431 | SunE U6 Holdings LLC |  | 57008 | SunEdison Procter & Gamble Oxnard | CA | Vertical | Ventura | 1 | Solar Photovoltaic | PV |  | S | X | X |  |  | 1 |  | 0.8 | 0.8 |  | N |  |  | OP | X | 10 | 2009 | 2009 |  |  | N | IPP Non-CHP | IPP | IPP | 2 | X | SUN | Renewable | 1 | 0 | 1 | 0
Operable | 65922 | SunE W12DG-B, LLC |  | 59744 | Lakeland Electric Co. (FL)-Airport 1 | FL | Vertical | Polk | 1 | Solar Photovoltaic | PV |  | S | X | X |  |  | 2.3 |  | 2.3 | 2 |  | N |  |  | OP | X | 12 | 2011 | 2011 |  |  | N | IPP Non-CHP | IPP | IPP | 2 | X | SUN | Renewable | 2.3 | 0 | 1 | 0
Operable | 61226 | SunE Wasco SP Owner, LLC |  | 61621 | CDCR (CA) - Wasco State Prison | CA | Vertical | Kern | WASCO | Solar Photovoltaic | PV |  | S | X | X |  |  | 1.5 |  | 1.5 | 1.5 |  | N |  |  | OP | X | 12 | 2013 | 2013 |  |  | N | IPP Non-CHP | IPP | IPP | 2 | X | SUN | Renewable | 1.5 | 0 | 1 | 0
Operable | 65923 | SunE WF3 KHL A Holdings, LLC |  | 57009 | Kohls San Bernardino Solar Facility | CA | Vertical | San Bernardino | 1 | Solar Photovoltaic | PV |  | S | X | X |  |  | 1 |  | 0.9 | 0.9 |  | N |  |  | OP | X | 11 | 2007 | 2007 |  |  | N | IPP Non-CHP | IPP | IPP | 2 | X | SUN | Renewable | 1 | 0 | 1 | 0
Operable | 57007 | SunE WF3-ST Holdings, LLC |  | 57683 | Staples La Mirada, CA | CA | Vertical | Los Angeles | 1 | Solar Photovoltaic | PV |  | S | X | X |  |  | 1.1 |  | 0.9 | 0.9 |  | N |  |  | OP | X | 3 | 2009 | 2009 |  |  | N | IPP Non-CHP | IPP | IPP | 2 | X | SUN | Renewable | 1.1 | 0 | 1 | 0
Operable | 56294 | SunE WG113 Moreno Valley LLC |  | 57004 | SunEdison Walgreens Moreno Valley | CA | Vertical | Riverside | 1 | Solar Photovoltaic | PV |  | S | X | X |  |  | 1 |  | 0.9 | 0.9 |  | N |  |  | OP | X | 9 | 2007 | 2007 |  |  | N | IPP Non-CHP | IPP | IPP | 2 | X | SUN | Renewable | 1 | 0 | 1 | 0
Operable | 56296 | SunE WG45 Woodland LLC |  | 57006 | Walgreens Woodland Distribution Center | CA | Vertical | Yolo | 1 | Solar Photovoltaic | PV |  | S | X | X |  |  | 1 |  | 0.9 | 0.9 |  | N |  |  | OP | X | 8 | 2007 | 2007 |  |  | N | IPP Non-CHP | IPP | IPP | 2 | X | SUN | Renewable | 1 | 0 | 1 | 0
Operable | 59139 | SunEdison LLC |  | 57463 | Bishop Hill Energy LLC | IL | Restructured | Henry | 1 | Onshore Wind Turbine | WT |  | S | X | X | 135389805 BISHOPHI34.5 KV BISHWF1 | TSS KEWANEE 138 KV SUBSTATION | 200 |  | 200 | 200 | 0 | N |  |  | OP | X | 6 | 2012 | 2012 |  |  | N | IPP Non-CHP | IPP | IPP | 2 | X | WND | Renewable | 200 | 0 | 1 | 0
Operable | 59139 | SunEdison LLC |  | 57799 | ISH Solar Central, LLC | NJ | Restructured | Monmouth | 1 | Solar Photovoltaic | PV |  | S | X | X |  |  | 1.4 |  | 1.4 | 1.4 |  | N |  |  | OP | X | 10 | 2011 | 2011 |  |  | N | IPP Non-CHP | IPP | IPP | 2 | X | SUN | Renewable | 1.4 | 0 | 1 | 0
Operable | 59139 | SunEdison LLC |  | 57840 | ISH Solar Hospital SDMC | CA | Vertical | San Diego | 1 | Solar Photovoltaic | PV |  | S | X | X |  |  | 1.1 |  | 1.1 | 1.1 |  | N |  |  | OP | X | 12 | 2011 | 2011 |  |  | N | IPP Non-CHP | IPP | IPP | 2 | X | SUN | Renewable | 1.1 | 0 | 1 | 0
Operable | 59139 | SunEdison LLC |  | 57841 | ISH Solar Hospital Downey | CA | Vertical | Los Angeles | 1 | Solar Photovoltaic | PV |  | S | X | X |  |  | 1.1 |  | 1.1 | 1.1 |  | N |  |  | OP | X | 9 | 2011 | 2011 |  |  | N | IPP Non-CHP | IPP | IPP | 2 | X | SUN | Renewable | 1.1 | 0 | 1 | 0
Operable | 59139 | SunEdison LLC |  | 58008 | California Ridge Wind Energy LLC | IL | Restructured | Vermilion | CR | Onshore Wind Turbine | WT |  | S | X | X | AMIL.CALRDIGE | VERMILLION 138KV SUBSTATION | 217 |  | 200 | 200 | 0 | N |  |  | OP | X | 12 | 2012 | 2012 |  |  | N | IPP Non-CHP | IPP | IPP | 2 | X | WND | Renewable | 217 | 0 | 1 | 0
Operable | 59139 | SunEdison LLC |  | 58322 | Prairie Breeze | NE | Vertical | Antelope | 1 | Onshore Wind Turbine | WT |  | S | X | X |  |  | 206.5 |  | 200.6 | 200.6 | 0 | N |  |  | OP | X | 5 | 2014 | 2014 |  |  | N | IPP Non-CHP | IPP | IPP | 2 | X | WND | Renewable | 206.5 | 0 | 1 | 0
Operable | 59139 | SunEdison LLC |  | 58387 | CES Sterling LLC | MA | Restructured | Worcester | 1 | Solar Photovoltaic | PV |  | S | X | X |  |  | 2 |  | 2 | 2 |  | N |  |  | OP | X | 2 | 2013 | 2013 |  |  | N | IPP Non-CHP | IPP | IPP | 2 | X | SUN | Renewable | 2 | 0 | 1 | 0
Operable | 59139 | SunEdison LLC |  | 58871 | Berkley East Solar LLC | MA | Restructured | Bristol | 1 | Solar Photovoltaic | PV |  | S | X | X |  |  | 3 |  | 2.9 | 2.9 |  | N |  |  | OP | X | 7 | 2013 | 2013 |  |  | N | IPP Non-CHP | IPP | IPP | 2 | X | SUN | Renewable | 3 | 0 | 1 | 0
Operable | 59139 | SunEdison LLC |  | 59182 | Hesperia | CA | Vertical | San Bernardino | 1994-10-01 | Solar Photovoltaic | PV |  | W | X | X |  |  | 1.5 |  | 1.5 | 1.5 |  | N |  |  | OP | X | 8 | 2014 | 2014 |  |  | N | IPP Non-CHP | IPP | IPP | 2 | X | SUN | Renewable | 1.5 | 0 | 1 | 0
Operable | 59139 | SunEdison LLC |  | 59359 | SCE-Snowline-Duncan Road (North) | CA | Vertical | San Bernardino | 10400 | Solar Photovoltaic | PV |  | W | X | X |  |  | 1.5 |  | 1.5 | 1.5 |  | N |  |  | OP | X | 10 | 2014 | 2014 |  |  | N | IPP Non-CHP | IPP | IPP | 2 | X | SUN | Renewable | 1.5 | 0 | 1 | 0
Operable | 59139 | SunEdison LLC |  | 59360 | SCE-Snowline-Duncan Road (South) | CA | Vertical | San Bernardino | 11113 | Solar Photovoltaic | PV |  | W | X | X |  |  | 1 |  | 1 | 1 |  | N |  |  | OP | X | 10 | 2014 | 2014 |  |  | N | IPP Non-CHP | IPP | IPP | 2 | X | SUN | Renewable | 1 | 0 | 1 | 0
Operable | 59139 | SunEdison LLC |  | 59421 | SCE-Snowline-White Road (South) | CA | Vertical | San Bernardino | 11111 | Solar Photovoltaic | PV |  | W | X | X |  |  | 1.5 |  | 1.5 | 1.5 |  | N |  |  | OP | X | 11 | 2014 | 2014 |  |  | N | IPP Non-CHP | IPP | IPP | 2 | X | SUN | Renewable | 1.5 | 0 | 1 | 0
Operable | 59139 | SunEdison LLC |  | 59422 | SCE-Snowline-White Road (North) | CA | Vertical | San Bernardino | 10401 | Solar Photovoltaic | PV |  | W | X | X |  |  | 1.5 |  | 1.5 | 1.5 |  | N |  |  | OP | X | 11 | 2014 | 2014 |  |  | N | IPP Non-CHP | IPP | IPP | 2 | X | SUN | Renewable | 1.5 | 0 | 1 | 0
Operable | 59139 | SunEdison LLC |  | 59423 | SCE-Snowline-White Rd (Central) | CA | Vertical | San Bernardino | 10402 | Solar Photovoltaic | PV |  | W | X | X |  |  | 1.5 |  | 1.5 | 1.5 |  | N |  |  | OP | X | 11 | 2014 | 2014 |  |  | N | IPP Non-CHP | IPP | IPP | 2 | X | SUN | Renewable | 1.5 | 0 | 1 | 0
Operable | 59139 | SunEdison LLC |  | 59916 | SunE- E Philadelphia Ontario | CA | Vertical | San Bernardino | 12307 | Solar Photovoltaic | PV |  | W | X | X |  |  | 1 |  | 1 | 1 |  | N |  |  | OP | X | 3 | 2016 | 2016 |  |  | N | IPP Non-CHP | IPP | IPP | 2 | X | SUN | Renewable | 1 | 0 | 1 | 0
Operable | 59139 | SunEdison LLC |  | 59943 | Rattlesnake Den | TX | Restructured | Glasscock | 1 | Onshore Wind Turbine | WT |  | S | X | X | RSK_RN | ERCOT West 345KV hub | 207.2 |  | 207.2 | 207.2 | 0 | N |  |  | OP | X | 7 | 2015 | 2015 |  |  | N | IPP Non-CHP | IPP | IPP | 2 | X | WND | Renewable | 207.2 | 0 | 1 | 0
Operable | 58466 | SunEnergy1 |  | 58480 | Plymouth Solar LLC | NC | Vertical | Washington | 1 | Solar Photovoltaic | PV |  | S | X | X |  |  | 5 |  | 5 | 5 |  | N |  |  | OP | X | 9 | 2012 | 2012 |  |  | N | IPP Non-CHP | IPP | IPP | 2 | X | SUN | Renewable | 5 | 0 | 1 | 0
Operable | 59672 | SunEnergy1-Scotland Neck, LLC |  | 59898 | SunEnergy1-Scotland Neck, LLC | NC | Vertical | Halifax | SE1SN | Solar Photovoltaic | PV |  | S | X | X |  |  | 3 |  | 3 | 3 |  | N |  |  | OP | X | 12 | 2014 | 2014 |  |  | N | IPP Non-CHP | IPP | IPP | 2 | X | SUN | Renewable | 3 | 0 | 1 | 0
Operable | 63718 | Sunflower County Solar Project, LLC |  | 64081 | Sunflower County | MS | Vertical | Sunflower | SUNFL | Solar Photovoltaic | PV |  | S | X | X |  |  | 100 |  | 100 | 100 | 1 | N |  |  | OP | X | 9 | 2022 | 2022 |  |  | N | Electric Utility | Utility | IPP | 1 | X | SUN | Renewable | 100 | 0 | 1 | 0
Operable | 18315 | Sunflower Electric Power Corp |  | 108 | Holcomb | KS | Vertical | Finney | 1 | Conventional Steam Coal | ST |  | S | X | X | SECIHOLCOM1UN1 | SECIHOLCOM1UN1 | 348.7 | 0.9 | 358.9 | 358.9 | 95 | N |  |  | OP | X | 8 | 1983 | Pre-2000 |  |  | N | Electric Utility | Utility | Cooperative | 1 | X | SUB | Non-Renewable | 0 | 348.7 | 0 | 1 | NG
Operable | 18315 | Sunflower Electric Power Corp |  | 1230 | Cimarron River | KS | Vertical | Seward | 1 | Natural Gas Steam Turbine | ST |  | S | X | X | MKECCIM_UN1 | MKECCIM_UN1 | 50 | 0.85 | 53.6 | 53.6 | 23 | N |  |  | OP | X | 10 | 1963 | Pre-2000 |  |  | N | Electric Utility | Utility | Cooperative | 1 | X | NG | Non-Renewable | 0 | 50 | 0 | 1
Operable | 18315 | Sunflower Electric Power Corp |  | 1230 | Cimarron River | KS | Vertical | Seward | 2 | Natural Gas Fired Combustion Turbine | GT |  | S | X | X | MKECCIM_UN2 | MKECCIM_UN2 | 15 | 0.85 | 13.7 | 13.7 | 6 | N |  |  | SB | Y | 2 | 1968 | Pre-2000 |  |  | N | Electric Utility | Utility | Cooperative | 1 | X | NG | Non-Renewable | 0 | 15 | 0 | 1
Operable | 18315 | Sunflower Electric Power Corp |  | 1233 | Fort Dodge | KS | Vertical | Ford | 4 | Natural Gas Steam Turbine | ST |  | S | X | X | MKECJUDLR_UN4 | MKECJUDLR_UN4 | 149 | 0.85 | 148.8 | 148.8 | 30 | N |  |  | OP | X | 6 | 1969 | Pre-2000 |  |  | N | Electric Utility | Utility | Cooperative | 1 | X | NG | Non-Renewable | 0 | 149 | 0 | 1
Operable | 18315 | Sunflower Electric Power Corp |  | 1235 | Great Bend - Sunflower | KS | Vertical | Barton | 3 | Natural Gas Steam Turbine | ST |  | S | X | X | MKECMULGRN_UN3 | MKECMULGRN_UN3 | 81.6 | 0.85 | 99.8 | 99.8 | 23 | N |  |  | OP | X | 6 | 1963 | Pre-2000 |  |  | N | Electric Utility | Utility | Cooperative | 1 | X | NG | Non-Renewable | 0 | 81.6 | 0 | 1
Operable | 18315 | Sunflower Electric Power Corp |  | 1336 | Garden City | KS | Vertical | Finney | S2 | Natural Gas Steam Turbine | ST |  | S | X | X | SECIGRDNCT1UN2 | SECIGRDNCT1UN2 | 97.9 | 0.85 | 97.3 | 97.3 | 23 | N |  |  | OP | X | 4 | 1973 | Pre-2000 |  |  | N | Electric Utility | Utility | Cooperative | 1 | X | NG | Non-Renewable | 0 | 97.9 | 0 | 1
Operable | 18315 | Sunflower Electric Power Corp |  | 1336 | Garden City | KS | Vertical | Finney | S3 | Natural Gas Fired Combustion Turbine | GT |  | S | X | X | SECIGRDNCT1UN3 | SECIGRDNCT1UN3 | 16 | 0.85 | 12.8 | 12.8 | 10 | N |  |  | SB | Y | 6 | 1968 | Pre-2000 |  |  | N | Electric Utility | Utility | Cooperative | 1 | X | NG | Non-Renewable | 0 | 16 | 0 | 1
Operable | 18315 | Sunflower Electric Power Corp |  | 1336 | Garden City | KS | Vertical | Finney | S4 | Natural Gas Fired Combustion Turbine | GT |  | S | X | X | SECIGRDNCT1UN4 | SECIGRDNCT1UN4 | 71.2 | 0.9 | 57.1 | 57.1 | 20 | N |  |  | OP | X | 5 | 1976 | Pre-2000 |  |  | N | Electric Utility | Utility | Cooperative | 1 | X | NG | Non-Renewable | 0 | 71.2 | 0 | 1
Operable | 18315 | Sunflower Electric Power Corp |  | 1336 | Garden City | KS | Vertical | Finney | S5 | Natural Gas Fired Combustion Turbine | GT |  | S | X | X | SECIGRDNCT1UN5 | SECIGRDNCT1UN5 | 71.2 | 0.9 | 53.8 | 53.8 | 20 | N |  |  | OP | X | 7 | 1979 | Pre-2000 |  |  | N | Electric Utility | Utility | Cooperative | 1 | X | NG | Non-Renewable | 0 | 71.2 | 0 | 1
Operable | 18315 | Sunflower Electric Power Corp |  | 8037 | Clifton | KS | Vertical | Washington | 1 | Natural Gas Fired Combustion Turbine | GT |  | S | X | X | MKECCLIFTON_UN1 | MKECCLIFTON_UN1 | 85 | 0.9 | 76.2 | 76.2 | 10 | N |  |  | OP | X | 12 | 1974 | Pre-2000 |  |  | N | Electric Utility | Utility | Cooperative | 1 | X | NG | Non-Renewable | 0 | 85 | 0 | 1
Operable | 18315 | Sunflower Electric Power Corp |  | 8037 | Clifton | KS | Vertical | Washington | 2 | Petroleum Liquids | IC |  | S | X | X |  |  | 2.5 | 0.8 | 2.5 | 2.5 | 2.5 | N |  |  | SB | Y | 8 | 1974 | Pre-2000 |  |  | N | Electric Utility | Utility | Cooperative | 1 | X | DFO | Non-Renewable | 0 | 2.5 | 0 | 1
Operable | 18315 | Sunflower Electric Power Corp |  | 58255 | Rubart | KS | Vertical | Grant | 1 | Natural Gas Internal Combustion Engine | IC |  | S | X | X | SECIRUBART | SECIRUBART | 10 | 0.8 | 8.8 | 8.8 | 2 | N |  |  | OP | X | 9 | 2014 | 2014 |  |  | N | Electric Utility | Utility | Cooperative | 1 | X | NG | Non-Renewable | 0 | 10 | 0 | 1
Operable | 18315 | Sunflower Electric Power Corp |  | 58255 | Rubart | KS | Vertical | Grant | 2 | Natural Gas Internal Combustion Engine | IC |  | S | X | X | SECIRUBART | SECIRUBART | 10 | 0.8 | 8.9 | 8.9 | 2 | N |  |  | OP | X | 9 | 2014 | 2014 |  |  | N | Electric Utility | Utility | Cooperative | 1 | X | NG | Non-Renewable | 0 | 10 | 0 | 1
Operable | 18315 | Sunflower Electric Power Corp |  | 58255 | Rubart | KS | Vertical | Grant | 3 | Natural Gas Internal Combustion Engine | IC |  | S | X | X | SECIRUBART | SECIRUBART | 10 | 0.8 | 8.7 | 8.7 | 2 | N |  |  | OP | X | 9 | 2014 | 2014 |  |  | N | Electric Utility | Utility | Cooperative | 1 | X | NG | Non-Renewable | 0 | 10 | 0 | 1
Operable | 18315 | Sunflower Electric Power Corp |  | 58255 | Rubart | KS | Vertical | Grant | 4 | Natural Gas Internal Combustion Engine | IC |  | S | X | X | SECIRUBART | SECIRUBART | 10 | 0.8 | 9 | 9 | 2 | N |  |  | OP | X | 9 | 2014 | 2014 |  |  | N | Electric Utility | Utility | Cooperative | 1 | X | NG | Non-Renewable | 0 | 10 | 0 | 1
Operable | 18315 | Sunflower Electric Power Corp |  | 58255 | Rubart | KS | Vertical | Grant | 5 | Natural Gas Internal Combustion Engine | IC |  | S | X | X | SECIRUBART | SECIRUBART | 10 | 0.8 | 8.6 | 8.6 | 2 | N |  |  | OP | X | 9 | 2014 | 2014 |  |  | N | Electric Utility | Utility | Cooperative | 1 | X | NG | Non-Renewable | 0 | 10 | 0 | 1
Operable | 18315 | Sunflower Electric Power Corp |  | 58255 | Rubart | KS | Vertical | Grant | 6 | Natural Gas Internal Combustion Engine | IC |  | S | X | X | SECIRUBART | SECIRUBART | 10 | 0.8 | 8.8 | 8.8 | 2 | N |  |  | OP | X | 9 | 2014 | 2014 |  |  | N | Electric Utility | Utility | Cooperative | 1 | X | NG | Non-Renewable | 0 | 10 | 0 | 1
Operable | 18315 | Sunflower Electric Power Corp |  | 58255 | Rubart | KS | Vertical | Grant | 7 | Natural Gas Internal Combustion Engine | IC |  | S | X | X | SECIRUBART2 | SECIRUBART2 | 10 | 0.8 | 8.8 | 8.8 | 2 | N |  |  | OP | X | 9 | 2014 | 2014 |  |  | N | Electric Utility | Utility | Cooperative | 1 | X | NG | Non-Renewable | 0 | 10 | 0 | 1
Operable | 18315 | Sunflower Electric Power Corp |  | 58255 | Rubart | KS | Vertical | Grant | 8 | Natural Gas Internal Combustion Engine | IC |  | S | X | X | SECIRUBART2 | SECIRUBART2 | 10 | 0.8 | 8.9 | 8.9 | 2 | N |  |  | OP | X | 9 | 2014 | 2014 |  |  | N | Electric Utility | Utility | Cooperative | 1 | X | NG | Non-Renewable | 0 | 10 | 0 | 1
Operable | 18315 | Sunflower Electric Power Corp |  | 58255 | Rubart | KS | Vertical | Grant | 9 | Natural Gas Internal Combustion Engine | IC |  | S | X | X | SECIRUBART2 | SECIRUBART2 | 10 | 0.8 | 8.9 | 8.9 | 2 | N |  |  | OP | X | 9 | 2014 | 2014 |  |  | N | Electric Utility | Utility | Cooperative | 1 | X | NG | Non-Renewable | 0 | 10 | 0 | 1
Operable | 18315 | Sunflower Electric Power Corp |  | 58255 | Rubart | KS | Vertical | Grant | 10 | Natural Gas Internal Combustion Engine | IC |  | S | X | X | SECIRUBART2 | SECIRUBART2 | 10 | 0.8 | 9 | 9 | 2 | N |  |  | OP | X | 9 | 2014 | 2014 |  |  | N | Electric Utility | Utility | Cooperative | 1 | X | NG | Non-Renewable | 0 | 10 | 0 | 1
Operable | 18315 | Sunflower Electric Power Corp |  | 58255 | Rubart | KS | Vertical | Grant | 11 | Natural Gas Internal Combustion Engine | IC |  | S | X | X | SECIRUBART2 | SECIRUBART2 | 10 | 0.8 | 9 | 9 | 2 | N |  |  | OP | X | 9 | 2014 | 2014 |  |  | N | Electric Utility | Utility | Cooperative | 1 | X | NG | Non-Renewable | 0 | 10 | 0 | 1
Operable | 18315 | Sunflower Electric Power Corp |  | 58255 | Rubart | KS | Vertical | Grant | 12 | Natural Gas Internal Combustion Engine | IC |  | S | X | X | SECIRUBART2 | SECIRUBART2 | 10 | 0.8 | 9 | 9 | 2 | N |  |  | OP | X | 9 | 2014 | 2014 |  |  | N | Electric Utility | Utility | Cooperative | 1 | X | NG | Non-Renewable | 0 | 10 | 0 | 1
Operable | 64992 | Sunflower Energy Center, LLC |  | 65738 | Sunflower Energy Center, LLC | KS | Vertical | Marion | 1111 | Onshore Wind Turbine | WT |  | S | X | X |  |  | 200.6 |  | 200.6 | 200.6 | 0 | N |  |  | OP | X | 10 | 2023 | 2023 |  |  | N | IPP Non-CHP | IPP | IPP | 2 | X | WND | Renewable | 200.6 | 0 | 1 | 0
Operable | 60381 | Sunflower Solar, LLC |  | 60638 | Sunflower Solar | NC | Vertical | Halifax | NC160 | Solar Photovoltaic | PV |  | S | X | X |  |  | 16 |  | 16 | 16 |  | N |  |  | OP | X | 12 | 2017 | 2017 |  |  | N | IPP Non-CHP | IPP | IPP | 2 | X | SUN | Renewable | 16 | 0 | 1 | 0
Operable | 58511 | SunGen Sharon 1 LLC |  | 58541 | SunGen Sharon 1 LLC | VT | Vertical | Windsor | 1 | Solar Photovoltaic | PV |  | S | X | X |  |  | 1.8 |  | 1.8 | 1.8 |  | N |  |  | OP | X | 8 | 2012 | 2012 |  |  | N | IPP Non-CHP | IPP | IPP | 2 | X | SUN | Renewable | 1.8 | 0 | 1 | 0
Operable | 58754 | Sunlight General Mercer Solar LLC |  | 58882 | Mercer County Community College | NJ | Restructured | Mercer | PV01 | Solar Photovoltaic | PV |  | S | X | X |  |  | 7.5 |  | 7.5 | 7.5 |  | N |  |  | OP | X | 9 | 2013 | 2013 |  |  | N | Commercial Non-CHP | Customer Sited | Other | 4 | X | SUN | Renewable | 7.5 | 0 | 1 | 0
Operable | 58753 | Sunlight General Morris Solar LLC |  | 58881 | County College of Morris | NJ | Restructured | Morris | PV01 | Solar Photovoltaic | PV |  | S | X | X |  |  | 2.9 |  | 2.9 | 2.9 |  | N |  |  | OP | X | 11 | 2013 | 2013 |  |  | N | Commercial Non-CHP | Customer Sited | Other | 4 | X | SUN | Renewable | 2.9 | 0 | 1 | 0
Operable | 58753 | Sunlight General Morris Solar LLC |  | 58917 | Tioga Solar Morris County 1 LLC | NJ | Restructured | Morris | MMIR | Solar Photovoltaic | PV |  | S | X | X |  |  | 1 |  | 1 | 1 |  | N |  |  | OP | X | 2 | 2011 | 2011 |  |  | N | Commercial Non-CHP | Customer Sited | Other | 4 | X | SUN | Renewable | 1 | 0 | 1 | 0
Operable | 58753 | Sunlight General Morris Solar LLC |  | 61630 | William G Mennen Sports Solar | NJ | Restructured | Morris | MENN | Solar Photovoltaic | PV |  | W | X | X |  |  | 1.3 |  | 1.3 | 1 |  | N |  |  | OP | X | 2 | 2011 | 2011 |  |  | N | IPP Non-CHP | IPP | IPP | 2 | X | SUN | Renewable | 1.3 | 0 | 1 | 0
Operable | 59100 | Sunlight General Solar Fund II, LLC |  | 56877 | Hall's Warehouse Solar Project | NJ | Restructured | Middlesex | TBD | Solar Photovoltaic | PV |  | S | X | X |  |  | 1.6 |  | 1.6 | 1.6 |  | N |  |  | OP | X | 2 | 2009 | 2009 |  |  | N | IPP Non-CHP | IPP | IPP | 2 | X | SUN | Renewable | 1.6 | 0 | 1 | 0
Operable | 59100 | Sunlight General Solar Fund II, LLC |  | 59297 | Carrier Clinic | NJ | Restructured | Somerset | CARRI | Solar Photovoltaic | PV |  | S | X | X |  |  | 1.5 |  | 1.5 | 1.5 |  | N |  |  | OP | X | 10 | 2009 | 2009 |  |  | N | IPP Non-CHP | IPP | IPP | 2 | X | SUN | Renewable | 1.5 | 0 | 1 | 0
Operable | 58769 | Sunlight General Somerset Solar LLC |  | 58896 | Patriots Stadium | NJ | Restructured | Somerset | PV01 | Solar Photovoltaic | PV |  | S | X | X |  |  | 1 |  | 1 | 1 |  | N |  |  | OP | X | 9 | 2013 | 2013 |  |  | N | Commercial Non-CHP | Customer Sited | Other | 4 | X | SUN | Renewable | 1 | 0 | 1 | 0
Operable | 65059 | Sunlight Storage, LLC |  | 65857 | Sunlight Storage | CA | Vertical | Riverside | SUNS1 | Batteries | BA |  | S | X | X |  |  | 230 | 0.95 | 230 | 230 | 1 | N |  |  | OP | X | 9 | 2022 | 2022 |  |  | N | IPP Non-CHP | IPP | IPP | 2 | X | MWH | Other | 0 | 0 | 0 | 0
Operable | 65912 | Sunny Cow Solar, LLC |  | 67001 | Sunny Cow Solar, LLC | CA | Vertical | Kern | 93311 | Solar Photovoltaic | PV |  | W | X | X |  |  | 2 |  | 2 | 2 |  | N |  |  | OP | X | 10 | 2023 | 2023 |  |  | N | IPP Non-CHP | IPP | IPP | 2 | X | SUN | Renewable | 2 | 0 | 1 | 0
Operable | 59500 | Sunny Templeton, LLC |  | 59731 | Templeton | MA | Restructured | Worcester | TEMPL | Solar Photovoltaic | PV |  | S | X | X |  |  | 3 |  | 3 | 3 |  | N |  |  | OP | X | 12 | 2014 | 2014 |  |  | N | IPP Non-CHP | IPP | IPP | 2 | X | SUN | Renewable | 3 | 0 | 1 | 0
Operable | 64612 | Sunnybrook Farm Solar, LLC |  | 65307 | Sunnybrook Solar Project - Hybrid | VA | Vertical | Halifax | SUNS | Solar Photovoltaic | PV |  | S | X | X |  |  | 51 | 0.95 | 51 | 51 | 1 | N |  |  | OP | X | 12 | 2022 | 2022 |  |  | N | IPP Non-CHP | IPP | IPP | 2 | X | SUN | Renewable | 51 | 0 | 1 | 0
Operable | 21734 | Sunnyside Cogeneration Assoc |  | 50951 | Sunnyside Cogen Associates | UT | Vertical | Carbon | GEN1 | Conventional Steam Coal | ST |  | J | X | X |  |  | 58.1 | 0.95 | 51 | 51 | 35 | N |  |  | OP | X | 2 | 1993 | Pre-2000 |  |  | N | IPP Non-CHP | IPP | IPP | 2 | X | WC | Non-Renewable | 0 | 58.1 | 0 | 1
Operable | 56898 | Sunnyvale City of WPCP |  | 57557 | Sunnyvale City of WPCP | CA | Vertical | Santa Clara | S-14 | Natural Gas Internal Combustion Engine | IC |  | S | X | X |  |  | 0.8 | 0.8 | 0.8 | 0.8 | 0.6 | N |  |  | OP | X | 11 | 1997 | Pre-2000 | 11 | 2028 | Y | Electric Utility | Utility | Municipal | 1 | T | NG | Non-Renewable | 0 | 0.8 | 0 | 1 | LFG | OBG
Operable | 56898 | Sunnyvale City of WPCP |  | 57557 | Sunnyvale City of WPCP | CA | Vertical | Santa Clara | S-15 | Natural Gas Internal Combustion Engine | IC |  | S | X | X |  |  | 0.8 | 0.8 | 0.8 | 0.8 | 0.6 | N |  |  | OP | X | 11 | 1997 | Pre-2000 |  |  | Y | Electric Utility | Utility | Municipal | 1 | T | NG | Non-Renewable | 0 | 0.8 | 0 | 1 | LFG | OBG
Operable | 60495 | Sunpin Holdings, LLC |  | 60825 | Colgreen North Shore Solar Farm | CA | Vertical | Riverside | CNS1 | Solar Photovoltaic | PV |  | S | X | X |  |  | 74.8 |  | 74.8 | 74.8 |  | N |  |  | OP | X | 12 | 2018 | 2018 |  |  | N | IPP Non-CHP | IPP | IPP | 2 | X | SUN | Renewable | 74.8 | 0 | 1 | 0
Operable | 60246 | Sunray Energy 2, LLC |  | 10437 | Sunray 2 | CA | Vertical | San Bernardino | SUN2 | Solar Photovoltaic | PV |  | W | X | X |  |  | 20 |  | 20 | 18.5 |  | N |  |  | OP | X | 6 | 2017 | 2017 |  |  | N | IPP Non-CHP | IPP | IPP | 2 | X | SUN | Renewable | 20 | 0 | 1 | 0
Operable | 60247 | Sunray Energy 3 LLC |  | 10438 | Sunray 3 | CA | Vertical | San Bernardino | SUN3 | Solar Photovoltaic | PV |  | W | X | X |  |  | 13.8 |  | 13.8 | 13.8 |  | N |  |  | OP | X | 6 | 2017 | 2017 |  |  | N | IPP Non-CHP | IPP | IPP | 2 | X | SUN | Renewable | 13.8 | 0 | 1 | 0
Operable | 58258 | SunRay Power LLC |  | 59364 | Plainfield One Solar LLC | NJ | Restructured | Somerset | PV1 | Solar Photovoltaic | PV |  | S | X | X |  |  | 1.3 |  | 1.3 | 1.3 |  | N |  |  | OP | X | 12 | 2011 | 2011 |  |  | N | IPP Non-CHP | IPP | IPP | 2 | X | SUN | Renewable | 1.3 | 0 | 1 | 0
Operable | 58258 | SunRay Power LLC |  | 59367 | Engelhard Solar LLC | NJ | Restructured | Middlesex | PV1 | Solar Photovoltaic | PV |  | S | X | X |  |  | 0.8 |  | 0.8 | 0.8 |  | N |  |  | OP | X | 12 | 2012 | 2012 |  |  | N | IPP Non-CHP | IPP | IPP | 2 | X | SUN | Renewable | 0.8 | 0 | 1 | 0
Operable | 58258 | SunRay Power LLC |  | 59368 | Westborough Solar LLC | MA | Restructured | Worcester | PV1 | Solar Photovoltaic | PV |  | S | X | X |  |  | 1.8 |  | 1.8 | 1.8 |  | N |  |  | OP | X | 4 | 2014 | 2014 |  |  | N | IPP Non-CHP | IPP | IPP | 2 | X | SUN | Renewable | 1.8 | 0 | 1 | 0
Operable | 60436 | Sunrise Community Solar |  | 60713 | Sunrise Community Solar | MN | Vertical | Chisago | SCS1 | Solar Photovoltaic | PV |  | S | X | X |  |  | 1 |  | 0.9 | 0.9 |  | N |  |  | OP | X | 12 | 2016 | 2016 |  |  | N | IPP Non-CHP | IPP | IPP | 2 | X | SUN | Renewable | 1 | 0 | 1 | 0
Operable | 60436 | Sunrise Community Solar |  | 60713 | Sunrise Community Solar | MN | Vertical | Chisago | SCS2 | Solar Photovoltaic | PV |  | S | X | X |  |  | 1 |  | 0.9 | 0.9 |  | N |  |  | OP | X | 12 | 2016 | 2016 |  |  | N | IPP Non-CHP | IPP | IPP | 2 | X | SUN | Renewable | 1 | 0 | 1 | 0
Operable | 60436 | Sunrise Community Solar |  | 60713 | Sunrise Community Solar | MN | Vertical | Chisago | SCS3 | Solar Photovoltaic | PV |  | S | X | X |  |  | 1 |  | 0.9 | 0.9 |  | N |  |  | OP | X | 12 | 2016 | 2016 |  |  | N | IPP Non-CHP | IPP | IPP | 2 | X | SUN | Renewable | 1 | 0 | 1 | 0
Operable | 60436 | Sunrise Community Solar |  | 60713 | Sunrise Community Solar | MN | Vertical | Chisago | SCS4 | Solar Photovoltaic | PV |  | S | X | X |  |  | 1 |  | 0.9 | 0.9 |  | N |  |  | OP | X | 12 | 2016 | 2016 |  |  | N | IPP Non-CHP | IPP | IPP | 2 | X | SUN | Renewable | 1 | 0 | 1 | 0
Operable | 60436 | Sunrise Community Solar |  | 60713 | Sunrise Community Solar | MN | Vertical | Chisago | SCS5 | Solar Photovoltaic | PV |  | S | X | X |  |  | 1 |  | 0.9 | 0.9 |  | N |  |  | OP | X | 12 | 2016 | 2016 |  |  | N | IPP Non-CHP | IPP | IPP | 2 | X | SUN | Renewable | 1 | 0 | 1 | 0
Operable | 18320 | Sunrise Power Co LLC |  | 55182 | Sunrise Power LLC | CA | Vertical | Kern | STG | Natural Gas Fired Combined Cycle | CA | CC1 | S | Y | X | SUNRIS_2_PL1X3-APND |  | 264 | 0.9 | 245 | 270 | 50.7 | N |  |  | OP | X | 6 | 2003 | 2003 |  |  | N | IPP Non-CHP | IPP | IPP | 2 | X | NG | Non-Renewable | 0 | 264 | 0 | 1
Operable | 18320 | Sunrise Power Co LLC |  | 55182 | Sunrise Power LLC | CA | Vertical | Kern | X718 | Natural Gas Fired Combined Cycle | CT | CC1 | S | X | N |  |  | 210.6 | 0.9 | 150 | 160 | 90 | N |  |  | OP | X | 6 | 2001 | 2001 |  |  | N | IPP Non-CHP | IPP | IPP | 2 | X | NG | Non-Renewable | 0 | 210.6 | 0 | 1
Operable | 18320 | Sunrise Power Co LLC |  | 55182 | Sunrise Power LLC | CA | Vertical | Kern | X719 | Natural Gas Fired Combined Cycle | CT | CC1 | S | X | N |  |  | 210.6 | 0.9 | 150 | 160 | 90 | N |  |  | OP | X | 6 | 2001 | 2001 |  |  | N | IPP Non-CHP | IPP | IPP | 2 | X | NG | Non-Renewable | 0 | 210.6 | 0 | 1
Operable | 63182 | SunSelect Produce (California) Inc |  | 61754 | SunSelect1 | CA | Vertical | Kern | 1 | Natural Gas Internal Combustion Engine | IC |  | S | X | X | SCE | SCE | 3.3 | 0.9 | 3.3 | 3.3 | 1.6 | N |  |  | OP | X | 6 | 2018 | 2018 |  |  | Y | Industrial CHP | Customer Sited | Other | 7 | T | NG | Non-Renewable | 0 | 3.3 | 0 | 1
Operable | 63182 | SunSelect Produce (California) Inc |  | 61754 | SunSelect1 | CA | Vertical | Kern | 2 | Natural Gas Internal Combustion Engine | IC |  | S | X | X | SCE | SCE | 3.3 | 0.9 | 3.3 | 3.3 | 1.6 | N |  |  | OP | X | 6 | 2018 | 2018 |  |  | Y | Industrial CHP | Customer Sited | Other | 7 | T | NG | Non-Renewable | 0 | 3.3 | 0 | 1
Operable | 60970 | SunShare Management |  | 60320 | Jeffco Community Solar Gardens LLC | CO | Vertical | Jefferson | SSCO1 | Solar Photovoltaic | PV |  | W | X | X |  |  | 1.2 |  | 1.2 | 1.2 |  | N |  |  | OP | X | 5 | 2016 | 2016 |  |  | N | IPP Non-CHP | IPP | IPP | 2 | X | SUN | Renewable | 1.2 | 0 | 1 | 0
Operable | 60970 | SunShare Management |  | 60694 | WakeSun LLC | MN | Vertical | Stearns | MLC27 | Solar Photovoltaic | PV |  | W | X | X |  |  | 1 |  | 1 | 1 |  | N |  |  | OP | X | 1 | 2017 | 2017 |  |  | N | IPP Non-CHP | IPP | IPP | 2 | X | SUN | Renewable | 1 | 0 | 1 | 0
Operable | 60970 | SunShare Management |  | 60694 | WakeSun LLC | MN | Vertical | Stearns | MLC28 | Solar Photovoltaic | PV |  | W | X | X |  |  | 1 |  | 1 | 1 |  | N |  |  | OP | X | 1 | 2017 | 2017 |  |  | N | IPP Non-CHP | IPP | IPP | 2 | X | SUN | Renewable | 1 | 0 | 1 | 0
Operable | 60970 | SunShare Management |  | 60694 | WakeSun LLC | MN | Vertical | Stearns | MLC29 | Solar Photovoltaic | PV |  | W | X | X |  |  | 1 |  | 1 | 1 |  | N |  |  | OP | X | 1 | 2017 | 2017 |  |  | N | IPP Non-CHP | IPP | IPP | 2 | X | SUN | Renewable | 1 | 0 | 1 | 0
Operable | 60970 | SunShare Management |  | 60695 | BentonSun LLC | MN | Vertical | Carver | MLC17 | Solar Photovoltaic | PV |  | W | X | X |  |  | 1 |  | 1 | 1 |  | N |  |  | OP | X | 12 | 2016 | 2016 |  |  | N | IPP Non-CHP | IPP | IPP | 2 | X | SUN | Renewable | 1 | 0 | 1 | 0
Operable | 60970 | SunShare Management |  | 60695 | BentonSun LLC | MN | Vertical | Carver | MLC18 | Solar Photovoltaic | PV |  | W | X | X |  |  | 1 |  | 1 | 1 |  | N |  |  | OP | X | 12 | 2016 | 2016 |  |  | N | IPP Non-CHP | IPP | IPP | 2 | X | SUN | Renewable | 1 | 0 | 1 | 0
Operable | 60970 | SunShare Management |  | 60695 | BentonSun LLC | MN | Vertical | Carver | MLC19 | Solar Photovoltaic | PV |  | W | X | X |  |  | 1 |  | 1 | 1 |  | N |  |  | OP | X | 12 | 2016 | 2016 |  |  | N | IPP Non-CHP | IPP | IPP | 2 | X | SUN | Renewable | 1 | 0 | 1 | 0
Operable | 60970 | SunShare Management |  | 60695 | BentonSun LLC | MN | Vertical | Carver | MLC20 | Solar Photovoltaic | PV |  | W | X | X |  |  | 1 |  | 1 | 1 |  | N |  |  | OP | X | 12 | 2016 | 2016 |  |  | N | IPP Non-CHP | IPP | IPP | 2 | X | SUN | Renewable | 1 | 0 | 1 | 0
Operable | 60970 | SunShare Management |  | 60695 | BentonSun LLC | MN | Vertical | Carver | MLC21 | Solar Photovoltaic | PV |  | W | X | X |  |  | 1 |  | 1 | 1 |  | N |  |  | OP | X | 12 | 2016 | 2016 |  |  | N | IPP Non-CHP | IPP | IPP | 2 | X | SUN | Renewable | 1 | 0 | 1 | 0
Operable | 60970 | SunShare Management |  | 62040 | Becker Solar CSG | MN | Vertical | Wright | BCKR1 | Solar Photovoltaic | PV |  | S | X | X |  |  | 1 |  | 1 | 1 |  | N |  |  | OP | X | 3 | 2019 | 2019 |  |  | N | IPP Non-CHP | IPP | IPP | 2 | X | SUN | Renewable | 1 | 0 | 1 | 0
Operable | 60970 | SunShare Management |  | 62084 | Becker Solar 2 CSG | MN | Vertical | Wright | BCKR2 | Solar Photovoltaic | PV |  | S | X | X |  |  | 1 |  | 1 | 1 |  | N |  |  | OP | X | 3 | 2019 | 2019 |  |  | N | IPP Non-CHP | IPP | IPP | 2 | X | SUN | Renewable | 1 | 0 | 1 | 0
Operable | 60970 | SunShare Management |  | 62085 | Becker Solar 3 CSG | MN | Vertical | Wright | BCKR3 | Solar Photovoltaic | PV |  | S | X | X |  |  | 1 |  | 1 | 1 |  | N |  |  | OP | X | 3 | 2019 | 2019 |  |  | N | IPP Non-CHP | IPP | IPP | 2 | X | SUN | Renewable | 1 | 0 | 1 | 0
Operable | 60970 | SunShare Management |  | 62086 | Becker Solar 4 CSG | MN | Vertical | Wright | BCKR4 | Solar Photovoltaic | PV |  | S | X | X |  |  | 1 |  | 1 | 1 |  | N |  |  | OP | X | 3 | 2019 | 2019 |  |  | N | IPP Non-CHP | IPP | IPP | 2 | X | SUN | Renewable | 1 | 0 | 1 | 0
Operable | 60970 | SunShare Management |  | 62087 | Becker Solar 5 CSG | MN | Vertical | Wright | BCKR5 | Solar Photovoltaic | PV |  | S | X | X |  |  | 1 |  | 1 | 1 |  | N |  |  | OP | X | 3 | 2019 | 2019 |  |  | N | IPP Non-CHP | IPP | IPP | 2 | X | SUN | Renewable | 1 | 0 | 1 | 0
Operable | 60970 | SunShare Management |  | 63179 | Linden 01 CSG | MN | Vertical | Scott | KANE1 | Solar Photovoltaic | PV |  | S | X | X |  |  | 1 |  | 1 | 1 |  | N |  |  | OP | X | 5 | 2020 | 2020 |  |  | N | IPP Non-CHP | IPP | IPP | 2 | X | SUN | Renewable | 1 | 0 | 1 | 0
Operable | 60970 | SunShare Management |  | 63182 | Linden 02 CSG | MN | Vertical | Scott | LIND2 | Solar Photovoltaic | PV |  | S | X | X |  |  | 1 |  | 1 | 1 |  | N |  |  | OP | X | 5 | 2020 | 2020 |  |  | N | IPP Non-CHP | IPP | IPP | 2 | X | SUN | Renewable | 1 | 0 | 1 | 0
Operable | 60970 | SunShare Management |  | 63183 | Linden 03 CSG | MN | Vertical | Scott | LIND3 | Solar Photovoltaic | PV |  | S | X | X |  |  | 1 |  | 1 | 1 |  | N |  |  | OP | X | 5 | 2020 | 2020 |  |  | N | IPP Non-CHP | IPP | IPP | 2 | X | SUN | Renewable | 1 | 0 | 1 | 0
Operable | 60970 | SunShare Management |  | 64386 | Gilcrest V CSG | CO | Vertical | Weld | GLCRV | Solar Photovoltaic | PV |  | S | X | X |  |  | 4.8 |  | 4.8 | 4.8 |  | N |  |  | OP | X | 2 | 2021 | 2021 |  |  | N | IPP Non-CHP | IPP | IPP | 2 | X | SUN | Renewable | 4.8 | 0 | 1 | 0
Operable | 60970 | SunShare Management |  | 65520 | Vasquez V CSG | CO | Vertical | Weld | VASQV | Solar Photovoltaic | PV |  | S | X | X |  |  | 4 |  | 4 | 4 |  | N |  |  | OP | X | 12 | 2021 | 2021 |  |  | N | IPP Non-CHP | IPP | IPP | 2 | X | SUN | Renewable | 4 | 0 | 1 | 0
Operable | 60970 | SunShare Management |  | 65609 | Gilcrest Sun CSG | CO | Vertical | Weld | GLCRS | Solar Photovoltaic | PV |  | S | X | X |  |  | 1.8 |  | 1.8 | 1.8 |  | N |  |  | OP | X | 12 | 2021 | 2021 |  |  | N | IPP Non-CHP | IPP | IPP | 2 | X | SUN | Renewable | 1.8 | 0 | 1 | 0
Operable | 58426 | Sunshine Gas Producers LLC |  | 58429 | Sunshine Gas Producers | CA | Vertical | Los Angeles | 1 | Landfill Gas | GT |  | S | X | X |  |  | 4.6 | 0.8 | 4 | 4 | 1.1 | N |  |  | OP | X | 8 | 2014 | 2014 |  |  | N | IPP Non-CHP | IPP | IPP | 2 | X | LFG | Renewable | 4.6 | 0 | 1 | 0
Operable | 58426 | Sunshine Gas Producers LLC |  | 58429 | Sunshine Gas Producers | CA | Vertical | Los Angeles | 2 | Landfill Gas | GT |  | S | X | X |  |  | 4.6 | 0.8 | 4 | 4 | 1.1 | N |  |  | OP | X | 8 | 2014 | 2014 |  |  | N | IPP Non-CHP | IPP | IPP | 2 | X | LFG | Renewable | 4.6 | 0 | 1 | 0
Operable | 58426 | Sunshine Gas Producers LLC |  | 58429 | Sunshine Gas Producers | CA | Vertical | Los Angeles | 3 | Landfill Gas | GT |  | S | X | X |  |  | 4.6 | 0.8 | 4 | 4 | 1.1 | N |  |  | OP | X | 8 | 2014 | 2014 |  |  | N | IPP Non-CHP | IPP | IPP | 2 | X | LFG | Renewable | 4.6 | 0 | 1 | 0
Operable | 58426 | Sunshine Gas Producers LLC |  | 58429 | Sunshine Gas Producers | CA | Vertical | Los Angeles | 4 | Landfill Gas | GT |  | S | X | X |  |  | 4.6 | 0.8 | 4 | 4 | 1.1 | N |  |  | OP | X | 8 | 2014 | 2014 |  |  | N | IPP Non-CHP | IPP | IPP | 2 | X | LFG | Renewable | 4.6 | 0 | 1 | 0
Operable | 58426 | Sunshine Gas Producers LLC |  | 58429 | Sunshine Gas Producers | CA | Vertical | Los Angeles | 5 | Landfill Gas | GT |  | S | X | X |  |  | 4.6 | 0.8 | 4 | 4 | 1.1 | N |  |  | OP | X | 8 | 2014 | 2014 |  |  | N | IPP Non-CHP | IPP | IPP | 2 | X | LFG | Renewable | 4.6 | 0 | 1 | 0
Operable | 58438 | Sunstream Energy LLC |  | 58443 | Martin Limestone Solar Array | PA | Restructured | Lancaster | GEN1 | Solar Photovoltaic | PV |  | S | X | X |  |  | 1 |  | 1 | 1 |  | N |  |  | OP | X | 12 | 2012 | 2012 |  |  | N | Industrial Non-CHP | Customer Sited | Other | 6 | X | SUN | Renewable | 1 | 0 | 1 | 0
Operable | 58110 | SUNY Old Westbury College |  | 58156 | SUNY Old Westbury College | NY | Restructured | Nassau | GE | Natural Gas Internal Combustion Engine | IC |  | S | X | X |  |  | 1.8 | 0.9 | 1.8 | 1.8 | 0.9 | N |  |  | OS | X | 10 | 2007 | 2007 |  |  | N | Commercial Non-CHP | Customer Sited | Other | 4 | X | NG | Non-Renewable | 0 | 1.8 | 0 | 1
Operable | 18260 | Surprise Valley Electrification |  | 59382 | Paisley Geothermal Generating Plant | OR | Vertical | Lake | SVEP1 | Geothermal | ST |  | S | X | X |  |  | 3.7 | 0.9 | 1.8 | 2.3 | 1 |  |  |  | OS | X | 10 | 2015 | 2015 |  |  | N | Electric Utility | Utility | Cooperative | 1 | X | GEO | Renewable | 3.7 | 0 | 1 | 0
Operable | 63106 | Sutton Solar 2, LLC |  | 63336 | Sutton Solar 2, LLC CSG | MA | Restructured | Worcester | 6004 | Solar Photovoltaic | PV |  | S | X | X |  |  | 1 |  | 1 | 1 |  | N |  |  | OP | X | 12 | 2020 | 2020 |  |  | N | IPP Non-CHP | IPP | IPP | 2 | X | SUN | Renewable | 1 | 0 | 1 | 0
Operable | 60529 | Sutton Solar, LLC |  | 60878 | Sutton Solar CSG | MA | Restructured | Worcester | 54508 | Solar Photovoltaic | PV |  | S | X | X |  |  | 1.9 |  | 1.9 | 1.6 |  | N |  |  | OP | X | 11 | 2016 | 2016 |  |  | N | IPP Non-CHP | IPP | IPP | 2 | X | SUN | Renewable | 1.9 | 0 | 1 | 0
Operable | 65058 | SV CSG Baileyville 1 LLC |  | 65796 | SV CSG Baileyville 1 LLC | IL | Restructured | Stephenson | BAIL1 | Solar Photovoltaic | PV |  | S | X | X |  |  | 2 |  | 1.6 | 0.9 | 0 | N |  |  | OP | X | 9 | 2023 | 2023 |  |  | N | IPP Non-CHP | IPP | IPP | 2 | X | SUN | Renewable | 2 | 0 | 1 | 0
Operable | 65077 | SV CSG Baileyville 2 LLC |  | 65890 | SV CSG Baileyville 2 LLC | IL | Restructured | Stephenson | BAIL2 | Solar Photovoltaic | PV |  | S | X | X |  |  | 2 |  | 1.6 | 0.9 |  | N |  |  | OP | X | 9 | 2023 | 2023 |  |  | N | IPP Non-CHP | IPP | IPP | 2 | X | SUN | Renewable | 2 | 0 | 1 | 0
Operable | 65057 | SV CSG Barrass Farms II LLC |  | 65803 | SV CSG Barrass Farms II LL | IL | Restructured | Williamson | BARAS | Solar Photovoltaic | PV |  | S | X | X |  |  | 2 |  | 1.7 | 0.9 |  | N |  |  | OP | X | 9 | 2023 | 2023 |  |  | N | IPP Non-CHP | IPP | IPP | 2 | X | SUN | Renewable | 2 | 0 | 1 | 0
Operable | 64414 | SV CSG Gardner 1 LLC |  | 64967 | SV Gardner 1 (Lutz) CSG | IL | Restructured | Grundy | LUTZ | Solar Photovoltaic | PV |  | S | X | X |  |  | 2 |  | 2 | 2 |  | N |  |  | OP | X | 11 | 2021 | 2021 |  |  | N | IPP Non-CHP | IPP | IPP | 2 | X | SUN | Renewable | 2 | 0 | 1 | 0
Operable | 63895 | SV CSG Lily Lake 2 LLC |  | 64330 | SV CSG Lily Lake 2 LLC | IL | Restructured | Kane | LILY | Solar Photovoltaic | PV |  | S | X | X |  |  | 2 |  | 2 | 2 |  | N |  |  | OP | X | 12 | 2020 | 2020 |  |  | N | IPP Non-CHP | IPP | IPP | 2 | X | SUN | Renewable | 2 | 0 | 1 | 0
Operable | 65050 | SV CSG South Dekalb 1 LLC |  | 65799 | SV CSG South Dekalb 1 LLC | IL | Restructured | DeKalb | DKLB1 | Solar Photovoltaic | PV |  | S | X | X |  |  | 2 |  | 2 | 2 |  | N |  |  | OP | X | 10 | 2023 | 2023 |  |  | N | IPP Non-CHP | IPP | IPP | 2 | X | SUN | Renewable | 2 | 0 | 1 | 0
Operable | 65051 | SV CSG South Dekalb 2 LLC |  | 65800 | SV CSG South Dekalb 2 LLC | IL | Restructured | DeKalb | DKLB2 | Solar Photovoltaic | PV |  | S | X | X |  |  | 2 |  | 1.6 | 0.9 |  | N |  |  | OP | X | 10 | 2023 | 2023 |  |  | N | IPP Non-CHP | IPP | IPP | 2 | X | SUN | Renewable | 2 | 0 | 1 | 0
Operable | 64151 | Svihel Community Solar LLC |  | 63792 | Svihel Community Solar LLC CSG | MN | Vertical | Benton | SVH01 | Solar Photovoltaic | PV |  | S | X | X |  |  | 1 | 0.98 | 1 | 1 |  | N |  |  | OP | X | 4 | 2021 | 2021 |  |  | N | IPP Non-CHP | IPP | IPP | 2 | X | SUN | Renewable | 1 | 0 | 1 | 0
Operable | 61126 | Swamp Fox Solar, LLC |  | 61521 | Swamp Fox Solar | SC | Vertical | Lexington | PGRD2 | Solar Photovoltaic | PV |  | S | X | X |  |  | 10.8 |  | 10.8 | 10.8 |  | N |  |  | OP | X | 12 | 2017 | 2017 |  |  | N | IPP Non-CHP | IPP | IPP | 2 | X | SUN | Renewable | 10.8 | 0 | 1 | 0
Operable | 64274 | Swan Garden LLC |  | 64697 | Swan Garden | MN | Vertical | Pope | CGS | Solar Photovoltaic | PV |  | S | X | X |  |  | 1 |  | 1 | 1 |  | N |  |  | OP | X | 10 | 2021 | 2021 |  |  | N | IPP Non-CHP | IPP | IPP | 2 | X | SUN | Renewable | 1 | 0 | 1 | 0
Operable | 64115 | Swansboro Solar, LLC |  | 64476 | Swansboro Solar, LLC | NC | Vertical | Onslow | 1102 | Solar Photovoltaic | PV |  | W | X | X |  |  | 4.9 | 1 | 4.9 | 4.9 |  | N |  |  | OP | X | 4 | 2021 | 2021 |  |  | N | IPP Non-CHP | IPP | IPP | 2 | X | SUN | Renewable | 4.9 | 0 | 1 | 0
Operable | 22214 | Sweeny Cogeneration LLC |  | 55015 | Sweeny Cogen Facility | TX | Restructured | Brazoria | GEN1 | Natural Gas Fired Combustion Turbine | GT |  | S | X | X |  |  | 143 | 0.85 | 109 | 126 | 90 | N |  |  | OP | X | 8 | 1997 | Pre-2000 |  |  | Y | IPP CHP | IPP | IPP | 3 | T | NG | Non-Renewable | 0 | 143 | 0 | 1 | OG
Operable | 22214 | Sweeny Cogeneration LLC |  | 55015 | Sweeny Cogen Facility | TX | Restructured | Brazoria | GEN2 | Natural Gas Fired Combustion Turbine | GT |  | S | X | X |  |  | 143 | 0.85 | 109 | 126 | 90 | N |  |  | OP | X | 9 | 1997 | Pre-2000 |  |  | Y | IPP CHP | IPP | IPP | 3 | T | NG | Non-Renewable | 0 | 143 | 0 | 1 | OG
Operable | 22214 | Sweeny Cogeneration LLC |  | 55015 | Sweeny Cogen Facility | TX | Restructured | Brazoria | GEN3 | Natural Gas Fired Combustion Turbine | GT |  | S | X | X |  |  | 143 | 0.85 | 109 | 126 | 90 | N |  |  | OP | X | 10 | 1997 | Pre-2000 |  |  | Y | IPP CHP | IPP | IPP | 3 | T | NG | Non-Renewable | 0 | 143 | 0 | 1 | OG
Operable | 22214 | Sweeny Cogeneration LLC |  | 55015 | Sweeny Cogen Facility | TX | Restructured | Brazoria | GEN4 | Natural Gas Fired Combustion Turbine | GT |  | S | X | X |  |  | 143 | 0.85 | 109 | 126 | 90 | N |  |  | OP | X | 12 | 2000 | 2000 |  |  | Y | IPP CHP | IPP | IPP | 3 | T | NG | Non-Renewable | 0 | 143 | 0 | 1 | OG
Operable | 63865 | Sweet Tea Solar, LLC |  | 64273 | Sweet Tea Solar, LLC | NC | Vertical | Craven | 18 | Solar Photovoltaic | PV |  | W | X | X |  |  | 4.5 | 1 | 4.5 | 4.5 |  | N |  |  | OP | X | 4 | 2021 | 2021 |  |  | N | IPP Non-CHP | IPP | IPP | 2 | X | SUN | Renewable | 4.5 | 0 | 1 | 0
Operable | 65553 | Sweetland Wind Farm, LLC |  | 66496 | Sweetland Wind Farm, LLC | SD | Vertical | Hand | SLW | Onshore Wind Turbine | WT |  | S | X | X |  |  | 200 |  | 200 | 200 | 200 | N |  |  | OP | X | 10 | 2023 | 2023 |  |  | N | IPP Non-CHP | IPP | IPP | 2 | X | WND | Renewable | 200 | 0 | 1 | 0
Operable | 61005 | Sweetwater Solar LLC |  | 61369 | Sweetwater Solar | WY | Vertical | Sweetwater | PV1 | Solar Photovoltaic | PV |  | W | X | X |  |  | 92 |  | 92 | 92 |  | N |  |  | OP | X | 12 | 2018 | 2018 |  |  | N | IPP Non-CHP | IPP | IPP | 2 | X | SUN | Renewable | 92 | 0 | 1 | 0
Operable | 58517 | SWG Arapahoe, LLC |  | 55200 | Arapahoe Combustion Turbine Project | CO | Vertical | Denver | UN5 | Natural Gas Fired Combined Cycle | CT | A567 | S | X | Y |  |  | 71.1 | 0.85 | 39 | 39 | 15 | N |  |  | OP | X | 5 | 2000 | 2000 |  |  | N | IPP Non-CHP | IPP | IPP | 2 | X | NG | Non-Renewable | 0 | 71.1 | 0 | 1
Operable | 58517 | SWG Arapahoe, LLC |  | 55200 | Arapahoe Combustion Turbine Project | CO | Vertical | Denver | UN6 | Natural Gas Fired Combined Cycle | CT | A567 | S | X | Y |  |  | 71.1 | 0.85 | 39 | 39 | 15 | N |  |  | OP | X | 5 | 2000 | 2000 |  |  | N | IPP Non-CHP | IPP | IPP | 2 | X | NG | Non-Renewable | 0 | 71.1 | 0 | 1
Operable | 58517 | SWG Arapahoe, LLC |  | 55200 | Arapahoe Combustion Turbine Project | CO | Vertical | Denver | UN7 | Natural Gas Fired Combined Cycle | CA | A567 | S | Y | X |  |  | 51.8 | 0.85 | 44.5 | 48.6 | 15 | N |  |  | OP | X | 10 | 2002 | 2002 |  |  | N | IPP Non-CHP | IPP | IPP | 2 | X | NG | Non-Renewable | 0 | 51.8 | 0 | 1
Operable | 64401 | Swoose |  | 64916 | Swoose I | TX | Restructured | Ward | SWOO1 | Batteries | BA |  | S | X | X | TNPYOTE___1Z | TNPYOTE___1Z | 9.9 | 1 | 9.9 | 9.9 | 0 | N |  |  | OP | X | 7 | 2021 | 2021 |  |  | N | IPP Non-CHP | IPP | IPP | 2 | X | MWH | Other | 0 | 0 | 0 | 0
Operable | 65183 | Swoose II |  | 66008 | Swoose II | TX | Restructured | Ward | BA | Batteries | BA |  | S | X | X |  |  | 101 | 1 | 101 | 101 | 0 | N |  |  | OP | X | 8 | 2022 | 2022 |  |  | N | IPP Non-CHP | IPP | IPP | 2 | X | MWH | Other | 0 | 0 | 0 | 0
Operable | 64432 | SWVP Alpharetta Owners, LLC |  | 54457 | Hewlett Packard Enterprise | GA | Vertical | Fulton | ALF1 | Petroleum Liquids | IC |  | S | X | X |  |  | 1 | 0.9 | 1 | 1 | 0 | N |  |  | SB | N | 5 | 1989 | Pre-2000 |  |  | N | Commercial Non-CHP | Customer Sited | Other | 4 | X | DFO | Non-Renewable | 0 | 1 | 0 | 1
Operable | 64432 | SWVP Alpharetta Owners, LLC |  | 54457 | Hewlett Packard Enterprise | GA | Vertical | Fulton | ALF2 | Petroleum Liquids | IC |  | S | X | X |  |  | 1 | 0.9 | 1 | 1 | 0 | N |  |  | SB | N | 5 | 1989 | Pre-2000 |  |  | N | Commercial Non-CHP | Customer Sited | Other | 4 | X | DFO | Non-Renewable | 0 | 1 | 0 | 1
Operable | 64432 | SWVP Alpharetta Owners, LLC |  | 54457 | Hewlett Packard Enterprise | GA | Vertical | Fulton | ALF3 | Petroleum Liquids | IC |  | S | X | X |  |  | 1 | 0.9 | 1 | 1 | 0 | N |  |  | SB | N | 5 | 1989 | Pre-2000 |  |  | N | Commercial Non-CHP | Customer Sited | Other | 4 | X | DFO | Non-Renewable | 0 | 1 | 0 | 1
Operable | 64432 | SWVP Alpharetta Owners, LLC |  | 54457 | Hewlett Packard Enterprise | GA | Vertical | Fulton | ALF4 | Petroleum Liquids | IC |  | S | X | X |  |  | 1 | 0.9 | 1 | 1 | 0 | N |  |  | SB | N | 5 | 1989 | Pre-2000 |  |  | N | Commercial Non-CHP | Customer Sited | Other | 4 | X | DFO | Non-Renewable | 0 | 1 | 0 | 1
Operable | 64432 | SWVP Alpharetta Owners, LLC |  | 54457 | Hewlett Packard Enterprise | GA | Vertical | Fulton | ALF5 | Petroleum Liquids | IC |  | S | X | X |  |  | 1 | 0.9 | 1 | 1 | 0 | N |  |  | SB | N | 5 | 1991 | Pre-2000 |  |  | N | Commercial Non-CHP | Customer Sited | Other | 4 | X | DFO | Non-Renewable | 0 | 1 | 0 | 1
Operable | 64432 | SWVP Alpharetta Owners, LLC |  | 54457 | Hewlett Packard Enterprise | GA | Vertical | Fulton | B1GN1 | Petroleum Liquids | IC |  | S | X | X |  |  | 1.5 | 0.9 | 1.4 | 1.5 | 0 | N |  |  | SB | N | 5 | 2005 | 2005 |  |  | N | Commercial Non-CHP | Customer Sited | Other | 4 | X | DFO | Non-Renewable | 0 | 1.5 | 0 | 1
Operable | 64432 | SWVP Alpharetta Owners, LLC |  | 54457 | Hewlett Packard Enterprise | GA | Vertical | Fulton | B1GN2 | Petroleum Liquids | IC |  | S | X | X |  |  | 1.5 | 0.9 | 1.4 | 1.5 | 0 | N |  |  | SB | N | 5 | 2005 | 2005 |  |  | N | Commercial Non-CHP | Customer Sited | Other | 4 | X | DFO | Non-Renewable | 0 | 1.5 | 0 | 1
Operable | 18390 | Sycamore Cogeneration Co |  | 50134 | Sycamore Cogeneration | CA | Vertical | Kern | GTAG | Natural Gas Fired Combustion Turbine | GT |  | S | X | X |  |  | 75 | 1 | 75 | 78 | 70 | N |  |  | OP | X | 12 | 1987 | Pre-2000 |  |  | Y | IPP CHP | IPP | IPP | 3 | T | NG | Non-Renewable | 0 | 75 | 0 | 1
Operable | 18390 | Sycamore Cogeneration Co |  | 50134 | Sycamore Cogeneration | CA | Vertical | Kern | GTBG | Natural Gas Fired Combustion Turbine | GT |  | S | X | X |  |  | 75 | 1 | 75 | 78 | 70 | N |  |  | OP | X | 12 | 1987 | Pre-2000 |  |  | Y | IPP CHP | IPP | IPP | 3 | T | NG | Non-Renewable | 0 | 75 | 0 | 1
Operable | 18390 | Sycamore Cogeneration Co |  | 50134 | Sycamore Cogeneration | CA | Vertical | Kern | GTCG | Natural Gas Fired Combustion Turbine | GT |  | S | X | X |  |  | 75 | 1 | 75 | 78 | 70 | N |  |  | OP | X | 12 | 1987 | Pre-2000 |  |  | Y | IPP CHP | IPP | IPP | 3 | T | NG | Non-Renewable | 0 | 75 | 0 | 1
Operable | 18390 | Sycamore Cogeneration Co |  | 50134 | Sycamore Cogeneration | CA | Vertical | Kern | GTDG | Natural Gas Fired Combustion Turbine | GT |  | S | X | X |  |  | 75 | 1 | 75 | 78 | 70 | N |  |  | OP | X | 12 | 1987 | Pre-2000 |  |  | Y | IPP CHP | IPP | IPP | 3 | T | NG | Non-Renewable | 0 | 75 | 0 | 1
Operable | 57223 | Sycamore Energy LLC |  | 10387 | Sycamore Energy LLC | CA | Vertical | San Diego | 1A | Landfill Gas | GT |  | S | X | X |  |  | 1.2 | 0.98 | 1.2 | 1.2 | 0.9 | N |  |  | OP | X | 5 | 2011 | 2011 |  |  | N | IPP Non-CHP | IPP | IPP | 2 | X | LFG | Renewable | 1.2 | 0 | 1 | 0
Operable | 57223 | Sycamore Energy LLC |  | 10387 | Sycamore Energy LLC | CA | Vertical | San Diego | 2A | Landfill Gas | GT |  | S | X | X |  |  | 1.2 | 0.98 | 1.2 | 1.2 | 0.9 | N |  |  | OP | X | 5 | 2011 | 2011 |  |  | N | IPP Non-CHP | IPP | IPP | 2 | X | LFG | Renewable | 1.2 | 0 | 1 | 0
Operable | 57223 | Sycamore Energy LLC |  | 10387 | Sycamore Energy LLC | CA | Vertical | San Diego | 3 | Landfill Gas | GT |  | S | X | X |  |  | 3 | 0.98 | 2.8 | 3 | 2.4 | N |  |  | OP | X | 4 | 2004 | 2004 |  |  | N | IPP Non-CHP | IPP | IPP | 2 | X | LFG | Renewable | 3 | 0 | 1 | 0 | PG
Operable | 9424 | Sylvamo Corporation - Eastover |  | 52151 | Sylvamo Corporation Eastover Facility | SC | Vertical | Richland | GEN1 | Wood/Wood Waste Biomass | ST |  | S | X | X |  |  | 48.4 | 0.85 | 46 | 46 | 30 | N |  |  | OP | X | 4 | 1984 | Pre-2000 |  |  | Y | Industrial CHP | Customer Sited | Other | 7 | T | BLQ | Renewable | 48.4 | 0 | 1 | 0 | WDS | NG | WO
Operable | 9424 | Sylvamo Corporation - Eastover |  | 52151 | Sylvamo Corporation Eastover Facility | SC | Vertical | Richland | GEN2 | Wood/Wood Waste Biomass | ST |  | S | X | X |  |  | 61.2 | 0.85 | 57 | 57 | 30 | N |  |  | OP | X | 6 | 1991 | Pre-2000 |  |  | Y | Industrial CHP | Customer Sited | Other | 7 | T | BLQ | Renewable | 61.2 | 0 | 1 | 0 | WDS | NG | WO
Operable | 9350 | Sylvamo North America LLC |  | 54099 | Ticonderoga Mill | NY | Restructured | Essex | GEN1 | Natural Gas Steam Turbine | ST |  | S | X | X |  |  | 42.1 | 0.9 | 41 | 39 | 2 | N |  |  | OP | X | 1 | 1970 | Pre-2000 |  |  | Y | Industrial CHP | Customer Sited | Other | 7 | B | NG | Non-Renewable | 0 | 42.1 | 0 | 1 | BLQ | WDS | RFO | OG
Operable | 58495 | Syncarpha Alethea I, LLC |  | 58519 | Alethea I | NJ | Restructured | Burlington | 1 | Solar Photovoltaic | PV |  | W | X | X | PJM-PSLUMB | PJM-PSLUMB | 2.8 |  | 2.8 | 2.8 |  | N |  |  | OP | X | 11 | 2011 | 2011 |  |  | N | IPP Non-CHP | IPP | IPP | 2 | X | SUN | Renewable | 2.8 | 0 | 1 | 0
Operable | 62822 | Syncarpha Blandford, LLC |  | 62975 | Syncarpha Blandford Hybrid CSG | MA | Restructured | Hampden | SYBLB | Batteries | BA |  | S | X | X |  |  | 3.9 | 1 | 3.9 | 3.9 | 0 | N |  |  | OP | X | 5 | 2020 | 2020 |  |  | N | IPP Non-CHP | IPP | IPP | 2 | X | MWH | Other | 0 | 0 | 0 | 0
Operable | 62822 | Syncarpha Blandford, LLC |  | 62975 | Syncarpha Blandford Hybrid CSG | MA | Restructured | Hampden | SYBLS | Solar Photovoltaic | PV |  | S | X | X |  |  | 4.9 |  | 4.9 | 4.9 |  | N |  |  | OP | X | 12 | 2019 | 2019 |  |  | N | IPP Non-CHP | IPP | IPP | 2 | X | SUN | Renewable | 4.9 | 0 | 1 | 0
Operable | 59826 | Syncarpha Bondsville, LLC |  | 60076 | Palmer Landfill | MA | Restructured | Hampden | SYNPL | Solar Photovoltaic | PV |  | S | X | X |  |  | 4 |  | 4 | 4 |  | N |  |  | OP | X | 12 | 2016 | 2016 |  |  | N | IPP Non-CHP | IPP | IPP | 2 | X | SUN | Renewable | 4 | 0 | 1 | 0
Operable | 61685 | Syncarpha Eagle Nest I, LLC |  | 62149 | Syncarpha Eagle Nest | NM | Vertical | Colfax | SYEN1 | Solar Photovoltaic | PV |  | S | X | X |  |  | 1 |  | 1 | 1 |  | N |  |  | OP | X | 11 | 2018 | 2018 |  |  | N | IPP Non-CHP | IPP | IPP | 2 | X | SUN | Renewable | 1 | 0 | 1 | 0
Operable | 62904 | Syncarpha El Rito I, LLC |  | 63124 | Syncarpha El Rito | NM | Vertical | Rio Arriba | SYNEL | Solar Photovoltaic | PV |  | S | X | X |  |  | 1.6 |  | 1.6 | 1.6 |  | N |  |  | OP | X | 12 | 2019 | 2019 |  |  | N | IPP Non-CHP | IPP | IPP | 2 | X | SUN | Renewable | 1.6 | 0 | 1 | 0
Operable | 62819 | Syncarpha Halifax, LLC |  | 62973 | Syncarpha Halifax Hybrid CSG | MA | Restructured | Plymouth | SYHAB | Batteries | BA |  | S | X | X |  |  | 1.6 | 1 | 1.6 | 1.6 | 0 | N |  |  | OP | X | 12 | 2020 | 2020 |  |  | N | IPP Non-CHP | IPP | IPP | 2 | X | MWH | Other | 0 | 0 | 0 | 0
Operable | 62819 | Syncarpha Halifax, LLC |  | 62973 | Syncarpha Halifax Hybrid CSG | MA | Restructured | Plymouth | SYHAS | Solar Photovoltaic | PV |  | S | X | X |  |  | 1.7 | 1 | 1.7 | 1.7 | 0 | N |  |  | OP | X | 12 | 2020 | 2020 |  |  | N | IPP Non-CHP | IPP | IPP | 2 | X | SUN | Renewable | 1.7 | 0 | 1 | 0
Operable | 61388 | Syncarpha Hancock I, LLC |  | 61769 | Syncarpha Hancock I CSG | MA | Restructured | Berkshire | SYNH1 | Solar Photovoltaic | PV |  | S | X | X |  |  | 2 |  | 2 | 2 |  | N |  |  | OP | X | 11 | 2017 | 2017 |  |  | N | IPP Non-CHP | IPP | IPP | 2 | X | SUN | Renewable | 2 | 0 | 1 | 0
Operable | 61389 | Syncarpha Hancock II, LLC |  | 61770 | Syncarpha Hancock II CSG | MA | Restructured | Berkshire | SYNH2 | Solar Photovoltaic | PV |  | S | X | X |  |  | 2 |  | 2 | 2 |  | N |  |  | OP | X | 11 | 2017 | 2017 |  |  | N | IPP Non-CHP | IPP | IPP | 2 | X | SUN | Renewable | 2 | 0 | 1 | 0
Operable | 61390 | Syncarpha Hancock III, LLC |  | 61771 | Syncarpha Hancock III CSG | MA | Restructured | Berkshire | SYNH3 | Solar Photovoltaic | PV |  | S | X | X |  |  | 1 |  | 1 | 1 |  | N |  |  | OP | X | 11 | 2017 | 2017 |  |  | N | IPP Non-CHP | IPP | IPP | 2 | X | SUN | Renewable | 1 | 0 | 1 | 0
Operable | 62814 | Syncarpha Leicester, LLC |  | 62972 | Syncarpha Leicester Hybrid CSG | MA | Restructured | Worcester | SYLEB | Batteries | BA |  | S | X | X |  |  | 2 | 1 | 2 | 2 | 0.1 | N |  |  | OP | X | 6 | 2021 | 2021 |  |  | N | IPP Non-CHP | IPP | IPP | 2 | X | MWH | Other | 0 | 0 | 0 | 0
Operable | 62814 | Syncarpha Leicester, LLC |  | 62972 | Syncarpha Leicester Hybrid CSG | MA | Restructured | Worcester | SYLES | Solar Photovoltaic | PV |  | S | X | X |  |  | 2.6 | 1 | 2.6 | 2.6 |  | N |  |  | OP | X | 6 | 2021 | 2021 |  |  | N | IPP Non-CHP | IPP | IPP | 2 | X | SUN | Renewable | 2.6 | 0 | 1 | 0
Operable | 61132 | Syncarpha Lexington, LLC |  | 60816 | Town of Lexington Solar | MA | Restructured | Middlesex | PV1 | Solar Photovoltaic | PV |  | S | X | X |  |  | 1.6 |  | 1.6 | 1.6 |  | N |  |  | OP | X | 5 | 2017 | 2017 |  |  | N | IPP Non-CHP | IPP | IPP | 2 | X | SUN | Renewable | 1.6 | 0 | 1 | 0
Operable | 59822 | Syncarpha Massachusetts, LLC |  | 60073 | Leominster | MA | Restructured | Worcester | SNLEO | Solar Photovoltaic | PV |  | S | X | X |  |  | 2 |  | 2 | 2 |  | N |  |  | OP | X | 5 | 2015 | 2015 |  |  | N | IPP Non-CHP | IPP | IPP | 2 | X | SUN | Renewable | 2 | 0 | 1 | 0
Operable | 62820 | Syncarpha Millbury, LLC |  | 62974 | Syncarpha Millbury Hybrid (CSG) | MA | Restructured | Worcester | SYMIB | Batteries | BA |  | S | X | X |  |  | 3.8 | 1 | 3.8 | 3.8 | 0.1 | N |  |  | OP | X | 2 | 2023 | 2023 |  |  | N | IPP Non-CHP | IPP | IPP | 2 | X | MWH | Other | 0 | 0 | 0 | 0
Operable | 62820 | Syncarpha Millbury, LLC |  | 62974 | Syncarpha Millbury Hybrid (CSG) | MA | Restructured | Worcester | SYMIS | Solar Photovoltaic | PV |  | S | X | X |  |  | 5 | 1 | 5 | 5 |  | N |  |  | OP | X | 10 | 2022 | 2022 |  |  | N | IPP Non-CHP | IPP | IPP | 2 | X | SUN | Renewable | 5 | 0 | 1 | 0
Operable | 59823 | Syncarpha North Adams, LLC |  | 60074 | North Adams Landfill | MA | Restructured | Berkshire | SNNOA | Solar Photovoltaic | PV |  | S | X | X |  |  | 2.2 |  | 2.2 | 2.2 |  | N |  |  | OP | X | 10 | 2015 | 2015 |  |  | N | IPP Non-CHP | IPP | IPP | 2 | X | SUN | Renewable | 2.2 | 0 | 1 | 0
Operable | 62821 | Syncarpha Northampton, LLC |  | 62976 | Syncarpha Northampton Hybrid CSG | MA | Restructured | Hampshire | SYNOB | Batteries | BA |  | S | X | X |  |  | 2 | 1 | 2 | 2 | 0 | N |  |  | OP | X | 12 | 2020 | 2020 |  |  | N | IPP Non-CHP | IPP | IPP | 2 | X | MWH | Other | 0 | 0 | 0 | 0
Operable | 62821 | Syncarpha Northampton, LLC |  | 62976 | Syncarpha Northampton Hybrid CSG | MA | Restructured | Hampshire | SYNOS | Solar Photovoltaic | PV |  | S | X | X |  |  | 3.6 | 1 | 3.6 | 3.6 | 0 | N |  |  | OP | X | 12 | 2020 | 2020 |  |  | N | IPP Non-CHP | IPP | IPP | 2 | X | SUN | Renewable | 3.6 | 0 | 1 | 0
Operable | 62824 | Syncarpha Northbridge I, LLC |  | 62977 | Syncarpha Northbridge I Hybrid(CSG) | MA | Restructured | Worcester | SYN1B | Batteries | BA |  | S | X | X |  |  | 4 | 1 | 4 | 4 | 0.1 | N |  |  | OP | X | 2 | 2022 | 2022 |  |  | N | IPP Non-CHP | IPP | IPP | 2 | X | MWH | Other | 0 | 0 | 0 | 0
Operable | 62824 | Syncarpha Northbridge I, LLC |  | 62977 | Syncarpha Northbridge I Hybrid(CSG) | MA | Restructured | Worcester | SYN1S | Solar Photovoltaic | PV |  | S | X | X |  |  | 5 | 1 | 5 | 5 |  | N |  |  | OP | X | 12 | 2021 | 2021 |  |  | N | IPP Non-CHP | IPP | IPP | 2 | X | SUN | Renewable | 5 | 0 | 1 | 0
Operable | 62825 | Syncarpha Northbridge II, LLC |  | 62978 | Syncarpha Northbridge II Hybrid CSG | MA | Restructured | Worcester | SYN2B | Batteries | BA |  | S | X | X |  |  | 3 | 1 | 3 | 3 | 0.1 | N |  |  | OP | X | 4 | 2021 | 2021 |  |  | N | IPP Non-CHP | IPP | IPP | 2 | X | MWH | Other | 0 | 0 | 0 | 0
Operable | 62825 | Syncarpha Northbridge II, LLC |  | 62978 | Syncarpha Northbridge II Hybrid CSG | MA | Restructured | Worcester | SYN2S | Solar Photovoltaic | PV |  | S | X | X |  |  | 5 | 1 | 5 | 5 |  | N |  |  | OP | X | 4 | 2021 | 2021 |  |  | N | IPP Non-CHP | IPP | IPP | 2 | X | SUN | Renewable | 5 | 0 | 1 | 0
Operable | 59785 | Syncarpha Palmer, LLC |  | 60056 | Syncarpha Palmer, LLC | MA | Restructured | Hampden | SYNPA | Solar Photovoltaic | PV |  | S | X | X |  |  | 4.8 |  | 4.8 | 4.8 |  | N |  |  | OP | X | 12 | 2015 | 2015 |  |  | N | IPP Non-CHP | IPP | IPP | 2 | X | SUN | Renewable | 4.8 | 0 | 1 | 0
Operable | 62826 | Syncarpha Puddon I, LLC |  | 62969 | Syncarpha Puddon I Hybrid CSG | MA | Restructured | Worcester | SYP1B | Batteries | BA |  | S | X | X |  |  | 4 | 1 | 4 | 4 | 0.1 | N |  |  | OP | X | 3 | 2021 | 2021 |  |  | N | IPP Non-CHP | IPP | IPP | 2 | X | MWH | Other | 0 | 0 | 0 | 0
Operable | 62826 | Syncarpha Puddon I, LLC |  | 62969 | Syncarpha Puddon I Hybrid CSG | MA | Restructured | Worcester | SYP1S | Solar Photovoltaic | PV |  | S | X | X |  |  | 5 | 1 | 5 | 5 |  | N |  |  | OP | X | 3 | 2021 | 2021 |  |  | N | IPP Non-CHP | IPP | IPP | 2 | X | SUN | Renewable | 5 | 0 | 1 | 0
Operable | 62827 | Syncarpha Puddon II, LLC |  | 62970 | Syncarpha Puddon II Hybrid CSG | MA | Restructured | Worcester | SYP2B | Batteries | BA |  | S | X | X |  |  | 4 | 1 | 4 | 4 | 0.1 | N |  |  | OP | X | 3 | 2021 | 2021 |  |  | N | IPP Non-CHP | IPP | IPP | 2 | X | MWH | Other | 0 | 0 | 0 | 0
Operable | 62827 | Syncarpha Puddon II, LLC |  | 62970 | Syncarpha Puddon II Hybrid CSG | MA | Restructured | Worcester | SYP2S | Solar Photovoltaic | PV |  | S | X | X |  |  | 5 | 1 | 5 | 5 |  | N |  |  | OP | X | 3 | 2021 | 2021 |  |  | N | IPP Non-CHP | IPP | IPP | 2 | X | SUN | Renewable | 5 | 0 | 1 | 0
Operable | 62906 | Syncarpha Questa I, LLC |  | 63125 | Syncarpha Questa | NM | Vertical | Taos | SYNQU | Solar Photovoltaic | PV |  | S | X | X |  |  | 1.6 | 1 | 1.6 | 1.6 |  | N |  |  | OP | X | 1 | 2020 | 2020 |  |  | N | IPP Non-CHP | IPP | IPP | 2 | X | SUN | Renewable | 1.6 | 0 | 1 | 0
Operable | 61392 | Syncarpha Still River, LLC |  | 61774 | Syncarpha Still River, LLC CSG | MA | Restructured | Worcester | SYNBO | Solar Photovoltaic | PV |  | S | X | X |  |  | 2 |  | 2 | 2 |  | N |  |  | OP | X | 12 | 2016 | 2016 |  |  | N | IPP Non-CHP | IPP | IPP | 2 | X | SUN | Renewable | 2 | 0 | 1 | 0
Operable | 62905 | Syncarpha Taos I, LLC |  | 63123 | Syncarpha Taos | NM | Vertical | Taos | SYNTA | Solar Photovoltaic | PV |  | S | X | X |  |  | 3.1 | 1 | 3.1 | 3.1 |  | N |  |  | OP | X | 5 | 2020 | 2020 |  |  | N | IPP Non-CHP | IPP | IPP | 2 | X | SUN | Renewable | 3.1 | 0 | 1 | 0
Operable | 62812 | Syncarpha Tewksbury, LLC |  | 62968 | Syncarpha Tewksbury Hybrid CSG | MA | Restructured | Middlesex | SYTKB | Batteries | BA |  | S | X | X |  |  | 2 | 1 | 2 | 2 | 0.1 | N |  |  | OP | X | 2 | 2022 | 2022 |  |  | N | IPP Non-CHP | IPP | IPP | 2 | X | MWH | Other | 0 | 0 | 0 | 0
Operable | 62812 | Syncarpha Tewksbury, LLC |  | 62968 | Syncarpha Tewksbury Hybrid CSG | MA | Restructured | Middlesex | SYTKS | Solar Photovoltaic | PV |  | S | X | X |  |  | 2.8 | 1 | 2.8 | 2.8 |  | N |  |  | OP | X | 2 | 2022 | 2022 |  |  | N | IPP Non-CHP | IPP | IPP | 2 | X | SUN | Renewable | 2.8 | 0 | 1 | 0
Operable | 62813 | Syncarpha Westminster, LLC |  | 62971 | Syncarpha Westminster Hybrid CSG | MA | Restructured | Worcester | SYWEB | Batteries | BA |  | S | X | X |  |  | 2.9 | 1 | 2.9 | 2.9 | 0.1 | N |  |  | OP | X | 2 | 2023 | 2023 |  |  | N | IPP Non-CHP | IPP | IPP | 2 | X | MWH | Other | 0 | 0 | 0 | 0
Operable | 62813 | Syncarpha Westminster, LLC |  | 62971 | Syncarpha Westminster Hybrid CSG | MA | Restructured | Worcester | SYWES | Solar Photovoltaic | PV |  | S | X | X |  |  | 4.7 | 1 | 4.7 | 4.7 |  | N |  |  | OP | X | 11 | 2022 | 2022 |  |  | N | IPP Non-CHP | IPP | IPP | 2 | X | SUN | Renewable | 4.7 | 0 | 1 | 0
Operable | 12465 | System Energy Resources, Inc |  | 6072 | Grand Gulf | MS | Vertical | Claiborne | 1 | Nuclear | ST |  | J | X | X | EES.G_GULF_A | EES.G_GULF_A | 1440 | 0.99 | 1383 | 1399.5 | 300 | N |  |  | OP | X | 7 | 1985 | Pre-2000 |  |  | N | Electric Utility | Utility | IPP | 1 | X | NUC | Other | 0 | 0 | 0 | 0
Operable | 58112 | TA-High Desert LLC |  | 58149 | TA-High Desert LLC | CA | Vertical | Los Angeles | TAHD | Solar Photovoltaic | PV |  | S | X | X | TOT427A_7_N001 | TOT427A_7_N001 | 20 |  | 20 | 20 |  | N |  |  | OP | X | 3 | 2013 | 2013 |  |  | N | IPP Non-CHP | IPP | IPP | 2 | X | SUN | Renewable | 20 | 0 | 1 | 0
Operable | 61527 | Tahoka Wind, LLC |  | 61921 | Tahoka Wind | TX | Restructured | Lynn | TAH | Onshore Wind Turbine | WT |  | S | X | X |  |  | 300 |  | 300 | 300 | 0 | N |  |  | OP | X | 12 | 2018 | 2018 |  |  | N | IPP Non-CHP | IPP | IPP | 2 | X | WND | Renewable | 300 | 0 | 1 | 0
Operable | 15298 | Talen Montana LLC |  | 6076 | Colstrip | MT | Vertical | Rosebud | 3 | Conventional Steam Coal | ST |  | J | X | X | NA | NA | 823.7 | 0.95 | 740 | 740 | 200 | N |  |  | OP | X | 1 | 1984 | Pre-2000 |  |  | N | IPP Non-CHP | IPP | IPP | 2 | X | SUB | Non-Renewable | 0 | 823.7 | 0 | 1
Operable | 15298 | Talen Montana LLC |  | 6076 | Colstrip | MT | Vertical | Rosebud | 4 | Conventional Steam Coal | ST |  | J | X | X | NA | NA | 823.7 | 0.95 | 740 | 740 | 200 | N |  |  | OP | X | 4 | 1986 | Pre-2000 |  |  | N | IPP Non-CHP | IPP | IPP | 2 | X | SUB | Non-Renewable | 0 | 823.7 | 0 | 1
Operable | 49979 | Talen Texas, LLC |  | 3439 | Laredo | TX | Restructured | Webb | 4 | Natural Gas Fired Combustion Turbine | GT |  | S | X | X |  |  | 131.8 | 0.85 | 90.1 | 97.4 | 35 | N |  |  | OP | X | 8 | 2008 | 2008 |  |  | N | IPP Non-CHP | IPP | IPP | 2 | X | NG | Non-Renewable | 0 | 131.8 | 0 | 1
Operable | 49979 | Talen Texas, LLC |  | 3439 | Laredo | TX | Restructured | Webb | 5 | Natural Gas Fired Combustion Turbine | GT |  | S | X | X |  |  | 131.8 | 0.85 | 87.3 | 94.4 | 35 | N |  |  | OP | X | 9 | 2008 | 2008 |  |  | N | IPP Non-CHP | IPP | IPP | 2 | X | NG | Non-Renewable | 0 | 131.8 | 0 | 1
Operable | 49979 | Talen Texas, LLC |  | 3441 | Nueces Bay | TX | Restructured | Nueces | 7 | Natural Gas Fired Combined Cycle | CA | CC1 | S | Y | X |  |  | 351 | 0.9 | 319 | 325 | 100 | N |  |  | OP | X | 7 | 1972 | Pre-2000 |  |  | N | IPP Non-CHP | IPP | IPP | 2 | X | NG | Non-Renewable | 0 | 351 | 0 | 1
Operable | 49979 | Talen Texas, LLC |  | 3441 | Nueces Bay | TX | Restructured | Nueces | 8 | Natural Gas Fired Combined Cycle | CT | CC1 | S | X | N |  |  | 189.6 | 0.9 | 157 | 165 | 60 | N |  |  | OP | X | 3 | 2010 | 2010 |  |  | N | IPP Non-CHP | IPP | IPP | 2 | X | NG | Non-Renewable | 0 | 189.6 | 0 | 1
Operable | 49979 | Talen Texas, LLC |  | 3441 | Nueces Bay | TX | Restructured | Nueces | 9 | Natural Gas Fired Combined Cycle | CT | CC1 | S | X | N |  |  | 189.6 | 0.9 | 157 | 165 | 60 | N |  |  | OP | X | 3 | 2010 | 2010 |  |  | N | IPP Non-CHP | IPP | IPP | 2 | X | NG | Non-Renewable | 0 | 189.6 | 0 | 1
Operable | 49979 | Talen Texas, LLC |  | 4939 | Barney M Davis | TX | Restructured | Nueces | 1 | Natural Gas Steam Turbine | ST |  | S | X | X |  |  | 352 | 0.9 | 292 | 292 | 60 | N |  |  | OP | X | 5 | 1974 | Pre-2000 |  |  | N | IPP Non-CHP | IPP | IPP | 2 | X | NG | Non-Renewable | 0 | 352 | 0 | 1
Operable | 49979 | Talen Texas, LLC |  | 4939 | Barney M Davis | TX | Restructured | Nueces | 2 | Natural Gas Fired Combined Cycle | CA | CC1 | S | Y | X |  |  | 351 | 0.9 | 319 | 325 | 100 | N |  |  | OP | X | 7 | 1976 | Pre-2000 |  |  | N | IPP Non-CHP | IPP | IPP | 2 | X | NG | Non-Renewable | 0 | 351 | 0 | 1
Operable | 49979 | Talen Texas, LLC |  | 4939 | Barney M Davis | TX | Restructured | Nueces | 3 | Natural Gas Fired Combined Cycle | CT | CC1 | S | X | N |  |  | 189.6 | 0.9 | 157 | 165 | 60 | N |  |  | OP | X | 3 | 2010 | 2010 |  |  | N | IPP Non-CHP | IPP | IPP | 2 | X | NG | Non-Renewable | 0 | 189.6 | 0 | 1
Operable | 49979 | Talen Texas, LLC |  | 4939 | Barney M Davis | TX | Restructured | Nueces | 4 | Natural Gas Fired Combined Cycle | CT | CC1 | S | X | N |  |  | 189.6 | 0.9 | 157 | 165 | 60 | N |  |  | OP | X | 3 | 2010 | 2010 |  |  | N | IPP Non-CHP | IPP | IPP | 2 | X | NG | Non-Renewable | 0 | 189.6 | 0 | 1
Operable | 15276 | TalenEnergy Martins Creek LLC |  | 3148 | TalenEnergy Martins Creek | PA | Restructured | Northampton | 3 | Natural Gas Steam Turbine | ST |  | W | X | X | 50621 | 50621 | 850.5 | 0.9 | 850 | 850 | 165 | N |  |  | OP | X | 10 | 1975 | Pre-2000 |  |  | N | IPP Non-CHP | IPP | IPP | 2 | X | NG | Non-Renewable | 0 | 850.5 | 0 | 1 | RFO | DFO
Operable | 15276 | TalenEnergy Martins Creek LLC |  | 3148 | TalenEnergy Martins Creek | PA | Restructured | Northampton | 4 | Natural Gas Steam Turbine | ST |  | W | X | X | 50622 | 50622 | 850.5 | 0.9 | 850 | 850 | 165 | N |  |  | OP | X | 3 | 1977 | Pre-2000 |  |  | N | IPP Non-CHP | IPP | IPP | 2 | X | NG | Non-Renewable | 0 | 850.5 | 0 | 1 | RFO | DFO
Operable | 15534 | TalenEnergy Montour LLC |  | 3149 | TalenEnergy Montour | PA | Restructured | Montour | 1 | Conventional Steam Coal | ST |  | S | X | X | 50628 | 50628 | 864.9 | 0.93 | 752 | 752 | 338 | N |  |  | OP | X | 3 | 1972 | Pre-2000 |  |  | N | IPP Non-CHP | IPP | IPP | 2 | X | BIT | Non-Renewable | 0 | 864.9 | 0 | 1 | NG
Operable | 15534 | TalenEnergy Montour LLC |  | 3149 | TalenEnergy Montour | PA | Restructured | Montour | 2 | Natural Gas Steam Turbine | ST |  | S | X | X | 50629 | 50629 | 893 | 0.94 | 752 | 752 | 342 | N |  |  | OP | X | 4 | 1973 | Pre-2000 |  |  | N | IPP Non-CHP | IPP | IPP | 2 | X | NG | Non-Renewable | 0 | 893 | 0 | 1 | BIT
Operable | 14266 | TalenEnergy Susquehanna LLC |  | 6103 | TalenEnergy Susquehanna | PA | Restructured | Luzerne | 1 | Nuclear | ST |  | J | X | X | 50654 | 50654 | 1266 | 0.935 | 1247 | 1247 | 170 | N |  |  | OP | X | 6 | 1983 | Pre-2000 |  |  | N | IPP Non-CHP | IPP | IPP | 2 | X | NUC | Other | 0 | 0 | 0 | 0
Operable | 14266 | TalenEnergy Susquehanna LLC |  | 6103 | TalenEnergy Susquehanna | PA | Restructured | Luzerne | 2 | Nuclear | ST |  | J | X | X | 50655 | 50655 | 1266 | 0.935 | 1247 | 1247 | 170 | N |  |  | OP | X | 2 | 1985 | Pre-2000 |  |  | N | IPP Non-CHP | IPP | IPP | 2 | X | NUC | Other | 0 | 0 | 0 | 0
Operable | 56477 | Tallassee Shoals LLC |  | 7191 | Tallassee Hydro Project | GA | Vertical | Clarke | 1 | Conventional Hydroelectric | HY |  | S | X | X |  |  | 2.2 | 0.9 | 2 | 2 | 0.2 | N |  |  | OP | X | 8 | 1986 | Pre-2000 |  |  | N | IPP Non-CHP | IPP | IPP | 2 | X | WAT | Renewable | 2.2 | 0 | 1 | 0
Operable | 56477 | Tallassee Shoals LLC |  | 7191 | Tallassee Hydro Project | GA | Vertical | Clarke | 2 | Conventional Hydroelectric | HY |  | S | X | X |  |  | 0.1 | 0.8 | 0.1 | 0.1 | 0.1 | N |  |  | OP | X | 8 | 1986 | Pre-2000 |  |  | N | IPP Non-CHP | IPP | IPP | 2 | X | WAT | Renewable | 0.1 | 0 | 1 | 0
Operable | 64663 | Taloga Wind LLC |  | 57261 | Taloga Wind LLC | OK | Vertical | Dewey | 1 | Onshore Wind Turbine | WT |  | S | X | X | SPP | SPP | 130 |  | 130 | 130 | 1 | N |  |  | OP | X | 7 | 2011 | 2011 |  |  | N | IPP Non-CHP | IPP | IPP | 2 | X | WND | Renewable | 130 | 0 | 1 | 0
Operable | 18461 | Tamarack Energy |  | 50099 | Tamarack Energy Partnership | ID | Vertical | Adams | GEN1 | Wood/Wood Waste Biomass | ST |  | S | X | X |  |  | 6.2 | 0.8 | 5.8 | 6.2 | 3 | N |  |  | OP | X | 6 | 1983 | Pre-2000 |  |  | Y | IPP CHP | IPP | IPP | 3 | T | WDS | Renewable | 6.2 | 0 | 1 | 0
Operable | 18454 | Tampa Electric Co |  | 645 | Big Bend | FL | Vertical | Hillsborough | 1 | Solar Photovoltaic | PV |  | S | X | X |  |  | 19.8 |  | 19.8 | 19.8 |  | N |  |  | OP | X | 2 | 2017 | 2017 |  |  | N | Electric Utility | Utility | Investor Owned Utility | 1 | X | SUN | Renewable | 19.8 | 0 | 1 | 0
Operable | 18454 | Tampa Electric Co |  | 645 | Big Bend | FL | Vertical | Hillsborough | BESS1 | Batteries | BA |  | S | X | X |  |  | 12.6 |  | 12.6 | 12.6 |  | N |  |  | OP | X | 2 | 2017 | 2017 |  |  | N | Electric Utility | Utility | Investor Owned Utility | 1 | X | MWH | Other | 0 | 0 | 0 | 0
Operable | 18454 | Tampa Electric Co |  | 645 | Big Bend | FL | Vertical | Hillsborough | GT4 | Natural Gas Fired Combustion Turbine | GT |  | S | X | X |  |  | 69.9 | 0.85 | 56 | 61 | 14 | N |  |  | OP | X | 8 | 2009 | 2009 |  |  | N | Electric Utility | Utility | Investor Owned Utility | 1 | X | NG | Non-Renewable | 0 | 69.9 | 0 | 1 | DFO
Operable | 18454 | Tampa Electric Co |  | 645 | Big Bend | FL | Vertical | Hillsborough | GT5 | Natural Gas Fired Combined Cycle | CT | CC1 | S | X | Y |  |  | 397.8 | 0.9 | 360 | 390 | 120 | N |  |  | OP | X | 12 | 2021 | 2021 |  |  | N | Electric Utility | Utility | Investor Owned Utility | 1 | X | NG | Non-Renewable | 0 | 397.8 | 0 | 1
Operable | 18454 | Tampa Electric Co |  | 645 | Big Bend | FL | Vertical | Hillsborough | GT6 | Natural Gas Fired Combined Cycle | CT | CC1 | S | X | Y |  |  | 397.8 | 0.9 | 360 | 390 | 120 | N |  |  | OP | X | 12 | 2021 | 2021 |  |  | N | Electric Utility | Utility | Investor Owned Utility | 1 | X | NG | Non-Renewable | 0 | 397.8 | 0 | 1
Operable | 18454 | Tampa Electric Co |  | 645 | Big Bend | FL | Vertical | Hillsborough | ST1 | Natural Gas Fired Combined Cycle | CA | CC1 | S | N | X |  |  | 445.5 | 0.9 | 335 | 340 | 185 | N |  |  | OP | X | 10 | 1970 | Pre-2000 |  |  | N | Electric Utility | Utility | Investor Owned Utility | 1 | X | NG | Non-Renewable | 0 | 445.5 | 0 | 1
Operable | 18454 | Tampa Electric Co |  | 645 | Big Bend | FL | Vertical | Hillsborough | ST4 | Conventional Steam Coal | ST |  | S | X | X |  |  | 486 | 0.9 | 437 | 442 | 157 | N |  |  | OP | X | 2 | 1985 | Pre-2000 |  |  | N | Electric Utility | Utility | Investor Owned Utility | 1 | X | BIT | Non-Renewable | 0 | 486 | 0 | 1 | NG
Operable | 18454 | Tampa Electric Co |  | 7242 | Polk | FL | Vertical | Polk | 1CA | Natural Gas Fired Combined Cycle | CA | CC1 | S | N | X |  |  | 133.4 | 0.85 | 59 | 59 | 33 | N |  |  | OP | X | 9 | 1996 | Pre-2000 |  |  | N | Electric Utility | Utility | Investor Owned Utility | 1 | X | NG | Non-Renewable | 0 | 133.4 | 0 | 1 | SGP | SGC
Operable | 18454 | Tampa Electric Co |  | 7242 | Polk | FL | Vertical | Polk | 1CT | Natural Gas Fired Combined Cycle | CT | CC1 | S | X | N |  |  | 192.9 | 0.86 | 161 | 161 | 89 | N |  |  | OP | X | 9 | 1996 | Pre-2000 |  |  | N | Electric Utility | Utility | Investor Owned Utility | 1 | X | NG | Non-Renewable | 0 | 192.9 | 0 | 1 | SGP
Operable | 18454 | Tampa Electric Co |  | 7242 | Polk | FL | Vertical | Polk | 2 | Natural Gas Fired Combined Cycle | CT | CC2 | S | X | Y |  |  | 175.8 | 0.9 | 150 | 180 | 89 | N |  |  | OP | X | 7 | 2000 | 2000 |  |  | N | Electric Utility | Utility | Investor Owned Utility | 1 | X | NG | Non-Renewable | 0 | 175.8 | 0 | 1 | DFO
Operable | 18454 | Tampa Electric Co |  | 7242 | Polk | FL | Vertical | Polk | 2CC | Natural Gas Fired Combined Cycle | CA | CC2 | S | Y | X |  |  | 463 | 0.9 | 461 | 480 | 90 | N |  |  | OP | X | 1 | 2017 | 2017 |  |  | N | Electric Utility | Utility | Investor Owned Utility | 1 | X | NG | Non-Renewable | 0 | 463 | 0 | 1
Operable | 18454 | Tampa Electric Co |  | 7242 | Polk | FL | Vertical | Polk | 3 | Natural Gas Fired Combined Cycle | CT | CC2 | S | X | Y |  |  | 175.8 | 0.9 | 150 | 180 | 89 | N |  |  | OP | X | 4 | 2002 | 2002 |  |  | N | Electric Utility | Utility | Investor Owned Utility | 1 | X | NG | Non-Renewable | 0 | 175.8 | 0 | 1 | DFO
Operable | 18454 | Tampa Electric Co |  | 7242 | Polk | FL | Vertical | Polk | 4 | Natural Gas Fired Combined Cycle | CT | CC2 | S | X | Y |  |  | 175.8 | 0.85 | 150 | 180 | 89 | N |  |  | OP | X | 3 | 2007 | 2007 |  |  | N | Electric Utility | Utility | Investor Owned Utility | 1 | X | NG | Non-Renewable | 0 | 175.8 | 0 | 1
Operable | 18454 | Tampa Electric Co |  | 7242 | Polk | FL | Vertical | Polk | 5 | Natural Gas Fired Combined Cycle | CT | CC2 | S | X | Y |  |  | 175.8 | 0.85 | 150 | 180 | 89 | N |  |  | OP | X | 4 | 2007 | 2007 |  |  | N | Electric Utility | Utility | Investor Owned Utility | 1 | X | NG | Non-Renewable | 0 | 175.8 | 0 | 1
Operable | 18454 | Tampa Electric Co |  | 7873 | H L Culbreath Bayside Power Station | FL | Vertical | Hillsborough | 1A | Natural Gas Fired Combined Cycle | CT | CC1 | S | X | Y |  |  | 211 | 0.9 | 168 | 196 | 78 | Y | 1 | 2023 | OP | X | 4 | 2003 | 2003 |  |  | N | Electric Utility | Utility | Investor Owned Utility | 1 | X | NG | Non-Renewable | 0 | 211 | 0 | 1
Operable | 18454 | Tampa Electric Co |  | 7873 | H L Culbreath Bayside Power Station | FL | Vertical | Hillsborough | 1B | Natural Gas Fired Combined Cycle | CT | CC1 | S | X | Y |  |  | 211 | 0.9 | 168 | 196 | 78 | Y | 1 | 2023 | OP | X | 4 | 2003 | 2003 |  |  | N | Electric Utility | Utility | Investor Owned Utility | 1 | X | NG | Non-Renewable | 0 | 211 | 0 | 1
Operable | 18454 | Tampa Electric Co |  | 7873 | H L Culbreath Bayside Power Station | FL | Vertical | Hillsborough | 1C | Natural Gas Fired Combined Cycle | CT | CC1 | S | X | Y |  |  | 211 | 0.9 | 168 | 196 | 78 | Y | 1 | 2023 | OP | X | 4 | 2003 | 2003 |  |  | N | Electric Utility | Utility | Investor Owned Utility | 1 | X | NG | Non-Renewable | 0 | 211 | 0 | 1
Operable | 18454 | Tampa Electric Co |  | 7873 | H L Culbreath Bayside Power Station | FL | Vertical | Hillsborough | 1ST | Natural Gas Fired Combined Cycle | CA | CC1 | S | N | X |  |  | 281 | 0.85 | 245 | 259 | 47 | Y | 1 | 2023 | OP | X | 11 | 1965 | Pre-2000 |  |  | N | Electric Utility | Utility | Investor Owned Utility | 1 | X | NG | Non-Renewable | 0 | 281 | 0 | 1
Operable | 18454 | Tampa Electric Co |  | 7873 | H L Culbreath Bayside Power Station | FL | Vertical | Hillsborough | 2A | Natural Gas Fired Combined Cycle | CT | CC2 | S | X | Y |  |  | 189.9 | 0.9 | 156 | 183 | 78 | N |  |  | OP | X | 1 | 2004 | 2004 |  |  | N | Electric Utility | Utility | Investor Owned Utility | 1 | X | NG | Non-Renewable | 0 | 189.9 | 0 | 1
Operable | 18454 | Tampa Electric Co |  | 7873 | H L Culbreath Bayside Power Station | FL | Vertical | Hillsborough | 2B | Natural Gas Fired Combined Cycle | CT | CC2 | S | X | Y |  |  | 189.9 | 0.9 | 156 | 183 | 78 | N |  |  | OP | X | 1 | 2004 | 2004 |  |  | N | Electric Utility | Utility | Investor Owned Utility | 1 | X | NG | Non-Renewable | 0 | 189.9 | 0 | 1
Operable | 18454 | Tampa Electric Co |  | 7873 | H L Culbreath Bayside Power Station | FL | Vertical | Hillsborough | 2C | Natural Gas Fired Combined Cycle | CT | CC2 | S | X | Y |  |  | 189.9 | 0.9 | 156 | 183 | 78 | N |  |  | OP | X | 1 | 2004 | 2004 |  |  | N | Electric Utility | Utility | Investor Owned Utility | 1 | X | NG | Non-Renewable | 0 | 189.9 | 0 | 1
Operable | 18454 | Tampa Electric Co |  | 7873 | H L Culbreath Bayside Power Station | FL | Vertical | Hillsborough | 2D | Natural Gas Fired Combined Cycle | CT | CC2 | S | X | Y |  |  | 189.9 | 0.9 | 156 | 183 | 78 | N |  |  | OP | X | 1 | 2004 | 2004 |  |  | N | Electric Utility | Utility | Investor Owned Utility | 1 | X | NG | Non-Renewable | 0 | 189.9 | 0 | 1
Operable | 18454 | Tampa Electric Co |  | 7873 | H L Culbreath Bayside Power Station | FL | Vertical | Hillsborough | 2ST | Natural Gas Fired Combined Cycle | CA | CC2 | S | N | X |  |  | 445.7 | 0.9 | 305 | 315 | 52 | N |  |  | OP | X | 10 | 1967 | Pre-2000 |  |  | N | Electric Utility | Utility | Investor Owned Utility | 1 | X | NG | Non-Renewable | 0 | 445.7 | 0 | 1
Operable | 18454 | Tampa Electric Co |  | 7873 | H L Culbreath Bayside Power Station | FL | Vertical | Hillsborough | 3 | Natural Gas Fired Combustion Turbine | GT |  | S | X | X |  |  | 69.9 | 0.85 | 56 | 61 | 14 | N |  |  | OP | X | 7 | 2009 | 2009 |  |  | N | Electric Utility | Utility | Investor Owned Utility | 1 | X | NG | Non-Renewable | 0 | 69.9 | 0 | 1
Operable | 18454 | Tampa Electric Co |  | 7873 | H L Culbreath Bayside Power Station | FL | Vertical | Hillsborough | 4 | Natural Gas Fired Combustion Turbine | GT |  | S | X | X |  |  | 69.9 | 0.85 | 56 | 61 | 14 | N |  |  | OP | X | 7 | 2009 | 2009 |  |  | N | Electric Utility | Utility | Investor Owned Utility | 1 | X | NG | Non-Renewable | 0 | 69.9 | 0 | 1
Operable | 18454 | Tampa Electric Co |  | 7873 | H L Culbreath Bayside Power Station | FL | Vertical | Hillsborough | 5 | Natural Gas Fired Combustion Turbine | GT |  | S | X | X |  |  | 69.9 | 0.85 | 56 | 61 | 14 | N |  |  | OP | X | 4 | 2009 | 2009 |  |  | N | Electric Utility | Utility | Investor Owned Utility | 1 | X | NG | Non-Renewable | 0 | 69.9 | 0 | 1
Operable | 18454 | Tampa Electric Co |  | 7873 | H L Culbreath Bayside Power Station | FL | Vertical | Hillsborough | 6 | Natural Gas Fired Combustion Turbine | GT |  | S | X | X |  |  | 69.9 | 0.85 | 56 | 61 | 14 | N |  |  | OP | X | 4 | 2009 | 2009 |  |  | N | Electric Utility | Utility | Investor Owned Utility | 1 | X | NG | Non-Renewable | 0 | 69.9 | 0 | 1
Operable | 18454 | Tampa Electric Co |  | 59769 | TIA Solar | FL | Vertical | Hillsborough | 1 | Solar Photovoltaic | PV |  | S | X | X |  |  | 1.6 |  | 1.6 | 1.6 |  | N |  |  | OP | X | 12 | 2015 | 2015 |  |  | N | Electric Utility | Utility | Investor Owned Utility | 1 | X | SUN | Renewable | 1.6 | 0 | 1 | 0
Operable | 18454 | Tampa Electric Co |  | 60371 | Legoland Solar | FL | Vertical | Polk | 1 | Solar Photovoltaic | PV |  | S | X | X |  |  | 1.4 |  | 1.4 | 1.4 |  | N |  |  | OP | X | 12 | 2016 | 2016 |  |  | N | Electric Utility | Utility | Investor Owned Utility | 1 | X | SUN | Renewable | 1.4 | 0 | 1 | 0
Operable | 18454 | Tampa Electric Co |  | 61653 | Alafia Solar | FL | Vertical | Polk | PV1 | Solar Photovoltaic | PV |  | S | X | X |  |  | 60 |  | 60 | 60 |  | N |  |  | OP | X | 12 | 2023 | 2023 |  |  | N | Electric Utility | Utility | Investor Owned Utility | 1 | X | SUN | Renewable | 60 | 0 | 1 | 0
Operable | 18454 | Tampa Electric Co |  | 61654 | Balm Solar | FL | Vertical | Hillsborough | PV1 | Solar Photovoltaic | PV |  | S | X | X |  |  | 74.4 | 0.95 | 74.4 | 74.4 |  | N |  |  | OP | X | 9 | 2018 | 2018 |  |  | N | Electric Utility | Utility | Investor Owned Utility | 1 | X | SUN | Renewable | 74.4 | 0 | 1 | 0
Operable | 18454 | Tampa Electric Co |  | 61655 | Bonnie Mine Solar | FL | Vertical | Polk | PV1 | Solar Photovoltaic | PV |  | S | X | X |  |  | 37.5 | 0.95 | 37.5 | 37.5 |  | N |  |  | OP | X | 1 | 2019 | 2019 |  |  | N | Electric Utility | Utility | Investor Owned Utility | 1 | X | SUN | Renewable | 37.5 | 0 | 1 | 0
Operable | 18454 | Tampa Electric Co |  | 61656 | Grange Hall Solar | FL | Vertical | Hillsborough | PV1 | Solar Photovoltaic | PV |  | S | X | X |  |  | 61.1 | 0.95 | 61.1 | 61.1 |  | N |  |  | OP | X | 1 | 2019 | 2019 |  |  | N | Electric Utility | Utility | Investor Owned Utility | 1 | X | SUN | Renewable | 61.1 | 0 | 1 | 0
Operable | 18454 | Tampa Electric Co |  | 61657 | Lake Hancock Solar | FL | Vertical | Polk | PV1 | Solar Photovoltaic | PV |  | S | X | X |  |  | 49.5 | 0.95 | 49.5 | 49.5 |  | N |  |  | OP | X | 4 | 2019 | 2019 |  |  | N | Electric Utility | Utility | Investor Owned Utility | 1 | X | SUN | Renewable | 49.5 | 0 | 1 | 0
Operable | 18454 | Tampa Electric Co |  | 61663 | Lithia Solar | FL | Vertical | Hillsborough | GEN1 | Solar Photovoltaic | PV |  | S | X | X |  |  | 74.5 | 0.95 | 74.5 | 74.5 |  | N |  |  | OP | X | 1 | 2019 | 2019 |  |  | N | Electric Utility | Utility | Investor Owned Utility | 1 | X | SUN | Renewable | 74.5 | 0 | 1 | 0
Operable | 18454 | Tampa Electric Co |  | 61664 | Mountain View Solar (FL) | FL | Vertical | Pasco | GEN1 | Solar Photovoltaic | PV |  | S | X | X |  |  | 54.6 |  | 54.6 | 54.6 |  | N |  |  | OP | X | 4 | 2022 | 2022 |  |  | N | Electric Utility | Utility | Investor Owned Utility | 1 | X | SUN | Renewable | 54.6 | 0 | 1 | 0
Operable | 18454 | Tampa Electric Co |  | 61665 | Payne Creek Solar | FL | Vertical | Polk | GEN1 | Solar Photovoltaic | PV |  | S | X | X |  |  | 70.3 | 0.95 | 70.3 | 70.3 |  | N |  |  | OP | X | 9 | 2018 | 2018 |  |  | N | Electric Utility | Utility | Investor Owned Utility | 1 | X | SUN | Renewable | 70.3 | 0 | 1 | 0
Operable | 18454 | Tampa Electric Co |  | 61666 | Peace Creek Solar | FL | Vertical | Polk | GEN | Solar Photovoltaic | PV |  | S | X | X |  |  | 55.4 | 0.95 | 55.4 | 55.4 |  | N |  |  | OP | X | 3 | 2019 | 2019 |  |  | N | Electric Utility | Utility | Investor Owned Utility | 1 | X | SUN | Renewable | 55.4 | 0 | 1 | 0
Operable | 18454 | Tampa Electric Co |  | 61667 | Wimauma Solar | FL | Vertical | Hillsborough | 1 | Solar Photovoltaic | PV |  | S | X | X |  |  | 74.8 | 0.95 | 74.8 | 74.8 |  | N |  |  | OP | X | 4 | 2020 | 2020 |  |  | N | Electric Utility | Utility | Investor Owned Utility | 1 | X | SUN | Renewable | 74.8 | 0 | 1 | 0
Operable | 18454 | Tampa Electric Co |  | 62750 | Little Manatee River Solar | FL | Vertical | Hillsborough | GEN1 | Solar Photovoltaic | PV |  | S | X | X |  |  | 74.5 | 0.95 | 74.5 | 74.5 |  | N |  |  | OP | X | 2 | 2020 | 2020 |  |  | N | Electric Utility | Utility | Investor Owned Utility | 1 | X | SUN | Renewable | 74.5 | 0 | 1 | 0
Operable | 18454 | Tampa Electric Co |  | 63495 | Durrance | FL | Vertical | Polk | 1 | Solar Photovoltaic | PV |  | S | X | X |  |  | 60 | 0.95 | 60 | 60 |  | N |  |  | OP | X | 1 | 2021 | 2021 |  |  | N | Electric Utility | Utility | Investor Owned Utility | 1 | X | SUN | Renewable | 60 | 0 | 1 | 0
Operable | 18454 | Tampa Electric Co |  | 64631 | Jamison Solar (FL) | FL | Vertical | Polk | 1 | Solar Photovoltaic | PV |  | S | X | X |  |  | 74.5 |  | 74.5 | 74.5 |  | N |  |  | OP | X | 4 | 2022 | 2022 |  |  | N | Electric Utility | Utility | Investor Owned Utility | 1 | X | SUN | Renewable | 74.5 | 0 | 1 | 0
Operable | 18454 | Tampa Electric Co |  | 64641 | Big Bend II Solar | FL | Vertical | Hillsborough | 2 | Solar Photovoltaic | PV |  | S | X | X |  |  | 45.8 |  | 45.8 | 45.8 |  | N |  |  | OP | X | 1 | 2022 | 2022 |  |  | N | Electric Utility | Utility | Investor Owned Utility | 1 | X | SUN | Renewable | 45.8 | 0 | 1 | 0
Operable | 18454 | Tampa Electric Co |  | 64657 | Magnolia Solar | FL | Vertical | Polk | 1 | Solar Photovoltaic | PV |  | S | X | X |  |  | 74.5 | 0.95 | 74.5 | 74.5 |  | N |  |  | OP | X | 12 | 2021 | 2021 |  |  | N | Electric Utility | Utility | Investor Owned Utility | 1 | X | SUN | Renewable | 74.5 | 0 | 1 | 0
Operable | 18454 | Tampa Electric Co |  | 65683 | Juniper Solar (FL) | FL | Vertical | Pasco | 1 | Solar Photovoltaic | PV |  | S | X | X |  |  | 70 | 0.95 | 70 | 70 |  | N |  |  | OP | X | 12 | 2023 | 2023 |  |  | N | Electric Utility | Utility | Investor Owned Utility | 1 | X | SUN | Renewable | 70 | 0 | 1 | 0
Operable | 18454 | Tampa Electric Co |  | 65684 | Laurel Oaks Solar | FL | Vertical | Hillsborough | 1 | Solar Photovoltaic | PV |  | S | X | X |  |  | 61.2 |  | 61.2 | 61.2 |  | N |  |  | OP | X | 12 | 2022 | 2022 |  |  | N | Electric Utility | Utility | Investor Owned Utility | 1 | X | SUN | Renewable | 61.2 | 0 | 1 | 0
Operable | 18454 | Tampa Electric Co |  | 65687 | Riverside Solar | FL | Vertical | Hillsborough | 1 | Solar Photovoltaic | PV |  | S | X | X |  |  | 55.2 |  | 55.2 | 55.2 |  | N |  |  | OP | X | 12 | 2022 | 2022 |  |  | N | Electric Utility | Utility | Investor Owned Utility | 1 | X | SUN | Renewable | 55.2 | 0 | 1 | 0
Operable | 18454 | Tampa Electric Co |  | 65771 | Big Bend Agrivoltaics | FL | Vertical | Hillsborough | 1 | Solar Photovoltaic | PV |  | S | X | X |  |  | 1 |  | 1 | 1 |  | N |  |  | OP | X | 6 | 2022 | 2022 |  |  | N | Electric Utility | Utility | Investor Owned Utility | 1 | X | SUN | Renewable | 1 | 0 | 1 | 0
Operable | 18454 | Tampa Electric Co |  | 65772 | Big Bend Floating Solar I | FL | Vertical | Hillsborough | 1 | Solar Photovoltaic | PV |  | S | X | X |  |  | 1 |  | 1 | 1 |  | N |  |  | OP | X | 3 | 2022 | 2022 |  |  | N | Electric Utility | Utility | Investor Owned Utility | 1 | X | SUN | Renewable | 1 | 0 | 1 | 0
Operable | 18454 | Tampa Electric Co |  | 66128 | Lake Mabel Solar | FL | Vertical | Polk | 1 | Solar Photovoltaic | PV |  | S | X | X |  |  | 74.5 |  | 74.5 | 74.5 |  | N |  |  | OP | X | 12 | 2023 | 2023 |  |  | N | Electric Utility | Utility | Investor Owned Utility | 1 | X | SUN | Renewable | 74.5 | 0 | 1 | 0
Operable | 18454 | Tampa Electric Co |  | 66129 | Dover Solar | FL | Vertical | Hillsborough | 1 | Solar Photovoltaic | PV |  | S | X | X |  |  | 25 |  | 25 | 25 |  | N |  |  | OP | X | 12 | 2023 | 2023 |  |  | N | Electric Utility | Utility | Investor Owned Utility | 1 | X | SUN | Renewable | 25 | 0 | 1 | 0
Operable | 18483 | Tampa Wastewater Department |  | 54347 | Howard F Curren Advncd Wastewater Plant | FL | Vertical | Hillsborough | 1 | Other Waste Biomass | IC |  | S | X | X |  |  | 0.5 | 0.8 | 0.5 | 0.5 | 0.4 | N |  |  | OS | X | 9 | 1986 | Pre-2000 |  |  | N | Commercial Non-CHP | Customer Sited | Other | 4 | X | OBG | Renewable | 0.5 | 0 | 1 | 0
Operable | 18483 | Tampa Wastewater Department |  | 54347 | Howard F Curren Advncd Wastewater Plant | FL | Vertical | Hillsborough | 2 | Other Waste Biomass | IC |  | S | X | X |  |  | 0.5 | 0.8 | 0.5 | 0.5 | 0.4 | N |  |  | OS | X | 9 | 1986 | Pre-2000 |  |  | N | Commercial Non-CHP | Customer Sited | Other | 4 | X | OBG | Renewable | 0.5 | 0 | 1 | 0
Operable | 18483 | Tampa Wastewater Department |  | 54347 | Howard F Curren Advncd Wastewater Plant | FL | Vertical | Hillsborough | 3 | Other Waste Biomass | IC |  | S | X | X |  |  | 0.5 | 0.8 | 0.5 | 0.5 | 0.4 | N |  |  | OS | X | 9 | 1986 | Pre-2000 |  |  | N | Commercial Non-CHP | Customer Sited | Other | 4 | X | OBG | Renewable | 0.5 | 0 | 1 | 0
Operable | 18483 | Tampa Wastewater Department |  | 54347 | Howard F Curren Advncd Wastewater Plant | FL | Vertical | Hillsborough | 4 | Other Waste Biomass | IC |  | S | X | X |  |  | 0.5 | 0.8 | 0.5 | 0.5 | 0.4 | N |  |  | OS | X | 2 | 1989 | Pre-2000 |  |  | N | Commercial Non-CHP | Customer Sited | Other | 4 | X | OBG | Renewable | 0.5 | 0 | 1 | 0
Operable | 18483 | Tampa Wastewater Department |  | 54347 | Howard F Curren Advncd Wastewater Plant | FL | Vertical | Hillsborough | 5 | Other Waste Biomass | IC |  | S | X | X |  |  | 0.5 | 0.8 | 0.5 | 0.5 | 0.4 | N |  |  | OS | X | 2 | 1989 | Pre-2000 |  |  | N | Commercial Non-CHP | Customer Sited | Other | 4 | X | OBG | Renewable | 0.5 | 0 | 1 | 0
Operable | 62073 | Tanglewood Circle Solar 1 LLC |  | 62583 | Tanglewood Circle Solar 1 LLC | MA | Restructured | Berkshire | 5823 | Solar Photovoltaic | PV |  | S | X | X |  |  | 5 |  | 5 | 4.3 |  | N |  |  | OP | X | 11 | 2018 | 2018 |  |  | N | IPP Non-CHP | IPP | IPP | 2 | X | SUN | Renewable | 5 | 0 | 1 | 0
Operable | 60401 | Tannery Road Solar, LLC |  | 60677 | Tannery Road Landfill | NY | Restructured | Oneida | TRSP | Solar Photovoltaic | PV |  | S | X | X |  |  | 2 |  | 2 | 2 |  | N |  |  | OP | X | 8 | 2016 | 2016 |  |  | N | Commercial Non-CHP | Customer Sited | Other | 4 | X | SUN | Renewable | 2 | 0 | 1 | 0
Operable | 63420 | Taos Mesa Energy Facility, LLC |  | 63728 | Taos Mesa Energy Facility Hybrid | NM | Vertical | Taos | BESS | Batteries | BA |  | S | X | X |  |  | 12.5 | 0.95 | 12.5 | 12.5 | 0.1 | N |  |  | OP | X | 11 | 2022 | 2022 |  |  | N | Electric Utility | Utility | IPP | 1 | X | MWH | Other | 0 | 0 | 0 | 0
Operable | 63420 | Taos Mesa Energy Facility, LLC |  | 63728 | Taos Mesa Energy Facility Hybrid | NM | Vertical | Taos | TMEF1 | Solar Photovoltaic | PV |  | S | X | X |  |  | 15 |  | 15 | 15 |  | N |  |  | OP | X | 11 | 2022 | 2022 |  |  | N | Electric Utility | Utility | IPP | 1 | X | SUN | Renewable | 15 | 0 | 1 | 0
Operable | 56672 | Targa Co-Generation LLC |  | 57322 | Mont Belvieu Cogeneration Unit | TX | Restructured | Chambers | GT01 | Natural Gas Fired Combustion Turbine | GT |  | S | X | X |  |  | 15 | 0.95 | 12.3 | 15 | 11 | N |  |  | OP | X | 7 | 2009 | 2009 |  |  | Y | Industrial CHP | Customer Sited | Other | 7 | T | NG | Non-Renewable | 0 | 15 | 0 | 1
Operable | 59549 | Targa Pipeline Mid-Continent West OK LLC |  | 59782 | Waynoka Gas Processing Plant | OK | Vertical | Woods | G1 | Natural Gas Internal Combustion Engine | IC |  | S | X | X |  |  | 1.3 | 1 | 1.3 | 1.3 | 1 | N |  |  | OP | X | 7 | 2006 | 2006 |  |  | N | Industrial Non-CHP | Customer Sited | Other | 6 | X | NG | Non-Renewable | 0 | 1.3 | 0 | 1
Operable | 59549 | Targa Pipeline Mid-Continent West OK LLC |  | 59782 | Waynoka Gas Processing Plant | OK | Vertical | Woods | G2 | Natural Gas Internal Combustion Engine | IC |  | S | X | X |  |  | 1.3 | 1 | 1.3 | 1.3 | 1 | N |  |  | OP | X | 7 | 2006 | 2006 |  |  | N | Industrial Non-CHP | Customer Sited | Other | 6 | X | NG | Non-Renewable | 0 | 1.3 | 0 | 1
Operable | 59549 | Targa Pipeline Mid-Continent West OK LLC |  | 59782 | Waynoka Gas Processing Plant | OK | Vertical | Woods | G3 | Natural Gas Internal Combustion Engine | IC |  | S | X | X |  |  | 1.3 | 1 | 1.3 | 1.3 | 1 | N |  |  | OP | X | 7 | 2006 | 2006 |  |  | N | Industrial Non-CHP | Customer Sited | Other | 6 | X | NG | Non-Renewable | 0 | 1.3 | 0 | 1
Operable | 60995 | Tarrant Regional Water District |  | 61355 | Arlington Outlet Hydroelectric Generator | TX | Restructured | Tarrant | HY1 | Conventional Hydroelectric | HY |  | S | X | X | LZ North | LZ North | 1.3 | 0.9 | 1.3 | 1.3 | 0.6 | N |  |  | OP | X | 9 | 2015 | 2015 |  |  | N | Commercial Non-CHP | Customer Sited | Other | 4 | X | WAT | Renewable | 1.3 | 0 | 1 | 0
Operable | 7067 | Tata Chemicals Partners |  | 54318 | General Chemical | WY | Vertical | Sweetwater | TG1 | Conventional Steam Coal | ST |  | S | X | X |  |  | 15 | 0.85 | 15 | 15 | 2 | N |  |  | OP | X | 5 | 1968 | Pre-2000 |  |  | Y | Industrial CHP | Customer Sited | Other | 7 | T | BIT | Non-Renewable | 0 | 15 | 0 | 1 | NG
Operable | 7067 | Tata Chemicals Partners |  | 54318 | General Chemical | WY | Vertical | Sweetwater | TG2 | Conventional Steam Coal | ST |  | S | X | X |  |  | 15 | 0.85 | 15 | 15 | 2 | N |  |  | OP | X | 1 | 1977 | Pre-2000 |  |  | Y | Industrial CHP | Customer Sited | Other | 7 | T | BIT | Non-Renewable | 0 | 15 | 0 | 1 | NG
Operable | 63897 | Tatanka Ridge LLC |  | 61046 | Tatanka Ridge | SD | Vertical | Deuel | WT1 | Onshore Wind Turbine | WT |  | S | X | X | OTP.TATANKARID | OTP.TATANKARID | 154 |  | 154 | 154 | 0 | N |  |  | OP | X | 1 | 2021 | 2021 |  |  | N | IPP Non-CHP | IPP | IPP | 2 | X | WND | Renewable | 154 | 0 | 1 | 0
Operable | 8 | Tate & Lyle Ingredients Americas Inc |  | 50903 | Sagamore Plant Cogeneration | IN | Vertical | Tippecanoe | GEN1 | Natural Gas Steam Turbine | ST |  | S | X | X |  |  | 7.4 | 0.85 | 7.4 | 7.4 | 1.5 | N |  |  | OP | X | 10 | 1984 | Pre-2000 |  |  | Y | Industrial CHP | Customer Sited | Other | 7 | B | NG | Non-Renewable | 0 | 7.4 | 0 | 1
Operable | 60822 | Taurus Community Solar |  | 61174 | Taurus Community Solar | MN | Vertical | Chippewa | ETCS1 | Solar Photovoltaic | PV |  | S | X | X |  |  | 1 |  | 0.9 | 0.9 |  | N |  |  | OP | X | 5 | 2018 | 2018 |  |  | N | IPP Non-CHP | IPP | IPP | 2 | X | SUN | Renewable | 1 | 0 | 1 | 0
Operable | 60822 | Taurus Community Solar |  | 61174 | Taurus Community Solar | MN | Vertical | Chippewa | ETCS2 | Solar Photovoltaic | PV |  | S | X | X |  |  | 1 |  | 0.9 | 0.9 |  | N |  |  | OP | X | 5 | 2018 | 2018 |  |  | N | IPP Non-CHP | IPP | IPP | 2 | X | SUN | Renewable | 1 | 0 | 1 | 0
Operable | 60822 | Taurus Community Solar |  | 61174 | Taurus Community Solar | MN | Vertical | Chippewa | ETCS3 | Solar Photovoltaic | PV |  | S | X | X |  |  | 1 |  | 0.9 | 0.9 |  | N |  |  | OP | X | 3 | 2018 | 2018 |  |  | N | IPP Non-CHP | IPP | IPP | 2 | X | SUN | Renewable | 1 | 0 | 1 | 0
Operable | 60822 | Taurus Community Solar |  | 61174 | Taurus Community Solar | MN | Vertical | Chippewa | ETCS4 | Solar Photovoltaic | PV |  | S | X | X |  |  | 1 |  | 0.9 | 0.9 |  | N |  |  | OP | X | 3 | 2018 | 2018 |  |  | N | IPP Non-CHP | IPP | IPP | 2 | X | SUN | Renewable | 1 | 0 | 1 | 0
Operable | 65925 | Taygete Energy Project LLC |  | 62483 | Taygete Energy Project LLC | TX | Restructured | Pecos | PV1 | Solar Photovoltaic | PV |  | W | X | X |  |  | 255 |  | 255 | 255 |  | N |  |  | OP | X | 3 | 2021 | 2021 |  |  | N | IPP Non-CHP | IPP | IPP | 2 | X | SUN | Renewable | 255 | 0 | 1 | 0
Operable | 63290 | Taylor Creek Solar LLC |  | 63583 | Taylor Creek Solar | FL | Vertical | Orange | TCS | Solar Photovoltaic | PV |  | S | X | X |  |  | 74.5 |  | 74.5 | 74.5 |  | N |  |  | OP | X | 6 | 2020 | 2020 |  |  | N | IPP Non-CHP | IPP | IPP | 2 | X | SUN | Renewable | 74.5 | 0 | 1 | 0
Operable | 57494 | TDX North Slope Generating Inc. |  | 58117 | TNSG South Plant | AK | Vertical | North Slope | 1A | Natural Gas Internal Combustion Engine | IC |  | S | X | X |  |  | 1.4 | 0.8 | 1.3 | 1.3 | 0 | N |  |  | OP | X | 9 | 2006 | 2006 |  |  | N | Electric Utility | Utility | Investor Owned Utility | 1 | X | NG | Non-Renewable | 0 | 1.4 | 0 | 1
Operable | 57494 | TDX North Slope Generating Inc. |  | 58117 | TNSG South Plant | AK | Vertical | North Slope | 2 | Natural Gas Internal Combustion Engine | IC |  | S | X | X |  |  | 0.8 | 0.8 | 0.8 | 0.8 | 0 | N |  |  | OP | X | 1 | 1992 | Pre-2000 |  |  | N | Electric Utility | Utility | Investor Owned Utility | 1 | X | NG | Non-Renewable | 0 | 0.8 | 0 | 1
Operable | 57494 | TDX North Slope Generating Inc. |  | 58117 | TNSG South Plant | AK | Vertical | North Slope | 3 | Natural Gas Internal Combustion Engine | IC |  | S | X | X |  |  | 0.8 | 0.8 | 0.8 | 0.8 | 0 | N |  |  | OP | X | 1 | 1992 | Pre-2000 |  |  | N | Electric Utility | Utility | Investor Owned Utility | 1 | X | NG | Non-Renewable | 0 | 0.8 | 0 | 1
Operable | 57494 | TDX North Slope Generating Inc. |  | 58117 | TNSG South Plant | AK | Vertical | North Slope | 4A | Natural Gas Internal Combustion Engine | IC |  | S | X | X |  |  | 1.4 | 0.8 | 1.3 | 1.3 | 0 | N |  |  | OP | X | 9 | 2006 | 2006 |  |  | N | Electric Utility | Utility | Investor Owned Utility | 1 | X | NG | Non-Renewable | 0 | 1.4 | 0 | 1
Operable | 57494 | TDX North Slope Generating Inc. |  | 58117 | TNSG South Plant | AK | Vertical | North Slope | 6 | Natural Gas Internal Combustion Engine | IC |  | S | X | X |  |  | 3.4 | 0.8 | 3 | 3 | 0 | N |  |  | OP | X | 10 | 2003 | 2003 |  |  | N | Electric Utility | Utility | Investor Owned Utility | 1 | X | NG | Non-Renewable | 0 | 3.4 | 0 | 1
Operable | 57494 | TDX North Slope Generating Inc. |  | 58278 | TNSG North Plant | AK | Vertical | North Slope | 13 | Petroleum Liquids | IC |  | S | X | X |  |  | 0.3 | 0.8 | 0.3 | 0.3 | 0 | N |  |  | SB | N | 10 | 2010 | 2010 |  |  | N | Electric Utility | Utility | Investor Owned Utility | 1 | X | DFO | Non-Renewable | 0 | 0.3 | 0 | 1
Operable | 57494 | TDX North Slope Generating Inc. |  | 58278 | TNSG North Plant | AK | Vertical | North Slope | CT1 | Natural Gas Fired Combustion Turbine | GT |  | S | X | X |  |  | 5.2 | 0.8 | 4.5 | 5.8 | 0 | N |  |  | OP | X | 1 | 2008 | 2008 |  |  | N | Electric Utility | Utility | Investor Owned Utility | 1 | X | NG | Non-Renewable | 0 | 5.2 | 0 | 1
Operable | 57494 | TDX North Slope Generating Inc. |  | 58278 | TNSG North Plant | AK | Vertical | North Slope | CT2 | Natural Gas Fired Combustion Turbine | GT |  | S | X | X |  |  | 5.2 | 0.8 | 4.5 | 5.8 | 0 | N |  |  | OP | X | 12 | 2009 | 2009 |  |  | N | Electric Utility | Utility | Investor Owned Utility | 1 | X | NG | Non-Renewable | 0 | 5.2 | 0 | 1
Operable | 57494 | TDX North Slope Generating Inc. |  | 58278 | TNSG North Plant | AK | Vertical | North Slope | CT3 | Natural Gas Fired Combustion Turbine | GT |  | S | X | X |  |  | 7.5 | 0.8 | 6.9 | 8 | 0 | N |  |  | OP | X | 11 | 2014 | 2014 |  |  | N | Electric Utility | Utility | Investor Owned Utility | 1 | X | NG | Non-Renewable | 0 | 7.5 | 0 | 1
Operable | 57494 | TDX North Slope Generating Inc. |  | 58278 | TNSG North Plant | AK | Vertical | North Slope | CT4 | Natural Gas Fired Combustion Turbine | GT |  | S | X | X |  |  | 7.5 | 0.8 | 6.9 | 8 | 0 | N |  |  | OP | X | 11 | 2014 | 2014 |  |  | N | Electric Utility | Utility | Investor Owned Utility | 1 | X | NG | Non-Renewable | 0 | 7.5 | 0 | 1
Operable | 59512 | Team-Solar, Inc. |  | 59746 | DSH (CA) - Coalinga State Hospital | CA | Vertical | Fresno | 1 | Solar Photovoltaic | PV |  | W | X | X |  |  | 2 |  | 2.6 | 2.6 |  | N |  |  | OP | X | 7 | 2014 | 2014 |  |  | N | IPP Non-CHP | IPP | IPP | 2 | X | SUN | Renewable | 2 | 0 | 1 | 0
Operable | 59512 | Team-Solar, Inc. |  | 59748 | CDCR (CA) - Pleasant Valley State Prison | CA | Vertical | Fresno | 1 | Solar Photovoltaic | PV |  | W | X | X |  |  | 1.2 |  | 1.2 | 1.2 |  | N |  |  | OP | X | 7 | 2014 | 2014 |  |  | N | IPP Non-CHP | IPP | IPP | 2 | X | SUN | Renewable | 1.2 | 0 | 1 | 0
Operable | 61532 | Techren Solar I LLC |  | 61611 | Techren Solar I LLC | NV | Vertical | Clark | TECH1 | Solar Photovoltaic | PV |  | S | X | X | NSO_2_N008 | NSO_2_N008 | 100 |  | 100 | 100 |  | N |  |  | OP | X | 3 | 2019 | 2019 |  |  | N | IPP Non-CHP | IPP | IPP | 2 | X | SUN | Renewable | 100 | 0 | 1 | 0
Operable | 61533 | Techren Solar II LLC |  | 61930 | Techren Solar II LLC | NV | Vertical | Clark | TECH2 | Solar Photovoltaic | PV |  | S | X | X | NSO_2_N008 | NSO_2_N008 | 200 |  | 200 | 200 |  | N |  |  | OP | X | 10 | 2019 | 2019 |  |  | N | IPP Non-CHP | IPP | IPP | 2 | X | SUN | Renewable | 200 | 0 | 1 | 0
Operable | 61534 | Techren Solar III LLC |  | 61931 | Techren Solar III LLC | NV | Vertical | Clark | TECH3 | Solar Photovoltaic | PV |  | S | X | X | NSO_2_N008 | NSO_2_N008 | 25 |  | 25 | 25 |  | N |  |  | OP | X | 10 | 2020 | 2020 |  |  | N | IPP Non-CHP | IPP | IPP | 2 | X | SUN | Renewable | 25 | 0 | 1 | 0
Operable | 61535 | Techren Solar IV LLC |  | 61932 | Techren Solar IV LLC | NV | Vertical | Clark | TECH4 | Solar Photovoltaic | PV |  | S | X | X | NSO_2_N008 | NSO_2_N008 | 25 |  | 25 | 25 |  | N |  |  | OP | X | 10 | 2020 | 2020 |  |  | N | IPP Non-CHP | IPP | IPP | 2 | X | SUN | Renewable | 25 | 0 | 1 | 0
Operable | 61954 | Techren Solar V LLC |  | 62440 | Techren Solar V | NV | Vertical | Clark | TECH5 | Solar Photovoltaic | PV |  | S | X | X |  |  | 50 |  | 50 | 50 |  | N |  |  | OP | X | 12 | 2020 | 2020 |  |  | N | IPP Non-CHP | IPP | IPP | 2 | X | SUN | Renewable | 50 | 0 | 1 | 0
Operable | 61836 | Tedder Solar |  | 62315 | Tedder Solar | SC | Vertical | Darlington | 79 | Solar Photovoltaic | PV |  | S | X | X |  |  | 2 |  | 2 | 2 |  | N |  |  | OP | X | 12 | 2021 | 2021 |  |  | N | IPP Non-CHP | IPP | IPP | 2 | X | SUN | Renewable | 2 | 0 | 1 | 0
Operable | 34623 | Tejas Power Generation LLC |  | 60468 | Friendswood Energy | TX | Restructured | Harris | GT-1 | Natural Gas Fired Combustion Turbine | GT |  | S | X | X | FEGC RN | FEGC RN | 121.5 | 0.9 | 117 | 119 | 25 | N |  |  | OP | X | 11 | 2018 | 2018 |  |  | N | IPP Non-CHP | IPP | IPP | 2 | X | NG | Non-Renewable | 0 | 121.5 | 0 | 1
Operable | 63330 | Televison City Studios, LLC. |  | 58253 | CBS Television City | CA | Vertical | Los Angeles | GEN1 | Solar Photovoltaic | PV |  | S | X | X |  |  | 1.6 |  | 1.6 | 1.6 | 0 | N |  |  | OP | X | 7 | 2013 | 2013 |  |  | N | Commercial Non-CHP | Customer Sited | Other | 4 | X | SUN | Renewable | 1.6 | 0 | 1 | 0
Operable | 63330 | Televison City Studios, LLC. |  | 58253 | CBS Television City | CA | Vertical | Los Angeles | GEN2 | Other Natural Gas | FC |  | W | X | X |  |  | 0.4 |  | 0.4 | 0.4 | 0 | N |  |  | OP | X | 7 | 2013 | 2013 |  |  | N | Commercial Non-CHP | Customer Sited | Other | 4 | X | NG | Non-Renewable | 0 | 0.4 | 0 | 1
Operable | 63330 | Televison City Studios, LLC. |  | 58253 | CBS Television City | CA | Vertical | Los Angeles | GEN3 | Other Natural Gas | FC |  | W | X | X |  |  | 0.4 |  | 0.4 | 0.4 | 0 | N |  |  | OP | X | 7 | 2013 | 2013 |  |  | N | Commercial Non-CHP | Customer Sited | Other | 4 | X | NG | Non-Renewable | 0 | 0.4 | 0 | 1
Operable | 63330 | Televison City Studios, LLC. |  | 58253 | CBS Television City | CA | Vertical | Los Angeles | GEN4 | Other Natural Gas | FC |  | S | X | X |  |  | 0.4 |  | 0.4 | 0.4 | 0 | N |  |  | OP | X | 7 | 2013 | 2013 |  |  | N | Commercial Non-CHP | Customer Sited | Other | 4 | X | NG | Non-Renewable | 0 | 0.4 | 0 | 1
Operable | 55880 | Telocaset Wind Power Partners |  | 56623 | Elkhorn Valley Wind Farm | OR | Vertical | Union | EH1 | Onshore Wind Turbine | WT |  | S | X | X |  |  | 100.7 |  | 100.7 | 100.7 | 0 | N |  |  | OP | X | 12 | 2007 | 2007 |  |  | N | IPP Non-CHP | IPP | IPP | 2 | X | WND | Renewable | 100.7 | 0 | 1 | 0
Operable | 56984 | Temescal Canyon RV, LLC |  | 57656 | Temescal Canyon RV, LLC | CA | Vertical | Riverside | 1 | Solar Photovoltaic | PV |  | S | X | X |  |  | 1.5 |  | 1.5 | 1.5 |  | N |  |  | OP | X | 5 | 2011 | 2011 |  |  | N | IPP Non-CHP | IPP | IPP | 2 | X | SUN | Renewable | 1.5 | 0 | 1 | 0
Operable | 58767 | Temple University |  | 58897 | Temple SEGF | PA | Restructured | Philadelphia | 19G01 | Natural Gas Internal Combustion Engine | IC |  | S | X | X |  |  | 1.6 | 0.8 | 1.6 | 1.6 | 0.1 | N |  |  | OP | X | 5 | 1993 | Pre-2000 |  |  | N | Commercial Non-CHP | Customer Sited | Other | 4 | X | NG | Non-Renewable | 0 | 1.6 | 0 | 1
Operable | 58767 | Temple University |  | 58897 | Temple SEGF | PA | Restructured | Philadelphia | 19G02 | Natural Gas Internal Combustion Engine | IC |  | S | X | X |  |  | 1.6 | 0.8 | 1.6 | 1.6 | 0.1 | N |  |  | OP | X | 5 | 1993 | Pre-2000 |  |  | N | Commercial Non-CHP | Customer Sited | Other | 4 | X | NG | Non-Renewable | 0 | 1.6 | 0 | 1
Operable | 58767 | Temple University |  | 58897 | Temple SEGF | PA | Restructured | Philadelphia | 19G03 | Natural Gas Internal Combustion Engine | IC |  | S | X | X |  |  | 1.6 | 0.8 | 1.6 | 1.6 | 0.1 | N |  |  | OP | X | 5 | 1993 | Pre-2000 |  |  | N | Commercial Non-CHP | Customer Sited | Other | 4 | X | NG | Non-Renewable | 0 | 1.6 | 0 | 1
Operable | 58767 | Temple University |  | 58897 | Temple SEGF | PA | Restructured | Philadelphia | 19G04 | Natural Gas Internal Combustion Engine | IC |  | S | X | X |  |  | 1.6 | 0.8 | 1.6 | 1.6 | 0.1 | N |  |  | OP | X | 5 | 1993 | Pre-2000 |  |  | N | Commercial Non-CHP | Customer Sited | Other | 4 | X | NG | Non-Renewable | 0 | 1.6 | 0 | 1
Operable | 58767 | Temple University |  | 58897 | Temple SEGF | PA | Restructured | Philadelphia | 19G05 | Natural Gas Internal Combustion Engine | IC |  | S | X | X |  |  | 1.6 | 0.8 | 1.6 | 1.6 | 0.1 | N |  |  | OP | X | 5 | 1993 | Pre-2000 |  |  | N | Commercial Non-CHP | Customer Sited | Other | 4 | X | NG | Non-Renewable | 0 | 1.6 | 0 | 1
Operable | 58767 | Temple University |  | 58897 | Temple SEGF | PA | Restructured | Philadelphia | 19G06 | Natural Gas Internal Combustion Engine | IC |  | S | X | X |  |  | 1.6 | 0.8 | 1.6 | 1.6 | 0.1 | N |  |  | OP | X | 5 | 1993 | Pre-2000 |  |  | N | Commercial Non-CHP | Customer Sited | Other | 4 | X | NG | Non-Renewable | 0 | 1.6 | 0 | 1
Operable | 58767 | Temple University |  | 58897 | Temple SEGF | PA | Restructured | Philadelphia | 19G07 | Natural Gas Internal Combustion Engine | IC |  | S | X | X |  |  | 1.6 | 0.8 | 1.6 | 1.6 | 0.1 | N |  |  | OP | X | 5 | 1993 | Pre-2000 |  |  | N | Commercial Non-CHP | Customer Sited | Other | 4 | X | NG | Non-Renewable | 0 | 1.6 | 0 | 1
Operable | 58767 | Temple University |  | 58897 | Temple SEGF | PA | Restructured | Philadelphia | 19G08 | Natural Gas Internal Combustion Engine | IC |  | S | X | X |  |  | 1.6 | 0.8 | 1.6 | 1.6 | 0.1 | N |  |  | OP | X | 5 | 1993 | Pre-2000 |  |  | N | Commercial Non-CHP | Customer Sited | Other | 4 | X | NG | Non-Renewable | 0 | 1.6 | 0 | 1
Operable | 58767 | Temple University |  | 58897 | Temple SEGF | PA | Restructured | Philadelphia | 19G09 | Natural Gas Internal Combustion Engine | IC |  | S | X | X |  |  | 1.6 | 0.8 | 1.6 | 1.6 | 0.1 | N |  |  | OP | X | 5 | 1993 | Pre-2000 |  |  | N | Commercial Non-CHP | Customer Sited | Other | 4 | X | NG | Non-Renewable | 0 | 1.6 | 0 | 1
Operable | 58767 | Temple University |  | 58897 | Temple SEGF | PA | Restructured | Philadelphia | 19G10 | Natural Gas Internal Combustion Engine | IC |  | S | X | X |  |  | 1.6 | 0.8 | 1.6 | 1.6 | 0.1 | N |  |  | OP | X | 5 | 1993 | Pre-2000 |  |  | N | Commercial Non-CHP | Customer Sited | Other | 4 | X | NG | Non-Renewable | 0 | 1.6 | 0 | 1
Operable | 7043 | Temple-Inland Corp |  | 54427 | Gaylord Container Bogalusa | LA | Vertical | Washington | NO10 | Wood/Wood Waste Biomass | ST |  | S | X | X |  |  | 37 | 0.9 | 34.4 | 34.8 | 4 | N |  |  | OP | X | 4 | 1999 | Pre-2000 |  |  | Y | Industrial CHP | Customer Sited | Other | 7 | B | BLQ | Renewable | 37 | 0 | 1 | 0 | WDS | RFO | NG
Operable | 7043 | Temple-Inland Corp |  | 54427 | Gaylord Container Bogalusa | LA | Vertical | Washington | NO8 | Wood/Wood Waste Biomass | ST |  | S | X | X |  |  | 25 | 0.8 | 22.5 | 23.5 | 4 | N |  |  | OP | X | 3 | 1981 | Pre-2000 |  |  | N | Industrial CHP | Customer Sited | Other | 7 | X | BLQ | Renewable | 25 | 0 | 1 | 0 | WDS | RFO | NG
Operable | 7043 | Temple-Inland Corp |  | 54427 | Gaylord Container Bogalusa | LA | Vertical | Washington | NO9 | Wood/Wood Waste Biomass | ST |  | S | X | X |  |  | 37.5 | 0.85 | 34.9 | 35.3 | 4 | N |  |  | OP | X | 6 | 1979 | Pre-2000 |  |  | N | Industrial CHP | Customer Sited | Other | 7 | X | BLQ | Renewable | 37.5 | 0 | 1 | 0 | WDS | RFO | NG
Operable | 31386 | Tenaska Alabama Partners LP |  | 55271 | Tenaska Lindsay Hill Generating Station | AL | Vertical | Autauga | GTG1 | Natural Gas Fired Combined Cycle | CT | STG1 | S | X | N | Tenaska Lindsay Hill Generating Station | Tenaska Lindsay Hill Generating Station | 183.1 | 0.9 | 152 | 160 | 90 | N |  |  | OP | X | 5 | 2002 | 2002 |  |  | N | IPP Non-CHP | IPP | IPP | 2 | X | NG | Non-Renewable | 0 | 183.1 | 0 | 1 | DFO
Operable | 31386 | Tenaska Alabama Partners LP |  | 55271 | Tenaska Lindsay Hill Generating Station | AL | Vertical | Autauga | GTG2 | Natural Gas Fired Combined Cycle | CT | STG1 | S | X | N | Tenaska Lindsay Hill Generating Station | Tenaska Lindsay Hill Generating Station | 183.1 | 0.9 | 152 | 160 | 90 | N |  |  | OP | X | 5 | 2002 | 2002 |  |  | N | IPP Non-CHP | IPP | IPP | 2 | X | NG | Non-Renewable | 0 | 183.1 | 0 | 1 | DFO
Operable | 31386 | Tenaska Alabama Partners LP |  | 55271 | Tenaska Lindsay Hill Generating Station | AL | Vertical | Autauga | GTG3 | Natural Gas Fired Combined Cycle | CT | STG1 | S | X | N | Tenaska Lindsay Hill Generating Station | Tenaska Lindsay Hill Generating Station | 183.1 | 0.9 | 152 | 160 | 90 | N |  |  | OP | X | 5 | 2002 | 2002 |  |  | N | IPP Non-CHP | IPP | IPP | 2 | X | NG | Non-Renewable | 0 | 183.1 | 0 | 1 | DFO
Operable | 31386 | Tenaska Alabama Partners LP |  | 55271 | Tenaska Lindsay Hill Generating Station | AL | Vertical | Autauga | STG1 | Natural Gas Fired Combined Cycle | CA | STG1 | S | Y | X | Tenaska Lindsay Hill Generating Station | Tenaska Lindsay Hill Generating Station | 390.1 | 0.9 | 392 | 394 | 35 | N |  |  | OP | X | 5 | 2002 | 2002 |  |  | N | IPP Non-CHP | IPP | IPP | 2 | X | NG | Non-Renewable | 0 | 390.1 | 0 | 1
Operable | 18611 | Tenaska Frontier Partners Ltd |  | 55062 | Tenaska Frontier Generation Station | TX | Restructured | Grimes | GTG1 | Natural Gas Fired Combined Cycle | CT | STG1 | J | X | N | FTR_CC1 (ERCOT) | FTRCC1 | 183.2 | 0.9 | 155 | 177 | 90 | N |  |  | OP | X | 5 | 2000 | 2000 |  |  | N | IPP Non-CHP | IPP | IPP | 2 | X | NG | Non-Renewable | 0 | 183.2 | 0 | 1
Operable | 18611 | Tenaska Frontier Partners Ltd |  | 55062 | Tenaska Frontier Generation Station | TX | Restructured | Grimes | GTG2 | Natural Gas Fired Combined Cycle | CT | STG1 | J | X | N | FTR_CC1 (ERCOT) | FTRCC1 | 183.2 | 0.9 | 155 | 177 | 90 | N |  |  | OP | X | 5 | 2000 | 2000 |  |  | N | IPP Non-CHP | IPP | IPP | 2 | X | NG | Non-Renewable | 0 | 183.2 | 0 | 1
Operable | 18611 | Tenaska Frontier Partners Ltd |  | 55062 | Tenaska Frontier Generation Station | TX | Restructured | Grimes | GTG3 | Natural Gas Fired Combined Cycle | CT | STG1 | J | X | N | FTR_CC1 (ERCOT) | FRTCC1 | 183.2 | 0.9 | 155 | 177 | 90 | N |  |  | OP | X | 5 | 2000 | 2000 |  |  | N | IPP Non-CHP | IPP | IPP | 2 | X | NG | Non-Renewable | 0 | 183.2 | 0 | 1
Operable | 18611 | Tenaska Frontier Partners Ltd |  | 55062 | Tenaska Frontier Generation Station | TX | Restructured | Grimes | STG1 | Natural Gas Fired Combined Cycle | CA | STG1 | J | Y | X | FTR_CC1 (ERCOT) | FTRCC1 | 390.1 | 0.9 | 395 | 395 | 60 | N |  |  | OP | X | 5 | 2000 | 2000 |  |  | N | IPP Non-CHP | IPP | IPP | 2 | X | NG | Non-Renewable | 0 | 390.1 | 0 | 1
Operable | 18518 | Tenaska Gateway Partners Ltd |  | 55132 | Tenaska Gateway Generating Station | TX | Restructured | Rusk | GTG1 | Natural Gas Fired Combined Cycle | CT | STG1 | J | X | N | TGCCS_CC1 |  | 183.2 | 0.9 | 146 | 167 | 90 | N |  |  | OP | X | 7 | 2001 | 2001 |  |  | N | IPP Non-CHP | IPP | IPP | 2 | X | NG | Non-Renewable | 0 | 183.2 | 0 | 1 | DFO
Operable | 18518 | Tenaska Gateway Partners Ltd |  | 55132 | Tenaska Gateway Generating Station | TX | Restructured | Rusk | GTG2 | Natural Gas Fired Combined Cycle | CT | STG1 | J | X | N | TGCCS_CC1 |  | 183.2 | 0.9 | 148 | 169 | 90 | N |  |  | OP | X | 7 | 2001 | 2001 |  |  | N | IPP Non-CHP | IPP | IPP | 2 | X | NG | Non-Renewable | 0 | 183.2 | 0 | 1 | DFO
Operable | 18518 | Tenaska Gateway Partners Ltd |  | 55132 | Tenaska Gateway Generating Station | TX | Restructured | Rusk | GTG3 | Natural Gas Fired Combined Cycle | CT | STG1 | J | X | N | TGCCS_CC1 |  | 183.2 | 0.9 | 146 | 167 | 90 | N |  |  | OP | X | 7 | 2001 | 2001 |  |  | N | IPP Non-CHP | IPP | IPP | 2 | X | NG | Non-Renewable | 0 | 183.2 | 0 | 1 | DFO
Operable | 18518 | Tenaska Gateway Partners Ltd |  | 55132 | Tenaska Gateway Generating Station | TX | Restructured | Rusk | STG1 | Natural Gas Fired Combined Cycle | CA | STG1 | J | Y | X | TGCCS_CC1 |  | 390 | 0.9 | 405 | 405 | 190 | N |  |  | OP | X | 7 | 2001 | 2001 |  |  | N | IPP Non-CHP | IPP | IPP | 2 | X | NG | Non-Renewable | 0 | 390 | 0 | 1
Operable | 18535 | Tenaska Georgia Partners LP |  | 55061 | Tenaska Georgia Generation Facility | GA | Vertical | Heard | GTG1 | Natural Gas Fired Combustion Turbine | GT |  | J | X | X | SOCO | SOCO | 183.2 | 0.9 | 157.5 | 157.5 | 90 | N |  |  | OP | X | 6 | 2001 | 2001 |  |  | N | IPP Non-CHP | IPP | IPP | 2 | X | NG | Non-Renewable | 0 | 183.2 | 0 | 1 | DFO
Operable | 18535 | Tenaska Georgia Partners LP |  | 55061 | Tenaska Georgia Generation Facility | GA | Vertical | Heard | GTG2 | Natural Gas Fired Combustion Turbine | GT |  | J | X | X | SOCO | SOCO | 183.2 | 0.9 | 157.5 | 157.5 | 90 | N |  |  | OP | X | 8 | 2001 | 2001 |  |  | N | IPP Non-CHP | IPP | IPP | 2 | X | NG | Non-Renewable | 0 | 183.2 | 0 | 1 | DFO
Operable | 18535 | Tenaska Georgia Partners LP |  | 55061 | Tenaska Georgia Generation Facility | GA | Vertical | Heard | GTG3 | Natural Gas Fired Combustion Turbine | GT |  | J | X | X | SOCO | SOCO | 183.2 | 0.9 | 157.5 | 157.5 | 90 | N |  |  | OP | X | 6 | 2001 | 2001 |  |  | N | IPP Non-CHP | IPP | IPP | 2 | X | NG | Non-Renewable | 0 | 183.2 | 0 | 1 | DFO
Operable | 18535 | Tenaska Georgia Partners LP |  | 55061 | Tenaska Georgia Generation Facility | GA | Vertical | Heard | GTG4 | Natural Gas Fired Combustion Turbine | GT |  | J | X | X | SOCO | SOCO | 183.2 | 0.9 | 157.5 | 157.5 | 90 | N |  |  | OP | X | 6 | 2002 | 2002 |  |  | N | IPP Non-CHP | IPP | IPP | 2 | X | NG | Non-Renewable | 0 | 183.2 | 0 | 1 | DFO
Operable | 18535 | Tenaska Georgia Partners LP |  | 55061 | Tenaska Georgia Generation Facility | GA | Vertical | Heard | GTG5 | Natural Gas Fired Combustion Turbine | GT |  | J | X | X | SOCO | SOCO | 183.2 | 0.9 | 157.5 | 157.5 | 90 | N |  |  | OP | X | 6 | 2002 | 2002 |  |  | N | IPP Non-CHP | IPP | IPP | 2 | X | NG | Non-Renewable | 0 | 183.2 | 0 | 1 | DFO
Operable | 18535 | Tenaska Georgia Partners LP |  | 55061 | Tenaska Georgia Generation Facility | GA | Vertical | Heard | GTG6 | Natural Gas Fired Combustion Turbine | GT |  | J | X | X | SOCO | SOCO | 183.2 | 0.9 | 157.5 | 157.5 | 90 | N |  |  | OP | X | 6 | 2002 | 2002 |  |  | N | IPP Non-CHP | IPP | IPP | 2 | X | NG | Non-Renewable | 0 | 183.2 | 0 | 1 | DFO
Operable | 60249 | Tenaska Pennsylvania Partners, LLC |  | 60464 | Tenaska Westmoreland Generating Station | PA | Restructured | Westmoreland | CTG1 | Natural Gas Fired Combined Cycle | CT | STG1 | J | X | N | 1356163093 | 1356163093 | 370 | 0.85 | 288 | 328.5 | 160 | N |  |  | OP | X | 12 | 2018 | 2018 |  |  | N | IPP Non-CHP | IPP | IPP | 2 | X | NG | Non-Renewable | 0 | 370 | 0 | 1
Operable | 60249 | Tenaska Pennsylvania Partners, LLC |  | 60464 | Tenaska Westmoreland Generating Station | PA | Restructured | Westmoreland | CTG2 | Natural Gas Fired Combined Cycle | CT | STG1 | J | X | N | 1356163092 | 1356163092 | 370 | 0.85 | 288 | 328.5 | 160 | N |  |  | OP | X | 12 | 2018 | 2018 |  |  | N | IPP Non-CHP | IPP | IPP | 2 | X | NG | Non-Renewable | 0 | 370 | 0 | 1
Operable | 60249 | Tenaska Pennsylvania Partners, LLC |  | 60464 | Tenaska Westmoreland Generating Station | PA | Restructured | Westmoreland | STG1 | Natural Gas Fired Combined Cycle | CA | STG1 | J | Y | X | 1356163094 | 1356163094 | 394 | 0.85 | 371 | 375 | 90 | N |  |  | OP | X | 12 | 2018 | 2018 |  |  | N | IPP Non-CHP | IPP | IPP | 2 | X | NG | Non-Renewable | 0 | 394 | 0 | 1
Operable | 18569 | Tenaska Virginia Partners LP |  | 55439 | Tenaska Virginia Generating Station | VA | Vertical | Fluvanna | CTG1 | Natural Gas Fired Combined Cycle | CT | STG1 | J | X | N | Tenaska Fluvanna Generating Station | Tenaska Fluvanna Generating Station | 207 | 0.9 | 169.4 | 204 | 80 | N |  |  | OP | X | 4 | 2004 | 2004 |  |  | N | IPP Non-CHP | IPP | IPP | 2 | X | NG | Non-Renewable | 0 | 207 | 0 | 1 | DFO
Operable | 18569 | Tenaska Virginia Partners LP |  | 55439 | Tenaska Virginia Generating Station | VA | Vertical | Fluvanna | CTG2 | Natural Gas Fired Combined Cycle | CT | STG1 | J | X | N | Tenaska Fluvanna Generating Station | Tenaska Fluvanna Generating Station | 207 | 0.9 | 176.3 | 206.1 | 80 | N |  |  | OP | X | 4 | 2004 | 2004 |  |  | N | IPP Non-CHP | IPP | IPP | 2 | X | NG | Non-Renewable | 0 | 207 | 0 | 1 | DFO
Operable | 18569 | Tenaska Virginia Partners LP |  | 55439 | Tenaska Virginia Generating Station | VA | Vertical | Fluvanna | CTG3 | Natural Gas Fired Combined Cycle | CT | STG1 | J | X | N | Tenaska Fluvanna Generating Station | Tenaska Fluvanna Generating Station | 207 | 0.9 | 182.4 | 204.9 | 80 | N |  |  | OP | X | 4 | 2004 | 2004 |  |  | N | IPP Non-CHP | IPP | IPP | 2 | X | NG | Non-Renewable | 0 | 207 | 0 | 1 | DFO
Operable | 18569 | Tenaska Virginia Partners LP |  | 55439 | Tenaska Virginia Generating Station | VA | Vertical | Fluvanna | STG1 | Natural Gas Fired Combined Cycle | CA | STG1 | J | Y | X | Tenaska Fluvanna Generating Station | Tenaska Fluvanna Generating Station | 390.4 | 0.9 | 402 | 402.6 | 50 | N |  |  | OP | X | 4 | 2004 | 2004 |  |  | N | IPP Non-CHP | IPP | IPP | 2 | X | NG | Non-Renewable | 0 | 390.4 | 0 | 1
Operable | 27378 | Tenet Hospital Ltd |  | 50241 | Tenet Hospital | TX | Restructured | El Paso | 9541 | Natural Gas Internal Combustion Engine | IC |  | S | X | X |  |  | 2.1 | 0.8 | 2.1 | 2.1 | 0.3 | N |  |  | OP | X | 3 | 1987 | Pre-2000 |  |  | Y | Commercial CHP | Customer Sited | Other | 5 | T | NG | Non-Renewable | 0 | 2.1 | 0 | 1 | DFO
Operable | 27378 | Tenet Hospital Ltd |  | 50241 | Tenet Hospital | TX | Restructured | El Paso | 9542 | Natural Gas Internal Combustion Engine | IC |  | S | X | X |  |  | 2.1 | 0.8 | 2.1 | 2.1 | 0.3 | N |  |  | OP | X | 3 | 1987 | Pre-2000 |  |  | Y | Commercial CHP | Customer Sited | Other | 5 | T | NG | Non-Renewable | 0 | 2.1 | 0 | 1 | DFO
Operable | 18642 | Tennessee Valley Authority |  | 46 | Browns Ferry | AL | Vertical | Limestone | 1 | Nuclear | ST |  | S | X | X |  |  | 1281 | 0.95 | 1227.4 | 1254.8 | 1227.4 | N |  |  | OP | X | 8 | 1974 | Pre-2000 |  |  | N | Electric Utility | Utility | Other | 1 | X | NUC | Other | 0 | 0 | 0 | 0
Operable | 18642 | Tennessee Valley Authority |  | 46 | Browns Ferry | AL | Vertical | Limestone | 2 | Nuclear | ST |  | S | X | X |  |  | 1281 | 0.9 | 1207.7 | 1242 | 1207.7 | N |  |  | OP | X | 3 | 1975 | Pre-2000 |  |  | N | Electric Utility | Utility | Other | 1 | X | NUC | Other | 0 | 0 | 0 | 0
Operable | 18642 | Tennessee Valley Authority |  | 46 | Browns Ferry | AL | Vertical | Limestone | 3 | Nuclear | ST |  | S | X | X |  |  | 1292 | 0.9 | 1226.6 | 1259 | 1226.6 | N |  |  | OP | X | 3 | 1977 | Pre-2000 |  |  | N | Electric Utility | Utility | Other | 1 | X | NUC | Other | 0 | 0 | 0 | 0
Operable | 18642 | Tennessee Valley Authority |  | 47 | Colbert | AL | Vertical | Colbert | GT1 | Natural Gas Fired Combustion Turbine | GT |  | S | X | X |  |  | 59.5 | 0.9 | 45.4 | 60.8 | 10 | N |  |  | OP | X | 9 | 1972 | Pre-2000 |  |  | N | Electric Utility | Utility | Other | 1 | X | NG | Non-Renewable | 0 | 59.5 | 0 | 1 | DFO
Operable | 18642 | Tennessee Valley Authority |  | 47 | Colbert | AL | Vertical | Colbert | GT10 | Natural Gas Fired Combustion Turbine | GT |  | S | X | X |  |  | 231.2 | 0.85 | 221 | 231 | 60 | N |  |  | OP | X | 7 | 2023 | 2023 |  |  | N | Electric Utility | Utility | Other | 1 | X | NG | Non-Renewable | 0 | 231.2 | 0 | 1
Operable | 18642 | Tennessee Valley Authority |  | 47 | Colbert | AL | Vertical | Colbert | GT11 | Natural Gas Fired Combustion Turbine | GT |  | S | X | X |  |  | 231.2 | 0.85 | 221 | 231 | 60 | N |  |  | OP | X | 7 | 2023 | 2023 |  |  | N | Electric Utility | Utility | Other | 1 | X | NG | Non-Renewable | 0 | 231.2 | 0 | 1
Operable | 18642 | Tennessee Valley Authority |  | 47 | Colbert | AL | Vertical | Colbert | GT2 | Natural Gas Fired Combustion Turbine | GT |  | S | X | X |  |  | 59.5 | 0.9 | 45.4 | 60.8 | 10 | N |  |  | OP | X | 9 | 1972 | Pre-2000 |  |  | N | Electric Utility | Utility | Other | 1 | X | NG | Non-Renewable | 0 | 59.5 | 0 | 1 | DFO
Operable | 18642 | Tennessee Valley Authority |  | 47 | Colbert | AL | Vertical | Colbert | GT3 | Natural Gas Fired Combustion Turbine | GT |  | S | X | X |  |  | 59.5 | 0.9 | 45.4 | 60.8 | 10 | N |  |  | OP | X | 9 | 1972 | Pre-2000 |  |  | N | Electric Utility | Utility | Other | 1 | X | NG | Non-Renewable | 0 | 59.5 | 0 | 1 | DFO
Operable | 18642 | Tennessee Valley Authority |  | 47 | Colbert | AL | Vertical | Colbert | GT4 | Natural Gas Fired Combustion Turbine | GT |  | S | X | X |  |  | 59.5 | 0.9 | 45.4 | 60.8 | 10 | N |  |  | OP | X | 9 | 1972 | Pre-2000 |  |  | N | Electric Utility | Utility | Other | 1 | X | NG | Non-Renewable | 0 | 59.5 | 0 | 1 | DFO
Operable | 18642 | Tennessee Valley Authority |  | 47 | Colbert | AL | Vertical | Colbert | GT5 | Natural Gas Fired Combustion Turbine | GT |  | S | X | X |  |  | 59.5 | 0.9 | 45.4 | 60.8 | 10 | N |  |  | OP | X | 9 | 1972 | Pre-2000 |  |  | N | Electric Utility | Utility | Other | 1 | X | NG | Non-Renewable | 0 | 59.5 | 0 | 1 | DFO
Operable | 18642 | Tennessee Valley Authority |  | 47 | Colbert | AL | Vertical | Colbert | GT6 | Natural Gas Fired Combustion Turbine | GT |  | S | X | X |  |  | 59.5 | 0.9 | 45.4 | 60.8 | 10 | N |  |  | OP | X | 9 | 1972 | Pre-2000 |  |  | N | Electric Utility | Utility | Other | 1 | X | NG | Non-Renewable | 0 | 59.5 | 0 | 1 | DFO
Operable | 18642 | Tennessee Valley Authority |  | 47 | Colbert | AL | Vertical | Colbert | GT7 | Natural Gas Fired Combustion Turbine | GT |  | S | X | X |  |  | 59.5 | 0.9 | 45.4 | 60.8 | 10 | N |  |  | OP | X | 9 | 1972 | Pre-2000 |  |  | N | Electric Utility | Utility | Other | 1 | X | NG | Non-Renewable | 0 | 59.5 | 0 | 1 | DFO
Operable | 18642 | Tennessee Valley Authority |  | 47 | Colbert | AL | Vertical | Colbert | GT8 | Natural Gas Fired Combustion Turbine | GT |  | S | X | X |  |  | 59.5 | 0.9 | 45.4 | 60.8 | 10 | N |  |  | OP | X | 9 | 1972 | Pre-2000 |  |  | N | Electric Utility | Utility | Other | 1 | X | NG | Non-Renewable | 0 | 59.5 | 0 | 1 | DFO
Operable | 18642 | Tennessee Valley Authority |  | 47 | Colbert | AL | Vertical | Colbert | GT9 | Natural Gas Fired Combustion Turbine | GT |  | S | X | X |  |  | 231.2 | 0.85 | 221 | 231 | 60 | N |  |  | OP | X | 7 | 2023 | 2023 |  |  | N | Electric Utility | Utility | Other | 1 | X | NG | Non-Renewable | 0 | 231.2 | 0 | 1
Operable | 18642 | Tennessee Valley Authority |  | 48 | Guntersville | AL | Vertical | Marshall | 1 | Conventional Hydroelectric | HY |  | S | X | X |  |  | 28.8 | 0.9 | 31 | 31.4 | 9.7 | N |  |  | OP | X | 8 | 1939 | Pre-2000 |  |  | N | Electric Utility | Utility | Other | 1 | X | WAT | Renewable | 28.8 | 0 | 1 | 0
Operable | 18642 | Tennessee Valley Authority |  | 48 | Guntersville | AL | Vertical | Marshall | 2 | Conventional Hydroelectric | HY |  | S | X | X |  |  | 28.8 | 0.9 | 30.6 | 31.1 | 12.9 | N |  |  | OP | X | 10 | 1939 | Pre-2000 |  |  | N | Electric Utility | Utility | Other | 1 | X | WAT | Renewable | 28.8 | 0 | 1 | 0
Operable | 18642 | Tennessee Valley Authority |  | 48 | Guntersville | AL | Vertical | Marshall | 3 | Conventional Hydroelectric | HY |  | S | X | X |  |  | 28.8 | 0.9 | 29.8 | 30.3 | 9.7 | N |  |  | OP | X | 12 | 1939 | Pre-2000 |  |  | N | Electric Utility | Utility | Other | 1 | X | WAT | Renewable | 28.8 | 0 | 1 | 0
Operable | 18642 | Tennessee Valley Authority |  | 48 | Guntersville | AL | Vertical | Marshall | 4 | Conventional Hydroelectric | HY |  | S | X | X |  |  | 28.8 | 0.9 | 31.3 | 31.7 | 14.6 | N |  |  | OP | X | 3 | 1952 | Pre-2000 |  |  | N | Electric Utility | Utility | Other | 1 | X | WAT | Renewable | 28.8 | 0 | 1 | 0
Operable | 18642 | Tennessee Valley Authority |  | 49 | Wheeler Dam | AL | Vertical | Lawrence | 1 | Conventional Hydroelectric | HY |  | S | X | X |  |  | 35.1 | 0.9 | 34.1 | 35.6 | 23.5 | N |  |  | OP | X | 11 | 1936 | Pre-2000 |  |  | N | Electric Utility | Utility | Other | 1 | X | WAT | Renewable | 35.1 | 0 | 1 | 0
Operable | 18642 | Tennessee Valley Authority |  | 49 | Wheeler Dam | AL | Vertical | Lawrence | 10 | Conventional Hydroelectric | HY |  | S | X | X |  |  | 36 | 0.9 | 41.9 | 38.3 | 27.2 | N |  |  | OP | X | 6 | 1963 | Pre-2000 |  |  | N | Electric Utility | Utility | Other | 1 | X | WAT | Renewable | 36 | 0 | 1 | 0
Operable | 18642 | Tennessee Valley Authority |  | 49 | Wheeler Dam | AL | Vertical | Lawrence | 11 | Conventional Hydroelectric | HY |  | S | X | X |  |  | 43.6 | 0.9 | 41.9 | 38.2 | 27.9 | N |  |  | OP | X | 12 | 1963 | Pre-2000 |  |  | N | Electric Utility | Utility | Other | 1 | X | WAT | Renewable | 43.6 | 0 | 1 | 0
Operable | 18642 | Tennessee Valley Authority |  | 49 | Wheeler Dam | AL | Vertical | Lawrence | 2 | Conventional Hydroelectric | HY |  | S | X | X |  |  | 35.1 | 0.9 | 33.2 | 30.1 | 27.6 | N |  |  | OP | X | 4 | 1937 | Pre-2000 |  |  | N | Electric Utility | Utility | Other | 1 | X | WAT | Renewable | 35.1 | 0 | 1 | 0
Operable | 18642 | Tennessee Valley Authority |  | 49 | Wheeler Dam | AL | Vertical | Lawrence | 3 | Conventional Hydroelectric | HY |  | S | X | X |  |  | 35.1 | 0.9 | 33.6 | 30.4 | 23 | N |  |  | OP | X | 1 | 1941 | Pre-2000 |  |  | N | Electric Utility | Utility | Other | 1 | X | WAT | Renewable | 35.1 | 0 | 1 | 0
Operable | 18642 | Tennessee Valley Authority |  | 49 | Wheeler Dam | AL | Vertical | Lawrence | 4 | Conventional Hydroelectric | HY |  | S | X | X |  |  | 35.1 | 0.9 | 33.4 | 30.2 | 25.4 | N |  |  | OP | X | 3 | 1941 | Pre-2000 |  |  | N | Electric Utility | Utility | Other | 1 | X | WAT | Renewable | 35.1 | 0 | 1 | 0
Operable | 18642 | Tennessee Valley Authority |  | 49 | Wheeler Dam | AL | Vertical | Lawrence | 5 | Conventional Hydroelectric | HY |  | S | X | X |  |  | 35.1 | 0.9 | 34.7 | 31.4 | 23.3 | N |  |  | OP | X | 10 | 1948 | Pre-2000 |  |  | N | Electric Utility | Utility | Other | 1 | X | WAT | Renewable | 35.1 | 0 | 1 | 0
Operable | 18642 | Tennessee Valley Authority |  | 49 | Wheeler Dam | AL | Vertical | Lawrence | 6 | Conventional Hydroelectric | HY |  | S | X | X |  |  | 35.1 | 0.9 | 34.6 | 31.3 | 23.4 | N |  |  | OP | X | 2 | 1949 | Pre-2000 |  |  | N | Electric Utility | Utility | Other | 1 | X | WAT | Renewable | 35.1 | 0 | 1 | 0
Operable | 18642 | Tennessee Valley Authority |  | 49 | Wheeler Dam | AL | Vertical | Lawrence | 7 | Conventional Hydroelectric | HY |  | S | X | X |  |  | 35.1 | 0.9 | 34.4 | 31.1 | 25 | N |  |  | OP | X | 12 | 1949 | Pre-2000 |  |  | N | Electric Utility | Utility | Other | 1 | X | WAT | Renewable | 35.1 | 0 | 1 | 0
Operable | 18642 | Tennessee Valley Authority |  | 49 | Wheeler Dam | AL | Vertical | Lawrence | 8 | Conventional Hydroelectric | HY |  | S | X | X |  |  | 35.1 | 0.9 | 34.5 | 31.2 | 23.4 | N |  |  | OP | X | 3 | 1950 | Pre-2000 |  |  | N | Electric Utility | Utility | Other | 1 | X | WAT | Renewable | 35.1 | 0 | 1 | 0
Operable | 18642 | Tennessee Valley Authority |  | 49 | Wheeler Dam | AL | Vertical | Lawrence | 9 | Conventional Hydroelectric | HY |  | S | X | X |  |  | 43.6 | 0.9 | 41.9 | 38.2 | 28 | N |  |  | OP | X | 12 | 1962 | Pre-2000 |  |  | N | Electric Utility | Utility | Other | 1 | X | WAT | Renewable | 43.6 | 0 | 1 | 0
Operable | 18642 | Tennessee Valley Authority |  | 757 | Blue Ridge | GA | Vertical | Fannin | 1 | Conventional Hydroelectric | HY |  | S | X | X |  |  | 22 | 0.8 | 16 | 13.4 | 7.2 | N |  |  | OP | X | 7 | 1931 | Pre-2000 |  |  | N | Electric Utility | Utility | Other | 1 | X | WAT | Renewable | 22 | 0 | 1 | 0
Operable | 18642 | Tennessee Valley Authority |  | 757 | Blue Ridge | GA | Vertical | Fannin | 2 | Conventional Hydroelectric | HY |  | S | X | X |  |  | 1.5 | 0.8 | 1.3 | 1.3 | 1 | N |  |  | OP | X | 9 | 1994 | Pre-2000 |  |  | N | Electric Utility | Utility | Other | 1 | X | WAT | Renewable | 1.5 | 0 | 1 | 0
Operable | 18642 | Tennessee Valley Authority |  | 758 | Nottely | GA | Vertical | Union | 1 | Conventional Hydroelectric | HY |  | S | X | X |  |  | 15 | 0.9 | 19.2 | 18.4 | 13.6 | N |  |  | OP | X | 1 | 1956 | Pre-2000 |  |  | N | Electric Utility | Utility | Other | 1 | X | WAT | Renewable | 15 | 0 | 1 | 0
Operable | 18642 | Tennessee Valley Authority |  | 758 | Nottely | GA | Vertical | Union | 2 | Conventional Hydroelectric | HY |  | S | X | X |  |  | 0.9 | 0.9 | 0.9 | 0.9 | 0.6 | N |  |  | OP | X | 8 | 1993 | Pre-2000 |  |  | N | Electric Utility | Utility | Other | 1 | X | WAT | Renewable | 0.9 | 0 | 1 | 0
Operable | 18642 | Tennessee Valley Authority |  | 1377 | Kentucky Dam | KY | Vertical | Marshall | 1 | Conventional Hydroelectric | HY |  | S | X | X |  |  | 44.6 | 0.92 | 44 | 37 | 18.9 | N |  |  | OP | X | 4 | 1945 | Pre-2000 |  |  | N | Electric Utility | Utility | Other | 1 | X | WAT | Renewable | 44.6 | 0 | 1 | 0
Operable | 18642 | Tennessee Valley Authority |  | 1377 | Kentucky Dam | KY | Vertical | Marshall | 2 | Conventional Hydroelectric | HY |  | S | X | X |  |  | 42.4 | 0.92 | 45.4 | 37 | 18.9 | N |  |  | OP | X | 11 | 1944 | Pre-2000 |  |  | N | Electric Utility | Utility | Other | 1 | X | WAT | Renewable | 42.4 | 0 | 1 | 0
Operable | 18642 | Tennessee Valley Authority |  | 1377 | Kentucky Dam | KY | Vertical | Marshall | 3 | Conventional Hydroelectric | HY |  | S | X | X |  |  | 42.4 | 0.92 | 44.9 | 37.2 | 18.9 | N |  |  | OP | X | 9 | 1944 | Pre-2000 |  |  | N | Electric Utility | Utility | Other | 1 | X | WAT | Renewable | 42.4 | 0 | 1 | 0
Operable | 18642 | Tennessee Valley Authority |  | 1377 | Kentucky Dam | KY | Vertical | Marshall | 4 | Conventional Hydroelectric | HY |  | S | X | X |  |  | 44.6 | 0.92 | 43.1 | 35.4 | 18.9 | N |  |  | OP | X | 12 | 1945 | Pre-2000 |  |  | N | Electric Utility | Utility | Other | 1 | X | WAT | Renewable | 44.6 | 0 | 1 | 0
Operable | 18642 | Tennessee Valley Authority |  | 1377 | Kentucky Dam | KY | Vertical | Marshall | 5 | Conventional Hydroelectric | HY |  | S | X | X |  |  | 44.6 | 0.92 | 45.1 | 36.5 | 18.9 | N |  |  | OP | X | 1 | 1948 | Pre-2000 |  |  | N | Electric Utility | Utility | Other | 1 | X | WAT | Renewable | 44.6 | 0 | 1 | 0
Operable | 18642 | Tennessee Valley Authority |  | 1378 | Paradise | KY | Vertical | Muhlenberg | CT5 | Natural Gas Fired Combustion Turbine | GT |  | S | X | X |  |  | 231.2 | 0.85 | 221 | 231 | 60 | N |  |  | OP | X | 12 | 2023 | 2023 |  |  | N | Electric Utility | Utility | Other | 1 | X | NG | Non-Renewable | 0 | 231.2 | 0 | 1
Operable | 18642 | Tennessee Valley Authority |  | 1378 | Paradise | KY | Vertical | Muhlenberg | CT6 | Natural Gas Fired Combustion Turbine | GT |  | S | X | X |  |  | 231.2 | 0.85 | 221 | 231 | 60 | N |  |  | OP | X | 12 | 2023 | 2023 |  |  | N | Electric Utility | Utility | Other | 1 | X | NG | Non-Renewable | 0 | 231.2 | 0 | 1
Operable | 18642 | Tennessee Valley Authority |  | 1378 | Paradise | KY | Vertical | Muhlenberg | CT7 | Natural Gas Fired Combustion Turbine | GT |  | S | X | X |  |  | 231.2 | 0.85 | 221 | 231 | 60 | N |  |  | OP | X | 12 | 2023 | 2023 |  |  | N | Electric Utility | Utility | Other | 1 | X | NG | Non-Renewable | 0 | 231.2 | 0 | 1
Operable | 18642 | Tennessee Valley Authority |  | 1378 | Paradise | KY | Vertical | Muhlenberg | CTG1 | Natural Gas Fired Combined Cycle | CT | CC1 | S | X | Y |  |  | 231 | 0.85 | 211 | 231 | 150 | N |  |  | OP | X | 4 | 2017 | 2017 |  |  | N | Electric Utility | Utility | Other | 1 | X | NG | Non-Renewable | 0 | 231 | 0 | 1
Operable | 18642 | Tennessee Valley Authority |  | 1378 | Paradise | KY | Vertical | Muhlenberg | CTG2 | Natural Gas Fired Combined Cycle | CT | CC1 | S | X | Y |  |  | 231 | 0.85 | 211 | 231 | 150 | N |  |  | OP | X | 4 | 2017 | 2017 |  |  | N | Electric Utility | Utility | Other | 1 | X | NG | Non-Renewable | 0 | 231 | 0 | 1
Operable | 18642 | Tennessee Valley Authority |  | 1378 | Paradise | KY | Vertical | Muhlenberg | CTG3 | Natural Gas Fired Combined Cycle | CT | CC1 | S | X | Y |  |  | 231 | 0.85 | 211 | 231 | 150 | N |  |  | OP | X | 4 | 2017 | 2017 |  |  | N | Electric Utility | Utility | Other | 1 | X | NG | Non-Renewable | 0 | 231 | 0 | 1
Operable | 18642 | Tennessee Valley Authority |  | 1378 | Paradise | KY | Vertical | Muhlenberg | STG1 | Natural Gas Fired Combined Cycle | CA | CC1 | S | Y | X |  |  | 467 | 0.85 | 467 | 467 | 70 | N |  |  | OP | X | 4 | 2017 | 2017 |  |  | N | Electric Utility | Utility | Other | 1 | X | NG | Non-Renewable | 0 | 467 | 0 | 1
Operable | 18642 | Tennessee Valley Authority |  | 1379 | Shawnee | KY | Vertical | McCracken | 1 | Conventional Steam Coal | ST |  | S | X | X |  |  | 175 | 0.9 | 134 | 138 | 51 | N |  |  | OP | X | 4 | 1953 | Pre-2000 | 12 | 2033 | N | Electric Utility | Utility | Other | 1 | X | SUB | Non-Renewable | 0 | 175 | 0 | 1
Operable | 18642 | Tennessee Valley Authority |  | 1379 | Shawnee | KY | Vertical | McCracken | 2 | Conventional Steam Coal | ST |  | S | X | X |  |  | 175 | 0.9 | 134 | 138 | 51 | N |  |  | OP | X | 6 | 1953 | Pre-2000 | 12 | 2033 | N | Electric Utility | Utility | Other | 1 | X | SUB | Non-Renewable | 0 | 175 | 0 | 1
Operable | 18642 | Tennessee Valley Authority |  | 1379 | Shawnee | KY | Vertical | McCracken | 3 | Conventional Steam Coal | ST |  | S | X | X |  |  | 175 | 0.9 | 134 | 138 | 51 | N |  |  | OP | X | 10 | 1953 | Pre-2000 |  |  | N | Electric Utility | Utility | Other | 1 | X | SUB | Non-Renewable | 0 | 175 | 0 | 1
Operable | 18642 | Tennessee Valley Authority |  | 1379 | Shawnee | KY | Vertical | McCracken | 4 | Conventional Steam Coal | ST |  | S | X | X |  |  | 175 | 0.9 | 134 | 138 | 51 | N |  |  | OP | X | 1 | 1954 | Pre-2000 | 12 | 2033 | N | Electric Utility | Utility | Other | 1 | X | SUB | Non-Renewable | 0 | 175 | 0 | 1
Operable | 18642 | Tennessee Valley Authority |  | 1379 | Shawnee | KY | Vertical | McCracken | 5 | Conventional Steam Coal | ST |  | S | X | X |  |  | 175 | 0.9 | 134 | 138 | 51 | N |  |  | OP | X | 10 | 1954 | Pre-2000 | 12 | 2033 | N | Electric Utility | Utility | Other | 1 | X | SUB | Non-Renewable | 0 | 175 | 0 | 1
Operable | 18642 | Tennessee Valley Authority |  | 1379 | Shawnee | KY | Vertical | McCracken | 6 | Conventional Steam Coal | ST |  | S | X | X |  |  | 175 | 0.9 | 134 | 138 | 51 | N |  |  | OP | X | 11 | 1954 | Pre-2000 | 12 | 2033 | N | Electric Utility | Utility | Other | 1 | X | SUB | Non-Renewable | 0 | 175 | 0 | 1
Operable | 18642 | Tennessee Valley Authority |  | 1379 | Shawnee | KY | Vertical | McCracken | 7 | Conventional Steam Coal | ST |  | S | X | X |  |  | 175 | 0.9 | 134 | 138 | 51 | N |  |  | OP | X | 12 | 1954 | Pre-2000 | 12 | 2033 | N | Electric Utility | Utility | Other | 1 | X | SUB | Non-Renewable | 0 | 175 | 0 | 1
Operable | 18642 | Tennessee Valley Authority |  | 1379 | Shawnee | KY | Vertical | McCracken | 8 | Conventional Steam Coal | ST |  | S | X | X |  |  | 175 | 0.9 | 134 | 138 | 51 | N |  |  | OP | X | 3 | 1955 | Pre-2000 | 12 | 2033 | N | Electric Utility | Utility | Other | 1 | X | SUB | Non-Renewable | 0 | 175 | 0 | 1
Operable | 18642 | Tennessee Valley Authority |  | 1379 | Shawnee | KY | Vertical | McCracken | 9 | Conventional Steam Coal | ST |  | S | X | X |  |  | 175 | 0.9 | 134 | 138 | 51 | N |  |  | OP | X | 7 | 1955 | Pre-2000 | 12 | 2033 | N | Electric Utility | Utility | Other | 1 | X | SUB | Non-Renewable | 0 | 175 | 0 | 1
Operable | 18642 | Tennessee Valley Authority |  | 2778 | Chatuge | NC | Vertical | Clay | 1 | Conventional Hydroelectric | HY |  | S | X | X |  |  | 13.2 | 0.9 | 13.9 | 13.1 | 7.9 | N |  |  | OP | X | 12 | 1954 | Pre-2000 |  |  | N | Electric Utility | Utility | Other | 1 | X | WAT | Renewable | 13.2 | 0 | 1 | 0
Operable | 18642 | Tennessee Valley Authority |  | 2779 | Fontana Dam | NC | Vertical | Swain | 1 | Conventional Hydroelectric | HY |  | S | X | X |  |  | 81 | 0.95 | 101.4 | 101.4 | 56 | N |  |  | OP | X | 1 | 1945 | Pre-2000 |  |  | N | Electric Utility | Utility | Other | 1 | X | WAT | Renewable | 81 | 0 | 1 | 0
Operable | 18642 | Tennessee Valley Authority |  | 2779 | Fontana Dam | NC | Vertical | Swain | 2 | Conventional Hydroelectric | HY |  | S | X | X |  |  | 92.7 | 0.95 | 101.4 | 101.4 | 56 | N |  |  | OP | X | 3 | 1945 | Pre-2000 |  |  | N | Electric Utility | Utility | Other | 1 | X | WAT | Renewable | 92.7 | 0 | 1 | 0
Operable | 18642 | Tennessee Valley Authority |  | 2779 | Fontana Dam | NC | Vertical | Swain | 3 | Conventional Hydroelectric | HY |  | S | X | X |  |  | 81 | 0.95 | 101.4 | 101.4 | 56 | N |  |  | OP | X | 2 | 1954 | Pre-2000 |  |  | N | Electric Utility | Utility | Other | 1 | X | WAT | Renewable | 81 | 0 | 1 | 0
Operable | 18642 | Tennessee Valley Authority |  | 2780 | Hiwassee Dam | NC | Vertical | Cherokee | 1 | Conventional Hydroelectric | HY |  | S | X | X |  |  | 70.6 | 0.9 | 87.7 | 73.8 | 33.3 | N |  |  | OP | X | 5 | 1940 | Pre-2000 |  |  | N | Electric Utility | Utility | Other | 1 | X | WAT | Renewable | 70.6 | 0 | 1 | 0
Operable | 18642 | Tennessee Valley Authority |  | 2780 | Hiwassee Dam | NC | Vertical | Cherokee | 2 | Hydroelectric Pumped Storage | PS |  | S | X | X |  |  | 95 | 0.95 | 86 | 67.5 | 56.7 | N |  |  | OP | X | 5 | 1956 | Pre-2000 |  |  | N | Electric Utility | Utility | Other | 1 | X | WAT | Renewable | 95 | 0 | 1 | 0
Operable | 18642 | Tennessee Valley Authority |  | 3393 | Allen | TN | Vertical | Shelby | CTG1 | Natural Gas Fired Combined Cycle | CT | CC1 | S | X | Y |  |  | 347 | 0.85 | 311.9 | 330.3 |  | N |  |  | OP | X | 4 | 2018 | 2018 |  |  | N | Electric Utility | Utility | Other | 1 | X | NG | Non-Renewable | 0 | 347 | 0 | 1
Operable | 18642 | Tennessee Valley Authority |  | 3393 | Allen | TN | Vertical | Shelby | CTG2 | Natural Gas Fired Combined Cycle | CT | CC1 | S | X | Y |  |  | 347 | 0.85 | 311.9 | 330.3 |  | N |  |  | OP | X | 4 | 2018 | 2018 |  |  | N | Electric Utility | Utility | Other | 1 | X | NG | Non-Renewable | 0 | 347 | 0 | 1
Operable | 18642 | Tennessee Valley Authority |  | 3393 | Allen | TN | Vertical | Shelby | G10 | Petroleum Liquids | GT |  | S | X | X |  |  | 23.9 | 0.9 | 15.1 | 20.4 | 5 | N |  |  | OP | X | 6 | 1971 | Pre-2000 | 12 | 2024 | N | Electric Utility | Utility | Other | 1 | X | DFO | Non-Renewable | 0 | 23.9 | 0 | 1 | NG
Operable | 18642 | Tennessee Valley Authority |  | 3393 | Allen | TN | Vertical | Shelby | G11 | Petroleum Liquids | GT |  | S | X | X |  |  | 23.9 | 0.9 | 15.1 | 20.4 | 5 | N |  |  | OP | X | 6 | 1971 | Pre-2000 | 12 | 2024 | N | Electric Utility | Utility | Other | 1 | X | DFO | Non-Renewable | 0 | 23.9 | 0 | 1 | NG
Operable | 18642 | Tennessee Valley Authority |  | 3393 | Allen | TN | Vertical | Shelby | G12 | Petroleum Liquids | GT |  | S | X | X |  |  | 23.9 | 0.9 | 15.1 | 20.4 | 5 | N |  |  | OP | X | 6 | 1971 | Pre-2000 | 12 | 2024 | N | Electric Utility | Utility | Other | 1 | X | DFO | Non-Renewable | 0 | 23.9 | 0 | 1 | NG
Operable | 18642 | Tennessee Valley Authority |  | 3393 | Allen | TN | Vertical | Shelby | G13 | Petroleum Liquids | GT |  | S | X | X |  |  | 23.9 | 0.9 | 15.1 | 20.4 | 5 | N |  |  | OP | X | 6 | 1971 | Pre-2000 | 12 | 2024 | N | Electric Utility | Utility | Other | 1 | X | DFO | Non-Renewable | 0 | 23.9 | 0 | 1 | NG
Operable | 18642 | Tennessee Valley Authority |  | 3393 | Allen | TN | Vertical | Shelby | G14 | Petroleum Liquids | GT |  | S | X | X |  |  | 23.9 | 0.9 | 15.1 | 20.4 | 5 | N |  |  | OP | X | 6 | 1971 | Pre-2000 | 12 | 2024 | N | Electric Utility | Utility | Other | 1 | X | DFO | Non-Renewable | 0 | 23.9 | 0 | 1 | NG
Operable | 18642 | Tennessee Valley Authority |  | 3393 | Allen | TN | Vertical | Shelby | G15 | Petroleum Liquids | GT |  | S | X | X |  |  | 23.9 | 0.9 | 15.1 | 20.4 | 5 | N |  |  | OP | X | 6 | 1971 | Pre-2000 | 12 | 2024 | N | Electric Utility | Utility | Other | 1 | X | DFO | Non-Renewable | 0 | 23.9 | 0 | 1 | NG
Operable | 18642 | Tennessee Valley Authority |  | 3393 | Allen | TN | Vertical | Shelby | G16 | Petroleum Liquids | GT |  | S | X | X |  |  | 23.9 | 0.9 | 15.1 | 20.4 | 5 | N |  |  | OP | X | 6 | 1971 | Pre-2000 | 12 | 2024 | N | Electric Utility | Utility | Other | 1 | X | DFO | Non-Renewable | 0 | 23.9 | 0 | 1 | NG
Operable | 18642 | Tennessee Valley Authority |  | 3393 | Allen | TN | Vertical | Shelby | G17 | Petroleum Liquids | GT |  | S | X | X |  |  | 59.6 | 0.9 | 46.4 | 62.2 | 10 | N |  |  | OP | X | 9 | 1972 | Pre-2000 | 12 | 2024 | N | Electric Utility | Utility | Other | 1 | X | DFO | Non-Renewable | 0 | 59.6 | 0 | 1 | NG
Operable | 18642 | Tennessee Valley Authority |  | 3393 | Allen | TN | Vertical | Shelby | G18 | Petroleum Liquids | GT |  | S | X | X |  |  | 59.6 | 0.9 | 46.4 | 62.2 | 10 | N |  |  | OP | X | 9 | 1972 | Pre-2000 | 12 | 2024 | N | Electric Utility | Utility | Other | 1 | X | DFO | Non-Renewable | 0 | 59.6 | 0 | 1 | NG
Operable | 18642 | Tennessee Valley Authority |  | 3393 | Allen | TN | Vertical | Shelby | G19 | Petroleum Liquids | GT |  | S | X | X |  |  | 59.6 | 0.9 | 46.4 | 62.2 | 10 | N |  |  | OP | X | 9 | 1972 | Pre-2000 | 12 | 2024 | N | Electric Utility | Utility | Other | 1 | X | DFO | Non-Renewable | 0 | 59.6 | 0 | 1 | NG
Operable | 18642 | Tennessee Valley Authority |  | 3393 | Allen | TN | Vertical | Shelby | G20 | Petroleum Liquids | GT |  | S | X | X |  |  | 59.6 | 0.9 | 46.4 | 62.2 | 10 | N |  |  | OP | X | 9 | 1972 | Pre-2000 | 12 | 2024 | N | Electric Utility | Utility | Other | 1 | X | DFO | Non-Renewable | 0 | 59.6 | 0 | 1 | NG
Operable | 18642 | Tennessee Valley Authority |  | 3393 | Allen | TN | Vertical | Shelby | GT1 | Petroleum Liquids | GT |  | S | X | X |  |  | 23.9 | 0.9 | 15.1 | 20.4 | 5 | N |  |  | OP | X | 6 | 1971 | Pre-2000 | 12 | 2024 | N | Electric Utility | Utility | Other | 1 | X | DFO | Non-Renewable | 0 | 23.9 | 0 | 1 | NG
Operable | 18642 | Tennessee Valley Authority |  | 3393 | Allen | TN | Vertical | Shelby | GT2 | Petroleum Liquids | GT |  | S | X | X |  |  | 23.9 | 0.9 | 15.1 | 20.4 | 5 | N |  |  | OP | X | 6 | 1971 | Pre-2000 | 12 | 2024 | N | Electric Utility | Utility | Other | 1 | X | DFO | Non-Renewable | 0 | 23.9 | 0 | 1 | NG
Operable | 18642 | Tennessee Valley Authority |  | 3393 | Allen | TN | Vertical | Shelby | GT3 | Petroleum Liquids | GT |  | S | X | X |  |  | 23.9 | 0.9 | 15.1 | 20.4 | 5 | N |  |  | OP | X | 6 | 1971 | Pre-2000 | 12 | 2024 | N | Electric Utility | Utility | Other | 1 | X | DFO | Non-Renewable | 0 | 23.9 | 0 | 1 | NG
Operable | 18642 | Tennessee Valley Authority |  | 3393 | Allen | TN | Vertical | Shelby | GT4 | Petroleum Liquids | GT |  | S | X | X |  |  | 23.9 | 0.9 | 15.1 | 20.4 | 5 | N |  |  | OP | X | 6 | 1971 | Pre-2000 | 12 | 2024 | N | Electric Utility | Utility | Other | 1 | X | DFO | Non-Renewable | 0 | 23.9 | 0 | 1 | NG
Operable | 18642 | Tennessee Valley Authority |  | 3393 | Allen | TN | Vertical | Shelby | GT5 | Petroleum Liquids | GT |  | S | X | X |  |  | 23.9 | 0.9 | 15.1 | 20.4 | 5 | N |  |  | OP | X | 6 | 1971 | Pre-2000 | 12 | 2024 | N | Electric Utility | Utility | Other | 1 | X | DFO | Non-Renewable | 0 | 23.9 | 0 | 1 | NG
Operable | 18642 | Tennessee Valley Authority |  | 3393 | Allen | TN | Vertical | Shelby | GT6 | Petroleum Liquids | GT |  | S | X | X |  |  | 23.9 | 0.9 | 15.1 | 20.4 | 5 | N |  |  | OP | X | 6 | 1971 | Pre-2000 | 12 | 2024 | N | Electric Utility | Utility | Other | 1 | X | DFO | Non-Renewable | 0 | 23.9 | 0 | 1 | NG
Operable | 18642 | Tennessee Valley Authority |  | 3393 | Allen | TN | Vertical | Shelby | GT7 | Petroleum Liquids | GT |  | S | X | X |  |  | 23.9 | 0.9 | 15.1 | 20.4 | 5 | N |  |  | OP | X | 6 | 1971 | Pre-2000 | 12 | 2024 | N | Electric Utility | Utility | Other | 1 | X | DFO | Non-Renewable | 0 | 23.9 | 0 | 1 | NG
Operable | 18642 | Tennessee Valley Authority |  | 3393 | Allen | TN | Vertical | Shelby | GT8 | Petroleum Liquids | GT |  | S | X | X |  |  | 23.9 | 0.9 | 15.1 | 20.4 | 5 | N |  |  | OP | X | 6 | 1971 | Pre-2000 | 12 | 2024 | N | Electric Utility | Utility | Other | 1 | X | DFO | Non-Renewable | 0 | 23.9 | 0 | 1 | NG
Operable | 18642 | Tennessee Valley Authority |  | 3393 | Allen | TN | Vertical | Shelby | GT9 | Petroleum Liquids | GT |  | S | X | X |  |  | 23.9 | 0.9 | 15.1 | 20.4 | 5 | N |  |  | OP | X | 6 | 1971 | Pre-2000 | 12 | 2024 | N | Electric Utility | Utility | Other | 1 | X | DFO | Non-Renewable | 0 | 23.9 | 0 | 1 | NG
Operable | 18642 | Tennessee Valley Authority |  | 3393 | Allen | TN | Vertical | Shelby | STG1 | Natural Gas Fired Combined Cycle | CA | CC1 | S | Y | X |  |  | 476.9 | 0.85 | 428.3 | 453.5 |  | N |  |  | OP | X | 4 | 2018 | 2018 |  |  | N | Electric Utility | Utility | Other | 1 | X | NG | Non-Renewable | 0 | 476.9 | 0 | 1
Operable | 18642 | Tennessee Valley Authority |  | 3394 | Apalachia | TN | Vertical | Polk | 1 | Conventional Hydroelectric | HY |  | S | X | X |  |  | 52.2 | 0.9 | 41.2 | 41.2 | 13.1 | N |  |  | OP | X | 11 | 1943 | Pre-2000 |  |  | N | Electric Utility | Utility | Other | 1 | X | WAT | Renewable | 52.2 | 0 | 1 | 0
Operable | 18642 | Tennessee Valley Authority |  | 3394 | Apalachia | TN | Vertical | Polk | 2 | Conventional Hydroelectric | HY |  | S | X | X |  |  | 41.4 | 0.9 | 41.2 | 41.2 | 13.1 | N |  |  | OP | X | 9 | 1943 | Pre-2000 |  |  | N | Electric Utility | Utility | Other | 1 | X | WAT | Renewable | 41.4 | 0 | 1 | 0
Operable | 18642 | Tennessee Valley Authority |  | 3395 | Boone Dam | TN | Vertical | Sullivan | 1 | Conventional Hydroelectric | HY |  | S | X | X |  |  | 38 | 0.95 | 37.8 | 29.8 | 19.7 | N |  |  | OP | X | 9 | 1953 | Pre-2000 |  |  | N | Electric Utility | Utility | Other | 1 | X | WAT | Renewable | 38 | 0 | 1 | 0
Operable | 18642 | Tennessee Valley Authority |  | 3395 | Boone Dam | TN | Vertical | Sullivan | 2 | Conventional Hydroelectric | HY |  | S | X | X |  |  | 38.3 | 0.95 | 37.8 | 29.8 | 19.7 | N |  |  | OP | X | 6 | 1953 | Pre-2000 |  |  | N | Electric Utility | Utility | Other | 1 | X | WAT | Renewable | 38.3 | 0 | 1 | 0
Operable | 18642 | Tennessee Valley Authority |  | 3395 | Boone Dam | TN | Vertical | Sullivan | 3 | Conventional Hydroelectric | HY |  | S | X | X |  |  | 29.6 | 0.95 | 37.8 | 29.8 | 19.7 | N |  |  | OP | X | 3 | 1953 | Pre-2000 |  |  | N | Electric Utility | Utility | Other | 1 | X | WAT | Renewable | 29.6 | 0 | 1 | 0
Operable | 18642 | Tennessee Valley Authority |  | 3397 | Cherokee Dam | TN | Vertical | Jefferson | 1 | Conventional Hydroelectric | HY |  | S | X | X |  |  | 33.4 | 0.9 | 37 | 37 | 14.5 | N |  |  | OP | X | 4 | 1942 | Pre-2000 |  |  | N | Electric Utility | Utility | Other | 1 | X | WAT | Renewable | 33.4 | 0 | 1 | 0
Operable | 18642 | Tennessee Valley Authority |  | 3397 | Cherokee Dam | TN | Vertical | Jefferson | 2 | Conventional Hydroelectric | HY |  | S | X | X |  |  | 34.6 | 0.9 | 39.8 | 36.1 | 14.5 | N |  |  | OP | X | 1 | 1953 | Pre-2000 |  |  | N | Electric Utility | Utility | Other | 1 | X | WAT | Renewable | 34.6 | 0 | 1 | 0
Operable | 18642 | Tennessee Valley Authority |  | 3397 | Cherokee Dam | TN | Vertical | Jefferson | 3 | Conventional Hydroelectric | HY |  | S | X | X |  |  | 34.6 | 0.9 | 39.8 | 37.5 | 14.5 | N |  |  | OP | X | 6 | 1942 | Pre-2000 |  |  | N | Electric Utility | Utility | Other | 1 | X | WAT | Renewable | 34.6 | 0 | 1 | 0
Operable | 18642 | Tennessee Valley Authority |  | 3397 | Cherokee Dam | TN | Vertical | Jefferson | 4 | Conventional Hydroelectric | HY |  | S | X | X |  |  | 32.4 | 0.9 | 25 | 25 | 14.5 | N |  |  | OP | X | 10 | 1953 | Pre-2000 |  |  | N | Electric Utility | Utility | Other | 1 | X | WAT | Renewable | 32.4 | 0 | 1 | 0
Operable | 18642 | Tennessee Valley Authority |  | 3398 | Chickamauga | TN | Vertical | Hamilton | 1 | Conventional Hydroelectric | HY |  | S | X | X |  |  | 39.9 | 0.95 | 35.4 | 29.8 | 11.3 | N |  |  | OP | X | 7 | 1940 | Pre-2000 |  |  | N | Electric Utility | Utility | Other | 1 | X | WAT | Renewable | 39.9 | 0 | 1 | 0
Operable | 18642 | Tennessee Valley Authority |  | 3398 | Chickamauga | TN | Vertical | Hamilton | 2 | Conventional Hydroelectric | HY |  | S | X | X |  |  | 39.9 | 0.95 | 35.4 | 29.8 | 11.3 | N |  |  | OP | X | 5 | 1940 | Pre-2000 |  |  | N | Electric Utility | Utility | Other | 1 | X | WAT | Renewable | 39.9 | 0 | 1 | 0
Operable | 18642 | Tennessee Valley Authority |  | 3398 | Chickamauga | TN | Vertical | Hamilton | 3 | Conventional Hydroelectric | HY |  | S | X | X |  |  | 39.9 | 0.95 | 35.4 | 29.8 | 11.3 | N |  |  | OP | X | 3 | 1940 | Pre-2000 |  |  | N | Electric Utility | Utility | Other | 1 | X | WAT | Renewable | 39.9 | 0 | 1 | 0
Operable | 18642 | Tennessee Valley Authority |  | 3398 | Chickamauga | TN | Vertical | Hamilton | 4 | Conventional Hydroelectric | HY |  | S | X | X |  |  | 39.9 | 0.95 | 35.4 | 29.8 | 11.3 | N |  |  | OP | X | 3 | 1952 | Pre-2000 |  |  | N | Electric Utility | Utility | Other | 1 | X | WAT | Renewable | 39.9 | 0 | 1 | 0
Operable | 18642 | Tennessee Valley Authority |  | 3399 | Cumberland (TN) | TN | Vertical | Stewart | 1 | Conventional Steam Coal | ST |  | S | X | X |  |  | 1300 | 0.9 | 1239 | 1265 | 650 | N |  |  | OP | X | 3 | 1973 | Pre-2000 | 12 | 2028 | N | Electric Utility | Utility | Other | 1 | X | BIT | Non-Renewable | 0 | 1300 | 0 | 1
Operable | 18642 | Tennessee Valley Authority |  | 3399 | Cumberland (TN) | TN | Vertical | Stewart | 2 | Conventional Steam Coal | ST |  | S | X | X |  |  | 1300 | 0.9 | 1231 | 1257 | 650 | N |  |  | OP | X | 11 | 1973 | Pre-2000 | 12 | 2026 | N | Electric Utility | Utility | Other | 1 | X | BIT | Non-Renewable | 0 | 1300 | 0 | 1
Operable | 18642 | Tennessee Valley Authority |  | 3400 | Douglas Dam | TN | Vertical | Sevier | 1 | Conventional Hydroelectric | HY |  | S | X | X |  |  | 36.5 | 0.9 | 44.2 | 27 | 14.2 | N |  |  | OP | X | 1 | 1944 | Pre-2000 |  |  | N | Electric Utility | Utility | Other | 1 | X | WAT | Renewable | 36.5 | 0 | 1 | 0
Operable | 18642 | Tennessee Valley Authority |  | 3400 | Douglas Dam | TN | Vertical | Sevier | 2 | Conventional Hydroelectric | HY |  | S | X | X |  |  | 41.4 | 0.9 | 44.7 | 27.5 | 13 | N |  |  | OP | X | 5 | 1949 | Pre-2000 |  |  | N | Electric Utility | Utility | Other | 1 | X | WAT | Renewable | 41.4 | 0 | 1 | 0
Operable | 18642 | Tennessee Valley Authority |  | 3400 | Douglas Dam | TN | Vertical | Sevier | 3 | Conventional Hydroelectric | HY |  | S | X | X |  |  | 31.5 | 0.9 | 44.5 | 27.6 | 14.2 | N |  |  | OP | X | 3 | 1943 | Pre-2000 |  |  | N | Electric Utility | Utility | Other | 1 | X | WAT | Renewable | 31.5 | 0 | 1 | 0
Operable | 18642 | Tennessee Valley Authority |  | 3400 | Douglas Dam | TN | Vertical | Sevier | 4 | Conventional Hydroelectric | HY |  | S | X | X |  |  | 41.4 | 0.9 | 44.5 | 29.1 | 13 | N |  |  | OP | X | 8 | 1954 | Pre-2000 |  |  | N | Electric Utility | Utility | Other | 1 | X | WAT | Renewable | 41.4 | 0 | 1 | 0
Operable | 18642 | Tennessee Valley Authority |  | 3401 | Fort Patrick Henry | TN | Vertical | Sullivan | 1 | Conventional Hydroelectric | HY |  | S | X | X |  |  | 29.7 | 0.9 | 20.4 | 20.4 | 11.8 | N |  |  | OP | X | 2 | 1954 | Pre-2000 |  |  | N | Electric Utility | Utility | Other | 1 | X | WAT | Renewable | 29.7 | 0 | 1 | 0
Operable | 18642 | Tennessee Valley Authority |  | 3401 | Fort Patrick Henry | TN | Vertical | Sullivan | 2 | Conventional Hydroelectric | HY |  | S | X | X |  |  | 29.7 | 0.9 | 20.3 | 20.3 | 11.8 | N |  |  | OP | X | 12 | 1953 | Pre-2000 |  |  | N | Electric Utility | Utility | Other | 1 | X | WAT | Renewable | 29.7 | 0 | 1 | 0
Operable | 18642 | Tennessee Valley Authority |  | 3402 | Fort Loudoun | TN | Vertical | Loudon | 1 | Conventional Hydroelectric | HY |  | S | X | X |  |  | 35.5 | 0.9 | 39.9 | 38.4 | 10.6 | N |  |  | OP | X | 1 | 1944 | Pre-2000 |  |  | N | Electric Utility | Utility | Other | 1 | X | WAT | Renewable | 35.5 | 0 | 1 | 0
Operable | 18642 | Tennessee Valley Authority |  | 3402 | Fort Loudoun | TN | Vertical | Loudon | 2 | Conventional Hydroelectric | HY |  | S | X | X |  |  | 34.2 | 0.9 | 37.7 | 37.7 | 10.6 | N |  |  | OP | X | 11 | 1943 | Pre-2000 |  |  | N | Electric Utility | Utility | Other | 1 | X | WAT | Renewable | 34.2 | 0 | 1 | 0
Operable | 18642 | Tennessee Valley Authority |  | 3402 | Fort Loudoun | TN | Vertical | Loudon | 3 | Conventional Hydroelectric | HY |  | S | X | X |  |  | 43 | 0.95 | 45.3 | 42.8 | 24.1 | N |  |  | OP | X | 10 | 1948 | Pre-2000 |  |  | N | Electric Utility | Utility | Other | 1 | X | WAT | Renewable | 43 | 0 | 1 | 0
Operable | 18642 | Tennessee Valley Authority |  | 3402 | Fort Loudoun | TN | Vertical | Loudon | 4 | Conventional Hydroelectric | HY |  | S | X | X |  |  | 40.6 | 0.95 | 45.3 | 42.8 | 24.1 | N |  |  | OP | X | 1 | 1949 | Pre-2000 |  |  | N | Electric Utility | Utility | Other | 1 | X | WAT | Renewable | 40.6 | 0 | 1 | 0
Operable | 18642 | Tennessee Valley Authority |  | 3403 | Gallatin (TN) | TN | Vertical | Sumner | 1 | Conventional Steam Coal | ST |  | S | X | X |  |  | 300 | 0.9 | 225 | 228 | 108 | N |  |  | OP | X | 11 | 1956 | Pre-2000 | 12 | 2031 | N | Electric Utility | Utility | Other | 1 | X | BIT | Non-Renewable | 0 | 300 | 0 | 1 | SUB
Operable | 18642 | Tennessee Valley Authority |  | 3403 | Gallatin (TN) | TN | Vertical | Sumner | 2 | Conventional Steam Coal | ST |  | S | X | X |  |  | 300 | 0.9 | 225 | 228 | 108 | N |  |  | OP | X | 6 | 1957 | Pre-2000 | 12 | 2031 | N | Electric Utility | Utility | Other | 1 | X | SUB | Non-Renewable | 0 | 300 | 0 | 1 | BIT
Operable | 18642 | Tennessee Valley Authority |  | 3403 | Gallatin (TN) | TN | Vertical | Sumner | 3 | Conventional Steam Coal | ST |  | S | X | X |  |  | 327.6 | 0.9 | 263 | 266 | 130 | N |  |  | OP | X | 5 | 1959 | Pre-2000 | 12 | 2031 | N | Electric Utility | Utility | Other | 1 | X | SUB | Non-Renewable | 0 | 327.6 | 0 | 1 | BIT
Operable | 18642 | Tennessee Valley Authority |  | 3403 | Gallatin (TN) | TN | Vertical | Sumner | 4 | Conventional Steam Coal | ST |  | S | X | X |  |  | 327.6 | 0.9 | 263 | 266 | 130 | N |  |  | OP | X | 8 | 1959 | Pre-2000 | 12 | 2031 | N | Electric Utility | Utility | Other | 1 | X | SUB | Non-Renewable | 0 | 327.6 | 0 | 1 | BIT
Operable | 18642 | Tennessee Valley Authority |  | 3403 | Gallatin (TN) | TN | Vertical | Sumner | GT1 | Natural Gas Fired Combustion Turbine | GT |  | S | X | X |  |  | 81.3 | 0.9 | 71.5 | 88.7 | 10 | N |  |  | OP | X | 7 | 1975 | Pre-2000 | 12 | 2031 | N | Electric Utility | Utility | Other | 1 | X | NG | Non-Renewable | 0 | 81.3 | 0 | 1 | DFO
Operable | 18642 | Tennessee Valley Authority |  | 3403 | Gallatin (TN) | TN | Vertical | Sumner | GT2 | Natural Gas Fired Combustion Turbine | GT |  | S | X | X |  |  | 81.3 | 0.9 | 71.5 | 88.7 | 10 | N |  |  | OP | X | 7 | 1975 | Pre-2000 | 12 | 2031 | N | Electric Utility | Utility | Other | 1 | X | NG | Non-Renewable | 0 | 81.3 | 0 | 1 | DFO
Operable | 18642 | Tennessee Valley Authority |  | 3403 | Gallatin (TN) | TN | Vertical | Sumner | GT3 | Natural Gas Fired Combustion Turbine | GT |  | S | X | X |  |  | 81.3 | 0.9 | 71.5 | 88.7 | 10 | N |  |  | OP | X | 7 | 1975 | Pre-2000 | 12 | 2031 | N | Electric Utility | Utility | Other | 1 | X | NG | Non-Renewable | 0 | 81.3 | 0 | 1 | DFO
Operable | 18642 | Tennessee Valley Authority |  | 3403 | Gallatin (TN) | TN | Vertical | Sumner | GT4 | Natural Gas Fired Combustion Turbine | GT |  | S | X | X |  |  | 81.3 | 0.9 | 71.5 | 88.7 | 10 | N |  |  | OP | X | 7 | 1975 | Pre-2000 | 12 | 2031 | N | Electric Utility | Utility | Other | 1 | X | NG | Non-Renewable | 0 | 81.3 | 0 | 1 | DFO
Operable | 18642 | Tennessee Valley Authority |  | 3403 | Gallatin (TN) | TN | Vertical | Sumner | GT5 | Natural Gas Fired Combustion Turbine | GT |  | S | X | X |  |  | 84.5 | 0.9 | 73.4 | 93.7 | 57 | N |  |  | OP | X | 7 | 2000 | 2000 | 12 | 2031 | N | Electric Utility | Utility | Other | 1 | X | NG | Non-Renewable | 0 | 84.5 | 0 | 1 | DFO
Operable | 18642 | Tennessee Valley Authority |  | 3403 | Gallatin (TN) | TN | Vertical | Sumner | GT6 | Natural Gas Fired Combustion Turbine | GT |  | S | X | X |  |  | 84.5 | 0.9 | 73.4 | 93.7 | 57 | N |  |  | OP | X | 7 | 2000 | 2000 | 12 | 2031 | N | Electric Utility | Utility | Other | 1 | X | NG | Non-Renewable | 0 | 84.5 | 0 | 1 | DFO
Operable | 18642 | Tennessee Valley Authority |  | 3403 | Gallatin (TN) | TN | Vertical | Sumner | GT7 | Natural Gas Fired Combustion Turbine | GT |  | S | X | X |  |  | 84.5 | 0.9 | 73.4 | 93.7 | 57 | N |  |  | OP | X | 7 | 2000 | 2000 | 12 | 2031 | N | Electric Utility | Utility | Other | 1 | X | NG | Non-Renewable | 0 | 84.5 | 0 | 1 | DFO
Operable | 18642 | Tennessee Valley Authority |  | 3403 | Gallatin (TN) | TN | Vertical | Sumner | GT8 | Natural Gas Fired Combustion Turbine | GT |  | S | X | X |  |  | 84.5 | 0.9 | 73.4 | 93.7 | 57 | N |  |  | OP | X | 7 | 2000 | 2000 | 12 | 2031 | N | Electric Utility | Utility | Other | 1 | X | NG | Non-Renewable | 0 | 84.5 | 0 | 1 | DFO
Operable | 18642 | Tennessee Valley Authority |  | 3404 | Great Falls (TN) | TN | Vertical | Warren | 1 | Conventional Hydroelectric | HY |  | S | X | X |  |  | 15.3 | 0.96 | 15.9 | 16 | 9 | N |  |  | OP | X | 12 | 1916 | Pre-2000 |  |  | N | Electric Utility | Utility | Other | 1 | X | WAT | Renewable | 15.3 | 0 | 1 | 0
Operable | 18642 | Tennessee Valley Authority |  | 3404 | Great Falls (TN) | TN | Vertical | Warren | 2 | Conventional Hydroelectric | HY |  | S | X | X |  |  | 18.4 | 0.8 | 19.5 | 19.6 | 9 | N |  |  | OP | X | 10 | 1924 | Pre-2000 |  |  | N | Electric Utility | Utility | Other | 1 | X | WAT | Renewable | 18.4 | 0 | 1 | 0
Operable | 18642 | Tennessee Valley Authority |  | 3405 | John Sevier | TN | Vertical | Hawkins | CTG1 | Natural Gas Fired Combined Cycle | CT | CC1 | S | X | Y |  |  | 191.3 | 0.9 | 165 | 188 | 44.8 | N |  |  | OP | X | 4 | 2012 | 2012 |  |  | N | Electric Utility | Utility | Other | 1 | X | NG | Non-Renewable | 0 | 191.3 | 0 | 1
Operable | 18642 | Tennessee Valley Authority |  | 3405 | John Sevier | TN | Vertical | Hawkins | CTG2 | Natural Gas Fired Combined Cycle | CT | CC1 | S | X | Y |  |  | 191.3 | 0.9 | 165 | 188 | 44.8 | N |  |  | OP | X | 4 | 2012 | 2012 |  |  | N | Electric Utility | Utility | Other | 1 | X | NG | Non-Renewable | 0 | 191.3 | 0 | 1
Operable | 18642 | Tennessee Valley Authority |  | 3405 | John Sevier | TN | Vertical | Hawkins | CTG3 | Natural Gas Fired Combined Cycle | CT | CC1 | S | X | Y |  |  | 191.3 | 0.9 | 165 | 188 | 44.8 | N |  |  | OP | X | 4 | 2012 | 2012 |  |  | N | Electric Utility | Utility | Other | 1 | X | NG | Non-Renewable | 0 | 191.3 | 0 | 1
Operable | 18642 | Tennessee Valley Authority |  | 3405 | John Sevier | TN | Vertical | Hawkins | STG1 | Natural Gas Fired Combined Cycle | CA | CC1 | S | Y | X |  |  | 423 | 0.9 | 383 | 376 | 90.2 | N |  |  | OP | X | 4 | 2012 | 2012 |  |  | N | Electric Utility | Utility | Other | 1 | X | NG | Non-Renewable | 0 | 423 | 0 | 1
Operable | 18642 | Tennessee Valley Authority |  | 3406 | Johnsonville | TN | Vertical | Humphreys | G10 | Natural Gas Fired Combustion Turbine | GT |  | S | X | X |  |  | 68 | 0.9 | 47.1 | 62.5 | 25 | N |  |  | OP | X | 6 | 1975 | Pre-2000 | 12 | 2024 | N | Electric Utility | Utility | Other | 1 | X | NG | Non-Renewable | 0 | 68 | 0 | 1 | DFO
Operable | 18642 | Tennessee Valley Authority |  | 3406 | Johnsonville | TN | Vertical | Humphreys | G11 | Natural Gas Fired Combustion Turbine | GT |  | S | X | X |  |  | 68 | 0.9 | 47.1 | 62.5 | 25 | N |  |  | OP | X | 6 | 1975 | Pre-2000 | 12 | 2024 | N | Electric Utility | Utility | Other | 1 | X | NG | Non-Renewable | 0 | 68 | 0 | 1 | DFO
Operable | 18642 | Tennessee Valley Authority |  | 3406 | Johnsonville | TN | Vertical | Humphreys | G12 | Natural Gas Fired Combustion Turbine | GT |  | S | X | X |  |  | 68 | 0.9 | 47.1 | 62.5 | 25 | N |  |  | OP | X | 6 | 1975 | Pre-2000 | 12 | 2024 | N | Electric Utility | Utility | Other | 1 | X | NG | Non-Renewable | 0 | 68 | 0 | 1 | DFO
Operable | 18642 | Tennessee Valley Authority |  | 3406 | Johnsonville | TN | Vertical | Humphreys | G13 | Natural Gas Fired Combustion Turbine | GT |  | S | X | X |  |  | 68 | 0.9 | 47.1 | 62.5 | 25 | N |  |  | OP | X | 6 | 1975 | Pre-2000 | 12 | 2024 | N | Electric Utility | Utility | Other | 1 | X | NG | Non-Renewable | 0 | 68 | 0 | 1 | DFO
Operable | 18642 | Tennessee Valley Authority |  | 3406 | Johnsonville | TN | Vertical | Humphreys | G14 | Natural Gas Fired Combustion Turbine | GT |  | S | X | X |  |  | 68 | 0.9 | 47.1 | 62.5 | 25 | N |  |  | OP | X | 6 | 1975 | Pre-2000 | 12 | 2024 | N | Electric Utility | Utility | Other | 1 | X | NG | Non-Renewable | 0 | 68 | 0 | 1 | DFO
Operable | 18642 | Tennessee Valley Authority |  | 3406 | Johnsonville | TN | Vertical | Humphreys | G15 | Natural Gas Fired Combustion Turbine | GT |  | S | X | X |  |  | 68 | 0.9 | 47.1 | 62.5 | 25 | N |  |  | OP | X | 6 | 1975 | Pre-2000 | 12 | 2024 | N | Electric Utility | Utility | Other | 1 | X | NG | Non-Renewable | 0 | 68 | 0 | 1 | DFO
Operable | 18642 | Tennessee Valley Authority |  | 3406 | Johnsonville | TN | Vertical | Humphreys | G16 | Natural Gas Fired Combustion Turbine | GT |  | S | X | X |  |  | 68 | 0.9 | 47.1 | 62.5 | 25 | N |  |  | OP | X | 6 | 1975 | Pre-2000 | 12 | 2024 | N | Electric Utility | Utility | Other | 1 | X | NG | Non-Renewable | 0 | 68 | 0 | 1 | DFO
Operable | 18642 | Tennessee Valley Authority |  | 3406 | Johnsonville | TN | Vertical | Humphreys | G17 | Natural Gas Fired Combustion Turbine | GT |  | S | X | X |  |  | 84.5 | 0.9 | 72.8 | 93 | 56 | N |  |  | OP | X | 7 | 2000 | 2000 |  |  | N | Electric Utility | Utility | Other | 1 | X | NG | Non-Renewable | 0 | 84.5 | 0 | 1 | DFO
Operable | 18642 | Tennessee Valley Authority |  | 3406 | Johnsonville | TN | Vertical | Humphreys | G18 | Natural Gas Fired Combustion Turbine | GT |  | S | X | X |  |  | 84.5 | 0.9 | 72.8 | 93 | 56 | N |  |  | OP | X | 7 | 2000 | 2000 |  |  | N | Electric Utility | Utility | Other | 1 | X | NG | Non-Renewable | 0 | 84.5 | 0 | 1 | DFO
Operable | 18642 | Tennessee Valley Authority |  | 3406 | Johnsonville | TN | Vertical | Humphreys | G19 | Natural Gas Fired Combustion Turbine | GT |  | S | X | X |  |  | 84.5 | 0.9 | 72.8 | 93 | 56 | N |  |  | OP | X | 7 | 2000 | 2000 |  |  | N | Electric Utility | Utility | Other | 1 | X | NG | Non-Renewable | 0 | 84.5 | 0 | 1 | DFO
Operable | 18642 | Tennessee Valley Authority |  | 3406 | Johnsonville | TN | Vertical | Humphreys | G20 | Natural Gas Fired Combustion Turbine | GT |  | S | X | X |  |  | 84.5 | 0.9 | 72.8 | 93 | 56 | N |  |  | OP | X | 7 | 2000 | 2000 |  |  | N | Electric Utility | Utility | Other | 1 | X | NG | Non-Renewable | 0 | 84.5 | 0 | 1 | DFO
Operable | 18642 | Tennessee Valley Authority |  | 3406 | Johnsonville | TN | Vertical | Humphreys | GT1 | Natural Gas Fired Combustion Turbine | GT |  | S | X | X |  |  | 68 | 0.9 | 47.1 | 62.5 | 25 | N |  |  | OP | X | 6 | 1975 | Pre-2000 | 12 | 2024 | N | Electric Utility | Utility | Other | 1 | X | NG | Non-Renewable | 0 | 68 | 0 | 1 | DFO
Operable | 18642 | Tennessee Valley Authority |  | 3406 | Johnsonville | TN | Vertical | Humphreys | GT2 | Natural Gas Fired Combustion Turbine | GT |  | S | X | X |  |  | 68 | 0.9 | 47.1 | 62.5 | 25 | N |  |  | OP | X | 6 | 1975 | Pre-2000 | 12 | 2024 | N | Electric Utility | Utility | Other | 1 | X | NG | Non-Renewable | 0 | 68 | 0 | 1 | DFO
Operable | 18642 | Tennessee Valley Authority |  | 3406 | Johnsonville | TN | Vertical | Humphreys | GT3 | Natural Gas Fired Combustion Turbine | GT |  | S | X | X |  |  | 68 | 0.9 | 47.1 | 62.5 | 25 | N |  |  | OP | X | 6 | 1975 | Pre-2000 | 12 | 2024 | N | Electric Utility | Utility | Other | 1 | X | NG | Non-Renewable | 0 | 68 | 0 | 1 | DFO
Operable | 18642 | Tennessee Valley Authority |  | 3406 | Johnsonville | TN | Vertical | Humphreys | GT4 | Natural Gas Fired Combustion Turbine | GT |  | S | X | X |  |  | 68 | 0.9 | 47.1 | 62.5 | 25 | N |  |  | OP | X | 6 | 1975 | Pre-2000 | 12 | 2024 | N | Electric Utility | Utility | Other | 1 | X | NG | Non-Renewable | 0 | 68 | 0 | 1 | DFO
Operable | 18642 | Tennessee Valley Authority |  | 3406 | Johnsonville | TN | Vertical | Humphreys | GT5 | Natural Gas Fired Combustion Turbine | GT |  | S | X | X |  |  | 68 | 0.9 | 47.1 | 62.5 | 25 | N |  |  | OP | X | 6 | 1975 | Pre-2000 | 12 | 2024 | N | Electric Utility | Utility | Other | 1 | X | NG | Non-Renewable | 0 | 68 | 0 | 1 | DFO
Operable | 18642 | Tennessee Valley Authority |  | 3406 | Johnsonville | TN | Vertical | Humphreys | GT6 | Natural Gas Fired Combustion Turbine | GT |  | S | X | X |  |  | 68 | 0.9 | 47.1 | 62.5 | 25 | N |  |  | OP | X | 6 | 1975 | Pre-2000 | 12 | 2024 | N | Electric Utility | Utility | Other | 1 | X | NG | Non-Renewable | 0 | 68 | 0 | 1 | DFO
Operable | 18642 | Tennessee Valley Authority |  | 3406 | Johnsonville | TN | Vertical | Humphreys | GT7 | Natural Gas Fired Combustion Turbine | GT |  | S | X | X |  |  | 68 | 0.9 | 47.1 | 62.5 | 25 | N |  |  | OP | X | 6 | 1975 | Pre-2000 | 12 | 2024 | N | Electric Utility | Utility | Other | 1 | X | NG | Non-Renewable | 0 | 68 | 0 | 1 | DFO
Operable | 18642 | Tennessee Valley Authority |  | 3406 | Johnsonville | TN | Vertical | Humphreys | GT8 | Natural Gas Fired Combustion Turbine | GT |  | S | X | X |  |  | 68 | 0.9 | 47.1 | 62.5 | 25 | N |  |  | OP | X | 6 | 1975 | Pre-2000 | 12 | 2024 | N | Electric Utility | Utility | Other | 1 | X | NG | Non-Renewable | 0 | 68 | 0 | 1 | DFO
Operable | 18642 | Tennessee Valley Authority |  | 3406 | Johnsonville | TN | Vertical | Humphreys | GT9 | Natural Gas Fired Combustion Turbine | GT |  | S | X | X |  |  | 68 | 0.9 | 47.1 | 62.5 | 25 | N |  |  | OP | X | 6 | 1975 | Pre-2000 | 12 | 2024 | N | Electric Utility | Utility | Other | 1 | X | NG | Non-Renewable | 0 | 68 | 0 | 1 | DFO
Operable | 18642 | Tennessee Valley Authority |  | 3407 | Kingston | TN | Vertical | Roane | 1 | Conventional Steam Coal | ST |  | S | X | X |  |  | 175 | 0.9 | 132 | 135 | 55 | N |  |  | OP | X | 2 | 1954 | Pre-2000 | 12 | 2027 | N | Electric Utility | Utility | Other | 1 | X | SUB | Non-Renewable | 0 | 175 | 0 | 1 | BIT
Operable | 18642 | Tennessee Valley Authority |  | 3407 | Kingston | TN | Vertical | Roane | 2 | Conventional Steam Coal | ST |  | S | X | X |  |  | 175 | 0.9 | 132 | 135 | 55 | N |  |  | OP | X | 4 | 1954 | Pre-2000 | 12 | 2027 | N | Electric Utility | Utility | Other | 1 | X | SUB | Non-Renewable | 0 | 175 | 0 | 1 | BIT
Operable | 18642 | Tennessee Valley Authority |  | 3407 | Kingston | TN | Vertical | Roane | 3 | Conventional Steam Coal | ST |  | S | X | X |  |  | 175 | 0.9 | 132 | 135 | 55 | N |  |  | OP | X | 6 | 1954 | Pre-2000 | 12 | 2027 | N | Electric Utility | Utility | Other | 1 | X | SUB | Non-Renewable | 0 | 175 | 0 | 1 | BIT
Operable | 18642 | Tennessee Valley Authority |  | 3407 | Kingston | TN | Vertical | Roane | 4 | Conventional Steam Coal | ST |  | S | X | X |  |  | 175 | 0.9 | 132 | 135 | 55 | N |  |  | OP | X | 7 | 1954 | Pre-2000 | 12 | 2027 | N | Electric Utility | Utility | Other | 1 | X | SUB | Non-Renewable | 0 | 175 | 0 | 1 | BIT
Operable | 18642 | Tennessee Valley Authority |  | 3407 | Kingston | TN | Vertical | Roane | 5 | Conventional Steam Coal | ST |  | S | X | X |  |  | 200 | 0.9 | 174 | 176 | 73 | N |  |  | OP | X | 1 | 1955 | Pre-2000 | 12 | 2027 | N | Electric Utility | Utility | Other | 1 | X | SUB | Non-Renewable | 0 | 200 | 0 | 1 | BIT
Operable | 18642 | Tennessee Valley Authority |  | 3407 | Kingston | TN | Vertical | Roane | 6 | Conventional Steam Coal | ST |  | S | X | X |  |  | 200 | 0.9 | 174 | 176 | 73 | N |  |  | OP | X | 3 | 1955 | Pre-2000 | 12 | 2027 | N | Electric Utility | Utility | Other | 1 | X | SUB | Non-Renewable | 0 | 200 | 0 | 1 | BIT
Operable | 18642 | Tennessee Valley Authority |  | 3407 | Kingston | TN | Vertical | Roane | 7 | Conventional Steam Coal | ST |  | S | X | X |  |  | 200 | 0.9 | 174 | 176 | 73 | N |  |  | OP | X | 5 | 1955 | Pre-2000 | 12 | 2026 | N | Electric Utility | Utility | Other | 1 | X | SUB | Non-Renewable | 0 | 200 | 0 | 1 | BIT
Operable | 18642 | Tennessee Valley Authority |  | 3407 | Kingston | TN | Vertical | Roane | 8 | Conventional Steam Coal | ST |  | S | X | X |  |  | 200 | 0.9 | 174 | 176 | 73 | N |  |  | OP | X | 8 | 1955 | Pre-2000 | 12 | 2026 | N | Electric Utility | Utility | Other | 1 | X | SUB | Non-Renewable | 0 | 200 | 0 | 1 | BIT
Operable | 18642 | Tennessee Valley Authority |  | 3407 | Kingston | TN | Vertical | Roane | 9 | Conventional Steam Coal | ST |  | S | X | X |  |  | 200 | 0.9 | 174 | 176 | 73 | N |  |  | OP | X | 12 | 1955 | Pre-2000 | 12 | 2026 | N | Electric Utility | Utility | Other | 1 | X | SUB | Non-Renewable | 0 | 200 | 0 | 1 | BIT
Operable | 18642 | Tennessee Valley Authority |  | 3408 | Melton Hill | TN | Vertical | Loudon | 1 | Conventional Hydroelectric | HY |  | S | X | X |  |  | 36 | 0.9 | 39.5 | 39.7 | 9.3 | N |  |  | OP | X | 7 | 1964 | Pre-2000 |  |  | N | Electric Utility | Utility | Other | 1 | X | WAT | Renewable | 36 | 0 | 1 | 0
Operable | 18642 | Tennessee Valley Authority |  | 3408 | Melton Hill | TN | Vertical | Loudon | 2 | Conventional Hydroelectric | HY |  | S | X | X |  |  | 36 | 0.9 | 39.7 | 39.7 | 9.3 | N |  |  | OP | X | 11 | 1964 | Pre-2000 |  |  | N | Electric Utility | Utility | Other | 1 | X | WAT | Renewable | 36 | 0 | 1 | 0
Operable | 18642 | Tennessee Valley Authority |  | 3409 | Nickajack | TN | Vertical | Marion | 1 | Conventional Hydroelectric | HY |  | S | X | X |  |  | 27.4 | 0.9 | 28.3 | 28.8 | 13.7 | N |  |  | OP | X | 4 | 1968 | Pre-2000 |  |  | N | Electric Utility | Utility | Other | 1 | X | WAT | Renewable | 27.4 | 0 | 1 | 0
Operable | 18642 | Tennessee Valley Authority |  | 3409 | Nickajack | TN | Vertical | Marion | 2 | Conventional Hydroelectric | HY |  | S | X | X |  |  | 27.9 | 0.9 | 27.3 | 28 | 13.7 | N |  |  | OP | X | 4 | 1968 | Pre-2000 |  |  | N | Electric Utility | Utility | Other | 1 | X | WAT | Renewable | 27.9 | 0 | 1 | 0
Operable | 18642 | Tennessee Valley Authority |  | 3409 | Nickajack | TN | Vertical | Marion | 3 | Conventional Hydroelectric | HY |  | S | X | X |  |  | 24.3 | 0.9 | 25 | 25.6 | 12.8 | N |  |  | OP | X | 2 | 1968 | Pre-2000 |  |  | N | Electric Utility | Utility | Other | 1 | X | WAT | Renewable | 24.3 | 0 | 1 | 0
Operable | 18642 | Tennessee Valley Authority |  | 3409 | Nickajack | TN | Vertical | Marion | 4 | Conventional Hydroelectric | HY |  | S | X | X |  |  | 24.3 | 0.9 | 25 | 25.6 | 12.8 | N |  |  | OP | X | 2 | 1968 | Pre-2000 |  |  | N | Electric Utility | Utility | Other | 1 | X | WAT | Renewable | 24.3 | 0 | 1 | 0
Operable | 18642 | Tennessee Valley Authority |  | 3411 | Norris Dam | TN | Vertical | Anderson | 1 | Conventional Hydroelectric | HY |  | S | X | X |  |  | 65.7 | 0.9 | 63.5 | 54.8 | 25.8 | N |  |  | OP | X | 9 | 1936 | Pre-2000 |  |  | N | Electric Utility | Utility | Other | 1 | X | WAT | Renewable | 65.7 | 0 | 1 | 0
Operable | 18642 | Tennessee Valley Authority |  | 3411 | Norris Dam | TN | Vertical | Anderson | 2 | Conventional Hydroelectric | HY |  | S | X | X |  |  | 65.7 | 0.9 | 63.5 | 54.8 | 25.8 | N |  |  | OP | X | 7 | 1936 | Pre-2000 |  |  | N | Electric Utility | Utility | Other | 1 | X | WAT | Renewable | 65.7 | 0 | 1 | 0
Operable | 18642 | Tennessee Valley Authority |  | 3412 | Ocoee 1 | TN | Vertical | Polk | 1 | Conventional Hydroelectric | HY |  | S | X | X |  |  | 3.8 | 0.8 | 4.8 | 4.8 | 2.2 | N |  |  | OP | X | 1 | 1912 | Pre-2000 |  |  | N | Electric Utility | Utility | Other | 1 | X | WAT | Renewable | 3.8 | 0 | 1 | 0
Operable | 18642 | Tennessee Valley Authority |  | 3412 | Ocoee 1 | TN | Vertical | Polk | 2 | Conventional Hydroelectric | HY |  | S | X | X |  |  | 3.8 | 0.8 | 4.8 | 4.8 | 2.2 | N |  |  | OP | X | 1 | 1912 | Pre-2000 |  |  | N | Electric Utility | Utility | Other | 1 | X | WAT | Renewable | 3.8 | 0 | 1 | 0
Operable | 18642 | Tennessee Valley Authority |  | 3412 | Ocoee 1 | TN | Vertical | Polk | 3 | Conventional Hydroelectric | HY |  | S | X | X |  |  | 3.8 | 0.8 | 4.8 | 4.8 | 2.2 | N |  |  | OP | X | 5 | 1912 | Pre-2000 |  |  | N | Electric Utility | Utility | Other | 1 | X | WAT | Renewable | 3.8 | 0 | 1 | 0
Operable | 18642 | Tennessee Valley Authority |  | 3412 | Ocoee 1 | TN | Vertical | Polk | 4 | Conventional Hydroelectric | HY |  | S | X | X |  |  | 3.8 | 0.8 | 4.8 | 4.8 | 2.2 | N |  |  | OP | X | 5 | 1912 | Pre-2000 |  |  | N | Electric Utility | Utility | Other | 1 | X | WAT | Renewable | 3.8 | 0 | 1 | 0
Operable | 18642 | Tennessee Valley Authority |  | 3412 | Ocoee 1 | TN | Vertical | Polk | 5 | Conventional Hydroelectric | HY |  | S | X | X |  |  | 3.8 | 0.8 | 4.8 | 4.8 | 2.2 | N |  |  | OP | X | 12 | 1914 | Pre-2000 |  |  | N | Electric Utility | Utility | Other | 1 | X | WAT | Renewable | 3.8 | 0 | 1 | 0
Operable | 18642 | Tennessee Valley Authority |  | 3413 | Ocoee 2 | TN | Vertical | Polk | 1 | Conventional Hydroelectric | HY |  | S | X | X |  |  | 11.5 | 0.8 | 10.8 | 10.8 | 6 | N |  |  | OP | X | 10 | 1913 | Pre-2000 |  |  | N | Electric Utility | Utility | Other | 1 | X | WAT | Renewable | 11.5 | 0 | 1 | 0
Operable | 18642 | Tennessee Valley Authority |  | 3413 | Ocoee 2 | TN | Vertical | Polk | 2 | Conventional Hydroelectric | HY |  | S | X | X |  |  | 11.5 | 0.8 | 12.6 | 12.6 | 6 | N |  |  | OP | X | 10 | 1913 | Pre-2000 |  |  | N | Electric Utility | Utility | Other | 1 | X | WAT | Renewable | 11.5 | 0 | 1 | 0
Operable | 18642 | Tennessee Valley Authority |  | 3414 | Ocoee 3 | TN | Vertical | Polk | 1 | Conventional Hydroelectric | HY |  | S | X | X |  |  | 28.8 | 0.9 | 28.6 | 28.6 | 10.8 | N |  |  | OP | X | 4 | 1943 | Pre-2000 |  |  | N | Electric Utility | Utility | Other | 1 | X | WAT | Renewable | 28.8 | 0 | 1 | 0
Operable | 18642 | Tennessee Valley Authority |  | 3415 | Pickwick Landing Dam | TN | Vertical | Hardin | 1 | Conventional Hydroelectric | HY |  | S | X | X |  |  | 40 | 0.91 | 37.7 | 34.4 | 32.7 | N |  |  | OP | X | 8 | 1938 | Pre-2000 |  |  | N | Electric Utility | Utility | Other | 1 | X | WAT | Renewable | 40 | 0 | 1 | 0
Operable | 18642 | Tennessee Valley Authority |  | 3415 | Pickwick Landing Dam | TN | Vertical | Hardin | 2 | Conventional Hydroelectric | HY |  | S | X | X |  |  | 40 | 0.91 | 37.6 | 34.3 | 32.7 | N |  |  | OP | X | 6 | 1938 | Pre-2000 |  |  | N | Electric Utility | Utility | Other | 1 | X | WAT | Renewable | 40 | 0 | 1 | 0
Operable | 18642 | Tennessee Valley Authority |  | 3415 | Pickwick Landing Dam | TN | Vertical | Hardin | 3 | Conventional Hydroelectric | HY |  | S | X | X |  |  | 40 | 0.91 | 38.5 | 35.2 | 32.7 | N |  |  | OP | X | 8 | 1942 | Pre-2000 |  |  | N | Electric Utility | Utility | Other | 1 | X | WAT | Renewable | 40 | 0 | 1 | 0
Operable | 18642 | Tennessee Valley Authority |  | 3415 | Pickwick Landing Dam | TN | Vertical | Hardin | 4 | Conventional Hydroelectric | HY |  | S | X | X |  |  | 40 | 0.91 | 43.6 | 39.4 | 32.7 | N |  |  | OP | X | 6 | 1942 | Pre-2000 |  |  | N | Electric Utility | Utility | Other | 1 | X | WAT | Renewable | 40 | 0 | 1 | 0
Operable | 18642 | Tennessee Valley Authority |  | 3415 | Pickwick Landing Dam | TN | Vertical | Hardin | 5 | Conventional Hydroelectric | HY |  | S | X | X |  |  | 40 | 0.91 | 43.7 | 38.4 | 30.8 | N |  |  | OP | X | 10 | 1952 | Pre-2000 |  |  | N | Electric Utility | Utility | Other | 1 | X | WAT | Renewable | 40 | 0 | 1 | 0
Operable | 18642 | Tennessee Valley Authority |  | 3415 | Pickwick Landing Dam | TN | Vertical | Hardin | 6 | Conventional Hydroelectric | HY |  | S | X | X |  |  | 40 | 0.91 | 43.2 | 37.9 | 30.8 | N |  |  | OP | X | 12 | 1952 | Pre-2000 |  |  | N | Electric Utility | Utility | Other | 1 | X | WAT | Renewable | 40 | 0 | 1 | 0
Operable | 18642 | Tennessee Valley Authority |  | 3416 | South Holston | TN | Vertical | Sullivan | 1 | Conventional Hydroelectric | HY |  | S | X | X |  |  | 38.5 | 0.9 | 44.4 | 44.4 | 14.6 | N |  |  | OP | X | 2 | 1951 | Pre-2000 |  |  | N | Electric Utility | Utility | Other | 1 | X | WAT | Renewable | 38.5 | 0 | 1 | 0
Operable | 18642 | Tennessee Valley Authority |  | 3417 | Tims Ford | TN | Vertical | Franklin | 1 | Conventional Hydroelectric | HY |  | S | X | X |  |  | 45 | 0.9 | 39.7 | 36.2 | 18.7 | N |  |  | OP | X | 3 | 1972 | Pre-2000 |  |  | N | Electric Utility | Utility | Other | 1 | X | WAT | Renewable | 45 | 0 | 1 | 0
Operable | 18642 | Tennessee Valley Authority |  | 3417 | Tims Ford | TN | Vertical | Franklin | 2 | Conventional Hydroelectric | HY |  | S | X | X |  |  | 0.7 | 0.9 | 0.5 | 0.5 | 0.3 | N |  |  | OP | X | 3 | 1987 | Pre-2000 |  |  | N | Electric Utility | Utility | Other | 1 | X | WAT | Renewable | 0.7 | 0 | 1 | 0
Operable | 18642 | Tennessee Valley Authority |  | 3418 | Watauga | TN | Vertical | Carter | 1 | Conventional Hydroelectric | HY |  | S | X | X |  |  | 28.8 | 0.9 | 37.9 | 37.1 | 20.6 | N |  |  | OP | X | 9 | 1949 | Pre-2000 |  |  | N | Electric Utility | Utility | Other | 1 | X | WAT | Renewable | 28.8 | 0 | 1 | 0
Operable | 18642 | Tennessee Valley Authority |  | 3418 | Watauga | TN | Vertical | Carter | 2 | Conventional Hydroelectric | HY |  | S | X | X |  |  | 28.8 | 0.9 | 29.1 | 28.5 | 15.7 | N |  |  | OP | X | 8 | 1949 | Pre-2000 |  |  | N | Electric Utility | Utility | Other | 1 | X | WAT | Renewable | 28.8 | 0 | 1 | 0
Operable | 18642 | Tennessee Valley Authority |  | 3420 | Watts Bar Hydro | TN | Vertical | Rhea | HY1 | Conventional Hydroelectric | HY |  | S | X | X |  |  | 41 | 0.94 | 39.3 | 36.9 | 16 | N |  |  | OP | X | 7 | 1942 | Pre-2000 |  |  | N | Electric Utility | Utility | Other | 1 | X | WAT | Renewable | 41 | 0 | 1 | 0
Operable | 18642 | Tennessee Valley Authority |  | 3420 | Watts Bar Hydro | TN | Vertical | Rhea | HY2 | Conventional Hydroelectric | HY |  | S | X | X |  |  | 33.4 | 0.94 | 39.3 | 36.9 | 16 | N |  |  | OP | X | 4 | 1942 | Pre-2000 |  |  | N | Electric Utility | Utility | Other | 1 | X | WAT | Renewable | 33.4 | 0 | 1 | 0
Operable | 18642 | Tennessee Valley Authority |  | 3420 | Watts Bar Hydro | TN | Vertical | Rhea | HY3 | Conventional Hydroelectric | HY |  | S | X | X |  |  | 33.4 | 0.94 | 39.3 | 36.9 | 16 | N |  |  | OP | X | 3 | 1942 | Pre-2000 |  |  | N | Electric Utility | Utility | Other | 1 | X | WAT | Renewable | 33.4 | 0 | 1 | 0
Operable | 18642 | Tennessee Valley Authority |  | 3420 | Watts Bar Hydro | TN | Vertical | Rhea | HY4 | Conventional Hydroelectric | HY |  | S | X | X |  |  | 33.4 | 0.94 | 39.2 | 36.7 | 30 | N |  |  | OP | X | 4 | 1944 | Pre-2000 |  |  | N | Electric Utility | Utility | Other | 1 | X | WAT | Renewable | 33.4 | 0 | 1 | 0
Operable | 18642 | Tennessee Valley Authority |  | 3420 | Watts Bar Hydro | TN | Vertical | Rhea | HY5 | Conventional Hydroelectric | HY |  | S | X | X |  |  | 33.4 | 0.94 | 39.3 | 36.9 | 16 | N |  |  | OP | X | 3 | 1944 | Pre-2000 |  |  | N | Electric Utility | Utility | Other | 1 | X | WAT | Renewable | 33.4 | 0 | 1 | 0
Operable | 18642 | Tennessee Valley Authority |  | 3421 | Wilbur | TN | Vertical | Carter | 1 | Conventional Hydroelectric | HY |  | S | X | X |  |  | 1.2 | 0.8 | 1.4 | 1.4 | 1.3 | N |  |  | OP | X | 12 | 1912 | Pre-2000 |  |  | N | Electric Utility | Utility | Other | 1 | X | WAT | Renewable | 1.2 | 0 | 1 | 0
Operable | 18642 | Tennessee Valley Authority |  | 3421 | Wilbur | TN | Vertical | Carter | 2 | Conventional Hydroelectric | HY |  | S | X | X |  |  | 1.2 | 0.8 | 1.4 | 1.4 | 1.3 | N |  |  | OP | X | 12 | 1912 | Pre-2000 |  |  | N | Electric Utility | Utility | Other | 1 | X | WAT | Renewable | 1.2 | 0 | 1 | 0
Operable | 18642 | Tennessee Valley Authority |  | 3421 | Wilbur | TN | Vertical | Carter | 3 | Conventional Hydroelectric | HY |  | S | X | X |  |  | 1.2 | 0.8 | 1.3 | 1.3 | 1.2 | N |  |  | OP | X | 1 | 1926 | Pre-2000 |  |  | N | Electric Utility | Utility | Other | 1 | X | WAT | Renewable | 1.2 | 0 | 1 | 0
Operable | 18642 | Tennessee Valley Authority |  | 3421 | Wilbur | TN | Vertical | Carter | 4 | Conventional Hydroelectric | HY |  | S | X | X |  |  | 7 | 0.9 | 7 | 7 | 1.6 | N |  |  | OP | X | 7 | 1950 | Pre-2000 |  |  | N | Electric Utility | Utility | Other | 1 | X | WAT | Renewable | 7 | 0 | 1 | 0
Operable | 18642 | Tennessee Valley Authority |  | 6150 | Bellefonte | AL | Vertical | Jackson | DG-1 | Petroleum Liquids | IC |  | S | X | X |  |  | 7 | 0.8 | 7 | 7 | 7 | N |  |  | OS | X | 12 | 1998 | Pre-2000 |  |  | N | Electric Utility | Utility | Other | 1 | X | DFO | Non-Renewable | 0 | 7 | 0 | 1
Operable | 18642 | Tennessee Valley Authority |  | 6150 | Bellefonte | AL | Vertical | Jackson | DG-2 | Petroleum Liquids | IC |  | S | X | X |  |  | 7 | 0.8 | 7 | 7 | 7 | N |  |  | OS | X | 12 | 1998 | Pre-2000 |  |  | N | Electric Utility | Utility | Other | 1 | X | DFO | Non-Renewable | 0 | 7 | 0 | 1
Operable | 18642 | Tennessee Valley Authority |  | 6151 | Raccoon Mountain | TN | Vertical | Hamilton | 1 | Hydroelectric Pumped Storage | PS |  | S | X | X |  |  | 428.4 | 0.9 | 404.7 | 404.7 | 40 | N |  |  | OP | X | 1 | 1979 | Pre-2000 |  |  | N | Electric Utility | Utility | Other | 1 | X | WAT | Renewable | 428.4 | 0 | 1 | 0
Operable | 18642 | Tennessee Valley Authority |  | 6151 | Raccoon Mountain | TN | Vertical | Hamilton | 2 | Hydroelectric Pumped Storage | PS |  | S | X | X |  |  | 428.4 | 0.9 | 404.1 | 404.1 | 300 | N |  |  | OP | X | 12 | 1978 | Pre-2000 |  |  | N | Electric Utility | Utility | Other | 1 | X | WAT | Renewable | 428.4 | 0 | 1 | 0
Operable | 18642 | Tennessee Valley Authority |  | 6151 | Raccoon Mountain | TN | Vertical | Hamilton | 3 | Hydroelectric Pumped Storage | PS |  | S | X | X |  |  | 428.4 | 0.9 | 403.5 | 403.5 | 300 | N |  |  | OP | X | 2 | 1979 | Pre-2000 |  |  | N | Electric Utility | Utility | Other | 1 | X | WAT | Renewable | 428.4 | 0 | 1 | 0
Operable | 18642 | Tennessee Valley Authority |  | 6151 | Raccoon Mountain | TN | Vertical | Hamilton | 4 | Hydroelectric Pumped Storage | PS |  | S | X | X |  |  | 428.4 | 0.9 | 404 | 404 | 300 | N |  |  | OP | X | 8 | 1979 | Pre-2000 |  |  | N | Electric Utility | Utility | Other | 1 | X | WAT | Renewable | 428.4 | 0 | 1 | 0
Operable | 18642 | Tennessee Valley Authority |  | 6152 | Sequoyah | TN | Vertical | Hamilton | 1 | Nuclear | ST |  | S | X | X |  |  | 1220.5 | 0.9 | 1152 | 1177.4 | 1152 | N |  |  | OP | X | 7 | 1981 | Pre-2000 |  |  | N | Electric Utility | Utility | Other | 1 | X | NUC | Other | 0 | 0 | 0 | 0
Operable | 18642 | Tennessee Valley Authority |  | 6152 | Sequoyah | TN | Vertical | Hamilton | 2 | Nuclear | ST |  | S | X | X |  |  | 1220.5 | 0.9 | 1125.7 | 1155.1 | 1125.7 | N |  |  | OP | X | 6 | 1982 | Pre-2000 |  |  | N | Electric Utility | Utility | Other | 1 | X | NUC | Other | 0 | 0 | 0 | 0
Operable | 18642 | Tennessee Valley Authority |  | 6440 | Wilson Dam | AL | Vertical | Lauderdale | 1 | Conventional Hydroelectric | HY |  | S | X | X |  |  | 23 | 0.8 | 22 | 21.8 | 21 | N |  |  | OP | X | 9 | 1925 | Pre-2000 |  |  | N | Electric Utility | Utility | Other | 1 | X | WAT | Renewable | 23 | 0 | 1 | 0
Operable | 18642 | Tennessee Valley Authority |  | 6440 | Wilson Dam | AL | Vertical | Lauderdale | 10 | Conventional Hydroelectric | HY |  | S | X | X |  |  | 29.2 | 0.9 | 29.5 | 29.2 | 18 | N |  |  | OP | X | 5 | 1942 | Pre-2000 |  |  | N | Electric Utility | Utility | Other | 1 | X | WAT | Renewable | 29.2 | 0 | 1 | 0
Operable | 18642 | Tennessee Valley Authority |  | 6440 | Wilson Dam | AL | Vertical | Lauderdale | 11 | Conventional Hydroelectric | HY |  | S | X | X |  |  | 29.2 | 0.9 | 29.2 | 29 | 18 | N |  |  | OP | X | 7 | 1942 | Pre-2000 |  |  | N | Electric Utility | Utility | Other | 1 | X | WAT | Renewable | 29.2 | 0 | 1 | 0
Operable | 18642 | Tennessee Valley Authority |  | 6440 | Wilson Dam | AL | Vertical | Lauderdale | 12 | Conventional Hydroelectric | HY |  | S | X | X |  |  | 29.2 | 0.9 | 29.2 | 29 | 22 | N |  |  | OP | X | 8 | 1942 | Pre-2000 |  |  | N | Electric Utility | Utility | Other | 1 | X | WAT | Renewable | 29.2 | 0 | 1 | 0
Operable | 18642 | Tennessee Valley Authority |  | 6440 | Wilson Dam | AL | Vertical | Lauderdale | 13 | Conventional Hydroelectric | HY |  | S | X | X |  |  | 29.2 | 0.9 | 29.4 | 29.1 | 18 | N |  |  | OP | X | 4 | 1943 | Pre-2000 |  |  | N | Electric Utility | Utility | Other | 1 | X | WAT | Renewable | 29.2 | 0 | 1 | 0
Operable | 18642 | Tennessee Valley Authority |  | 6440 | Wilson Dam | AL | Vertical | Lauderdale | 14 | Conventional Hydroelectric | HY |  | S | X | X |  |  | 25.2 | 0.9 | 29.4 | 29.1 | 22 | N |  |  | OP | X | 11 | 1943 | Pre-2000 |  |  | N | Electric Utility | Utility | Other | 1 | X | WAT | Renewable | 25.2 | 0 | 1 | 0
Operable | 18642 | Tennessee Valley Authority |  | 6440 | Wilson Dam | AL | Vertical | Lauderdale | 15 | Conventional Hydroelectric | HY |  | S | X | X |  |  | 29.2 | 0.9 | 29.2 | 29 | 18 | N |  |  | OP | X | 12 | 1949 | Pre-2000 |  |  | N | Electric Utility | Utility | Other | 1 | X | WAT | Renewable | 29.2 | 0 | 1 | 0
Operable | 18642 | Tennessee Valley Authority |  | 6440 | Wilson Dam | AL | Vertical | Lauderdale | 16 | Conventional Hydroelectric | HY |  | S | X | X |  |  | 29.2 | 0.9 | 29.2 | 29 | 18 | N |  |  | OP | X | 1 | 1950 | Pre-2000 |  |  | N | Electric Utility | Utility | Other | 1 | X | WAT | Renewable | 29.2 | 0 | 1 | 0
Operable | 18642 | Tennessee Valley Authority |  | 6440 | Wilson Dam | AL | Vertical | Lauderdale | 17 | Conventional Hydroelectric | HY |  | S | X | X |  |  | 29.2 | 0.9 | 29 | 28.8 | 18 | N |  |  | OP | X | 2 | 1950 | Pre-2000 |  |  | N | Electric Utility | Utility | Other | 1 | X | WAT | Renewable | 29.2 | 0 | 1 | 0
Operable | 18642 | Tennessee Valley Authority |  | 6440 | Wilson Dam | AL | Vertical | Lauderdale | 18 | Conventional Hydroelectric | HY |  | S | X | X |  |  | 25.2 | 0.9 | 29 | 28.7 | 18 | N |  |  | OP | X | 3 | 1950 | Pre-2000 |  |  | N | Electric Utility | Utility | Other | 1 | X | WAT | Renewable | 25.2 | 0 | 1 | 0
Operable | 18642 | Tennessee Valley Authority |  | 6440 | Wilson Dam | AL | Vertical | Lauderdale | 19 | Conventional Hydroelectric | HY |  | S | X | X |  |  | 54 | 0.9 | 55 | 54.9 | 50 | N |  |  | OP | X | 12 | 1961 | Pre-2000 |  |  | N | Electric Utility | Utility | Other | 1 | X | WAT | Renewable | 54 | 0 | 1 | 0
Operable | 18642 | Tennessee Valley Authority |  | 6440 | Wilson Dam | AL | Vertical | Lauderdale | 2 | Conventional Hydroelectric | HY |  | S | X | X |  |  | 23 | 0.8 | 22.3 | 22.1 | 21 | N |  |  | OP | X | 9 | 1925 | Pre-2000 |  |  | N | Electric Utility | Utility | Other | 1 | X | WAT | Renewable | 23 | 0 | 1 | 0
Operable | 18642 | Tennessee Valley Authority |  | 6440 | Wilson Dam | AL | Vertical | Lauderdale | 20 | Conventional Hydroelectric | HY |  | S | X | X |  |  | 54 | 0.9 | 55 | 55 | 50 | N |  |  | OP | X | 1 | 1962 | Pre-2000 |  |  | N | Electric Utility | Utility | Other | 1 | X | WAT | Renewable | 54 | 0 | 1 | 0
Operable | 18642 | Tennessee Valley Authority |  | 6440 | Wilson Dam | AL | Vertical | Lauderdale | 21 | Conventional Hydroelectric | HY |  | S | X | X |  |  | 54 | 0.9 | 55 | 55 | 51.2 | N |  |  | OP | X | 4 | 1962 | Pre-2000 |  |  | N | Electric Utility | Utility | Other | 1 | X | WAT | Renewable | 54 | 0 | 1 | 0
Operable | 18642 | Tennessee Valley Authority |  | 6440 | Wilson Dam | AL | Vertical | Lauderdale | 3 | Conventional Hydroelectric | HY |  | S | X | X |  |  | 23 | 0.8 | 23 | 22.7 | 21 | N |  |  | OP | X | 9 | 1925 | Pre-2000 |  |  | N | Electric Utility | Utility | Other | 1 | X | WAT | Renewable | 23 | 0 | 1 | 0
Operable | 18642 | Tennessee Valley Authority |  | 6440 | Wilson Dam | AL | Vertical | Lauderdale | 4 | Conventional Hydroelectric | HY |  | S | X | X |  |  | 23 | 0.8 | 22 | 21.8 | 21 | N |  |  | OP | X | 9 | 1925 | Pre-2000 |  |  | N | Electric Utility | Utility | Other | 1 | X | WAT | Renewable | 23 | 0 | 1 | 0
Operable | 18642 | Tennessee Valley Authority |  | 6440 | Wilson Dam | AL | Vertical | Lauderdale | 5 | Conventional Hydroelectric | HY |  | S | X | X |  |  | 36 | 0.9 | 30.3 | 30 | 20 | N |  |  | OP | X | 9 | 1925 | Pre-2000 |  |  | N | Electric Utility | Utility | Other | 1 | X | WAT | Renewable | 36 | 0 | 1 | 0
Operable | 18642 | Tennessee Valley Authority |  | 6440 | Wilson Dam | AL | Vertical | Lauderdale | 6 | Conventional Hydroelectric | HY |  | S | X | X |  |  | 30.9 | 0.9 | 30.4 | 30.1 | 20 | N |  |  | OP | X | 9 | 1925 | Pre-2000 |  |  | N | Electric Utility | Utility | Other | 1 | X | WAT | Renewable | 30.9 | 0 | 1 | 0
Operable | 18642 | Tennessee Valley Authority |  | 6440 | Wilson Dam | AL | Vertical | Lauderdale | 7 | Conventional Hydroelectric | HY |  | S | X | X |  |  | 30.9 | 0.9 | 29.1 | 28.8 | 20 | N |  |  | OP | X | 9 | 1925 | Pre-2000 |  |  | N | Electric Utility | Utility | Other | 1 | X | WAT | Renewable | 30.9 | 0 | 1 | 0
Operable | 18642 | Tennessee Valley Authority |  | 6440 | Wilson Dam | AL | Vertical | Lauderdale | 8 | Conventional Hydroelectric | HY |  | S | X | X |  |  | 30.9 | 0.9 | 30.7 | 30.4 | 20 | N |  |  | OP | X | 9 | 1925 | Pre-2000 |  |  | N | Electric Utility | Utility | Other | 1 | X | WAT | Renewable | 30.9 | 0 | 1 | 0
Operable | 18642 | Tennessee Valley Authority |  | 6440 | Wilson Dam | AL | Vertical | Lauderdale | 9 | Conventional Hydroelectric | HY |  | S | X | X |  |  | 29.2 | 0.9 | 29.6 | 29.3 | 18 | N |  |  | OP | X | 3 | 1942 | Pre-2000 |  |  | N | Electric Utility | Utility | Other | 1 | X | WAT | Renewable | 29.2 | 0 | 1 | 0
Operable | 18642 | Tennessee Valley Authority |  | 7719 | Meridian | MS | Vertical | Lauderdale | 1 | Petroleum Liquids | IC |  | S | X | X |  |  | 1.8 | 0.9 | 1.8 | 1.8 | 0 | N |  |  | OP | X | 6 | 1998 | Pre-2000 |  |  | N | Electric Utility | Utility | Other | 1 | X | DFO | Non-Renewable | 0 | 1.8 | 0 | 1
Operable | 18642 | Tennessee Valley Authority |  | 7719 | Meridian | MS | Vertical | Lauderdale | 2 | Petroleum Liquids | IC |  | S | X | X |  |  | 1.8 | 0.9 | 1.8 | 1.8 | 0 | N |  |  | OP | X | 6 | 1998 | Pre-2000 |  |  | N | Electric Utility | Utility | Other | 1 | X | DFO | Non-Renewable | 0 | 1.8 | 0 | 1
Operable | 18642 | Tennessee Valley Authority |  | 7719 | Meridian | MS | Vertical | Lauderdale | 3 | Petroleum Liquids | IC |  | S | X | X |  |  | 1.8 | 0.9 | 1.8 | 1.8 | 0 | N |  |  | OP | X | 6 | 1998 | Pre-2000 |  |  | N | Electric Utility | Utility | Other | 1 | X | DFO | Non-Renewable | 0 | 1.8 | 0 | 1
Operable | 18642 | Tennessee Valley Authority |  | 7719 | Meridian | MS | Vertical | Lauderdale | 4 | Petroleum Liquids | IC |  | S | X | X |  |  | 1.8 | 0.9 | 1.8 | 1.8 | 0 | N |  |  | OP | X | 6 | 1998 | Pre-2000 |  |  | N | Electric Utility | Utility | Other | 1 | X | DFO | Non-Renewable | 0 | 1.8 | 0 | 1
Operable | 18642 | Tennessee Valley Authority |  | 7719 | Meridian | MS | Vertical | Lauderdale | 5 | Petroleum Liquids | IC |  | S | X | X |  |  | 1.8 | 0.9 | 1.8 | 1.8 | 0 | N |  |  | OP | X | 6 | 1998 | Pre-2000 |  |  | N | Electric Utility | Utility | Other | 1 | X | DFO | Non-Renewable | 0 | 1.8 | 0 | 1
Operable | 18642 | Tennessee Valley Authority |  | 7722 | Watts Bar Nuclear Plant | TN | Vertical | Rhea | 1 | Nuclear | ST |  | S | X | X |  |  | 1269.9 | 0.9 | 1123 | 1179 | 1123 | N |  |  | OP | X | 5 | 1996 | Pre-2000 |  |  | N | Electric Utility | Utility | Other | 1 | X | NUC | Other | 0 | 0 | 0 | 0
Operable | 18642 | Tennessee Valley Authority |  | 7722 | Watts Bar Nuclear Plant | TN | Vertical | Rhea | 2 | Nuclear | ST |  | S | X | X |  |  | 1269.9 | 0.9 | 1122 | 1164 | 1122 | N |  |  | OP | X | 6 | 2016 | 2016 |  |  | N | Electric Utility | Utility | Other | 1 | X | NUC | Other | 0 | 0 | 0 | 0
Operable | 18642 | Tennessee Valley Authority |  | 7845 | Lagoon Creek | TN | Vertical | Haywood | CTG1 | Natural Gas Fired Combined Cycle | CT | CC1 | S | X | N |  |  | 173.4 | 0.9 | 160 | 190 | 78.2 | N |  |  | OP | X | 9 | 2010 | 2010 |  |  | N | Electric Utility | Utility | Other | 1 | X | NG | Non-Renewable | 0 | 173.4 | 0 | 1
Operable | 18642 | Tennessee Valley Authority |  | 7845 | Lagoon Creek | TN | Vertical | Haywood | CTG2 | Natural Gas Fired Combined Cycle | CT | CC1 | S | X | N |  |  | 173.4 | 0.9 | 160 | 190 | 78.2 | N |  |  | OP | X | 9 | 2010 | 2010 |  |  | N | Electric Utility | Utility | Other | 1 | X | NG | Non-Renewable | 0 | 173.4 | 0 | 1
Operable | 18642 | Tennessee Valley Authority |  | 7845 | Lagoon Creek | TN | Vertical | Haywood | GT1 | Natural Gas Fired Combustion Turbine | GT |  | S | X | X |  |  | 84.5 | 0.9 | 73.9 | 94.3 | 60 | N |  |  | OP | X | 6 | 2001 | 2001 |  |  | N | Electric Utility | Utility | Other | 1 | X | NG | Non-Renewable | 0 | 84.5 | 0 | 1 | DFO
Operable | 18642 | Tennessee Valley Authority |  | 7845 | Lagoon Creek | TN | Vertical | Haywood | GT10 | Natural Gas Fired Combustion Turbine | GT |  | S | X | X |  |  | 86.2 | 0.9 | 72.7 | 92.8 | 60 | N |  |  | OP | X | 6 | 2002 | 2002 |  |  | N | Electric Utility | Utility | Other | 1 | X | NG | Non-Renewable | 0 | 86.2 | 0 | 1 | DFO
Operable | 18642 | Tennessee Valley Authority |  | 7845 | Lagoon Creek | TN | Vertical | Haywood | GT11 | Natural Gas Fired Combustion Turbine | GT |  | S | X | X |  |  | 86.2 | 0.9 | 72.7 | 92.8 | 60 | N |  |  | OP | X | 6 | 2002 | 2002 |  |  | N | Electric Utility | Utility | Other | 1 | X | NG | Non-Renewable | 0 | 86.2 | 0 | 1 | DFO
Operable | 18642 | Tennessee Valley Authority |  | 7845 | Lagoon Creek | TN | Vertical | Haywood | GT12 | Natural Gas Fired Combustion Turbine | GT |  | S | X | X |  |  | 86.2 | 0.9 | 72.7 | 92.8 | 60 | N |  |  | OP | X | 6 | 2002 | 2002 |  |  | N | Electric Utility | Utility | Other | 1 | X | NG | Non-Renewable | 0 | 86.2 | 0 | 1 | DFO
Operable | 18642 | Tennessee Valley Authority |  | 7845 | Lagoon Creek | TN | Vertical | Haywood | GT2 | Natural Gas Fired Combustion Turbine | GT |  | S | X | X |  |  | 84.5 | 0.9 | 73.9 | 94.3 | 60 | N |  |  | OP | X | 6 | 2001 | 2001 |  |  | N | Electric Utility | Utility | Other | 1 | X | NG | Non-Renewable | 0 | 84.5 | 0 | 1 | DFO
Operable | 18642 | Tennessee Valley Authority |  | 7845 | Lagoon Creek | TN | Vertical | Haywood | GT3 | Natural Gas Fired Combustion Turbine | GT |  | S | X | X |  |  | 84.5 | 0.9 | 73.9 | 94.3 | 60 | N |  |  | OP | X | 6 | 2001 | 2001 |  |  | N | Electric Utility | Utility | Other | 1 | X | NG | Non-Renewable | 0 | 84.5 | 0 | 1 | DFO
Operable | 18642 | Tennessee Valley Authority |  | 7845 | Lagoon Creek | TN | Vertical | Haywood | GT4 | Natural Gas Fired Combustion Turbine | GT |  | S | X | X |  |  | 84.5 | 0.9 | 73.9 | 94.3 | 60 | N |  |  | OP | X | 6 | 2001 | 2001 |  |  | N | Electric Utility | Utility | Other | 1 | X | NG | Non-Renewable | 0 | 84.5 | 0 | 1 | DFO
Operable | 18642 | Tennessee Valley Authority |  | 7845 | Lagoon Creek | TN | Vertical | Haywood | GT5 | Natural Gas Fired Combustion Turbine | GT |  | S | X | X |  |  | 84.5 | 0.9 | 73.9 | 94.3 | 60 | N |  |  | OP | X | 6 | 2001 | 2001 |  |  | N | Electric Utility | Utility | Other | 1 | X | NG | Non-Renewable | 0 | 84.5 | 0 | 1 | DFO
Operable | 18642 | Tennessee Valley Authority |  | 7845 | Lagoon Creek | TN | Vertical | Haywood | GT6 | Natural Gas Fired Combustion Turbine | GT |  | S | X | X |  |  | 84.5 | 0.9 | 73.9 | 94.3 | 60 | N |  |  | OP | X | 6 | 2001 | 2001 |  |  | N | Electric Utility | Utility | Other | 1 | X | NG | Non-Renewable | 0 | 84.5 | 0 | 1 | DFO
Operable | 18642 | Tennessee Valley Authority |  | 7845 | Lagoon Creek | TN | Vertical | Haywood | GT7 | Natural Gas Fired Combustion Turbine | GT |  | S | X | X |  |  | 84.5 | 0.9 | 73.9 | 94.3 | 60 | N |  |  | OP | X | 7 | 2001 | 2001 |  |  | N | Electric Utility | Utility | Other | 1 | X | NG | Non-Renewable | 0 | 84.5 | 0 | 1 | DFO
Operable | 18642 | Tennessee Valley Authority |  | 7845 | Lagoon Creek | TN | Vertical | Haywood | GT8 | Natural Gas Fired Combustion Turbine | GT |  | S | X | X |  |  | 84.5 | 0.9 | 73.9 | 94.3 | 60 | N |  |  | OP | X | 7 | 2001 | 2001 |  |  | N | Electric Utility | Utility | Other | 1 | X | NG | Non-Renewable | 0 | 84.5 | 0 | 1 | DFO
Operable | 18642 | Tennessee Valley Authority |  | 7845 | Lagoon Creek | TN | Vertical | Haywood | GT9 | Natural Gas Fired Combustion Turbine | GT |  | S | X | X |  |  | 86.2 | 0.9 | 72.7 | 92.8 | 60 | N |  |  | OP | X | 6 | 2002 | 2002 |  |  | N | Electric Utility | Utility | Other | 1 | X | NG | Non-Renewable | 0 | 86.2 | 0 | 1 | DFO
Operable | 18642 | Tennessee Valley Authority |  | 7845 | Lagoon Creek | TN | Vertical | Haywood | STG1 | Natural Gas Fired Combined Cycle | CA | CC1 | S | Y | X |  |  | 257.6 | 0.9 | 205 | 235 | 96.8 | N |  |  | OP | X | 9 | 2010 | 2010 |  |  | N | Electric Utility | Utility | Other | 1 | X | NG | Non-Renewable | 0 | 257.6 | 0 | 1
Operable | 18642 | Tennessee Valley Authority |  | 7927 | Buffalo Mountain | TN | Vertical | Anderson | 1 | Onshore Wind Turbine | WT |  | S | X | X |  |  | 0.6 |  | 0.7 | 0.7 | 0 | N |  |  | OP | X | 10 | 2000 | 2000 |  |  | N | Electric Utility | Utility | Other | 1 | X | WND | Renewable | 0.6 | 0 | 1 | 0
Operable | 18642 | Tennessee Valley Authority |  | 7927 | Buffalo Mountain | TN | Vertical | Anderson | 2 | Onshore Wind Turbine | WT |  | S | X | X |  |  | 0.6 |  | 0.7 | 0.7 | 0 | N |  |  | OP | X | 10 | 2000 | 2000 |  |  | N | Electric Utility | Utility | Other | 1 | X | WND | Renewable | 0.6 | 0 | 1 | 0
Operable | 18642 | Tennessee Valley Authority |  | 7927 | Buffalo Mountain | TN | Vertical | Anderson | 3 | Onshore Wind Turbine | WT |  | S | X | X |  |  | 0.6 |  | 0.7 | 0.7 | 0 | N |  |  | OP | X | 10 | 2000 | 2000 |  |  | N | Electric Utility | Utility | Other | 1 | X | WND | Renewable | 0.6 | 0 | 1 | 0
Operable | 18642 | Tennessee Valley Authority |  | 7960 | Kemper County | MS | Vertical | Kemper | GT1 | Natural Gas Fired Combustion Turbine | GT |  | S | X | X |  |  | 93 | 0.9 | 73.3 | 93.6 | 60 | N |  |  | OP | X | 7 | 2002 | 2002 |  |  | N | Electric Utility | Utility | Other | 1 | X | NG | Non-Renewable | 0 | 93 | 0 | 1 | DFO
Operable | 18642 | Tennessee Valley Authority |  | 7960 | Kemper County | MS | Vertical | Kemper | GT2 | Natural Gas Fired Combustion Turbine | GT |  | S | X | X |  |  | 93 | 0.9 | 73.3 | 93.6 | 60 | N |  |  | OP | X | 7 | 2002 | 2002 |  |  | N | Electric Utility | Utility | Other | 1 | X | NG | Non-Renewable | 0 | 93 | 0 | 1 | DFO
Operable | 18642 | Tennessee Valley Authority |  | 7960 | Kemper County | MS | Vertical | Kemper | GT3 | Natural Gas Fired Combustion Turbine | GT |  | S | X | X |  |  | 93 | 0.9 | 73.3 | 93.6 | 60 | N |  |  | OP | X | 7 | 2002 | 2002 |  |  | N | Electric Utility | Utility | Other | 1 | X | NG | Non-Renewable | 0 | 93 | 0 | 1 | DFO
Operable | 18642 | Tennessee Valley Authority |  | 7960 | Kemper County | MS | Vertical | Kemper | GT4 | Natural Gas Fired Combustion Turbine | GT |  | S | X | X |  |  | 93 | 0.9 | 73.3 | 93.6 | 60 | N |  |  | OP | X | 7 | 2002 | 2002 |  |  | N | Electric Utility | Utility | Other | 1 | X | NG | Non-Renewable | 0 | 93 | 0 | 1 | DFO
Operable | 18642 | Tennessee Valley Authority |  | 55081 | Brownsville Peaking Power | TN | Vertical | Haywood | 1 | Natural Gas Fired Combustion Turbine | GT |  | S | X | X |  |  | 112 | 0.9 | 110 | 124 | 75 | N |  |  | OP | X | 6 | 1999 | Pre-2000 |  |  | N | Electric Utility | Utility | Other | 1 | X | NG | Non-Renewable | 0 | 112 | 0 | 1
Operable | 18642 | Tennessee Valley Authority |  | 55081 | Brownsville Peaking Power | TN | Vertical | Haywood | 2 | Natural Gas Fired Combustion Turbine | GT |  | S | X | X |  |  | 112 | 0.9 | 110 | 124 | 75 | N |  |  | OP | X | 6 | 1999 | Pre-2000 |  |  | N | Electric Utility | Utility | Other | 1 | X | NG | Non-Renewable | 0 | 112 | 0 | 1
Operable | 18642 | Tennessee Valley Authority |  | 55081 | Brownsville Peaking Power | TN | Vertical | Haywood | 3 | Natural Gas Fired Combustion Turbine | GT |  | S | X | X |  |  | 118 | 0.9 | 118 | 132 | 84 | N |  |  | OP | X | 6 | 1999 | Pre-2000 |  |  | N | Electric Utility | Utility | Other | 1 | X | NG | Non-Renewable | 0 | 118 | 0 | 1
Operable | 18642 | Tennessee Valley Authority |  | 55081 | Brownsville Peaking Power | TN | Vertical | Haywood | 4 | Natural Gas Fired Combustion Turbine | GT |  | S | X | X |  |  | 118 | 0.9 | 118 | 132 | 84 | N |  |  | OP | X | 6 | 1999 | Pre-2000 |  |  | N | Electric Utility | Utility | Other | 1 | X | NG | Non-Renewable | 0 | 118 | 0 | 1
Operable | 18642 | Tennessee Valley Authority |  | 55197 | Caledonia | MS | Vertical | Lowndes | CTG1 | Natural Gas Fired Combined Cycle | CT | CCC1 | W | X | N |  |  | 161 | 0.9 | 157 | 187 | 131.3 | N |  |  | OP | X | 6 | 2003 | 2003 |  |  | N | Electric Utility | Utility | Other | 1 | X | NG | Non-Renewable | 0 | 161 | 0 | 1
Operable | 18642 | Tennessee Valley Authority |  | 55197 | Caledonia | MS | Vertical | Lowndes | CTG2 | Natural Gas Fired Combined Cycle | CT | CCC2 | W | X | N |  |  | 161 | 0.9 | 157 | 187 | 131.3 | N |  |  | OP | X | 6 | 2003 | 2003 |  |  | N | Electric Utility | Utility | Other | 1 | X | NG | Non-Renewable | 0 | 161 | 0 | 1
Operable | 18642 | Tennessee Valley Authority |  | 55197 | Caledonia | MS | Vertical | Lowndes | CTG3 | Natural Gas Fired Combined Cycle | CT | CCC3 | W | X | N |  |  | 161 | 0.9 | 157 | 187 | 131.3 | N |  |  | OP | X | 6 | 2003 | 2003 |  |  | N | Electric Utility | Utility | Other | 1 | X | NG | Non-Renewable | 0 | 161 | 0 | 1
Operable | 18642 | Tennessee Valley Authority |  | 55197 | Caledonia | MS | Vertical | Lowndes | STG1 | Natural Gas Fired Combined Cycle | CA | CCC1 | W | Y | X |  |  | 106 | 0.9 | 98 | 105 | 73.7 | N |  |  | OP | X | 6 | 2003 | 2003 |  |  | N | Electric Utility | Utility | Other | 1 | X | NG | Non-Renewable | 0 | 106 | 0 | 1
Operable | 18642 | Tennessee Valley Authority |  | 55197 | Caledonia | MS | Vertical | Lowndes | STG2 | Natural Gas Fired Combined Cycle | CA | CCC2 | W | Y | X |  |  | 106 | 0.9 | 98 | 105 | 73.7 | N |  |  | OP | X | 6 | 2003 | 2003 |  |  | N | Electric Utility | Utility | Other | 1 | X | NG | Non-Renewable | 0 | 106 | 0 | 1
Operable | 18642 | Tennessee Valley Authority |  | 55197 | Caledonia | MS | Vertical | Lowndes | STG3 | Natural Gas Fired Combined Cycle | CA | CCC3 | W | Y | X |  |  | 106 | 0.9 | 98 | 105 | 73.7 | N |  |  | OP | X | 6 | 2003 | 2003 |  |  | N | Electric Utility | Utility | Other | 1 | X | NG | Non-Renewable | 0 | 106 | 0 | 1
Operable | 18642 | Tennessee Valley Authority |  | 55232 | Marshall Energy Facility | KY | Vertical | Marshall | CT1 | Natural Gas Fired Combustion Turbine | GT |  | S | X | X |  |  | 86 | 0.9 | 72.7 | 92.8 | 45 | N |  |  | OP | X | 6 | 2002 | 2002 |  |  | N | Electric Utility | Utility | Other | 1 | X | NG | Non-Renewable | 0 | 86 | 0 | 1 | DFO
Operable | 18642 | Tennessee Valley Authority |  | 55232 | Marshall Energy Facility | KY | Vertical | Marshall | CT2 | Natural Gas Fired Combustion Turbine | GT |  | S | X | X |  |  | 86 | 0.9 | 72.7 | 92.8 | 45 | N |  |  | OP | X | 6 | 2002 | 2002 |  |  | N | Electric Utility | Utility | Other | 1 | X | NG | Non-Renewable | 0 | 86 | 0 | 1 | DFO
Operable | 18642 | Tennessee Valley Authority |  | 55232 | Marshall Energy Facility | KY | Vertical | Marshall | CT3 | Natural Gas Fired Combustion Turbine | GT |  | S | X | X |  |  | 86 | 0.9 | 72.7 | 92.8 | 45 | N |  |  | OP | X | 6 | 2002 | 2002 |  |  | N | Electric Utility | Utility | Other | 1 | X | NG | Non-Renewable | 0 | 86 | 0 | 1 | DFO
Operable | 18642 | Tennessee Valley Authority |  | 55232 | Marshall Energy Facility | KY | Vertical | Marshall | CT4 | Natural Gas Fired Combustion Turbine | GT |  | S | X | X |  |  | 86 | 0.9 | 72.7 | 92.8 | 45 | N |  |  | SB | N | 6 | 2002 | 2002 |  |  | N | Electric Utility | Utility | Other | 1 | X | NG | Non-Renewable | 0 | 86 | 0 | 1 | DFO
Operable | 18642 | Tennessee Valley Authority |  | 55232 | Marshall Energy Facility | KY | Vertical | Marshall | CT5 | Natural Gas Fired Combustion Turbine | GT |  | S | X | X |  |  | 86 | 0.9 | 72.7 | 92.8 | 45 | N |  |  | SB | N | 6 | 2002 | 2002 |  |  | N | Electric Utility | Utility | Other | 1 | X | NG | Non-Renewable | 0 | 86 | 0 | 1 | DFO
Operable | 18642 | Tennessee Valley Authority |  | 55232 | Marshall Energy Facility | KY | Vertical | Marshall | CT6 | Natural Gas Fired Combustion Turbine | GT |  | S | X | X |  |  | 86 | 0.9 | 72.7 | 92.8 | 45 | N |  |  | SB | N | 8 | 2002 | 2002 |  |  | N | Electric Utility | Utility | Other | 1 | X | NG | Non-Renewable | 0 | 86 | 0 | 1 | DFO
Operable | 18642 | Tennessee Valley Authority |  | 55232 | Marshall Energy Facility | KY | Vertical | Marshall | CT7 | Natural Gas Fired Combustion Turbine | GT |  | S | X | X |  |  | 86 | 0.9 | 72.7 | 92.8 | 45 | N |  |  | SB | N | 8 | 2002 | 2002 |  |  | N | Electric Utility | Utility | Other | 1 | X | NG | Non-Renewable | 0 | 86 | 0 | 1 | DFO
Operable | 18642 | Tennessee Valley Authority |  | 55232 | Marshall Energy Facility | KY | Vertical | Marshall | CT8 | Natural Gas Fired Combustion Turbine | GT |  | S | X | X |  |  | 86 | 0.9 | 72.7 | 92.8 | 45 | N |  |  | SB | N | 8 | 2002 | 2002 |  |  | N | Electric Utility | Utility | Other | 1 | X | NG | Non-Renewable | 0 | 86 | 0 | 1 | DFO
Operable | 18642 | Tennessee Valley Authority |  | 55251 | Gleason Generating Facility | TN | Vertical | Weakley | CTG1 | Natural Gas Fired Combustion Turbine | GT |  | S | X | X |  |  | 185.4 | 0.9 | 120 | 120 | 70 | N |  |  | OP | X | 6 | 2000 | 2000 |  |  | N | Electric Utility | Utility | Other | 1 | X | NG | Non-Renewable | 0 | 185.4 | 0 | 1
Operable | 18642 | Tennessee Valley Authority |  | 55251 | Gleason Generating Facility | TN | Vertical | Weakley | CTG2 | Natural Gas Fired Combustion Turbine | GT |  | S | X | X |  |  | 191.2 | 0.9 | 100 | 100 | 70 | N |  |  | OP | X | 6 | 2000 | 2000 |  |  | N | Electric Utility | Utility | Other | 1 | X | NG | Non-Renewable | 0 | 191.2 | 0 | 1
Operable | 18642 | Tennessee Valley Authority |  | 55251 | Gleason Generating Facility | TN | Vertical | Weakley | CTG3 | Natural Gas Fired Combustion Turbine | GT |  | S | X | X |  |  | 191.2 | 0.9 | 140 | 140 | 70 | N |  |  | OP | X | 6 | 2000 | 2000 |  |  | N | Electric Utility | Utility | Other | 1 | X | NG | Non-Renewable | 0 | 191.2 | 0 | 1
Operable | 18642 | Tennessee Valley Authority |  | 55269 | TVA Southaven Combined Cycle | MS | Vertical | Desoto | CTG1 | Natural Gas Fired Combined Cycle | CT | SCC1 | S | X | N |  |  | 179.3 | 0.9 | 157 | 187 | 129.1 | N |  |  | OP | X | 5 | 2003 | 2003 |  |  | N | Electric Utility | Utility | Other | 1 | X | NG | Non-Renewable | 0 | 179.3 | 0 | 1
Operable | 18642 | Tennessee Valley Authority |  | 55269 | TVA Southaven Combined Cycle | MS | Vertical | Desoto | CTG2 | Natural Gas Fired Combined Cycle | CT | SCC2 | S | X | N |  |  | 179.3 | 0.9 | 157 | 187 | 129.1 | N |  |  | OP | X | 5 | 2003 | 2003 |  |  | N | Electric Utility | Utility | Other | 1 | X | NG | Non-Renewable | 0 | 179.3 | 0 | 1
Operable | 18642 | Tennessee Valley Authority |  | 55269 | TVA Southaven Combined Cycle | MS | Vertical | Desoto | CTG3 | Natural Gas Fired Combined Cycle | CT | SCC3 | S | X | N |  |  | 179.3 | 0.9 | 157 | 187 | 129.1 | N |  |  | OP | X | 5 | 2003 | 2003 |  |  | N | Electric Utility | Utility | Other | 1 | X | NG | Non-Renewable | 0 | 179.3 | 0 | 1
Operable | 18642 | Tennessee Valley Authority |  | 55269 | TVA Southaven Combined Cycle | MS | Vertical | Desoto | STG1 | Natural Gas Fired Combined Cycle | CA | SCC1 | S | Y | X |  |  | 122 | 0.9 | 103 | 110 | 75.9 | N |  |  | OP | X | 5 | 2003 | 2003 |  |  | N | Electric Utility | Utility | Other | 1 | X | NG | Non-Renewable | 0 | 122 | 0 | 1
Operable | 18642 | Tennessee Valley Authority |  | 55269 | TVA Southaven Combined Cycle | MS | Vertical | Desoto | STG2 | Natural Gas Fired Combined Cycle | CA | SCC2 | S | Y | X |  |  | 122 | 0.9 | 103 | 110 | 75.9 | N |  |  | OP | X | 5 | 2003 | 2003 |  |  | N | Electric Utility | Utility | Other | 1 | X | NG | Non-Renewable | 0 | 122 | 0 | 1
Operable | 18642 | Tennessee Valley Authority |  | 55269 | TVA Southaven Combined Cycle | MS | Vertical | Desoto | STG3 | Natural Gas Fired Combined Cycle | CA | SCC3 | J | Y | X |  |  | 122 | 0.9 | 103 | 110 | 75.9 | N |  |  | OP | X | 5 | 2003 | 2003 |  |  | N | Electric Utility | Utility | Other | 1 | X | NG | Non-Renewable | 0 | 122 | 0 | 1
Operable | 18642 | Tennessee Valley Authority |  | 55451 | Magnolia Power Plant | MS | Vertical | Benton | CTG1 | Natural Gas Fired Combined Cycle | CT | MCC1 | S | X | N |  |  | 178.5 | 0.9 | 156 | 183 | 82.4 | N |  |  | OP | X | 8 | 2003 | 2003 |  |  | N | Electric Utility | Utility | Other | 1 | X | NG | Non-Renewable | 0 | 178.5 | 0 | 1
Operable | 18642 | Tennessee Valley Authority |  | 55451 | Magnolia Power Plant | MS | Vertical | Benton | CTG2 | Natural Gas Fired Combined Cycle | CT | MCC2 | S | X | N |  |  | 178.5 | 0.9 | 156 | 183 | 82.4 | N |  |  | OP | X | 8 | 2003 | 2003 |  |  | N | Electric Utility | Utility | Other | 1 | X | NG | Non-Renewable | 0 | 178.5 | 0 | 1
Operable | 18642 | Tennessee Valley Authority |  | 55451 | Magnolia Power Plant | MS | Vertical | Benton | CTG3 | Natural Gas Fired Combined Cycle | CT | MCC3 | S | X | N |  |  | 178.5 | 0.9 | 156 | 183 | 82.4 | N |  |  | OP | X | 8 | 2003 | 2003 |  |  | N | Electric Utility | Utility | Other | 1 | X | NG | Non-Renewable | 0 | 178.5 | 0 | 1
Operable | 18642 | Tennessee Valley Authority |  | 55451 | Magnolia Power Plant | MS | Vertical | Benton | STG1 | Natural Gas Fired Combined Cycle | CA | MCC1 | S | Y | X |  |  | 156 | 0.9 | 150 | 150 | 67.6 | N |  |  | OP | X | 8 | 2003 | 2003 |  |  | N | Electric Utility | Utility | Other | 1 | X | NG | Non-Renewable | 0 | 156 | 0 | 1
Operable | 18642 | Tennessee Valley Authority |  | 55451 | Magnolia Power Plant | MS | Vertical | Benton | STG2 | Natural Gas Fired Combined Cycle | CA | MCC2 | S | Y | X |  |  | 156 | 0.9 | 150 | 150 | 67.6 | N |  |  | OP | X | 8 | 2003 | 2003 |  |  | N | Electric Utility | Utility | Other | 1 | X | NG | Non-Renewable | 0 | 156 | 0 | 1
Operable | 18642 | Tennessee Valley Authority |  | 55451 | Magnolia Power Plant | MS | Vertical | Benton | STG3 | Natural Gas Fired Combined Cycle | CA | MCC3 | S | Y | X |  |  | 156 | 0.9 | 150 | 150 | 67.6 | N |  |  | OP | X | 8 | 2003 | 2003 |  |  | N | Electric Utility | Utility | Other | 1 | X | NG | Non-Renewable | 0 | 156 | 0 | 1
Operable | 18642 | Tennessee Valley Authority |  | 55694 | Quantum Choctaw Power LLC | MS | Vertical | Choctaw | CT1 | Natural Gas Fired Combined Cycle | CT | CC1 | S | X | N |  |  | 270 | 1 | 220 | 240 | 0.9 | N |  |  | OP | X | 6 | 2006 | 2006 |  |  | N | Electric Utility | Utility | Other | 1 | X | NG | Non-Renewable | 0 | 270 | 0 | 1
Operable | 18642 | Tennessee Valley Authority |  | 55694 | Quantum Choctaw Power LLC | MS | Vertical | Choctaw | CT2 | Natural Gas Fired Combined Cycle | CT | CC1 | S | X | N |  |  | 270 | 1 | 220 | 240 | 0.9 | N |  |  | OP | X | 11 | 2006 | 2006 |  |  | N | Electric Utility | Utility | Other | 1 | X | NG | Non-Renewable | 0 | 270 | 0 | 1
Operable | 18642 | Tennessee Valley Authority |  | 55694 | Quantum Choctaw Power LLC | MS | Vertical | Choctaw | ST1 | Natural Gas Fired Combined Cycle | CA | CC1 | S | Y | X |  |  | 310.5 | 1 | 270 | 285 | 0.9 | N |  |  | OP | X | 7 | 2006 | 2006 |  |  | N | Electric Utility | Utility | Other | 1 | X | NG | Non-Renewable | 0 | 310.5 | 0 | 1
Operable | 64287 | Terra-Gen Operating Co-BESS |  | 64712 | Sanborn BESS 1 | CA | Vertical | Kern | ESSB1 | Batteries | BA |  | S | X | X |  |  | 100 |  | 100 | 100 | 0.5 | N |  |  | OP | X | 9 | 2021 | 2021 |  |  | N | IPP Non-CHP | IPP | IPP | 2 | X | MWH | Other | 0 | 0 | 0 | 0
Operable | 64287 | Terra-Gen Operating Co-BESS |  | 64713 | Sanborn BESS 2 | CA | Vertical | Kern | ESSB2 | Batteries | BA |  | S | X | X |  |  | 100 |  | 100 | 100 | 0.5 | N |  |  | OP | X | 11 | 2021 | 2021 |  |  | N | IPP Non-CHP | IPP | IPP | 2 | X | MWH | Other | 0 | 0 | 0 | 0
Operable | 64287 | Terra-Gen Operating Co-BESS |  | 65672 | Sanborn BESS 3 | CA | Vertical | Kern | BESS | Batteries | BA |  | W | X | X |  |  | 169 |  | 169 | 169 | 0.5 | N |  |  | OP | X | 10 | 2023 | 2023 |  |  | N | IPP Non-CHP | IPP | IPP | 2 | X | MWH | Other | 0 | 0 | 0 | 0
Operable | 64287 | Terra-Gen Operating Co-BESS |  | 65673 | Sanborn BESS 4 | CA | Vertical | Kern | BESS | Batteries | BA |  | W | X | X |  |  | 47 | 0.95 | 47 | 47 | 0.5 | N |  |  | OP | X | 11 | 2023 | 2023 |  |  | N | IPP Non-CHP | IPP | IPP | 2 | X | MWH | Other | 0 | 0 | 0 | 0
Operable | 65552 | Terra-Gen Operating Co-BESS 2 |  | 65933 | Sagebrush ESS | CA | Vertical | Kern | 1 | Batteries | BA |  | S | X | X |  |  | 80 |  | 80 | 80 |  | N |  |  | OP | X | 5 | 2023 | 2023 |  |  | N | IPP Non-CHP | IPP | IPP | 2 | X | MWH | Other | 0 | 0 | 0 | 0
Operable | 65552 | Terra-Gen Operating Co-BESS 2 |  | 66500 | Valley Center 85 | CA | Vertical | San Diego | VC85 | Batteries | BA |  | S | X | X |  |  | 85 | 1 | 85 | 85 | 1 | N |  |  | OP | X | 12 | 2021 | 2021 |  |  | N | IPP Non-CHP | IPP | IPP | 2 | X | MWH | Other | 0 | 0 | 0 | 0
Operable | 65552 | Terra-Gen Operating Co-BESS 2 |  | 66502 | Valley Center 54 | CA | Vertical | San Diego | VC54 | Batteries | BA |  | S | X | X |  |  | 54 | 1 | 54 | 54 | 1 | N |  |  | OP | X | 11 | 2021 | 2021 |  |  | N | IPP Non-CHP | IPP | IPP | 2 | X | MWH | Other | 0 | 0 | 0 | 0
Operable | 65552 | Terra-Gen Operating Co-BESS 2 |  | 67093 | Mojave 16/17/18 BESS | CA | Vertical | Kern | GEN 1 | Batteries | BA |  | S | X | X |  |  | 77 |  | 70.6 | 70.6 | 3.5 | N |  |  | OP | X | 8 | 2020 | 2020 |  |  | N | IPP Non-CHP | IPP | IPP | 2 | X | MWH | Other | 0 | 0 | 0 | 0
Operable | 64366 | Terra-Gen Operating Co-Hybrid |  | 64877 | Edwards Sanborn E3 | CA | Vertical | Kern | BESS | Batteries | BA |  | W | X | X | PHSP15 | PHSP15 | 11 |  | 11 | 11 |  | N |  |  | OP | X | 12 | 2021 | 2021 |  |  | N | IPP Non-CHP | IPP | IPP | 2 | X | MWH | Other | 0 | 0 | 0 | 0
Operable | 64366 | Terra-Gen Operating Co-Hybrid |  | 64877 | Edwards Sanborn E3 | CA | Vertical | Kern | PV | Solar Photovoltaic | PV |  | W | X | X | PHSP15 | PHSP15 | 27.1 |  | 27.1 | 27.1 |  | N |  |  | OP | X | 12 | 2021 | 2021 |  |  | N | IPP Non-CHP | IPP | IPP | 2 | X | SUN | Renewable | 27.1 | 0 | 1 | 0
Operable | 64366 | Terra-Gen Operating Co-Hybrid |  | 64878 | Edwards Sanborn E1A | CA | Vertical | Kern | BESS | Batteries | BA |  | S | X | X | PHSP15 | PHSP15 | 144 |  | 144 | 144 |  | N |  |  | OP | X | 8 | 2022 | 2022 |  |  | N | IPP Non-CHP | IPP | IPP | 2 | X | MWH | Other | 0 | 0 | 0 | 0
Operable | 64366 | Terra-Gen Operating Co-Hybrid |  | 64878 | Edwards Sanborn E1A | CA | Vertical | Kern | PV | Solar Photovoltaic | PV |  | S | X | X | PHSP15 | PHSP15 | 149.3 |  | 149.3 | 149.3 |  | N |  |  | OP | X | 8 | 2022 | 2022 |  |  | N | IPP Non-CHP | IPP | IPP | 2 | X | SUN | Renewable | 149.3 | 0 | 1 | 0
Operable | 64366 | Terra-Gen Operating Co-Hybrid |  | 64879 | Edwards Sanborn E2 | CA | Vertical | Kern | BESS | Batteries | BA |  | S | X | X | PHSP15 | PHSP15 | 120 |  | 120 | 120 |  | N |  |  | OP | X | 4 | 2022 | 2022 |  |  | N | IPP Non-CHP | IPP | IPP | 2 | X | MWH | Other | 0 | 0 | 0 | 0
Operable | 64366 | Terra-Gen Operating Co-Hybrid |  | 64879 | Edwards Sanborn E2 | CA | Vertical | Kern | PV | Solar Photovoltaic | PV |  | S | X | X | PHSP15 | PHSP15 | 137.8 |  | 137.8 | 137.8 |  | N |  |  | OP | X | 12 | 2021 | 2021 |  |  | N | IPP Non-CHP | IPP | IPP | 2 | X | SUN | Renewable | 137.8 | 0 | 1 | 0
Operable | 64366 | Terra-Gen Operating Co-Hybrid |  | 64928 | Edwards Sanborn S3 | CA | Vertical | Kern | BESS | Batteries | BA |  | W | X | X | PHSP15 | PHSP15 | 33 |  | 33 | 33 |  | N |  |  | OP | X | 7 | 2022 | 2022 |  |  | N | IPP Non-CHP | IPP | IPP | 2 | X | MWH | Other | 0 | 0 | 0 | 0
Operable | 64366 | Terra-Gen Operating Co-Hybrid |  | 64928 | Edwards Sanborn S3 | CA | Vertical | Kern | PV | Solar Photovoltaic | PV |  | W | X | X | PHSP15 | PHSP15 | 37.7 |  | 37.7 | 37.7 |  | N |  |  | OP | X | 3 | 2022 | 2022 |  |  | N | IPP Non-CHP | IPP | IPP | 2 | X | SUN | Renewable | 37.7 | 0 | 1 | 0
Operable | 64366 | Terra-Gen Operating Co-Hybrid |  | 64929 | Edwards Sanborn S1 | CA | Vertical | Kern | BESS | Batteries | BA |  | W | X | X | PHSP15 | PHSP15 | 40 |  | 40 | 40 |  | N |  |  | OP | X | 7 | 2022 | 2022 |  |  | N | IPP Non-CHP | IPP | IPP | 2 | X | MWH | Other | 0 | 0 | 0 | 0
Operable | 64366 | Terra-Gen Operating Co-Hybrid |  | 64929 | Edwards Sanborn S1 | CA | Vertical | Kern | PV | Solar Photovoltaic | PV |  | W | X | X | PHSP15 | PHSP15 | 44.6 |  | 44.6 | 44.6 |  | N |  |  | OP | X | 3 | 2022 | 2022 |  |  | N | IPP Non-CHP | IPP | IPP | 2 | X | SUN | Renewable | 44.6 | 0 | 1 | 0
Operable | 64366 | Terra-Gen Operating Co-Hybrid |  | 65674 | Edwards Sanborn E1B | CA | Vertical | Kern | BESS | Batteries | BA |  | W | X | X |  |  | 136 |  | 136 | 136 |  | N |  |  | OP | X | 11 | 2023 | 2023 |  |  | N | IPP Non-CHP | IPP | IPP | 2 | X | MWH | Other | 0 | 0 | 0 | 0
Operable | 64366 | Terra-Gen Operating Co-Hybrid |  | 65674 | Edwards Sanborn E1B | CA | Vertical | Kern | PV | Solar Photovoltaic | PV |  | W | X | X |  |  | 154.4 |  | 154.4 | 154.4 |  | N |  |  | OP | X | 11 | 2022 | 2022 |  |  | N | IPP Non-CHP | IPP | IPP | 2 | X | SUN | Renewable | 154.4 | 0 | 1 | 0
Operable | 64366 | Terra-Gen Operating Co-Hybrid |  | 65675 | Edwards Sanborn E4 | CA | Vertical | Kern | BESS | Batteries | BA |  | W | X | X |  |  | 100 |  | 100 | 100 |  | N |  |  | OP | X | 11 | 2023 | 2023 |  |  | N | IPP Non-CHP | IPP | IPP | 2 | X | MWH | Other | 0 | 0 | 0 | 0
Operable | 64366 | Terra-Gen Operating Co-Hybrid |  | 65675 | Edwards Sanborn E4 | CA | Vertical | Kern | PV | Solar Photovoltaic | PV |  | W | X | X |  |  | 148.9 |  | 148.9 | 148.9 |  | N |  |  | OP | X | 12 | 2022 | 2022 |  |  | N | IPP Non-CHP | IPP | IPP | 2 | X | SUN | Renewable | 148.9 | 0 | 1 | 0
Operable | 64366 | Terra-Gen Operating Co-Hybrid |  | 65676 | Edwards Sanborn E5 | CA | Vertical | Kern | BESS | Batteries | BA |  | W | X | X |  |  | 47 |  | 47 | 47 |  | N |  |  | OP | X | 11 | 2023 | 2023 |  |  | N | IPP Non-CHP | IPP | IPP | 2 | X | MWH | Other | 0 | 0 | 0 | 0
Operable | 64366 | Terra-Gen Operating Co-Hybrid |  | 65676 | Edwards Sanborn E5 | CA | Vertical | Kern | PV | Solar Photovoltaic | PV |  | W | X | X |  |  | 68 |  | 68 | 68 |  | N |  |  | OP | X | 12 | 2022 | 2022 |  |  | N | IPP Non-CHP | IPP | IPP | 2 | X | SUN | Renewable | 68 | 0 | 1 | 0
Operable | 64366 | Terra-Gen Operating Co-Hybrid |  | 65677 | Edwards Sanborn S4 | CA | Vertical | Kern | BESS | Batteries | BA |  | W | X | X |  |  | 18.8 |  | 18.8 | 18.8 |  | N |  |  | OP | X | 7 | 2023 | 2023 |  |  | N | IPP Non-CHP | IPP | IPP | 2 | X | MWH | Other | 0 | 0 | 0 | 0
Operable | 64366 | Terra-Gen Operating Co-Hybrid |  | 65677 | Edwards Sanborn S4 | CA | Vertical | Kern | PV | Solar Photovoltaic | PV |  | W | X | X |  |  | 41.2 |  | 41.2 | 41.2 |  | N |  |  | OP | X | 11 | 2022 | 2022 |  |  | N | IPP Non-CHP | IPP | IPP | 2 | X | SUN | Renewable | 41.2 | 0 | 1 | 0
Operable | 61950 | Terra-Gen Operating Co-Solar |  | 10444 | Lockhart Solar PV, LLC | CA | Vertical | San Bernardino | LOC1 | Solar Photovoltaic | PV |  | S | X | X |  |  | 100.4 |  | 85 | 85 |  | N |  |  | OP | X | 7 | 2023 | 2023 |  |  | N | IPP Non-CHP | IPP | IPP | 2 | X | SUN | Renewable | 100.4 | 0 | 1 | 0
Operable | 61950 | Terra-Gen Operating Co-Solar |  | 10446 | SEGS IX | CA | Vertical | San Bernardino | GEN1 | Solar Thermal without Energy Storage | ST |  | S | X | X |  |  | 92 | 0.85 | 88 | 64 | 7 | N |  |  | OP | X | 9 | 1990 | Pre-2000 | 10 | 2024 | N | IPP Non-CHP | IPP | IPP | 2 | X | SUN | Renewable | 92 | 0 | 1 | 0 | NG
Operable | 61950 | Terra-Gen Operating Co-Solar |  | 66699 | Lockhart Solar PV II | CA | Vertical | San Bernardino | LOC2 | Solar Photovoltaic | PV |  | S | X | X |  |  | 84.4 |  | 75 | 75 |  | N |  |  | OP | X | 7 | 2023 | 2023 |  |  | N | IPP Non-CHP | IPP | IPP | 2 | X | SUN | Renewable | 84.4 | 0 | 1 | 0
Operable | 2770 | Terra-Gen Operating Co-Wind |  | 10586 | Cameron Ridge LLC | CA | Vertical | Kern | EXIS | Onshore Wind Turbine | WT |  | W | X | X |  |  | 59.6 |  | 59.6 | 59.6 | 0 | N |  |  | OP | X | 12 | 1984 | Pre-2000 |  |  | N | IPP Non-CHP | IPP | IPP | 2 | X | WND | Renewable | 59.6 | 0 | 1 | 0
Operable | 2770 | Terra-Gen Operating Co-Wind |  | 10597 | Ridgetop Energy LLC | CA | Vertical | Kern | WGN1 | Onshore Wind Turbine | WT |  | W | X | X |  |  | 29 |  | 29 | 29 | 0 | N |  |  | OP | X | 1 | 1984 | Pre-2000 |  |  | N | IPP Non-CHP | IPP | IPP | 2 | X | WND | Renewable | 29 | 0 | 1 | 0
Operable | 2770 | Terra-Gen Operating Co-Wind |  | 50533 | Painted Hills Wind Park | CA | Vertical | Riverside | PHW | Onshore Wind Turbine | WT |  | S | X | X |  |  | 46.8 |  | 46.8 | 46.8 | 0 | N |  |  | OP | X | 4 | 2021 | 2021 |  |  | N | IPP Non-CHP | IPP | IPP | 2 | X | WND | Renewable | 46.8 | 0 | 1 | 0
Operable | 2770 | Terra-Gen Operating Co-Wind |  | 50690 | San Gorgonio Westwinds II LLC | CA | Vertical | Riverside | GEN1 | Onshore Wind Turbine | WT |  | S | X | X |  |  | 43.4 |  | 43.4 | 43.4 | 0 | N |  |  | OP | X | 6 | 1999 | Pre-2000 |  |  | N | IPP Non-CHP | IPP | IPP | 2 | X | WND | Renewable | 43.4 | 0 | 1 | 0
Operable | 2770 | Terra-Gen Operating Co-Wind |  | 50754 | Oak Creek Energy Systems I | CA | Vertical | Kern | GEN1 | Onshore Wind Turbine | WT |  | S | X | X |  |  | 3.5 |  | 3.5 | 3.5 | 0 | N |  |  | OP | X | 6 | 1982 | Pre-2000 |  |  | N | IPP Non-CHP | IPP | IPP | 2 | X | WND | Renewable | 3.5 | 0 | 1 | 0
Operable | 2770 | Terra-Gen Operating Co-Wind |  | 50754 | Oak Creek Energy Systems I | CA | Vertical | Kern | GEN2 | Onshore Wind Turbine | WT |  | S | X | X |  |  | 4.2 |  | 4.2 | 4.2 | 0 | N |  |  | OP | X | 12 | 1993 | Pre-2000 |  |  | N | IPP Non-CHP | IPP | IPP | 2 | X | WND | Renewable | 4.2 | 0 | 1 | 0
Operable | 2770 | Terra-Gen Operating Co-Wind |  | 50754 | Oak Creek Energy Systems I | CA | Vertical | Kern | GEN3 | Onshore Wind Turbine | WT |  | S | X | X |  |  | 23.1 |  | 23.1 | 23.1 | 0 | N |  |  | OP | X | 6 | 1999 | Pre-2000 |  |  | N | IPP Non-CHP | IPP | IPP | 2 | X | WND | Renewable | 23.1 | 0 | 1 | 0
Operable | 2770 | Terra-Gen Operating Co-Wind |  | 50754 | Oak Creek Energy Systems I | CA | Vertical | Kern | GEN4 | Onshore Wind Turbine | WT |  | S | X | X |  |  | 3.7 |  | 3.7 | 3.7 | 0 | N |  |  | OP | X | 6 | 1999 | Pre-2000 |  |  | N | IPP Non-CHP | IPP | IPP | 2 | X | WND | Renewable | 3.7 | 0 | 1 | 0
Operable | 2770 | Terra-Gen Operating Co-Wind |  | 50820 | East Winds Project | CA | Vertical | Riverside | GEN1 | Onshore Wind Turbine | WT |  | S | X | X |  |  | 3 |  | 3 | 3 | 0 | N |  |  | OP | X | 1 | 1985 | Pre-2000 |  |  | N | IPP Non-CHP | IPP | IPP | 2 | X | WND | Renewable | 3 | 0 | 1 | 0
Operable | 2770 | Terra-Gen Operating Co-Wind |  | 50821 | Mojave 16/17/18 | CA | Vertical | Kern | GEN1 | Onshore Wind Turbine | WT |  | S | X | X |  |  | 88.5 |  | 88.5 | 88.5 | 5.2 | N |  |  | OP | X | 12 | 1989 | Pre-2000 |  |  | N | IPP Non-CHP | IPP | IPP | 2 | X | WND | Renewable | 88.5 | 0 | 1 | 0
Operable | 2770 | Terra-Gen Operating Co-Wind |  | 52142 | Mojave 3/4/5 | CA | Vertical | Kern | GEN1 | Onshore Wind Turbine | WT |  | S | X | X |  |  | 75 |  | 67 | 67 | 5.2 | N |  |  | OP | X | 12 | 1990 | Pre-2000 |  |  | N | IPP Non-CHP | IPP | IPP | 2 | X | WND | Renewable | 75 | 0 | 1 | 0
Operable | 2770 | Terra-Gen Operating Co-Wind |  | 54647 | TPC Windfarms LLC | CA | Vertical | Kern | EXIS | Onshore Wind Turbine | WT |  | W | X | X |  |  | 28.7 |  | 28.7 | 28.7 | 5.2 | N |  |  | OP | X | 12 | 1986 | Pre-2000 |  |  | N | IPP Non-CHP | IPP | IPP | 2 | X | WND | Renewable | 28.7 | 0 | 1 | 0
Operable | 2770 | Terra-Gen Operating Co-Wind |  | 54686 | Difwind Farms Ltd VI | CA | Vertical | Kern | EXIS | Onshore Wind Turbine | WT |  | S | X | X |  |  | 27.1 |  | 25.3 | 25.3 | 0 | N |  |  | OP | X | 1 | 1987 | Pre-2000 |  |  | N | IPP Non-CHP | IPP | IPP | 2 | X | WND | Renewable | 27.1 | 0 | 1 | 0
Operable | 2770 | Terra-Gen Operating Co-Wind |  | 54931 | Ridgetop | CA | Vertical | Kern | WGN1 | Onshore Wind Turbine | WT |  | W | X | X |  |  | 46.8 |  | 46.9 | 46.9 | 0 | N |  |  | OP | X | 4 | 1994 | Pre-2000 |  |  | N | IPP Non-CHP | IPP | IPP | 2 | X | WND | Renewable | 46.8 | 0 | 1 | 0
Operable | 2770 | Terra-Gen Operating Co-Wind |  | 54979 | Big Spring Wind Power Facility | TX | Restructured | Howard | WIND | Onshore Wind Turbine | WT |  | W | X | X |  |  | 34.3 |  | 34.3 | 34.3 | 0 | N |  |  | OP | X | 12 | 1998 | Pre-2000 |  |  | N | IPP Non-CHP | IPP | IPP | 2 | X | WND | Renewable | 34.3 | 0 | 1 | 0
Operable | 2770 | Terra-Gen Operating Co-Wind |  | 55741 | Ridge Crest Wind Partners | CO | Vertical | Logan | A1 | Onshore Wind Turbine | WT |  | W | X | X |  |  | 29.7 |  | 29.7 | 29.7 | 0 | N |  |  | OA | X | 12 | 2001 | 2001 |  |  | N | IPP Non-CHP | IPP | IPP | 2 | X | WND | Renewable | 29.7 | 0 | 1 | 0
Operable | 2770 | Terra-Gen Operating Co-Wind |  | 56302 | Oasis Wind | CA | Vertical | Kern | 1 | Onshore Wind Turbine | WT |  | S | X | X |  |  | 60.3 |  | 60.3 | 60.3 | 0 | N |  |  | OP | X | 12 | 2004 | 2004 |  |  | N | IPP Non-CHP | IPP | IPP | 2 | X | WND | Renewable | 60.3 | 0 | 1 | 0
Operable | 2770 | Terra-Gen Operating Co-Wind |  | 56570 | Terra-Gen VG Wind LLC | CA | Vertical | Kern | WGNS | Onshore Wind Turbine | WT |  | W | X | X |  |  | 7.4 |  | 7.4 | 7.4 | 0 | N |  |  | OP | X | 1 | 1984 | Pre-2000 |  |  | N | IPP Non-CHP | IPP | IPP | 2 | X | WND | Renewable | 7.4 | 0 | 1 | 0
Operable | 2770 | Terra-Gen Operating Co-Wind |  | 57302 | Garnet Wind Energy Center | CA | Vertical | Riverside | 1 | Onshore Wind Turbine | WT |  | W | X | X |  |  | 6.5 |  | 6.5 | 6.5 | 0.1 | N |  |  | OP | X | 6 | 2009 | 2009 |  |  | N | IPP Non-CHP | IPP | IPP | 2 | X | WND | Renewable | 6.5 | 0 | 1 | 0
Operable | 2770 | Terra-Gen Operating Co-Wind |  | 60594 | Voyager Wind I | CA | Vertical | Kern | VYGR1 | Onshore Wind Turbine | WT |  | S | X | X |  |  | 131.1 |  | 131.1 | 131.1 | 0 | N |  |  | OP | X | 12 | 2019 | 2019 |  |  | N | IPP Non-CHP | IPP | IPP | 2 | X | WND | Renewable | 131.1 | 0 | 1 | 0
Operable | 2770 | Terra-Gen Operating Co-Wind |  | 61582 | Voyager Wind II | CA | Vertical | Kern | VYGR2 | Onshore Wind Turbine | WT |  | S | X | X |  |  | 128.7 |  | 128.7 | 128.7 | 0 | N |  |  | OP | X | 12 | 2018 | 2018 |  |  | N | IPP Non-CHP | IPP | IPP | 2 | X | WND | Renewable | 128.7 | 0 | 1 | 0
Operable | 2770 | Terra-Gen Operating Co-Wind |  | 61583 | Voyager Wind III | CA | Vertical | Kern | VYGR3 | Onshore Wind Turbine | WT |  | S | X | X |  |  | 43.2 |  | 43.2 | 43.2 | 0 | N |  |  | OP | X | 12 | 2018 | 2018 |  |  | N | IPP Non-CHP | IPP | IPP | 2 | X | WND | Renewable | 43.2 | 0 | 1 | 0
Operable | 2770 | Terra-Gen Operating Co-Wind |  | 61584 | Voyager Wind IV | CA | Vertical | Kern | VYGR4 | Onshore Wind Turbine | WT |  | S | X | X |  |  | 21.6 |  | 21.6 | 21.6 | 0 | N |  |  | OP | X | 12 | 2018 | 2018 |  |  | N | IPP Non-CHP | IPP | IPP | 2 | X | WND | Renewable | 21.6 | 0 | 1 | 0
Operable | 2770 | Terra-Gen Operating Co-Wind |  | 63482 | Point Wind | CA | Vertical | Kern | PW1 | Onshore Wind Turbine | WT |  | S | X | X |  |  | 64.5 |  | 64.5 | 64.5 | 0 | N |  |  | OP | X | 3 | 2021 | 2021 |  |  | N | IPP Non-CHP | IPP | IPP | 2 | X | WND | Renewable | 64.5 | 0 | 1 | 0
Operable | 2770 | Terra-Gen Operating Co-Wind |  | 63941 | Oasis Alta | CA | Vertical | Kern | OA1 | Onshore Wind Turbine | WT |  | S | X | X |  |  | 14.4 |  | 14.4 | 14.4 | 0 | N |  |  | OP | X | 4 | 2021 | 2021 |  |  | N | IPP Non-CHP | IPP | IPP | 2 | X | WND | Renewable | 14.4 | 0 | 1 | 0
Operable | 2770 | Terra-Gen Operating Co-Wind |  | 64323 | Coachella Hills Wind | CA | Vertical | Riverside | CHW | Onshore Wind Turbine | WT |  | S | X | X |  |  | 61.2 |  | 61.2 | 61.2 | 0 | N |  |  | OP | X | 3 | 2021 | 2021 |  |  | N | IPP Non-CHP | IPP | IPP | 2 | X | WND | Renewable | 61.2 | 0 | 1 | 0
Operable | 63249 | Terraform Arcadia |  | 57772 | Perdue Bridgeville Photovoltaic | DE | Restructured | Sussex | BRID | Solar Photovoltaic | PV |  | S | X | X |  |  | 1.3 |  | 1.3 | 1.3 |  | N |  |  | OP | X | 7 | 2011 | 2011 |  |  | N | IPP Non-CHP | IPP | IPP | 2 | X | SUN | Renewable | 1.3 | 0 | 1 | 0
Operable | 63249 | Terraform Arcadia |  | 57879 | Perdue Salisbury Photovoltaic | MD | Restructured | Wicomico | SALI | Solar Photovoltaic | PV |  | S | X | X |  |  | 1 |  | 1 | 1 |  | N |  |  | OP | X | 9 | 2011 | 2011 |  |  | N | IPP Non-CHP | IPP | IPP | 2 | X | SUN | Renewable | 1 | 0 | 1 | 0
Operable | 63249 | Terraform Arcadia |  | 58239 | Kent County-Kennedyville | MD | Restructured | Kent | PVKV | Solar Photovoltaic | PV |  | S | X | X |  |  | 1 |  | 1 | 1 |  | N |  |  | OP | X | 8 | 2012 | 2012 |  |  | N | IPP Non-CHP | IPP | IPP | 2 | X | SUN | Renewable | 1 | 0 | 1 | 0
Operable | 63249 | Terraform Arcadia |  | 58240 | Kit Carson | NM | Vertical | Taos | PV_KC | Solar Photovoltaic | PV |  | S | X | X |  |  | 1.3 |  | 1.3 | 1.3 |  | N |  |  | OP | X | 6 | 2012 | 2012 |  |  | N | IPP Non-CHP | IPP | IPP | 2 | X | SUN | Renewable | 1.3 | 0 | 1 | 0
Operable | 63249 | Terraform Arcadia |  | 58241 | Rock Hall | MD | Restructured | Kent | RCKHL | Solar Photovoltaic | PV |  | S | X | X |  |  | 1 |  | 1 | 1 |  | N |  |  | OP | X | 12 | 2012 | 2012 |  |  | N | IPP Non-CHP | IPP | IPP | 2 | X | SUN | Renewable | 1 | 0 | 1 | 0
Operable | 63249 | Terraform Arcadia |  | 58243 | Kent County - Worton Complex | MD | Restructured | Kent | WRTN | Solar Photovoltaic | PV |  | S | X | X |  |  | 1 |  | 1 | 1 |  | N |  |  | OP | X | 7 | 2012 | 2012 |  |  | N | IPP Non-CHP | IPP | IPP | 2 | X | SUN | Renewable | 1 | 0 | 1 | 0
Operable | 63249 | Terraform Arcadia |  | 58391 | IND Community Solar Farm 1st Phase | IN | Vertical | Marion | 1 | Solar Photovoltaic | PV |  | S | X | X |  |  | 10 |  | 10 | 10 |  | N |  |  | OP | X | 11 | 2013 | 2013 |  |  | N | IPP Non-CHP | IPP | IPP | 2 | X | SUN | Renewable | 10 | 0 | 1 | 0
Operable | 63249 | Terraform Arcadia |  | 58403 | Bellingham PV | MA | Restructured | Worcester | SO032 | Solar Photovoltaic | PV |  | S | X | X |  |  | 3 |  | 3 | 3 |  | N |  |  | OP | X | 10 | 2013 | 2013 |  |  | N | IPP Non-CHP | IPP | IPP | 2 | X | SUN | Renewable | 3 | 0 | 1 | 0
Operable | 63249 | Terraform Arcadia |  | 58410 | Marshfield PV | MA | Restructured | Plymouth | SO032 | Solar Photovoltaic | PV |  | S | X | X |  |  | 3 |  | 3 | 3 |  | N |  |  | OP | X | 12 | 2013 | 2013 |  |  | N | IPP Non-CHP | IPP | IPP | 2 | X | SUN | Renewable | 3 | 0 | 1 | 0
Operable | 63249 | Terraform Arcadia |  | 58411 | Orange PV | MA | Restructured | Franklin | SO023 | Solar Photovoltaic | PV |  | S | X | X |  |  | 2 |  | 2 | 2 |  | N |  |  | OP | X | 7 | 2013 | 2013 |  |  | N | IPP Non-CHP | IPP | IPP | 2 | X | SUN | Renewable | 2 | 0 | 1 | 0
Operable | 63249 | Terraform Arcadia |  | 58412 | Maynard PV | MA | Restructured | Middlesex | SO026 | Solar Photovoltaic | PV |  | S | X | X |  |  | 1 |  | 1 | 1 |  | N |  |  | OP | X | 1 | 2014 | 2014 |  |  | N | IPP Non-CHP | IPP | IPP | 2 | X | SUN | Renewable | 1 | 0 | 1 | 0
Operable | 63249 | Terraform Arcadia |  | 58423 | Southbridge PV | MA | Restructured | Worcester | SO022 | Solar Photovoltaic | PV |  | S | X | X |  |  | 3 |  | 3 | 3 |  | N |  |  | OP | X | 1 | 2014 | 2014 |  |  | N | IPP Non-CHP | IPP | IPP | 2 | X | SUN | Renewable | 3 | 0 | 1 | 0
Operable | 63249 | Terraform Arcadia |  | 58588 | Sue Cleveland High School | NM | Vertical | Sandoval | SCHS | Solar Photovoltaic | PV |  | S | X | X |  |  | 1 |  | 1 | 1 |  | N |  |  | OP | X | 11 | 2013 | 2013 |  |  | N | IPP Non-CHP | IPP | IPP | 2 | X | SUN | Renewable | 1 | 0 | 1 | 0
Operable | 63249 | Terraform Arcadia |  | 58589 | Rio Rancho High School | NM | Vertical | Sandoval | RRHS | Solar Photovoltaic | PV |  | S | X | X |  |  | 1 |  | 1 | 1 |  | N |  |  | OP | X | 11 | 2013 | 2013 |  |  | N | IPP Non-CHP | IPP | IPP | 2 | X | SUN | Renewable | 1 | 0 | 1 | 0
Operable | 63249 | Terraform Arcadia |  | 58832 | Cogenra - TEP | AZ | Vertical | Pima | CTEP | Solar Photovoltaic | PV |  | S | X | X |  |  | 1 |  | 1 | 1 |  | N |  |  | OP | X | 7 | 2014 | 2014 |  |  | N | IPP Non-CHP | IPP | IPP | 2 | X | SUN | Renewable | 1 | 0 | 1 | 0
Operable | 63249 | Terraform Arcadia |  | 59323 | Sacramento (SMUD) | CA | Vertical | Sacramento | SMUPV | Solar Photovoltaic | PV |  | S | X | X |  |  | 1.5 |  | 1.5 | 1.5 |  | N |  |  | OP | X | 8 | 2014 | 2014 |  |  | N | IPP Non-CHP | IPP | IPP | 2 | X | SUN | Renewable | 1.5 | 0 | 1 | 0
Operable | 63249 | Terraform Arcadia |  | 59424 | IND Solar Farm (Phase IIA) | IN | Vertical | Marion | IND2A | Solar Photovoltaic | PV |  | S | X | X |  |  | 7.5 |  | 7.5 | 7.5 |  | N |  |  | OP | X | 12 | 2014 | 2014 |  |  | N | IPP Non-CHP | IPP | IPP | 2 | X | SUN | Renewable | 7.5 | 0 | 1 | 0
Operable | 63249 | Terraform Arcadia |  | 59823 | INDY III | IN | Vertical | Marion | INDY3 | Solar Photovoltaic | PV |  | S | X | X |  |  | 2.5 |  | 2.5 | 2.5 |  | N |  |  | OP | X | 8 | 2015 | 2015 |  |  | N | IPP Non-CHP | IPP | IPP | 2 | X | SUN | Renewable | 2.5 | 0 | 1 | 0
Operable | 63249 | Terraform Arcadia |  | 59834 | Indy Grocers | IN | Vertical | Marion | INGRO | Solar Photovoltaic | PV |  | S | X | X |  |  | 1 |  | 1 | 1 |  | N |  |  | OP | X | 6 | 2015 | 2015 |  |  | N | IPP Non-CHP | IPP | IPP | 2 | X | SUN | Renewable | 1 | 0 | 1 | 0
Operable | 63249 | Terraform Arcadia |  | 59942 | Morgan Lancaster 1 | CA | Vertical | Los Angeles | ML1 | Solar Photovoltaic | PV |  | S | X | X |  |  | 1.5 |  | 1.5 | 1.5 |  | N |  |  | OP | X | 9 | 2015 | 2015 |  |  | N | IPP Non-CHP | IPP | IPP | 2 | X | SUN | Renewable | 1.5 | 0 | 1 | 0
Operable | 63249 | Terraform Arcadia |  | 60026 | Little Rock Pham Solar | CA | Vertical | Los Angeles | PV1 | Solar Photovoltaic | PV |  | S | X | X |  |  | 3 |  | 3 | 3 |  | N |  |  | OP | X | 12 | 2015 | 2015 |  |  | N | IPP Non-CHP | IPP | IPP | 2 | X | SUN | Renewable | 3 | 0 | 1 | 0
Operable | 63249 | Terraform Arcadia |  | 60425 | Skidmore College | NY | Restructured | Saratoga | SO049 | Solar Photovoltaic | PV |  | S | X | X |  |  | 1.8 |  | 1.8 | 1.8 |  | N |  |  | OP | X | 7 | 2014 | 2014 |  |  | N | IPP Non-CHP | IPP | IPP | 2 | X | SUN | Renewable | 1.8 | 0 | 1 | 0
Operable | 63249 | Terraform Arcadia |  | 60446 | E&B Resources | CA | Vertical | Kern | PVEB | Solar Photovoltaic | PV |  | S | X | X |  |  | 1 |  | 1 | 1 |  | N |  |  | OP | X | 12 | 2013 | 2013 |  |  | N | IPP Non-CHP | IPP | IPP | 2 | X | SUN | Renewable | 1 | 0 | 1 | 0
Operable | 63249 | Terraform Arcadia |  | 60447 | Presbyterian Senior Living Service | MD | Restructured | Baltimore | PSLS | Solar Photovoltaic | PV |  | S | X | X |  |  | 1 |  | 1.2 | 1.2 |  | N |  |  | OP | X | 9 | 2013 | 2013 |  |  | N | IPP Non-CHP | IPP | IPP | 2 | X | SUN | Renewable | 1 | 0 | 1 | 0
Operable | 63249 | Terraform Arcadia |  | 60448 | Valdosta | GA | Vertical | Lowndes | VALD | Solar Photovoltaic | PV |  | S | X | X |  |  | 1 |  | 1 | 1 |  | N |  |  | OP | X | 10 | 2013 | 2013 |  |  | N | IPP Non-CHP | IPP | IPP | 2 | X | SUN | Renewable | 1 | 0 | 1 | 0
Operable | 63249 | Terraform Arcadia |  | 60450 | Corcoran | CA | Vertical | Kings | PVCR | Solar Photovoltaic | PV |  | S | X | X |  |  | 1.1 |  | 1.1 | 1.1 |  | N |  |  | OP | X | 1 | 2014 | 2014 |  |  | N | IPP Non-CHP | IPP | IPP | 2 | X | SUN | Renewable | 1.1 | 0 | 1 | 0
Operable | 63249 | Terraform Arcadia |  | 60451 | Brookside | RI | Restructured | Providence | PVBR | Solar Photovoltaic | PV |  | S | X | X |  |  | 1 |  | 1 | 1 |  | N |  |  | OP | X | 11 | 2015 | 2015 |  |  | N | IPP Non-CHP | IPP | IPP | 2 | X | SUN | Renewable | 1 | 0 | 1 | 0
Operable | 63249 | Terraform Arcadia |  | 60452 | Calverton | NY | Restructured | Suffolk | CALV | Solar Photovoltaic | PV |  | S | X | X |  |  | 3 |  | 3 | 3 |  | N |  |  | OP | X | 10 | 2015 | 2015 |  |  | N | IPP Non-CHP | IPP | IPP | 2 | X | SUN | Renewable | 3 | 0 | 1 | 0
Operable | 63249 | Terraform Arcadia |  | 60453 | Cummins, Inc | NY | Restructured | Chautauqua | CUMM | Solar Photovoltaic | PV |  | S | X | X |  |  | 1.8 |  | 1.8 | 1.8 |  | N |  |  | OP | X | 6 | 2015 | 2015 |  |  | N | IPP Non-CHP | IPP | IPP | 2 | X | SUN | Renewable | 1.8 | 0 | 1 | 0
Operable | 63249 | Terraform Arcadia |  | 60454 | Houghton | NY | Restructured | Allegany | HOUGH | Solar Photovoltaic | PV |  | S | X | X |  |  | 2 |  | 2 | 2 |  | N |  |  | OP | X | 4 | 2015 | 2015 |  |  | N | IPP Non-CHP | IPP | IPP | 2 | X | SUN | Renewable | 2 | 0 | 1 | 0
Operable | 63249 | Terraform Arcadia |  | 60512 | Greenville | GA | Vertical | Meriwether | SO073 | Solar Photovoltaic | PV |  | S | X | X |  |  | 1 |  | 1 | 1 |  | N |  |  | OP | X | 9 | 2014 | 2014 |  |  | N | IPP Non-CHP | IPP | IPP | 2 | X | SUN | Renewable | 1 | 0 | 1 | 0
Operable | 63249 | Terraform Arcadia |  | 60513 | Richland | GA | Vertical | Stewart | SO076 | Solar Photovoltaic | PV |  | S | X | X |  |  | 1 |  | 1 | 1 |  | N |  |  | OP | X | 9 | 2014 | 2014 |  |  | N | IPP Non-CHP | IPP | IPP | 2 | X | SUN | Renewable | 1 | 0 | 1 | 0
Operable | 63249 | Terraform Arcadia |  | 60514 | Seminole | GA | Vertical | Seminole | PV1 | Solar Photovoltaic | PV |  | S | X | X |  |  | 1.6 |  | 1.6 | 1.6 |  | N |  |  | OP | X | 10 | 2014 | 2014 |  |  | N | IPP Non-CHP | IPP | IPP | 2 | X | SUN | Renewable | 1.6 | 0 | 1 | 0
Operable | 63249 | Terraform Arcadia |  | 60515 | Vidalia Water Treatment Plant | GA | Vertical | Lowndes | SO048 | Solar Photovoltaic | PV |  | S | X | X |  |  | 1 |  | 1 | 1 |  | N |  |  | OP | X | 1 | 2014 | 2014 |  |  | N | IPP Non-CHP | IPP | IPP | 2 | X | SUN | Renewable | 1 | 0 | 1 | 0
Operable | 63249 | Terraform Arcadia |  | 60795 | Eichtens Community Solar | MN | Vertical | Chisago | SO228 | Solar Photovoltaic | PV |  | S | X | X |  |  | 3.9 |  | 3.9 | 3.9 |  | N |  |  | OP | X | 12 | 2016 | 2016 |  |  | N | IPP Non-CHP | IPP | IPP | 2 | X | SUN | Renewable | 3.9 | 0 | 1 | 0
Operable | 63249 | Terraform Arcadia |  | 60796 | Red Wing Community Solar | MN | Vertical | Goodhue | SO234 | Solar Photovoltaic | PV |  | S | X | X |  |  | 4.9 |  | 4.9 | 4.9 |  | N |  |  | OP | X | 12 | 2016 | 2016 |  |  | N | IPP Non-CHP | IPP | IPP | 2 | X | SUN | Renewable | 4.9 | 0 | 1 | 0
Operable | 63249 | Terraform Arcadia |  | 60962 | Red Maple Solar | MN | Vertical | Le Sueur | PV1 | Solar Photovoltaic | PV |  | S | X | X |  |  | 1 |  | 1 | 1 |  | N |  |  | OP | X | 6 | 2018 | 2018 |  |  | N | IPP Non-CHP | IPP | IPP | 2 | X | SUN | Renewable | 1 | 0 | 1 | 0
Operable | 63249 | Terraform Arcadia |  | 60962 | Red Maple Solar | MN | Vertical | Le Sueur | PV2 | Solar Photovoltaic | PV |  | S | X | X |  |  | 1 |  | 1 | 1 |  | N |  |  | OP | X | 6 | 2018 | 2018 |  |  | N | IPP Non-CHP | IPP | IPP | 2 | X | SUN | Renewable | 1 | 0 | 1 | 0
Operable | 63249 | Terraform Arcadia |  | 60962 | Red Maple Solar | MN | Vertical | Le Sueur | PV3 | Solar Photovoltaic | PV |  | S | X | X |  |  | 1 |  | 1 | 1 |  | N |  |  | OP | X | 6 | 2018 | 2018 |  |  | N | IPP Non-CHP | IPP | IPP | 2 | X | SUN | Renewable | 1 | 0 | 1 | 0
Operable | 63249 | Terraform Arcadia |  | 60966 | Lind Solar CSG | MN | Vertical | Carver | S0222 | Solar Photovoltaic | PV |  | S | X | X |  |  | 4.9 |  | 4.9 | 4.2 |  | N |  |  | OP | X | 2 | 2017 | 2017 |  |  | N | IPP Non-CHP | IPP | IPP | 2 | X | SUN | Renewable | 4.9 | 0 | 1 | 0
Operable | 63249 | Terraform Arcadia |  | 60986 | AIS Solar Project | MA | Restructured | Worcester | SO212 | Solar Photovoltaic | PV |  | S | X | X |  |  | 2.5 |  | 2.5 | 2.5 |  | N |  |  | OP | X | 12 | 2016 | 2016 |  |  | N | IPP Non-CHP | IPP | IPP | 2 | X | SUN | Renewable | 2.5 | 0 | 1 | 0
Operable | 63249 | Terraform Arcadia |  | 60992 | Northern Cardinal Solar | NC | Vertical | Halifax | NCARD | Solar Photovoltaic | PV |  | S | X | X |  |  | 2 |  | 2 | 2 |  | N |  |  | OP | X | 6 | 2018 | 2018 |  |  | N | IPP Non-CHP | IPP | IPP | 2 | X | SUN | Renewable | 2 | 0 | 1 | 0
Operable | 63249 | Terraform Arcadia |  | 61185 | Pfeffers | MD | Restructured | Baltimore | SO147 | Solar Photovoltaic | PV |  | S | X | X |  |  | 1 |  | 1 | 1 |  | N |  |  | OP | X | 5 | 2016 | 2016 |  |  | N | IPP Non-CHP | IPP | IPP | 2 | X | SUN | Renewable | 1 | 0 | 1 | 0
Operable | 63249 | Terraform Arcadia |  | 61350 | MDFA Devens-Saratoga | MA | Restructured | Worcester | SO145 | Solar Photovoltaic | PV |  | S | X | X |  |  | 2.5 |  | 2.5 | 2.5 |  | N |  |  | OP | X | 3 | 2016 | 2016 |  |  | N | IPP Non-CHP | IPP | IPP | 2 | X | SUN | Renewable | 2.5 | 0 | 1 | 0
Operable | 63249 | Terraform Arcadia |  | 61849 | Danville | VA | Vertical | Pittsylvania | SO291 | Solar Photovoltaic | PV |  | S | X | X |  |  | 6 |  | 6 | 6 |  | N |  |  | OP | X | 3 | 2018 | 2018 |  |  | N | IPP Non-CHP | IPP | IPP | 2 | X | SUN | Renewable | 6 | 0 | 1 | 0
Operable | 63249 | Terraform Arcadia |  | 61914 | Susquehanna University Solar | PA | Restructured | Snyder | SO829 | Solar Photovoltaic | PV |  | S | X | X |  |  | 3 |  | 3 | 3 |  | N |  |  | OP | X | 9 | 2018 | 2018 |  |  | N | IPP Non-CHP | IPP | IPP | 2 | X | SUN | Renewable | 3 | 0 | 1 | 0
Operable | 63249 | Terraform Arcadia |  | 61915 | Bowie State Solar | MD | Restructured | Prince Georges | SO285 | Solar Photovoltaic | PV |  | S | X | X |  |  | 1.3 |  | 1.3 | 1.3 |  | N |  |  | OP | X | 3 | 2018 | 2018 |  |  | N | IPP Non-CHP | IPP | IPP | 2 | X | SUN | Renewable | 1.3 | 0 | 1 | 0
Operable | 63249 | Terraform Arcadia |  | 61977 | Cornillie | MN | Vertical | Chisago | SO334 | Solar Photovoltaic | PV |  | S | X | X |  |  | 1 |  | 1 | 1 |  | N |  |  | OP | X | 8 | 2018 | 2018 |  |  | N | IPP Non-CHP | IPP | IPP | 2 | X | SUN | Renewable | 1 | 0 | 1 | 0
Operable | 63249 | Terraform Arcadia |  | 62137 | Eichtens II CSG | MN | Vertical | Chisago | SO340 | Solar Photovoltaic | PV |  | S | X | X |  |  | 1 |  | 1 | 1 |  | N |  |  | OP | X | 9 | 2018 | 2018 |  |  | N | IPP Non-CHP | IPP | IPP | 2 | X | SUN | Renewable | 1 | 0 | 1 | 0
Operable | 63249 | Terraform Arcadia |  | 62138 | Barone CSG | MN | Vertical | McLeod | SO328 | Solar Photovoltaic | PV |  | S | X | X |  |  | 1 |  | 1 | 1 |  | N |  |  | OP | X | 10 | 2018 | 2018 |  |  | N | IPP Non-CHP | IPP | IPP | 2 | X | SUN | Renewable | 1 | 0 | 1 | 0
Operable | 63249 | Terraform Arcadia |  | 62139 | Huneke II CSG | MN | Vertical | Goodhue | SO346 | Solar Photovoltaic | PV |  | S | X | X |  |  | 1.1 |  | 1.1 | 1.1 |  | N |  |  | OP | X | 9 | 2018 | 2018 |  |  | N | IPP Non-CHP | IPP | IPP | 2 | X | SUN | Renewable | 1.1 | 0 | 1 | 0
Operable | 63249 | Terraform Arcadia |  | 62193 | Winegar CSG | MN | Vertical | Waseca | SO377 | Solar Photovoltaic | PV |  | S | X | X |  |  | 1 |  | 1 | 1 |  | N |  |  | OP | X | 10 | 2018 | 2018 |  |  | N | IPP Non-CHP | IPP | IPP | 2 | X | SUN | Renewable | 1 | 0 | 1 | 0
Operable | 63249 | Terraform Arcadia |  | 62194 | Bolduan CSG | MN | Vertical | Waseca | SO360 | Solar Photovoltaic | PV |  | S | X | X |  |  | 1 |  | 1 | 1 |  | N |  |  | OP | X | 11 | 2018 | 2018 |  |  | N | IPP Non-CHP | IPP | IPP | 2 | X | SUN | Renewable | 1 | 0 | 1 | 0
Operable | 63249 | Terraform Arcadia |  | 62195 | Guse CSG | MN | Vertical | Waseca | SO371 | Solar Photovoltaic | PV |  | S | X | X |  |  | 1 |  | 1 | 1 |  | N |  |  | OP | X | 9 | 2018 | 2018 |  |  | N | IPP Non-CHP | IPP | IPP | 2 | X | SUN | Renewable | 1 | 0 | 1 | 0
Operable | 63249 | Terraform Arcadia |  | 62663 | Gilcrest Solar | CO | Vertical | Weld | SO390 | Solar Photovoltaic | PV |  | S | X | X |  |  | 1.5 |  | 1.5 | 1.5 |  | N |  |  | OP | X | 8 | 2018 | 2018 |  |  | N | IPP Non-CHP | IPP | IPP | 2 | X | SUN | Renewable | 1.5 | 0 | 1 | 0
Operable | 63249 | Terraform Arcadia |  | 62664 | Quincy Solar | CO | Vertical | Arapahoe | SO393 | Solar Photovoltaic | PV |  | S | X | X |  |  | 1.5 |  | 1.5 | 1.5 |  | N |  |  | OP | X | 9 | 2018 | 2018 |  |  | N | IPP Non-CHP | IPP | IPP | 2 | X | SUN | Renewable | 1.5 | 0 | 1 | 0
Operable | 63249 | Terraform Arcadia |  | 62710 | Nationals | DC | Restructured | District of Columbia | SO435 | Solar Photovoltaic | PV |  | S | X | X |  |  | 1 |  | 1 | 1 |  | N |  |  | OP | X | 5 | 2019 | 2019 |  |  | N | IPP Non-CHP | IPP | IPP | 2 | X | SUN | Renewable | 1 | 0 | 1 | 0
Operable | 59519 | TerraForm Solar XVII, LLC |  | 59752 | BlueWave Capital - Grafton (SREC II) | MA | Restructured | Worcester | 1 | Solar Photovoltaic | PV |  | S | X | X |  |  | 1.3 |  | 1.3 | 1.3 |  | N |  |  | OP | X | 3 | 2015 | 2015 |  |  | N | IPP Non-CHP | IPP | IPP | 2 | X | SUN | Renewable | 1.3 | 0 | 1 | 0
Operable | 59519 | TerraForm Solar XVII, LLC |  | 59777 | RGS-Rutland VNM SREC II Project (MA) | MA | Restructured | Worcester | 1 | Solar Photovoltaic | PV |  | S | X | X |  |  | 2 |  | 2 | 2 |  | N |  |  | OP | X | 11 | 2015 | 2015 |  |  | N | IPP Non-CHP | IPP | IPP | 2 | X | SUN | Renewable | 2 | 0 | 1 | 0
Operable | 8884 | Terrebonne Parish Consol Gov't |  | 1439 | Houma | LA | Vertical | Terrebonne | 14 | Natural Gas Steam Turbine | ST |  | S | X | X |  |  | 12.6 | 0.85 | 10 | 10 | 3.9 |  |  |  | OS | X | 8 | 1967 | Pre-2000 |  |  | N | Electric Utility | Utility | Municipal | 1 | X | NG | Non-Renewable | 0 | 12.6 | 0 | 1
Operable | 8884 | Terrebonne Parish Consol Gov't |  | 1439 | Houma | LA | Vertical | Terrebonne | 15 | Natural Gas Steam Turbine | ST |  | S | X | X |  |  | 25.5 | 0.85 | 23.5 | 23.5 | 8 |  |  |  | OS | X | 8 | 1972 | Pre-2000 |  |  | N | Electric Utility | Utility | Municipal | 1 | X | NG | Non-Renewable | 0 | 25.5 | 0 | 1
Operable | 8884 | Terrebonne Parish Consol Gov't |  | 1439 | Houma | LA | Vertical | Terrebonne | 16 | Natural Gas Steam Turbine | ST |  | S | X | X |  |  | 40.8 | 0.85 | 34 | 34 | 9 |  |  |  | OS | X | 1 | 1977 | Pre-2000 |  |  | N | Electric Utility | Utility | Municipal | 1 | X | NG | Non-Renewable | 0 | 40.8 | 0 | 1
Operable | 65245 | Terreva Wayne County RNG, LLC |  | 57366 | Terreva Wayne County RNG, LLC | NC | Vertical | Wayne | 1A | Landfill Gas | IC |  | S | X | X |  |  | 1.1 | 0.8 | 1.1 | 1.1 | 0.7 | N |  |  | OP | X | 12 | 2010 | 2010 |  |  | N | IPP Non-CHP | IPP | IPP | 2 | X | LFG | Renewable | 1.1 | 0 | 1 | 0
Operable | 65245 | Terreva Wayne County RNG, LLC |  | 57366 | Terreva Wayne County RNG, LLC | NC | Vertical | Wayne | 1B | Landfill Gas | IC |  | S | X | X |  |  | 1.1 | 0.8 | 1.1 | 1.1 | 0.7 | N |  |  | OP | X | 12 | 2010 | 2010 |  |  | N | IPP Non-CHP | IPP | IPP | 2 | X | LFG | Renewable | 1.1 | 0 | 1 | 0
Operable | 18414 | TES Filer City Station LP |  | 50835 | TES Filer City Station | MI | Vertical | Manistee | GEN1 | Conventional Steam Coal | ST |  | J | X | X | cons.filercity | MISO | 70 | 0.85 | 60 | 60 | 7 | N |  |  | OP | X | 5 | 1990 | Pre-2000 |  |  | Y | IPP CHP | IPP | IPP | 3 | T | BIT | Non-Renewable | 0 | 70 | 0 | 1 | NG | WDS | TDF
Operable | 57313 | Tesla Inc. |  | 57939 | Walmart Casa Grande | AZ | Vertical | Pinal | 1 | Solar Photovoltaic | PV |  | W | X | X |  |  | 1 |  | 1 | 1 |  | N |  |  | OP | X | 6 | 2011 | 2011 |  |  | N | IPP Non-CHP | IPP | IPP | 2 | X | SUN | Renewable | 1 | 0 | 1 | 0
Operable | 57313 | Tesla Inc. |  | 57939 | Walmart Casa Grande | AZ | Vertical | Pinal | 2 | Solar Photovoltaic | PV |  | W | X | X |  |  | 1 |  | 1 | 1 |  | N |  |  | OP | X | 6 | 2011 | 2011 |  |  | N | IPP Non-CHP | IPP | IPP | 2 | X | SUN | Renewable | 1 | 0 | 1 | 0
Operable | 57313 | Tesla Inc. |  | 58086 | Intel Folsom | CA | Vertical | Sacramento | 1 | Solar Photovoltaic | PV |  | S | X | X |  |  | 0.5 |  | 0.5 | 0.5 |  | N |  |  | OP | X | 7 | 2010 | 2010 |  |  | N | IPP Non-CHP | IPP | IPP | 2 | X | SUN | Renewable | 0.5 | 0 | 1 | 0
Operable | 57313 | Tesla Inc. |  | 58086 | Intel Folsom | CA | Vertical | Sacramento | 2 | Solar Photovoltaic | PV |  | W | X | X |  |  | 0.5 |  | 0.5 | 0.5 |  | N |  |  | OP | X | 7 | 2010 | 2010 |  |  | N | IPP Non-CHP | IPP | IPP | 2 | X | SUN | Renewable | 0.5 | 0 | 1 | 0
Operable | 57313 | Tesla Inc. |  | 58586 | Town of East Bridgewater CSG | MA | Restructured | Plymouth | 1 | Solar Photovoltaic | PV |  | W | X | X |  |  | 2 |  | 2 | 2 |  | N |  |  | OP | X | 6 | 2013 | 2013 |  |  | N | IPP Non-CHP | IPP | IPP | 2 | X | SUN | Renewable | 2 | 0 | 1 | 0
Operable | 57313 | Tesla Inc. |  | 58631 | Queen Anne's County | MD | Restructured | Queen Annes | 1 | Solar Photovoltaic | PV |  | W | X | X |  |  | 2 |  | 2 | 2 |  | N |  |  | OP | X | 12 | 2013 | 2013 |  |  | N | IPP Non-CHP | IPP | IPP | 2 | X | SUN | Renewable | 2 | 0 | 1 | 0
Operable | 57313 | Tesla Inc. |  | 58632 | Actus Lend Lease DMAFB | AZ | Vertical | Pima | 1 | Solar Photovoltaic | PV |  | W | X | X |  |  | 3 |  | 3 | 3 |  | N |  |  | OP | X | 12 | 2009 | 2009 |  |  | N | IPP Non-CHP | IPP | IPP | 2 | X | SUN | Renewable | 3 | 0 | 1 | 0
Operable | 57313 | Tesla Inc. |  | 58633 | Monterey Regional Water Pollution Control Agency | CA | Vertical | Monterey | 1 | Solar Photovoltaic | PV |  | W | X | X |  |  | 1 |  | 1 | 1 |  | N |  |  | OP | X | 12 | 2010 | 2010 |  |  | N | IPP Non-CHP | IPP | IPP | 2 | X | SUN | Renewable | 1 | 0 | 1 | 0
Operable | 57313 | Tesla Inc. |  | 58634 | Lancaster Baptist Church | CA | Vertical | Los Angeles | 1 | Solar Photovoltaic | PV |  | W | X | X |  |  | 1 |  | 1 | 1 |  | N |  |  | OP | X | 12 | 2011 | 2011 |  |  | N | IPP Non-CHP | IPP | IPP | 2 | X | SUN | Renewable | 1 | 0 | 1 | 0
Operable | 57313 | Tesla Inc. |  | 58636 | Sacramento Fairbain Water Treatment Plant | CA | Vertical | Sacramento | 1 | Solar Photovoltaic | PV |  | S | X | X |  |  | 1 |  | 1 | 1 |  | N |  |  | OP | X | 2 | 2013 | 2013 |  |  | N | IPP Non-CHP | IPP | IPP | 2 | X | SUN | Renewable | 1 | 0 | 1 | 0
Operable | 57313 | Tesla Inc. |  | 58954 | Intel Folsom Phase 2 | CA | Vertical | Sacramento | PV | Solar Photovoltaic | PV |  | S | X | X |  |  | 1 |  | 1 | 1 |  | N |  |  | OP | X | 10 | 2012 | 2012 |  |  | N | IPP Non-CHP | IPP | IPP | 2 | X | SUN | Renewable | 1 | 0 | 1 | 0
Operable | 57313 | Tesla Inc. |  | 58961 | Oregon University System OIT Klamath Falls | OR | Vertical | Klamath | PV | Solar Photovoltaic | PV |  | W | X | X |  |  | 1.7 |  | 1.7 | 1.7 |  | N |  |  | OP | X | 1 | 2014 | 2014 |  |  | N | IPP Non-CHP | IPP | IPP | 2 | X | SUN | Renewable | 1.7 | 0 | 1 | 0
Operable | 57313 | Tesla Inc. |  | 58963 | Las Virgenes Municipal Water District | CA | Vertical | Los Angeles | PV | Solar Photovoltaic | PV |  | W | X | X |  |  | 1 |  | 1 | 1 |  | N |  |  | OP | X | 2 | 2014 | 2014 |  |  | N | IPP Non-CHP | IPP | IPP | 2 | X | SUN | Renewable | 1 | 0 | 1 | 0
Operable | 57313 | Tesla Inc. |  | 59094 | Division 1 | CA | Vertical | Los Angeles | GEN 1 | Solar Photovoltaic | PV |  | W | X | X |  |  | 1.5 |  | 1.5 | 1.5 |  | N |  |  | OP | X | 6 | 2014 | 2014 |  |  | N | IPP Non-CHP | IPP | IPP | 2 | X | SUN | Renewable | 1.5 | 0 | 1 | 0
Operable | 57313 | Tesla Inc. |  | 59095 | Division 2 | CA | Vertical | Los Angeles | GEN 1 | Solar Photovoltaic | PV |  | W | X | X |  |  | 1 |  | 1 | 1 |  | N |  |  | OP | X | 6 | 2014 | 2014 |  |  | N | IPP Non-CHP | IPP | IPP | 2 | X | SUN | Renewable | 1 | 0 | 1 | 0
Operable | 57313 | Tesla Inc. |  | 59096 | Division 3 | CA | Vertical | Los Angeles | GEN1 | Solar Photovoltaic | PV |  | W | X | X |  |  | 1 |  | 1 | 1 |  | N |  |  | OP | X | 6 | 2014 | 2014 |  |  | N | IPP Non-CHP | IPP | IPP | 2 | X | SUN | Renewable | 1 | 0 | 1 | 0
Operable | 57313 | Tesla Inc. |  | 59098 | Kettering Solar 1 | CA | Vertical | Los Angeles | PV1 | Solar Photovoltaic | PV |  | W | X | X |  |  | 1 |  | 1 | 1 |  | N |  |  | OP | X | 6 | 2014 | 2014 |  |  | N | IPP Non-CHP | IPP | IPP | 2 | X | SUN | Renewable | 1 | 0 | 1 | 0
Operable | 57313 | Tesla Inc. |  | 59099 | Kettering Solar 2 | CA | Vertical | Los Angeles | PV1 | Solar Photovoltaic | PV |  | W | X | X |  |  | 1 |  | 1 | 1 |  | N |  |  | OP | X | 6 | 2014 | 2014 |  |  | N | IPP Non-CHP | IPP | IPP | 2 | X | SUN | Renewable | 1 | 0 | 1 | 0
Operable | 57313 | Tesla Inc. |  | 59788 | Advance Stores Company, Inc | CT | Restructured | Hartford | PV1 | Solar Photovoltaic | PV |  | W | X | X |  |  | 1 |  | 1 | 1 |  | N |  |  | OP | X | 11 | 2014 | 2014 |  |  | N | IPP Non-CHP | IPP | IPP | 2 | X | SUN | Renewable | 1 | 0 | 1 | 0
Operable | 57313 | Tesla Inc. |  | 59789 | Millbrook School | NY | Restructured | Dutchess | PV1 | Solar Photovoltaic | PV |  | W | X | X |  |  | 1.4 |  | 1.4 | 1.4 |  | N |  |  | OP | X | 3 | 2015 | 2015 |  |  | N | IPP Non-CHP | IPP | IPP | 2 | X | SUN | Renewable | 1.4 | 0 | 1 | 0
Operable | 57313 | Tesla Inc. |  | 59790 | Oregon University System Rabbit Field | OR | Vertical | Benton | PV1 | Solar Photovoltaic | PV |  | W | X | X |  |  | 1.2 |  | 1.2 | 1.2 |  | N |  |  | OP | X | 3 | 2014 | 2014 |  |  | N | IPP Non-CHP | IPP | IPP | 2 | X | SUN | Renewable | 1.2 | 0 | 1 | 0
Operable | 57313 | Tesla Inc. |  | 60085 | AVS Lancaster 1 | CA | Vertical | Los Angeles | PV1 | Solar Photovoltaic | PV |  | W | X | X |  |  | 3.7 |  | 3.7 | 3.7 |  | N |  |  | OP | X | 12 | 2016 | 2016 |  |  | N | IPP Non-CHP | IPP | IPP | 2 | X | SUN | Renewable | 3.7 | 0 | 1 | 0
Operable | 57313 | Tesla Inc. |  | 60086 | US-TOPCO (Soccer Center) | CA | Vertical | Los Angeles | PV1 | Solar Photovoltaic | PV |  | W | X | X |  |  | 3 |  | 3 | 3 |  | N |  |  | OP | X | 12 | 2016 | 2016 |  |  | N | IPP Non-CHP | IPP | IPP | 2 | X | SUN | Renewable | 3 | 0 | 1 | 0
Operable | 57313 | Tesla Inc. |  | 60096 | Town of Chestertown- Chestertown WWTP | MD | Restructured | Kent | PV1 | Solar Photovoltaic | PV |  | W | X | X |  |  | 1 |  | 1 | 1 |  | N |  |  | OP | X | 12 | 2015 | 2015 |  |  | N | IPP Non-CHP | IPP | IPP | 2 | X | SUN | Renewable | 1 | 0 | 1 | 0
Operable | 57313 | Tesla Inc. |  | 60097 | Onondaga County - Metro Water Board | NY | Restructured | Onondaga | PV1 | Solar Photovoltaic | PV |  | W | X | X |  |  | 1 |  | 1 | 1 |  | N |  |  | OP | X | 2 | 2016 | 2016 |  |  | N | IPP Non-CHP | IPP | IPP | 2 | X | SUN | Renewable | 1 | 0 | 1 | 0
Operable | 57313 | Tesla Inc. |  | 60098 | Onondaga County - Oak Orchard WWTP | NY | Restructured | Onondaga | PV1 | Solar Photovoltaic | PV |  | W | X | X |  |  | 2 |  | 2 | 2 |  | N |  |  | OP | X | 11 | 2017 | 2017 |  |  | N | IPP Non-CHP | IPP | IPP | 2 | X | SUN | Renewable | 2 | 0 | 1 | 0
Operable | 57313 | Tesla Inc. |  | 60099 | Hewlett-Packard (HP) - Andover, MA | MA | Restructured | Essex | PV1 | Solar Photovoltaic | PV |  | W | X | X |  |  | 1.7 |  | 1.7 | 1.7 |  | N |  |  | OP | X | 6 | 2017 | 2017 |  |  | N | IPP Non-CHP | IPP | IPP | 2 | X | SUN | Renewable | 1.7 | 0 | 1 | 0
Operable | 57313 | Tesla Inc. |  | 60110 | Town of Needham VNEM CSG | MA | Restructured | Norfolk | PV1 | Solar Photovoltaic | PV |  | W | X | X |  |  | 3 |  | 3 | 3 |  | N |  |  | OP | X | 2 | 2016 | 2016 |  |  | N | IPP Non-CHP | IPP | IPP | 2 | X | SUN | Renewable | 3 | 0 | 1 | 0
Operable | 57313 | Tesla Inc. |  | 60111 | Williamsburg Solar LLC VNEM CSG | MA | Restructured | Hampshire | PV1 | Solar Photovoltaic | PV |  | W | X | X |  |  | 2.2 |  | 2.2 | 2.2 |  | N |  |  | OP | X | 2 | 2016 | 2016 |  |  | N | IPP Non-CHP | IPP | IPP | 2 | X | SUN | Renewable | 2.2 | 0 | 1 | 0
Operable | 57313 | Tesla Inc. |  | 60112 | Oregon Convention Center | OR | Vertical | Multnomah | PV1 | Solar Photovoltaic | PV |  | W | X | X |  |  | 1.4 |  | 1.4 | 1.4 |  | N |  |  | OP | X | 7 | 2016 | 2016 |  |  | N | IPP Non-CHP | IPP | IPP | 2 | X | SUN | Renewable | 1.4 | 0 | 1 | 0
Operable | 57313 | Tesla Inc. |  | 60113 | Jackson Board of Education-Liberty HS | NJ | Restructured | Ocean | PV1 | Solar Photovoltaic | PV |  | W | X | X |  |  | 1.2 |  | 1.2 | 1.2 |  | N |  |  | OP | X | 7 | 2016 | 2016 |  |  | N | IPP Non-CHP | IPP | IPP | 2 | X | SUN | Renewable | 1.2 | 0 | 1 | 0
Operable | 57313 | Tesla Inc. |  | 60114 | Oneida County- DPW | NY | Restructured | Oneida | PV1 | Solar Photovoltaic | PV |  | W | X | X |  |  | 1.5 |  | 1.5 | 1.5 |  | N |  |  | OP | X | 10 | 2017 | 2017 |  |  | N | IPP Non-CHP | IPP | IPP | 2 | X | SUN | Renewable | 1.5 | 0 | 1 | 0
Operable | 57313 | Tesla Inc. |  | 60115 | Town of Halfmoon | NY | Restructured | Saratoga | PV1 | Solar Photovoltaic | PV |  | W | X | X |  |  | 1 |  | 1 | 1 |  | N |  |  | OP | X | 6 | 2017 | 2017 |  |  | N | IPP Non-CHP | IPP | IPP | 2 | X | SUN | Renewable | 1 | 0 | 1 | 0
Operable | 57313 | Tesla Inc. |  | 60116 | BJ's Wholesale Club, Inc- Uxbridge | MA | Restructured | Worcester | PV1 | Solar Photovoltaic | PV |  | W | X | X |  |  | 1 |  | 1 | 1 |  | N |  |  | OP | X | 7 | 2017 | 2017 |  |  | N | IPP Non-CHP | IPP | IPP | 2 | X | SUN | Renewable | 1 | 0 | 1 | 0
Operable | 57313 | Tesla Inc. |  | 60225 | CMEEC - Bozrah | CT | Restructured | New London | PV1 | Solar Photovoltaic | PV |  | W | X | X |  |  | 2.5 |  | 2.5 | 2.5 |  | N |  |  | OP | X | 12 | 2016 | 2016 |  |  | N | IPP Non-CHP | IPP | IPP | 2 | X | SUN | Renewable | 2.5 | 0 | 1 | 0
Operable | 57313 | Tesla Inc. |  | 60227 | BJ's Wholesale Club Inc Dist Center | NJ | Restructured | Burlington | PV1 | Solar Photovoltaic | PV |  | W | X | X |  |  | 1.4 |  | 1.4 | 1.4 |  | N |  |  | OP | X | 10 | 2016 | 2016 |  |  | N | IPP Non-CHP | IPP | IPP | 2 | X | SUN | Renewable | 1.4 | 0 | 1 | 0
Operable | 57313 | Tesla Inc. |  | 60228 | Conn Mun Electric Energy Coop | CT | Restructured | New London | PV1 | Solar Photovoltaic | PV |  | W | X | X |  |  | 1 |  | 1 | 1 |  | N |  |  | OP | X | 12 | 2016 | 2016 |  |  | N | IPP Non-CHP | IPP | IPP | 2 | X | SUN | Renewable | 1 | 0 | 1 | 0
Operable | 57313 | Tesla Inc. |  | 60229 | Orange County Solar Farm (NY) | NY | Restructured | Orange | PV1 | Solar Photovoltaic | PV |  | W | X | X |  |  | 1.5 |  | 1.5 | 1.5 |  | N |  |  | OP | X | 5 | 2017 | 2017 |  |  | N | IPP Non-CHP | IPP | IPP | 2 | X | SUN | Renewable | 1.5 | 0 | 1 | 0
Operable | 57313 | Tesla Inc. |  | 60230 | Estrella Mountain PV | AZ | Vertical | Maricopa | PV1 | Solar Photovoltaic | PV |  | W | X | X |  |  | 1.8 |  | 1.8 | 1.8 |  | N |  |  | OP | X | 6 | 2019 | 2019 |  |  | N | IPP Non-CHP | IPP | IPP | 2 | X | SUN | Renewable | 1.8 | 0 | 1 | 0
Operable | 57313 | Tesla Inc. |  | 60231 | Genentech-Oceanside Hybrid | CA | Vertical | San Diego | BA1 | Batteries | BA |  | W | X | X |  |  | 2 |  | 2 | 2 | 1 | N |  |  | OP | X | 4 | 2016 | 2016 |  |  | N | IPP Non-CHP | IPP | IPP | 2 | X | MWH | Other | 0 | 0 | 0 | 0
Operable | 57313 | Tesla Inc. |  | 60231 | Genentech-Oceanside Hybrid | CA | Vertical | San Diego | PV1 | Solar Photovoltaic | PV |  | W | X | X |  |  | 4.5 |  | 4.5 | 4.5 |  | N |  |  | OP | X | 4 | 2016 | 2016 |  |  | N | IPP Non-CHP | IPP | IPP | 2 | X | SUN | Renewable | 4.5 | 0 | 1 | 0
Operable | 57313 | Tesla Inc. |  | 60232 | Onondaga County- Jamesville | NY | Restructured | Onondaga | PV1 | Solar Photovoltaic | PV |  | W | X | X |  |  | 2 |  | 2 | 2 |  | N |  |  | OP | X | 3 | 2018 | 2018 |  |  | N | IPP Non-CHP | IPP | IPP | 2 | X | SUN | Renewable | 2 | 0 | 1 | 0
Operable | 57313 | Tesla Inc. |  | 60461 | The Clorox Company | MD | Restructured | Harford | PV1 | Solar Photovoltaic | PV |  | W | X | X |  |  | 1.6 |  | 1.6 | 1.6 |  | N |  |  | OP | X | 8 | 2016 | 2016 |  |  | N | IPP Non-CHP | IPP | IPP | 2 | X | SUN | Renewable | 1.6 | 0 | 1 | 0
Operable | 57313 | Tesla Inc. |  | 60462 | Onondaga County- Clearwater | NY | Restructured | Oswego | PV1 | Solar Photovoltaic | PV |  | W | X | X |  |  | 2 |  | 2 | 2 |  | N |  |  | OP | X | 7 | 2017 | 2017 |  |  | N | IPP Non-CHP | IPP | IPP | 2 | X | SUN | Renewable | 2 | 0 | 1 | 0
Operable | 57313 | Tesla Inc. |  | 60463 | Greene County Meter #1 | NY | Restructured | Greene | PV1 | Solar Photovoltaic | PV |  | W | X | X |  |  | 1.6 |  | 1.6 | 1.6 |  | N |  |  | OP | X | 2 | 2018 | 2018 |  |  | N | IPP Non-CHP | IPP | IPP | 2 | X | SUN | Renewable | 1.6 | 0 | 1 | 0
Operable | 57313 | Tesla Inc. |  | 60465 | Chesapeake College | MD | Restructured | Queen Annes | PV1 | Solar Photovoltaic | PV |  | W | X | X |  |  | 1.5 |  | 1.5 | 1.5 |  | N |  |  | OP | X | 7 | 2016 | 2016 |  |  | N | IPP Non-CHP | IPP | IPP | 2 | X | SUN | Renewable | 1.5 | 0 | 1 | 0
Operable | 57313 | Tesla Inc. |  | 60507 | Broome County | NY | Restructured | Broome | NORTH | Solar Photovoltaic | PV |  | W | X | X |  |  | 2 |  | 2 | 2 |  | N |  |  | OP | X | 6 | 2018 | 2018 |  |  | N | IPP Non-CHP | IPP | IPP | 2 | X | SUN | Renewable | 2 | 0 | 1 | 0
Operable | 57313 | Tesla Inc. |  | 60507 | Broome County | NY | Restructured | Broome | SOUTH | Solar Photovoltaic | PV |  | W | X | X |  |  | 2 |  | 2 | 2 |  | N |  |  | OP | X | 6 | 2018 | 2018 |  |  | N | IPP Non-CHP | IPP | IPP | 2 | X | SUN | Renewable | 2 | 0 | 1 | 0
Operable | 57313 | Tesla Inc. |  | 60546 | KIUC Kapaia PV and BA Storage Project Hybrid | HI | Vertical | Kauai | BA1 | Batteries | BA |  | W | X | X |  |  | 13 |  | 11 | 11 | 11 | N |  |  | OP | X | 5 | 2017 | 2017 |  |  | N | IPP Non-CHP | IPP | IPP | 2 | X | MWH | Other | 0 | 0 | 0 | 0
Operable | 57313 | Tesla Inc. |  | 60546 | KIUC Kapaia PV and BA Storage Project Hybrid | HI | Vertical | Kauai | PV1 | Solar Photovoltaic | PV |  | W | X | X |  |  | 15 |  | 15 | 15 |  | N |  |  | OP | X | 5 | 2017 | 2017 |  |  | N | IPP Non-CHP | IPP | IPP | 2 | X | SUN | Renewable | 15 | 0 | 1 | 0
Operable | 57313 | Tesla Inc. |  | 60604 | Wye Mills VNEM CSG | MD | Restructured | Queen Annes | PV1 | Solar Photovoltaic | PV |  | W | X | X |  |  | 10 |  | 10 | 10 |  | N |  |  | OP | X | 8 | 2016 | 2016 |  |  | N | IPP Non-CHP | IPP | IPP | 2 | X | SUN | Renewable | 10 | 0 | 1 | 0
Operable | 57313 | Tesla Inc. |  | 60605 | CMEEC - Rogers Rd Solar | CT | Restructured | New London | PV1 | Solar Photovoltaic | PV |  | S | X | X |  |  | 1.3 |  | 1.3 | 1.3 |  | N |  |  | OP | X | 2 | 2017 | 2017 |  |  | N | IPP Non-CHP | IPP | IPP | 2 | X | SUN | Renewable | 1.3 | 0 | 1 | 0
Operable | 57313 | Tesla Inc. |  | 60607 | CMEEC - Polaris Park Solar Hybrid | CT | Restructured | New London | BA1 | Batteries | BA |  | W | X | X |  |  | 0.8 |  | 0.8 | 0.8 | 0.8 | N |  |  | OP | X | 8 | 2017 | 2017 |  |  | N | IPP Non-CHP | IPP | IPP | 2 | X | MWH | Other | 0 | 0 | 0 | 0
Operable | 57313 | Tesla Inc. |  | 60607 | CMEEC - Polaris Park Solar Hybrid | CT | Restructured | New London | PV1 | Solar Photovoltaic | PV |  | W | X | X |  |  | 3.5 |  | 3.5 | 3.5 |  | N |  |  | OP | X | 8 | 2017 | 2017 |  |  | N | IPP Non-CHP | IPP | IPP | 2 | X | SUN | Renewable | 3.5 | 0 | 1 | 0
Operable | 57313 | Tesla Inc. |  | 60608 | CMEEC - Navy NE Trident | CT | Restructured | New London | PV1 | Solar Photovoltaic | PV |  | W | X | X |  |  | 1 |  | 1 | 1 |  | N |  |  | OP | X | 6 | 2017 | 2017 |  |  | N | IPP Non-CHP | IPP | IPP | 2 | X | SUN | Renewable | 1 | 0 | 1 | 0
Operable | 57313 | Tesla Inc. |  | 60609 | CMEEC - Norwich Stott St Solar Hybrid | CT | Restructured | New London | BA1 | Batteries | BA |  | W | X | X |  |  | 0.8 |  | 0.8 | 0.8 | 0.8 | N |  |  | OP | X | 12 | 2016 | 2016 |  |  | N | IPP Non-CHP | IPP | IPP | 2 | X | MWH | Other | 0 | 0 | 0 | 0
Operable | 57313 | Tesla Inc. |  | 60609 | CMEEC - Norwich Stott St Solar Hybrid | CT | Restructured | New London | PV1 | Solar Photovoltaic | PV |  | W | X | X |  |  | 3.5 |  | 3.5 | 3.5 |  | N |  |  | OP | X | 12 | 2016 | 2016 |  |  | N | IPP Non-CHP | IPP | IPP | 2 | X | SUN | Renewable | 3.5 | 0 | 1 | 0
Operable | 57313 | Tesla Inc. |  | 60815 | Hampshire College Hybrid | MA | Restructured | Hampshire | BA1 | Batteries | BA |  | W | X | X |  |  | 0.5 |  | 0.5 | 0.5 | 0.5 | N |  |  | OP | X | 5 | 2017 | 2017 |  |  | N | IPP Non-CHP | IPP | IPP | 2 | X | MWH | Other | 0 | 0 | 0 | 0
Operable | 57313 | Tesla Inc. |  | 60815 | Hampshire College Hybrid | MA | Restructured | Hampshire | BA2 | Batteries | BA |  | W | X | X |  |  | 0.5 |  | 0.5 | 0.5 | 0.5 | N |  |  | OP | X | 12 | 2017 | 2017 |  |  | N | IPP Non-CHP | IPP | IPP | 2 | X | MWH | Other | 0 | 0 | 0 | 0
Operable | 57313 | Tesla Inc. |  | 60815 | Hampshire College Hybrid | MA | Restructured | Hampshire | PV1 | Solar Photovoltaic | PV |  | W | X | X |  |  | 1.7 |  | 1.7 | 1.7 |  | N |  |  | OP | X | 5 | 2017 | 2017 |  |  | N | IPP Non-CHP | IPP | IPP | 2 | X | SUN | Renewable | 1.7 | 0 | 1 | 0
Operable | 57313 | Tesla Inc. |  | 60815 | Hampshire College Hybrid | MA | Restructured | Hampshire | PV2 | Solar Photovoltaic | PV |  | W | X | X |  |  | 1.7 |  | 1.7 | 1.7 |  | N |  |  | OP | X | 12 | 2017 | 2017 |  |  | N | IPP Non-CHP | IPP | IPP | 2 | X | SUN | Renewable | 1.7 | 0 | 1 | 0
Operable | 57313 | Tesla Inc. |  | 60817 | Sullivan County - Adult Care Solar | NY | Restructured | Sullivan | PV1 | Solar Photovoltaic | PV |  | W | X | X |  |  | 2 |  | 2 | 2 |  | N |  |  | OP | X | 5 | 2017 | 2017 |  |  | N | IPP Non-CHP | IPP | IPP | 2 | X | SUN | Renewable | 2 | 0 | 1 | 0
Operable | 57313 | Tesla Inc. |  | 60818 | Oswego County - Fulton Solar | NY | Restructured | Oswego | PV1 | Solar Photovoltaic | PV |  | S | X | X |  |  | 2 |  | 2 | 2 |  | N |  |  | OP | X | 6 | 2018 | 2018 |  |  | N | IPP Non-CHP | IPP | IPP | 2 | X | SUN | Renewable | 2 | 0 | 1 | 0
Operable | 57313 | Tesla Inc. |  | 60820 | Montgomery County Correctional Facility | MD | Restructured | Montgomery | PV1 | Solar Photovoltaic | PV |  | S | X | X |  |  | 1.4 |  | 1.4 | 1.4 |  | N |  |  | OP | X | 11 | 2017 | 2017 |  |  | N | IPP Non-CHP | IPP | IPP | 2 | X | SUN | Renewable | 1.4 | 0 | 1 | 0
Operable | 57313 | Tesla Inc. |  | 60821 | Weber State University - Davis Campus PV | UT | Vertical | Davis | PV1 | Solar Photovoltaic | PV |  | W | X | X |  |  | 1.3 |  | 1.3 | 1.3 |  | N |  |  | OP | X | 1 | 2017 | 2017 |  |  | N | IPP Non-CHP | IPP | IPP | 2 | X | SUN | Renewable | 1.3 | 0 | 1 | 0
Operable | 57313 | Tesla Inc. |  | 60822 | Intel - Ocotillo Campus Solar | AZ | Vertical | Maricopa | PV1 | Solar Photovoltaic | PV |  | W | X | X |  |  | 2.8 |  | 2.8 | 2.8 |  | N |  |  | OP | X | 12 | 2017 | 2017 |  |  | N | IPP Non-CHP | IPP | IPP | 2 | X | SUN | Renewable | 2.8 | 0 | 1 | 0
Operable | 57313 | Tesla Inc. |  | 60822 | Intel - Ocotillo Campus Solar | AZ | Vertical | Maricopa | PV2 | Solar Photovoltaic | PV |  | S | X | X |  |  | 1.4 |  | 1.4 | 1.4 |  | N |  |  | OP | X | 3 | 2018 | 2018 |  |  | N | IPP Non-CHP | IPP | IPP | 2 | X | SUN | Renewable | 1.4 | 0 | 1 | 0
Operable | 57313 | Tesla Inc. |  | 60823 | South Sioux City Solar | NE | Vertical | Dakota | PV1 | Solar Photovoltaic | PV |  | W | X | X |  |  | 2.3 |  | 2.3 | 2.3 |  | N |  |  | OP | X | 12 | 2016 | 2016 |  |  | N | IPP Non-CHP | IPP | IPP | 2 | X | SUN | Renewable | 2.3 | 0 | 1 | 0
Operable | 57313 | Tesla Inc. |  | 60824 | Valley Sanitary District WTP Solar | CA | Vertical | Riverside | PV1 | Solar Photovoltaic | PV |  | W | X | X |  |  | 1 |  | 1 | 1 |  | N |  |  | OP | X | 12 | 2016 | 2016 |  |  | N | IPP Non-CHP | IPP | IPP | 2 | X | SUN | Renewable | 1 | 0 | 1 | 0
Operable | 57313 | Tesla Inc. |  | 60844 | Genentech Vacaville Meter #1 | CA | Vertical | Solano | PV1 | Solar Photovoltaic | PV |  | W | X | X |  |  | 3.8 |  | 3.8 | 3.8 |  | N |  |  | OP | X | 5 | 2017 | 2017 |  |  | N | IPP Non-CHP | IPP | IPP | 2 | X | SUN | Renewable | 3.8 | 0 | 1 | 0
Operable | 57313 | Tesla Inc. |  | 60844 | Genentech Vacaville Meter #1 | CA | Vertical | Solano | PV2 | Solar Photovoltaic | PV |  | W | X | X |  |  | 2.3 |  | 2.3 | 2.3 |  | N |  |  | OP | X | 5 | 2017 | 2017 |  |  | N | IPP Non-CHP | IPP | IPP | 2 | X | SUN | Renewable | 2.3 | 0 | 1 | 0
Operable | 57313 | Tesla Inc. |  | 60846 | US GSA - Sacramento | CA | Vertical | Sacramento | PV1 | Solar Photovoltaic | PV |  | W | X | X |  |  | 1.1 |  | 1.1 | 1.1 |  | N |  |  | OP | X | 3 | 2018 | 2018 |  |  | N | IPP Non-CHP | IPP | IPP | 2 | X | SUN | Renewable | 1.1 | 0 | 1 | 0
Operable | 57313 | Tesla Inc. |  | 60847 | Garrett County - DPU Treatment Plant | MD | Restructured | Garrett | PV1 | Solar Photovoltaic | PV |  | W | X | X |  |  | 1.2 |  | 1.2 | 1.2 |  | N |  |  | OP | X | 5 | 2017 | 2017 |  |  | N | IPP Non-CHP | IPP | IPP | 2 | X | SUN | Renewable | 1.2 | 0 | 1 | 0
Operable | 57313 | Tesla Inc. |  | 60904 | Time Warner Cable - Knowles | NY | Restructured | Steuben | PV1 | Solar Photovoltaic | PV |  | S | X | X |  |  | 2 |  | 2 | 2 |  | N |  |  | OP | X | 5 | 2018 | 2018 |  |  | N | IPP Non-CHP | IPP | IPP | 2 | X | SUN | Renewable | 2 | 0 | 1 | 0
Operable | 57313 | Tesla Inc. |  | 61104 | Pima Community College - East Campus | AZ | Vertical | Pima | PV1 | Solar Photovoltaic | PV |  | S | X | X |  |  | 1.3 |  | 1.3 | 1.3 |  | N |  |  | OP | X | 8 | 2017 | 2017 |  |  | N | IPP Non-CHP | IPP | IPP | 2 | X | SUN | Renewable | 1.3 | 0 | 1 | 0
Operable | 57313 | Tesla Inc. |  | 61152 | Intel Folsom Phase 3 | CA | Vertical | Sacramento | PV1 | Solar Photovoltaic | PV |  | W | X | X |  |  | 5.2 |  | 5.2 | 5.2 |  | N |  |  | OP | X | 4 | 2016 | 2016 |  |  | N | IPP Non-CHP | IPP | IPP | 2 | X | SUN | Renewable | 5.2 | 0 | 1 | 0
Operable | 57313 | Tesla Inc. |  | 61209 | Sacramento Regional County Sanitation PV | CA | Vertical | Sacramento | PV1 | Solar Photovoltaic | PV |  | S | X | X |  |  | 3.5 |  | 3.5 | 3.5 |  | N |  |  | OP | X | 12 | 2017 | 2017 |  |  | N | IPP Non-CHP | IPP | IPP | 2 | X | SUN | Renewable | 3.5 | 0 | 1 | 0
Operable | 57313 | Tesla Inc. |  | 61541 | Town of Rocky Hill PV CSG | CT | Restructured | Hartford | PV1 | Solar Photovoltaic | PV |  | W | X | X |  |  | 1 |  | 1 | 1 |  | N |  |  | OP | X | 3 | 2018 | 2018 |  |  | N | IPP Non-CHP | IPP | IPP | 2 | X | SUN | Renewable | 1 | 0 | 1 | 0
Operable | 57313 | Tesla Inc. |  | 61541 | Town of Rocky Hill PV CSG | CT | Restructured | Hartford | PV2 | Solar Photovoltaic | PV |  | W | X | X |  |  | 1 |  | 1 | 1 |  | N |  |  | OP | X | 3 | 2018 | 2018 |  |  | N | IPP Non-CHP | IPP | IPP | 2 | X | SUN | Renewable | 1 | 0 | 1 | 0
Operable | 57313 | Tesla Inc. |  | 61541 | Town of Rocky Hill PV CSG | CT | Restructured | Hartford | PV3 | Solar Photovoltaic | PV |  | W | X | X |  |  | 1 |  | 1 | 1 |  | N |  |  | OP | X | 3 | 2018 | 2018 |  |  | N | IPP Non-CHP | IPP | IPP | 2 | X | SUN | Renewable | 1 | 0 | 1 | 0
Operable | 57313 | Tesla Inc. |  | 62074 | Bd of Educ of Queen Anne's Cnty, Cnty HS | MD | Restructured | Queen Annes | PV1 | Solar Photovoltaic | PV |  | W | X | X |  |  | 1.7 |  | 1.7 | 1.7 |  | N |  |  | OP | X | 7 | 2019 | 2019 |  |  | N | IPP Non-CHP | IPP | IPP | 2 | X | SUN | Renewable | 1.7 | 0 | 1 | 0
Operable | 57313 | Tesla Inc. |  | 62075 | Pima Community College | AZ | Vertical | Pima | PV1 | Solar Photovoltaic | PV |  | W | X | X |  |  | 1.1 |  | 1.1 | 1.1 |  | N |  |  | OP | X | 8 | 2019 | 2019 |  |  | N | IPP Non-CHP | IPP | IPP | 2 | X | SUN | Renewable | 1.1 | 0 | 1 | 0
Operable | 57313 | Tesla Inc. |  | 62076 | Town of Branford | CT | Restructured | New Haven | PV1 | Solar Photovoltaic | PV |  | W | X | X |  |  | 1.1 |  | 1.1 | 1.1 |  | N |  |  | OP | X | 6 | 2018 | 2018 |  |  | N | IPP Non-CHP | IPP | IPP | 2 | X | SUN | Renewable | 1.1 | 0 | 1 | 0
Operable | 57313 | Tesla Inc. |  | 62077 | Blue Shld Of Cal- El Dorado Hlls Mtr B | CA | Vertical | El Dorado | PV1 | Solar Photovoltaic | PV |  | W | X | X |  |  | 1.5 |  | 2.1 | 2.1 |  | N |  |  | OP | X | 7 | 2019 | 2019 |  |  | N | IPP Non-CHP | IPP | IPP | 2 | X | SUN | Renewable | 1.5 | 0 | 1 | 0
Operable | 57313 | Tesla Inc. |  | 63496 | Frederick County - Landfill | MD | Restructured | Frederick | PV1 | Solar Photovoltaic | PV |  | W | X | X |  |  | 2 |  | 2 | 2 |  | N |  |  | OP | X | 8 | 2019 | 2019 |  |  | N | IPP Non-CHP | IPP | IPP | 2 | X | SUN | Renewable | 2 | 0 | 1 | 0
Operable | 57313 | Tesla Inc. |  | 63510 | Walnut Unified School District Walnut HS Hybrid | CA | Vertical | Los Angeles | PV1 | Solar Photovoltaic | PV |  | W | X | X |  |  | 1.8 |  | 1.8 | 1.8 |  | N |  |  | OP | X | 2 | 2020 | 2020 |  |  | N | IPP Non-CHP | IPP | IPP | 2 | X | SUN | Renewable | 1.8 | 0 | 1 | 0
Operable | 57313 | Tesla Inc. |  | 63510 | Walnut Unified School District Walnut HS Hybrid | CA | Vertical | Los Angeles | ST1 | Batteries | BA |  | W | X | X |  |  | 0.5 |  | 0.5 | 0.5 | 0 | N |  |  | OP | X | 2 | 2020 | 2020 |  |  | N | IPP Non-CHP | IPP | IPP | 2 | X | MWH | Other | 0 | 0 | 0 | 0
Operable | 57313 | Tesla Inc. |  | 63511 | Mohonasen Central School District | NY | Restructured | Schenectady | PV1 | Solar Photovoltaic | PV |  | W | X | X |  |  | 1.1 |  | 1.1 | 1.1 |  | N |  |  | OP | X | 9 | 2019 | 2019 |  |  | N | IPP Non-CHP | IPP | IPP | 2 | X | SUN | Renewable | 1.1 | 0 | 1 | 0
Operable | 57313 | Tesla Inc. |  | 63512 | Wor-Wic Community College - Offsite | MD | Restructured | Wicomico | PV1 | Solar Photovoltaic | PV |  | W | X | X |  |  | 2 |  | 2 | 2 |  | N |  |  | OP | X | 4 | 2019 | 2019 |  |  | N | IPP Non-CHP | IPP | IPP | 2 | X | SUN | Renewable | 2 | 0 | 1 | 0
Operable | 57313 | Tesla Inc. |  | 64098 | Tesla Reno GigaFactory | NV | Vertical | Storey | 1 | Solar Photovoltaic | PV |  | S | X | X |  |  | 0.4 |  | 0.4 | 0.4 | 0.1 | N |  |  | OP | X | 7 | 2019 | 2019 |  |  | N | Industrial Non-CHP | Customer Sited | Other | 6 | X | SUN | Renewable | 0.4 | 0 | 1 | 0
Operable | 57313 | Tesla Inc. |  | 64098 | Tesla Reno GigaFactory | NV | Vertical | Storey | 2 | Solar Photovoltaic | PV |  | S | X | X |  |  | 0.5 |  | 0.5 | 0.5 |  | N |  |  | OP | X | 6 | 2019 | 2019 |  |  | N | Industrial Non-CHP | Customer Sited | Other | 6 | X | SUN | Renewable | 0.5 | 0 | 1 | 0
Operable | 57313 | Tesla Inc. |  | 64098 | Tesla Reno GigaFactory | NV | Vertical | Storey | 5 | Solar Photovoltaic | PV |  | S | X | X |  |  | 0.9 |  | 0.9 | 0.9 |  | N |  |  | OP | X | 11 | 2021 | 2021 |  |  | N | Industrial Non-CHP | Customer Sited | Other | 6 | X | SUN | Renewable | 0.9 | 0 | 1 | 0
Operable | 57313 | Tesla Inc. |  | 64098 | Tesla Reno GigaFactory | NV | Vertical | Storey | RA | Solar Photovoltaic | PV |  | S | X | X |  |  | 1.1 |  | 1.1 | 1.1 |  | N |  |  | OP | X | 3 | 2022 | 2022 |  |  | N | Industrial Non-CHP | Customer Sited | Other | 6 | X | SUN | Renewable | 1.1 | 0 | 1 | 0
Operable | 57313 | Tesla Inc. |  | 64098 | Tesla Reno GigaFactory | NV | Vertical | Storey | RB | Solar Photovoltaic | PV |  | S | X | X |  |  | 1.8 |  | 1.8 | 1.8 |  | N |  |  | OP | X | 4 | 2022 | 2022 |  |  | N | Industrial Non-CHP | Customer Sited | Other | 6 | X | SUN | Renewable | 1.8 | 0 | 1 | 0
Operable | 57313 | Tesla Inc. |  | 64098 | Tesla Reno GigaFactory | NV | Vertical | Storey | RC | Solar Photovoltaic | PV |  | S | X | X |  |  | 2 |  | 2 | 2 |  | N |  |  | OP | X | 7 | 2022 | 2022 |  |  | N | Industrial Non-CHP | Customer Sited | Other | 6 | X | SUN | Renewable | 2 | 0 | 1 | 0
Operable | 57313 | Tesla Inc. |  | 64445 | County of Dutchess, NY (Airport) | NY | Restructured | Dutchess | PV1 | Solar Photovoltaic | PV |  | W | X | X |  |  | 1.8 |  | 1.8 | 1.8 |  | N |  |  | OP | X | 1 | 2020 | 2020 |  |  | N | IPP Non-CHP | IPP | IPP | 2 | X | SUN | Renewable | 1.8 | 0 | 1 | 0
Operable | 57313 | Tesla Inc. |  | 64528 | Gambit Energy Storage - Angleton Storage | TX | Restructured | Brazoria | 1 | Batteries | BA |  | S | X | X |  |  | 100 |  | 100 | 100 | 0 | N |  |  | OP | X | 6 | 2021 | 2021 |  |  | N | IPP Non-CHP | IPP | IPP | 2 | X | MWH | Other | 0 | 0 | 0 | 0
Operable | 57313 | Tesla Inc. |  | 65070 | Austin TX GigaFactory | TX | Restructured | Travis | C02 | Solar Photovoltaic | PV |  | S | X | X |  |  | 1.9 |  | 1.9 | 1.9 |  | N |  |  | OP | X | 7 | 2023 | 2023 |  |  | N | Industrial Non-CHP | Customer Sited | Other | 6 | X | SUN | Renewable | 1.9 | 0 | 1 | 0
Operable | 57313 | Tesla Inc. |  | 65071 | Buffalo NY GigaFactory | NY | Restructured | Erie | PV1 | Solar Photovoltaic | PV |  | S | X | X |  |  | 2 |  | 2 | 2 |  | N |  |  | OP | X | 3 | 2022 | 2022 |  |  | N | Industrial Non-CHP | Customer Sited | Other | 6 | X | SUN | Renewable | 2 | 0 | 1 | 0
Operable | 57313 | Tesla Inc. |  | 65072 | Fremont CA AutoFactory | CA | Vertical | Alameda | RF67 | Solar Photovoltaic | PV |  | S | X | X |  |  | 0.3 |  | 0.3 | 0.3 |  | N |  |  | OP | X | 3 | 2022 | 2022 |  |  | N | Industrial Non-CHP | Customer Sited | Other | 6 | X | SUN | Renewable | 0.3 | 0 | 1 | 0
Operable | 57313 | Tesla Inc. |  | 65073 | Berrenda Mesa Water District | CA | Vertical | Kern | PV1 | Solar Photovoltaic | PV |  | S | X | X |  |  | 6.4 |  | 6.4 | 6.4 |  | N |  |  | OP | X | 7 | 2023 | 2023 |  |  | N | IPP Non-CHP | IPP | IPP | 2 | X | SUN | Renewable | 6.4 | 0 | 1 | 0
Operable | 57313 | Tesla Inc. |  | 65130 | City of Bowie | MD | Restructured | Prince Georges | PV1 | Solar Photovoltaic | PV |  | W | X | X |  |  | 2 |  | 2 | 2 |  | N |  |  | OP | X | 6 | 2021 | 2021 |  |  | N | IPP Non-CHP | IPP | IPP | 2 | X | SUN | Renewable | 2 | 0 | 1 | 0
Operable | 57313 | Tesla Inc. |  | 65131 | Fremont - Kato Rd | CA | Vertical | Alameda | PV1 | Solar Photovoltaic | PV |  | S | X | X |  |  | 0.5 |  | 0.5 | 0.5 |  | N |  |  | OP | X | 12 | 2016 | 2016 |  |  | N | IPP Non-CHP | IPP | IPP | 2 | X | SUN | Renewable | 0.5 | 0 | 1 | 0
Operable | 57313 | Tesla Inc. |  | 65131 | Fremont - Kato Rd | CA | Vertical | Alameda | PV2 | Solar Photovoltaic | PV |  | S | X | X |  |  | 0.9 |  | 0.9 | 0.9 |  | N |  |  | OP | X | 12 | 2017 | 2017 |  |  | N | IPP Non-CHP | IPP | IPP | 2 | X | SUN | Renewable | 0.9 | 0 | 1 | 0
Operable | 57313 | Tesla Inc. |  | 66468 | Clovis High School | CA | Vertical | Fresno | PV1 | Solar Photovoltaic | PV |  | S | X | X |  |  | 1 |  | 1 | 1 |  | N |  |  | OP | X | 4 | 2018 | 2018 |  |  | N | IPP Non-CHP | IPP | IPP | 2 | X | SUN | Renewable | 1 | 0 | 1 | 0
Operable | 57313 | Tesla Inc. |  | 66469 | Clovis East High School | CA | Vertical | Fresno | PV1 | Solar Photovoltaic | PV |  | S | X | X |  |  | 1 |  | 1 | 1 |  | N |  |  | OP | X | 4 | 2018 | 2018 |  |  | N | IPP Non-CHP | IPP | IPP | 2 | X | SUN | Renewable | 1 | 0 | 1 | 0
Operable | 57313 | Tesla Inc. |  | 66470 | Clovis North High School | CA | Vertical | Fresno | PV1 | Solar Photovoltaic | PV |  | S | X | X |  |  | 1 |  | 1 | 1 |  | N |  |  | OP | X | 12 | 2017 | 2017 |  |  | N | IPP Non-CHP | IPP | IPP | 2 | X | SUN | Renewable | 1 | 0 | 1 | 0
Operable | 18617 | Tesoro Alaska Company LLC |  | 52184 | Tesoro Kenai Cogeneration Plant | AK | Vertical | Kenai Peninsula | GEN1 | Natural Gas Fired Combustion Turbine | GT |  | S | X | X |  |  | 4.3 | 0.8 | 4.2 | 4.7 | 0.4 | N |  |  | OP | X | 11 | 1988 | Pre-2000 |  |  | Y | Industrial CHP | Customer Sited | Other | 7 | T | NG | Non-Renewable | 0 | 4.3 | 0 | 1 | DFO
Operable | 18617 | Tesoro Alaska Company LLC |  | 52184 | Tesoro Kenai Cogeneration Plant | AK | Vertical | Kenai Peninsula | GEN2 | Natural Gas Fired Combustion Turbine | GT |  | S | X | X |  |  | 4.3 | 0.8 | 4.2 | 4.7 | 0.4 | N |  |  | OP | X | 11 | 1988 | Pre-2000 |  |  | Y | Industrial CHP | Customer Sited | Other | 7 | T | NG | Non-Renewable | 0 | 4.3 | 0 | 1 | DFO
Operable | 2696 | Tesoro Carson Refinery |  | 50540 | BP Carson Refinery | CA | Vertical | Los Angeles | GEN1 | Other Gases | OT |  | S | X | X |  |  | 12 | 0.9 | 6.5 | 6.5 | 1 | N |  |  | SB | Y | 6 | 1984 | Pre-2000 |  |  | N | Industrial Non-CHP | Customer Sited | Other | 6 | X | OG | Non-Renewable | 0 | 12 | 0 | 1
Operable | 2696 | Tesoro Carson Refinery |  | 50540 | BP Carson Refinery | CA | Vertical | Los Angeles | GEN2 | Natural Gas Steam Turbine | ST |  | S | X | X |  |  | 1.5 | 0.9 | 1.5 | 1.5 | 0.2 | N |  |  | OS | X | 4 | 1982 | Pre-2000 |  |  | N | Industrial Non-CHP | Customer Sited | Other | 6 | X | NG | Non-Renewable | 0 | 1.5 | 0 | 1 | OG
Operable | 65130 | Tesoro Marketing & Refining Co. LLC (Martinez) |  | 10342 | Marathon Bay Area Cogen | CA | Vertical | Contra Costa | TG1 | Natural Gas Fired Combined Cycle | CT | CC1 | W | X | N | FOSTERW_7_N004 | TH_NP15_GEN-APND | 40 | 0.85 | 35 | 37 | 29 | N |  |  | OP | X | 2 | 1987 | Pre-2000 |  |  | Y | IPP CHP | IPP | IPP | 3 | T | NG | Non-Renewable | 0 | 40 | 0 | 1
Operable | 65130 | Tesoro Marketing & Refining Co. LLC (Martinez) |  | 10342 | Marathon Bay Area Cogen | CA | Vertical | Contra Costa | TG2 | Natural Gas Fired Combined Cycle | CT | CC1 | W | X | N | FOSTERW_7_N004 | TH_NP15_GEN-APND | 40 | 0.85 | 35 | 37 | 29 | N |  |  | OP | X | 2 | 1987 | Pre-2000 |  |  | Y | IPP CHP | IPP | IPP | 3 | T | NG | Non-Renewable | 0 | 40 | 0 | 1
Operable | 65130 | Tesoro Marketing & Refining Co. LLC (Martinez) |  | 10342 | Marathon Bay Area Cogen | CA | Vertical | Contra Costa | TG3 | Natural Gas Fired Combined Cycle | CA | CC1 | W | N | X | FOSTERW_7_N004 | TH_np15_GEN-APND | 33.5 | 0.8 | 33.5 | 33.5 | 5 | N |  |  | OP | X | 2 | 1987 | Pre-2000 |  |  | Y | IPP CHP | IPP | IPP | 3 | T | NG | Non-Renewable | 0 | 33.5 | 0 | 1
Operable | 18668 | Tesoro Refining and Marketing Co LLC |  | 52133 | Tesoro Mandan Cogeneration Plant | ND | Vertical | Morton | GEN1 | Other Gases | ST |  | S | X | X |  |  | 2.5 | 0.8 | 2.8 | 2.8 | 0.3 | N |  |  | OP | X | 10 | 1954 | Pre-2000 |  |  | Y | Industrial CHP | Customer Sited | Other | 7 | T | OG | Non-Renewable | 0 | 2.5 | 0 | 1 | NG | WO
Operable | 18668 | Tesoro Refining and Marketing Co LLC |  | 52133 | Tesoro Mandan Cogeneration Plant | ND | Vertical | Morton | GEN2 | Other Gases | ST |  | S | X | X |  |  | 2.5 | 0.8 | 2.8 | 2.8 | 0.3 | N |  |  | OP | X | 10 | 1954 | Pre-2000 |  |  | Y | Industrial CHP | Customer Sited | Other | 7 | T | OG | Non-Renewable | 0 | 2.5 | 0 | 1 | NG | WO
Operable | 18668 | Tesoro Refining and Marketing Co LLC |  | 52133 | Tesoro Mandan Cogeneration Plant | ND | Vertical | Morton | GEN3 | Other Gases | ST |  | S | X | X |  |  | 2.5 | 0.8 | 2.8 | 2.8 | 0.3 | N |  |  | OA | X | 5 | 1958 | Pre-2000 |  |  | Y | Industrial CHP | Customer Sited | Other | 7 | T | OG | Non-Renewable | 0 | 2.5 | 0 | 1 | NG | WO | RFO
Operable | 55985 | Tesoro Refining and Marketing Company |  | 50530 | Equilon Los Angeles Refining | CA | Vertical | Los Angeles | GEN1 | Other Gases | GT |  | S | X | X |  |  | 30 | 0.85 | 25.5 | 25.6 | 18 | N |  |  | OP | X | 12 | 1982 | Pre-2000 |  |  | Y | Industrial CHP | Customer Sited | Other | 7 | T | OG | Non-Renewable | 0 | 30 | 0 | 1 | NG
Operable | 55985 | Tesoro Refining and Marketing Company |  | 50530 | Equilon Los Angeles Refining | CA | Vertical | Los Angeles | GEN2 | Other Gases | GT |  | S | X | X |  |  | 30 | 0.85 | 25.7 | 25.8 | 18 | N |  |  | OP | X | 12 | 1982 | Pre-2000 |  |  | Y | Industrial CHP | Customer Sited | Other | 7 | T | OG | Non-Renewable | 0 | 30 | 0 | 1 | NG
Operable | 55985 | Tesoro Refining and Marketing Company |  | 50530 | Equilon Los Angeles Refining | CA | Vertical | Los Angeles | GEN3 | Other Gases | ST |  | S | X | X |  |  | 23 | 0.8 | 11.5 | 11.8 | 4 | N |  |  | OP | X | 4 | 1991 | Pre-2000 |  |  | Y | Industrial CHP | Customer Sited | Other | 7 | B | OG | Non-Renewable | 0 | 23 | 0 | 1
Operable | 54911 | Tesoro Refng Marketing Co Mntn Region |  | 56509 | Tesoro SLC Cogeneration Plant | UT | Vertical | Salt Lake | 1 | Natural Gas Fired Combustion Turbine | GT |  | W | X | X |  |  | 15.2 | 0.8 | 11.5 | 12.8 | 7 | N |  |  | OP | X | 7 | 2004 | 2004 |  |  | Y | Industrial CHP | Customer Sited | Other | 7 | T | NG | Non-Renewable | 0 | 15.2 | 0 | 1 | OG
Operable | 54911 | Tesoro Refng Marketing Co Mntn Region |  | 56509 | Tesoro SLC Cogeneration Plant | UT | Vertical | Salt Lake | 2 | Natural Gas Fired Combustion Turbine | GT |  | W | X | X |  |  | 15.2 | 0.8 | 11.5 | 12.8 | 7 | N |  |  | OP | X | 7 | 2004 | 2004 |  |  | Y | Industrial CHP | Customer Sited | Other | 7 | T | NG | Non-Renewable | 0 | 15.2 | 0 | 1 | OG
Operable | 58113 | Texas A&M, Utilities & Energy Services |  | 58151 | Central Utility Plant - Texas A&M | TX | Restructured | Brazos | GTG01 | Natural Gas Fired Combined Cycle | CT | UES1 | S | X | N | North Load Zone | North Load Zone | 34.1 | 0.85 | 32.4 | 34.1 | 27 | N |  |  | OP | X | 8 | 2011 | 2011 |  |  | Y | Commercial CHP | Customer Sited | Other | 5 | T | NG | Non-Renewable | 0 | 34.1 | 0 | 1
Operable | 58113 | Texas A&M, Utilities & Energy Services |  | 58151 | Central Utility Plant - Texas A&M | TX | Restructured | Brazos | STG02 | Natural Gas Fired Combined Cycle | CA | UES1 | S | Y | X | North Load Zone | North Load Zone | 11 | 0.85 | 11 | 11 | 0.5 | N |  |  | OP | X | 8 | 2011 | 2011 |  |  | Y | Commercial CHP | Customer Sited | Other | 5 | T | NG | Non-Renewable | 0 | 11 | 0 | 1 | DFO
Operable | 22652 | Texas City Cogeneration LLC |  | 52088 | Texas City Power Plant | TX | Restructured | Galveston | GEN1 | Natural Gas Fired Combined Cycle | CA | CC1 | S | Y | X | TXCTY_CC1 | TXCTY_CC1 | 141 | 0.95 | 142 | 141 | 5 | N |  |  | OP | X | 5 | 1987 | Pre-2000 |  |  | Y | IPP CHP | IPP | IPP | 3 | T | NG | Non-Renewable | 0 | 141 | 0 | 1
Operable | 22652 | Texas City Cogeneration LLC |  | 52088 | Texas City Power Plant | TX | Restructured | Galveston | GEN2 | Natural Gas Fired Combined Cycle | CT | CC1 | S | X | N | TXCTY_CTA | TXCTY_CTA | 103 | 0.95 | 92 | 98 | 65 | N |  |  | OP | X | 5 | 1987 | Pre-2000 |  |  | Y | IPP CHP | IPP | IPP | 3 | T | NG | Non-Renewable | 0 | 103 | 0 | 1
Operable | 22652 | Texas City Cogeneration LLC |  | 52088 | Texas City Power Plant | TX | Restructured | Galveston | GEN3 | Natural Gas Fired Combined Cycle | CT | CC1 | S | X | N | TXCTY_CTB | TXCTY_CTB | 103 | 0.95 | 92 | 98 | 65 | N |  |  | OP | X | 5 | 1987 | Pre-2000 |  |  | Y | IPP CHP | IPP | IPP | 3 | T | NG | Non-Renewable | 0 | 103 | 0 | 1
Operable | 22652 | Texas City Cogeneration LLC |  | 52088 | Texas City Power Plant | TX | Restructured | Galveston | GEN4 | Natural Gas Fired Combined Cycle | CT | CC1 | S | X | N | TXCTY_CTC | TXCTY_CTC | 103 | 0.95 | 92 | 98 | 65 | N |  |  | OP | X | 5 | 1987 | Pre-2000 |  |  | Y | IPP CHP | IPP | IPP | 3 | T | NG | Non-Renewable | 0 | 103 | 0 | 1
Operable | 56826 | Texas Medical Center Central |  | 57504 | TECO CHP-1 | TX | Restructured | Harris | CHP1 | Natural Gas Fired Combustion Turbine | GT |  | S | X | X | TC_TCHP1 | TC_TCHP1 | 48 | 0.85 | 47 | 47 | 22 | N |  |  | OP | X | 9 | 2010 | 2010 |  |  | Y | Commercial CHP | Customer Sited | Other | 5 | T | NG | Non-Renewable | 0 | 48 | 0 | 1
Operable | 64449 | Texas Microgrid, LLC |  | 65026 | HEB00292 | TX | Restructured | Matagorda | H2921 | Natural Gas Internal Combustion Engine | IC |  | S | X | X |  |  | 0.4 | 0.8 | 0.4 | 0.4 | 0 | N |  |  | OP | X | 12 | 2016 | 2016 |  |  | N | IPP Non-CHP | IPP | IPP | 2 | X | NG | Non-Renewable | 0 | 0.4 | 0 | 1
Operable | 64449 | Texas Microgrid, LLC |  | 65026 | HEB00292 | TX | Restructured | Matagorda | H2922 | Natural Gas Internal Combustion Engine | IC |  | S | X | X |  |  | 0.4 | 0.8 | 0.4 | 0.4 | 0 | N |  |  | OP | X | 12 | 2016 | 2016 |  |  | N | IPP Non-CHP | IPP | IPP | 2 | X | NG | Non-Renewable | 0 | 0.4 | 0 | 1
Operable | 64449 | Texas Microgrid, LLC |  | 65026 | HEB00292 | TX | Restructured | Matagorda | H2923 | Natural Gas Internal Combustion Engine | IC |  | S | X | X |  |  | 0.4 | 0.8 | 0.4 | 0.4 | 0 | N |  |  | OP | X | 12 | 2016 | 2016 |  |  | N | IPP Non-CHP | IPP | IPP | 2 | X | NG | Non-Renewable | 0 | 0.4 | 0 | 1
Operable | 64449 | Texas Microgrid, LLC |  | 65261 | HEB00020 | TX | Restructured | Harris | H0201 | Natural Gas Internal Combustion Engine | IC |  | S | X | X |  |  | 0.4 | 0.8 | 0.4 | 0.4 | 0 | N |  |  | OP | X | 2 | 2018 | 2018 |  |  | N | IPP Non-CHP | IPP | IPP | 2 | X | NG | Non-Renewable | 0 | 0.4 | 0 | 1
Operable | 64449 | Texas Microgrid, LLC |  | 65261 | HEB00020 | TX | Restructured | Harris | H0202 | Natural Gas Internal Combustion Engine | IC |  | S | X | X |  |  | 0.4 | 0.8 | 0.4 | 0.4 | 0 | N |  |  | OP | X | 2 | 2018 | 2018 |  |  | N | IPP Non-CHP | IPP | IPP | 2 | X | NG | Non-Renewable | 0 | 0.4 | 0 | 1
Operable | 64449 | Texas Microgrid, LLC |  | 65261 | HEB00020 | TX | Restructured | Harris | H0203 | Natural Gas Internal Combustion Engine | IC |  | S | X | X |  |  | 0.4 | 0.8 | 0.4 | 0.4 | 0 | N |  |  | OP | X | 2 | 2018 | 2018 |  |  | N | IPP Non-CHP | IPP | IPP | 2 | X | NG | Non-Renewable | 0 | 0.4 | 0 | 1
Operable | 64449 | Texas Microgrid, LLC |  | 65262 | HEB00028 | TX | Restructured | Galveston | H0281 | Natural Gas Internal Combustion Engine | IC |  | S | X | X |  |  | 0.4 | 0.8 | 0.4 | 0.4 | 0 | N |  |  | OP | X | 6 | 2017 | 2017 |  |  | N | IPP Non-CHP | IPP | IPP | 2 | X | NG | Non-Renewable | 0 | 0.4 | 0 | 1
Operable | 64449 | Texas Microgrid, LLC |  | 65262 | HEB00028 | TX | Restructured | Galveston | H0282 | Natural Gas Internal Combustion Engine | IC |  | S | X | X |  |  | 0.4 | 0.8 | 0.4 | 0.4 | 0 | N |  |  | OP | X | 6 | 2017 | 2017 |  |  | N | IPP Non-CHP | IPP | IPP | 2 | X | NG | Non-Renewable | 0 | 0.4 | 0 | 1
Operable | 64449 | Texas Microgrid, LLC |  | 65262 | HEB00028 | TX | Restructured | Galveston | H0283 | Natural Gas Internal Combustion Engine | IC |  | S | X | X |  |  | 0.4 | 0.8 | 0.4 | 0.4 | 0 | N |  |  | OP | X | 6 | 2017 | 2017 |  |  | N | IPP Non-CHP | IPP | IPP | 2 | X | NG | Non-Renewable | 0 | 0.4 | 0 | 1
Operable | 64449 | Texas Microgrid, LLC |  | 65263 | HEB00038 | TX | Restructured | Hidalgo | H0381 | Natural Gas Internal Combustion Engine | IC |  | S | X | X |  |  | 0.4 | 0.8 | 0.4 | 0.4 | 0 | N |  |  | OP | X | 4 | 2018 | 2018 |  |  | N | IPP Non-CHP | IPP | IPP | 2 | X | NG | Non-Renewable | 0 | 0.4 | 0 | 1
Operable | 64449 | Texas Microgrid, LLC |  | 65263 | HEB00038 | TX | Restructured | Hidalgo | H0382 | Natural Gas Internal Combustion Engine | IC |  | S | X | X |  |  | 0.4 | 0.8 | 0.4 | 0.4 | 0 | N |  |  | OP | X | 4 | 2018 | 2018 |  |  | N | IPP Non-CHP | IPP | IPP | 2 | X | NG | Non-Renewable | 0 | 0.4 | 0 | 1
Operable | 64449 | Texas Microgrid, LLC |  | 65263 | HEB00038 | TX | Restructured | Hidalgo | H0383 | Natural Gas Internal Combustion Engine | IC |  | S | X | X |  |  | 0.4 | 0.8 | 0.4 | 0.4 | 0 | N |  |  | OP | X | 4 | 2018 | 2018 |  |  | N | IPP Non-CHP | IPP | IPP | 2 | X | NG | Non-Renewable | 0 | 0.4 | 0 | 1
Operable | 64449 | Texas Microgrid, LLC |  | 65264 | HEB00054 | TX | Restructured | Harris | H0541 | Natural Gas Internal Combustion Engine | IC |  | S | X | X |  |  | 0.4 | 0.8 | 0.4 | 0.4 | 0 | N |  |  | OP | X | 7 | 2018 | 2018 |  |  | N | IPP Non-CHP | IPP | IPP | 2 | X | NG | Non-Renewable | 0 | 0.4 | 0 | 1
Operable | 64449 | Texas Microgrid, LLC |  | 65264 | HEB00054 | TX | Restructured | Harris | H0542 | Natural Gas Internal Combustion Engine | IC |  | S | X | X |  |  | 0.4 | 0.8 | 0.4 | 0.4 | 0 | N |  |  | OP | X | 7 | 2018 | 2018 |  |  | N | IPP Non-CHP | IPP | IPP | 2 | X | NG | Non-Renewable | 0 | 0.4 | 0 | 1
Operable | 64449 | Texas Microgrid, LLC |  | 65264 | HEB00054 | TX | Restructured | Harris | H0543 | Natural Gas Internal Combustion Engine | IC |  | S | X | X |  |  | 0.4 | 0.8 | 0.4 | 0.4 | 0 | N |  |  | OP | X | 7 | 2018 | 2018 |  |  | N | IPP Non-CHP | IPP | IPP | 2 | X | NG | Non-Renewable | 0 | 0.4 | 0 | 1
Operable | 64449 | Texas Microgrid, LLC |  | 65265 | HEB00057 | TX | Restructured | Nueces | H0571 | Natural Gas Internal Combustion Engine | IC |  | S | X | X |  |  | 0.4 | 0.8 | 0.4 | 0.4 | 0 | N |  |  | OP | X | 10 | 2017 | 2017 |  |  | N | IPP Non-CHP | IPP | IPP | 2 | X | NG | Non-Renewable | 0 | 0.4 | 0 | 1
Operable | 64449 | Texas Microgrid, LLC |  | 65265 | HEB00057 | TX | Restructured | Nueces | H0572 | Natural Gas Internal Combustion Engine | IC |  | S | X | X |  |  | 0.4 | 0.8 | 0.4 | 0.4 | 0 | N |  |  | OP | X | 10 | 2017 | 2017 |  |  | N | IPP Non-CHP | IPP | IPP | 2 | X | NG | Non-Renewable | 0 | 0.4 | 0 | 1
Operable | 64449 | Texas Microgrid, LLC |  | 65265 | HEB00057 | TX | Restructured | Nueces | H0573 | Natural Gas Internal Combustion Engine | IC |  | S | X | X |  |  | 0.4 | 0.8 | 0.4 | 0.4 | 0 | N |  |  | OP | X | 10 | 2017 | 2017 |  |  | N | IPP Non-CHP | IPP | IPP | 2 | X | NG | Non-Renewable | 0 | 0.4 | 0 | 1
Operable | 64449 | Texas Microgrid, LLC |  | 65266 | HEB00070 | TX | Restructured | Taylor | H0701 | Natural Gas Internal Combustion Engine | IC |  | S | X | X |  |  | 0.4 | 0.8 | 0.4 | 0.4 | 0 | N |  |  | OP | X | 12 | 2018 | 2018 |  |  | N | IPP Non-CHP | IPP | IPP | 2 | X | NG | Non-Renewable | 0 | 0.4 | 0 | 1
Operable | 64449 | Texas Microgrid, LLC |  | 65266 | HEB00070 | TX | Restructured | Taylor | H0702 | Natural Gas Internal Combustion Engine | IC |  | S | X | X |  |  | 0.4 | 0.8 | 0.4 | 0.4 | 0 | N |  |  | OP | X | 12 | 2018 | 2018 |  |  | N | IPP Non-CHP | IPP | IPP | 2 | X | NG | Non-Renewable | 0 | 0.4 | 0 | 1
Operable | 64449 | Texas Microgrid, LLC |  | 65266 | HEB00070 | TX | Restructured | Taylor | H0703 | Natural Gas Internal Combustion Engine | IC |  | S | X | X |  |  | 0.4 | 0.8 | 0.4 | 0.4 | 0 | N |  |  | OP | X | 12 | 2018 | 2018 |  |  | N | IPP Non-CHP | IPP | IPP | 2 | X | NG | Non-Renewable | 0 | 0.4 | 0 | 1
Operable | 64449 | Texas Microgrid, LLC |  | 65267 | HEB00099 | TX | Restructured | Harris | H0991 | Natural Gas Internal Combustion Engine | IC |  | S | X | X |  |  | 0.4 | 0.8 | 0.4 | 0.4 | 0 | N |  |  | OP | X | 6 | 2017 | 2017 |  |  | N | IPP Non-CHP | IPP | IPP | 2 | X | NG | Non-Renewable | 0 | 0.4 | 0 | 1
Operable | 64449 | Texas Microgrid, LLC |  | 65267 | HEB00099 | TX | Restructured | Harris | H0992 | Natural Gas Internal Combustion Engine | IC |  | S | X | X |  |  | 0.4 | 0.8 | 0.4 | 0.4 | 0 | N |  |  | OP | X | 6 | 2017 | 2017 |  |  | N | IPP Non-CHP | IPP | IPP | 2 | X | NG | Non-Renewable | 0 | 0.4 | 0 | 1
Operable | 64449 | Texas Microgrid, LLC |  | 65267 | HEB00099 | TX | Restructured | Harris | H0993 | Natural Gas Internal Combustion Engine | IC |  | S | X | X |  |  | 0.4 | 0.8 | 0.4 | 0.4 | 0 | N |  |  | OP | X | 6 | 2017 | 2017 |  |  | N | IPP Non-CHP | IPP | IPP | 2 | X | NG | Non-Renewable | 0 | 0.4 | 0 | 1
Operable | 64449 | Texas Microgrid, LLC |  | 65268 | HEB00109 | TX | Restructured | Harris | H1091 | Natural Gas Internal Combustion Engine | IC |  | S | X | X |  |  | 0.4 | 0.8 | 0.4 | 0.4 | 0 | N |  |  | OP | X | 5 | 2018 | 2018 |  |  | N | IPP Non-CHP | IPP | IPP | 2 | X | NG | Non-Renewable | 0 | 0.4 | 0 | 1
Operable | 64449 | Texas Microgrid, LLC |  | 65268 | HEB00109 | TX | Restructured | Harris | H1092 | Natural Gas Internal Combustion Engine | IC |  | S | X | X |  |  | 0.4 | 0.8 | 0.4 | 0.4 | 0 | N |  |  | OP | X | 5 | 2018 | 2018 |  |  | N | IPP Non-CHP | IPP | IPP | 2 | X | NG | Non-Renewable | 0 | 0.4 | 0 | 1
Operable | 64449 | Texas Microgrid, LLC |  | 65268 | HEB00109 | TX | Restructured | Harris | H1093 | Natural Gas Internal Combustion Engine | IC |  | S | X | X |  |  | 0.4 | 0.8 | 0.4 | 0.4 | 0 | N |  |  | OP | X | 5 | 2018 | 2018 |  |  | N | IPP Non-CHP | IPP | IPP | 2 | X | NG | Non-Renewable | 0 | 0.4 | 0 | 1
Operable | 64449 | Texas Microgrid, LLC |  | 65269 | HEB00110 | TX | Restructured | Fort Bend | H1101 | Natural Gas Internal Combustion Engine | IC |  | S | X | X |  |  | 0.4 | 0.8 | 0.4 | 0.4 | 0 | N |  |  | OP | X | 9 | 2017 | 2017 |  |  | N | IPP Non-CHP | IPP | IPP | 2 | X | NG | Non-Renewable | 0 | 0.4 | 0 | 1
Operable | 64449 | Texas Microgrid, LLC |  | 65269 | HEB00110 | TX | Restructured | Fort Bend | H1102 | Natural Gas Internal Combustion Engine | IC |  | S | X | X |  |  | 0.4 | 0.8 | 0.4 | 0.4 | 0 | N |  |  | OP | X | 9 | 2017 | 2017 |  |  | N | IPP Non-CHP | IPP | IPP | 2 | X | NG | Non-Renewable | 0 | 0.4 | 0 | 1
Operable | 64449 | Texas Microgrid, LLC |  | 65269 | HEB00110 | TX | Restructured | Fort Bend | H1103 | Natural Gas Internal Combustion Engine | IC |  | S | X | X |  |  | 0.4 | 0.8 | 0.4 | 0.4 | 0 | N |  |  | OP | X | 9 | 2017 | 2017 |  |  | N | IPP Non-CHP | IPP | IPP | 2 | X | NG | Non-Renewable | 0 | 0.4 | 0 | 1
Operable | 64449 | Texas Microgrid, LLC |  | 65274 | HEB00182 | TX | Restructured | Bell | H1821 | Natural Gas Internal Combustion Engine | IC |  | S | X | X |  |  | 0.4 | 0.8 | 0.4 | 0.4 | 0 | N |  |  | OP | X | 10 | 2018 | 2018 |  |  | N | IPP Non-CHP | IPP | IPP | 2 | X | NG | Non-Renewable | 0 | 0.4 | 0 | 1
Operable | 64449 | Texas Microgrid, LLC |  | 65274 | HEB00182 | TX | Restructured | Bell | H1822 | Natural Gas Internal Combustion Engine | IC |  | S | X | X |  |  | 0.4 | 0.8 | 0.4 | 0.4 | 0 | N |  |  | OP | X | 10 | 2018 | 2018 |  |  | N | IPP Non-CHP | IPP | IPP | 2 | X | NG | Non-Renewable | 0 | 0.4 | 0 | 1
Operable | 64449 | Texas Microgrid, LLC |  | 65274 | HEB00182 | TX | Restructured | Bell | H1823 | Natural Gas Internal Combustion Engine | IC |  | S | X | X |  |  | 0.4 | 0.8 | 0.4 | 0.4 | 0 | N |  |  | OP | X | 10 | 2018 | 2018 |  |  | N | IPP Non-CHP | IPP | IPP | 2 | X | NG | Non-Renewable | 0 | 0.4 | 0 | 1
Operable | 64449 | Texas Microgrid, LLC |  | 66549 | HEB00063 | TX | Restructured | Brazoria | H0631 | Natural Gas Internal Combustion Engine | IC | H063 | S | X | X |  |  | 0.4 | 0.8 | 0.4 | 0.4 | 0 | N |  |  | OP | X | 6 | 2017 | 2017 |  |  | N | IPP Non-CHP | IPP | IPP | 2 | X | NG | Non-Renewable | 0 | 0.4 | 0 | 1
Operable | 64449 | Texas Microgrid, LLC |  | 66549 | HEB00063 | TX | Restructured | Brazoria | H0632 | Natural Gas Internal Combustion Engine | IC | H063 | S | X | X |  |  | 0.4 | 0.8 | 0.4 | 0.4 | 0 | N |  |  | OP | X | 6 | 2017 | 2017 |  |  | N | IPP Non-CHP | IPP | IPP | 2 | X | NG | Non-Renewable | 0 | 0.4 | 0 | 1
Operable | 64449 | Texas Microgrid, LLC |  | 66549 | HEB00063 | TX | Restructured | Brazoria | H0633 | Natural Gas Internal Combustion Engine | IC | H063 | S | X | X |  |  | 0.4 | 0.8 | 0.4 | 0.4 | 0 | N |  |  | OP | X | 6 | 2017 | 2017 |  |  | N | IPP Non-CHP | IPP | IPP | 2 | X | NG | Non-Renewable | 0 | 0.4 | 0 | 1
Operable | 64449 | Texas Microgrid, LLC |  | 66549 | HEB00063 | TX | Restructured | Brazoria | H0634 | Natural Gas Internal Combustion Engine | IC | H063 | S | X | X |  |  | 0.4 | 0.8 | 0.4 | 0.4 | 0 | N |  |  | OP | X | 6 | 2017 | 2017 |  |  | N | IPP Non-CHP | IPP | IPP | 2 | X | NG | Non-Renewable | 0 | 0.4 | 0 | 1
Operable | 64449 | Texas Microgrid, LLC |  | 66550 | HEB00069 | TX | Restructured | Nueces | H0691 | Natural Gas Internal Combustion Engine | IC | H069 | S | X | X |  |  | 0.4 | 0.8 | 0.4 | 0.4 | 0 | N |  |  | OP | X | 11 | 2017 | 2017 |  |  | N | IPP Non-CHP | IPP | IPP | 2 | X | NG | Non-Renewable | 0 | 0.4 | 0 | 1
Operable | 64449 | Texas Microgrid, LLC |  | 66550 | HEB00069 | TX | Restructured | Nueces | H0692 | Natural Gas Internal Combustion Engine | IC | H069 | S | X | X |  |  | 0.4 | 0.8 | 0.4 | 0.4 | 0 | N |  |  | OP | X | 11 | 2017 | 2017 |  |  | N | IPP Non-CHP | IPP | IPP | 2 | X | NG | Non-Renewable | 0 | 0.4 | 0 | 1
Operable | 64449 | Texas Microgrid, LLC |  | 66550 | HEB00069 | TX | Restructured | Nueces | H0693 | Natural Gas Internal Combustion Engine | IC | H069 | S | X | X |  |  | 0.4 | 0.8 | 0.4 | 0.4 | 0 | N |  |  | OP | X | 11 | 2017 | 2017 |  |  | N | IPP Non-CHP | IPP | IPP | 2 | X | NG | Non-Renewable | 0 | 0.4 | 0 | 1
Operable | 64449 | Texas Microgrid, LLC |  | 66550 | HEB00069 | TX | Restructured | Nueces | H0694 | Natural Gas Internal Combustion Engine | IC | H069 | S | X | X |  |  | 0.4 | 0.8 | 0.4 | 0.4 | 0 | N |  |  | OP | X | 11 | 2017 | 2017 |  |  | N | IPP Non-CHP | IPP | IPP | 2 | X | NG | Non-Renewable | 0 | 0.4 | 0 | 1
Operable | 64449 | Texas Microgrid, LLC |  | 66561 | BUC00040 | TX | Restructured | Fort Bend | B0401 | Natural Gas Internal Combustion Engine | IC | B040 | S | X | X |  |  | 0.4 | 0.8 | 0.4 | 0.4 | 0 | N |  |  | OP | X | 7 | 2017 | 2017 |  |  | N | IPP Non-CHP | IPP | IPP | 2 | X | NG | Non-Renewable | 0 | 0.4 | 0 | 1
Operable | 64449 | Texas Microgrid, LLC |  | 66561 | BUC00040 | TX | Restructured | Fort Bend | B0402 | Natural Gas Internal Combustion Engine | IC | B040 | S | X | X |  |  | 0.4 | 0.8 | 0.4 | 0.4 | 0 | N |  |  | OP | X | 7 | 2017 | 2017 |  |  | N | IPP Non-CHP | IPP | IPP | 2 | X | NG | Non-Renewable | 0 | 0.4 | 0 | 1
Operable | 64449 | Texas Microgrid, LLC |  | 66561 | BUC00040 | TX | Restructured | Fort Bend | B0403 | Natural Gas Internal Combustion Engine | IC | B040 | S | X | X |  |  | 0.4 | 0.8 | 0.4 | 0.4 | 0 | N |  |  | OP | X | 7 | 2017 | 2017 |  |  | N | IPP Non-CHP | IPP | IPP | 2 | X | NG | Non-Renewable | 0 | 0.4 | 0 | 1
Operable | 64449 | Texas Microgrid, LLC |  | 66561 | BUC00040 | TX | Restructured | Fort Bend | B0404 | Natural Gas Internal Combustion Engine | IC | B040 | S | X | X |  |  | 0.4 | 0.8 | 0.4 | 0.4 | 0 | N |  |  | OP | X | 7 | 2017 | 2017 |  |  | N | IPP Non-CHP | IPP | IPP | 2 | X | NG | Non-Renewable | 0 | 0.4 | 0 | 1
Operable | 64449 | Texas Microgrid, LLC |  | 66562 | HEB00591 | TX | Restructured | Williamson | H5911 | Natural Gas Internal Combustion Engine | IC | H591 | S | X | X |  |  | 0.4 | 0.8 | 0.4 | 0.4 | 0 | N |  |  | OP | X | 4 | 2018 | 2018 |  |  | N | IPP Non-CHP | IPP | IPP | 2 | X | NG | Non-Renewable | 0 | 0.4 | 0 | 1
Operable | 64449 | Texas Microgrid, LLC |  | 66562 | HEB00591 | TX | Restructured | Williamson | H5912 | Natural Gas Internal Combustion Engine | IC | H591 | S | X | X |  |  | 0.4 | 0.8 | 0.4 | 0.4 | 0 | N |  |  | OP | X | 4 | 2018 | 2018 |  |  | N | IPP Non-CHP | IPP | IPP | 2 | X | NG | Non-Renewable | 0 | 0.4 | 0 | 1
Operable | 64449 | Texas Microgrid, LLC |  | 66562 | HEB00591 | TX | Restructured | Williamson | H5913 | Natural Gas Internal Combustion Engine | IC | H591 | S | X | X |  |  | 0.4 | 0.8 | 0.4 | 0.4 | 0 | N |  |  | OP | X | 4 | 2018 | 2018 |  |  | N | IPP Non-CHP | IPP | IPP | 2 | X | NG | Non-Renewable | 0 | 0.4 | 0 | 1
Operable | 64449 | Texas Microgrid, LLC |  | 66562 | HEB00591 | TX | Restructured | Williamson | H5914 | Natural Gas Internal Combustion Engine | IC | H591 | S | X | X |  |  | 0.4 | 0.8 | 0.4 | 0.4 | 0 | N |  |  | OP | X | 4 | 2018 | 2018 |  |  | N | IPP Non-CHP | IPP | IPP | 2 | X | NG | Non-Renewable | 0 | 0.4 | 0 | 1
Operable | 64449 | Texas Microgrid, LLC |  | 66563 | HEB00092 | TX | Restructured | Victoria | H0921 | Natural Gas Internal Combustion Engine | IC | H092 | S | X | X |  |  | 0.4 | 0.8 | 0.4 | 0.4 | 0 | N |  |  | OP | X | 1 | 2018 | 2018 |  |  | N | IPP Non-CHP | IPP | IPP | 2 | X | NG | Non-Renewable | 0 | 0.4 | 0 | 1
Operable | 64449 | Texas Microgrid, LLC |  | 66563 | HEB00092 | TX | Restructured | Victoria | H0922 | Natural Gas Internal Combustion Engine | IC | H092 | S | X | X |  |  | 0.4 | 0.8 | 0.4 | 0.4 | 0 | N |  |  | OP | X | 1 | 2018 | 2018 |  |  | N | IPP Non-CHP | IPP | IPP | 2 | X | NG | Non-Renewable | 0 | 0.4 | 0 | 1
Operable | 64449 | Texas Microgrid, LLC |  | 66563 | HEB00092 | TX | Restructured | Victoria | H0923 | Natural Gas Internal Combustion Engine | IC | H092 | S | X | X |  |  | 0.4 | 0.8 | 0.4 | 0.4 | 0 | N |  |  | OP | X | 1 | 2018 | 2018 |  |  | N | IPP Non-CHP | IPP | IPP | 2 | X | NG | Non-Renewable | 0 | 0.4 | 0 | 1
Operable | 64449 | Texas Microgrid, LLC |  | 66563 | HEB00092 | TX | Restructured | Victoria | H0924 | Natural Gas Internal Combustion Engine | IC | H092 | S | X | X |  |  | 0.4 | 0.8 | 0.4 | 0.4 | 0 | N |  |  | OP | X | 1 | 2018 | 2018 |  |  | N | IPP Non-CHP | IPP | IPP | 2 | X | NG | Non-Renewable | 0 | 0.4 | 0 | 1
Operable | 64449 | Texas Microgrid, LLC |  | 66564 | HEB00095 | TX | Restructured | Webb | H0951 | Natural Gas Internal Combustion Engine | IC | H095 | S | X | X |  |  | 0.4 | 0.8 | 0.4 | 0.4 | 0 | N |  |  | OP | X | 9 | 2018 | 2018 |  |  | N | IPP Non-CHP | IPP | IPP | 2 | X | NG | Non-Renewable | 0 | 0.4 | 0 | 1
Operable | 64449 | Texas Microgrid, LLC |  | 66564 | HEB00095 | TX | Restructured | Webb | H0952 | Natural Gas Internal Combustion Engine | IC | H095 | S | X | X |  |  | 0.4 | 0.8 | 0.4 | 0.4 | 0 | N |  |  | OP | X | 9 | 2018 | 2018 |  |  | N | IPP Non-CHP | IPP | IPP | 2 | X | NG | Non-Renewable | 0 | 0.4 | 0 | 1
Operable | 64449 | Texas Microgrid, LLC |  | 66564 | HEB00095 | TX | Restructured | Webb | H0953 | Natural Gas Internal Combustion Engine | IC | H095 | S | X | X |  |  | 0.4 | 0.8 | 0.4 | 0.4 | 0 | N |  |  | OP | X | 9 | 2018 | 2018 |  |  | N | IPP Non-CHP | IPP | IPP | 2 | X | NG | Non-Renewable | 0 | 0.4 | 0 | 1
Operable | 64449 | Texas Microgrid, LLC |  | 66564 | HEB00095 | TX | Restructured | Webb | H0954 | Natural Gas Internal Combustion Engine | IC | H095 | S | X | X |  |  | 0.4 | 0.8 | 0.4 | 0.4 | 0 | N |  |  | OP | X | 9 | 2018 | 2018 |  |  | N | IPP Non-CHP | IPP | IPP | 2 | X | NG | Non-Renewable | 0 | 0.4 | 0 | 1
Operable | 64449 | Texas Microgrid, LLC |  | 66565 | HEBCCBakery | TX | Restructured | Nueces | HCCB1 | Natural Gas Internal Combustion Engine | IC | HCCB | S | X | X |  |  | 0.4 | 0.8 | 0.4 | 0.4 | 0 | N |  |  | OP | X | 11 | 2019 | 2019 |  |  | N | IPP Non-CHP | IPP | IPP | 2 | X | NG | Non-Renewable | 0 | 0.4 | 0 | 1
Operable | 64449 | Texas Microgrid, LLC |  | 66565 | HEBCCBakery | TX | Restructured | Nueces | HCCB2 | Natural Gas Internal Combustion Engine | IC | HCCB | S | X | X |  |  | 0.4 | 0.8 | 0.4 | 0.4 | 0 | N |  |  | OP | X | 11 | 2019 | 2019 |  |  | N | IPP Non-CHP | IPP | IPP | 2 | X | NG | Non-Renewable | 0 | 0.4 | 0 | 1
Operable | 64449 | Texas Microgrid, LLC |  | 66565 | HEBCCBakery | TX | Restructured | Nueces | HCCB3 | Natural Gas Internal Combustion Engine | IC | HCCB | S | X | X |  |  | 0.4 | 0.8 | 0.4 | 0.4 | 0 | N |  |  | OP | X | 11 | 2019 | 2019 |  |  | N | IPP Non-CHP | IPP | IPP | 2 | X | NG | Non-Renewable | 0 | 0.4 | 0 | 1
Operable | 64449 | Texas Microgrid, LLC |  | 66565 | HEBCCBakery | TX | Restructured | Nueces | HCCB4 | Natural Gas Internal Combustion Engine | IC | HCCB | S | X | X |  |  | 0.4 | 0.8 | 0.4 | 0.4 | 0 | N |  |  | OP | X | 11 | 2019 | 2019 |  |  | N | IPP Non-CHP | IPP | IPP | 2 | X | NG | Non-Renewable | 0 | 0.4 | 0 | 1
Operable | 64449 | Texas Microgrid, LLC |  | 66565 | HEBCCBakery | TX | Restructured | Nueces | HCCB5 | Natural Gas Internal Combustion Engine | IC | HCCB | S | X | X |  |  | 0.4 | 0.8 | 0.4 | 0.4 | 0 | N |  |  | OP | X | 11 | 2019 | 2019 |  |  | N | IPP Non-CHP | IPP | IPP | 2 | X | NG | Non-Renewable | 0 | 0.4 | 0 | 1
Operable | 64449 | Texas Microgrid, LLC |  | 66565 | HEBCCBakery | TX | Restructured | Nueces | HCCB6 | Natural Gas Internal Combustion Engine | IC | HCCB | S | X | X |  |  | 0.4 | 0.8 | 0.4 | 0.4 | 0 | N |  |  | OP | X | 11 | 2019 | 2019 |  |  | N | IPP Non-CHP | IPP | IPP | 2 | X | NG | Non-Renewable | 0 | 0.4 | 0 | 1
Operable | 64449 | Texas Microgrid, LLC |  | 66565 | HEBCCBakery | TX | Restructured | Nueces | HCCB7 | Natural Gas Internal Combustion Engine | IC | HCCB | S | X | X |  |  | 0.4 | 0.8 | 0.4 | 0.4 | 0 | N |  |  | OP | X | 11 | 2019 | 2019 |  |  | N | IPP Non-CHP | IPP | IPP | 2 | X | NG | Non-Renewable | 0 | 0.4 | 0 | 1
Operable | 64449 | Texas Microgrid, LLC |  | 66565 | HEBCCBakery | TX | Restructured | Nueces | HCCB8 | Natural Gas Internal Combustion Engine | IC | HCCB | S | X | X |  |  | 0.4 | 0.8 | 0.4 | 0.4 | 0 | N |  |  | OP | X | 11 | 2019 | 2019 |  |  | N | IPP Non-CHP | IPP | IPP | 2 | X | NG | Non-Renewable | 0 | 0.4 | 0 | 1
Operable | 64449 | Texas Microgrid, LLC |  | 66566 | HEBSnackPlant | TX | Restructured | Harris | HSNP1 | Natural Gas Internal Combustion Engine | IC | HSNP | S | X | X |  |  | 0.4 | 0.8 | 0.4 | 0.4 | 0 | N |  |  | OP | X | 4 | 2019 | 2019 |  |  | N | IPP Non-CHP | IPP | IPP | 2 | X | NG | Non-Renewable | 0 | 0.4 | 0 | 1
Operable | 64449 | Texas Microgrid, LLC |  | 66566 | HEBSnackPlant | TX | Restructured | Harris | HSNP2 | Natural Gas Internal Combustion Engine | IC | HSNP | S | X | X |  |  | 0.4 | 0.8 | 0.4 | 0.4 | 0 | N |  |  | OP | X | 4 | 2019 | 2019 |  |  | N | IPP Non-CHP | IPP | IPP | 2 | X | NG | Non-Renewable | 0 | 0.4 | 0 | 1
Operable | 64449 | Texas Microgrid, LLC |  | 66566 | HEBSnackPlant | TX | Restructured | Harris | HSNP3 | Natural Gas Internal Combustion Engine | IC | HSNP | S | X | X |  |  | 0.4 | 0.8 | 0.4 | 0.4 | 0 | N |  |  | OP | X | 4 | 2019 | 2019 |  |  | N | IPP Non-CHP | IPP | IPP | 2 | X | NG | Non-Renewable | 0 | 0.4 | 0 | 1
Operable | 64449 | Texas Microgrid, LLC |  | 66566 | HEBSnackPlant | TX | Restructured | Harris | HSNP4 | Natural Gas Internal Combustion Engine | IC | HSNP | S | X | X |  |  | 0.4 | 0.8 | 0.4 | 0.4 | 0 | N |  |  | OP | X | 4 | 2019 | 2019 |  |  | N | IPP Non-CHP | IPP | IPP | 2 | X | NG | Non-Renewable | 0 | 0.4 | 0 | 1
Operable | 64449 | Texas Microgrid, LLC |  | 66567 | HEBHoustonDistributionCenter | TX | Restructured | Harris | HDC10 | Natural Gas Internal Combustion Engine | IC | HHDC | S | X | X |  |  | 0.4 | 0.8 | 0.4 | 0.4 | 0 | N |  |  | OP | X | 3 | 2021 | 2021 |  |  | N | IPP Non-CHP | IPP | IPP | 2 | X | NG | Non-Renewable | 0 | 0.4 | 0 | 1
Operable | 64449 | Texas Microgrid, LLC |  | 66567 | HEBHoustonDistributionCenter | TX | Restructured | Harris | HDC11 | Natural Gas Internal Combustion Engine | IC | HHDC | S | X | X |  |  | 0.4 | 0.8 | 0.4 | 0.4 | 0 | N |  |  | OP | X | 3 | 2021 | 2021 |  |  | N | IPP Non-CHP | IPP | IPP | 2 | X | NG | Non-Renewable | 0 | 0.4 | 0 | 1
Operable | 64449 | Texas Microgrid, LLC |  | 66567 | HEBHoustonDistributionCenter | TX | Restructured | Harris | HDC12 | Natural Gas Internal Combustion Engine | IC | HHDC | S | X | X |  |  | 0.4 | 0.8 | 0.4 | 0.4 | 0 | N |  |  | OP | X | 3 | 2021 | 2021 |  |  | N | IPP Non-CHP | IPP | IPP | 2 | X | NG | Non-Renewable | 0 | 0.4 | 0 | 1
Operable | 64449 | Texas Microgrid, LLC |  | 66567 | HEBHoustonDistributionCenter | TX | Restructured | Harris | HDC13 | Natural Gas Internal Combustion Engine | IC | HHDC | S | X | X |  |  | 0.4 | 0.8 | 0.4 | 0.4 | 0 | N |  |  | OP | X | 3 | 2021 | 2021 |  |  | N | IPP Non-CHP | IPP | IPP | 2 | X | NG | Non-Renewable | 0 | 0.4 | 0 | 1
Operable | 64449 | Texas Microgrid, LLC |  | 66567 | HEBHoustonDistributionCenter | TX | Restructured | Harris | HDC14 | Natural Gas Internal Combustion Engine | IC | HHDC | S | X | X |  |  | 0.4 | 0.8 | 0.4 | 0.4 | 0 | N |  |  | OP | X | 3 | 2021 | 2021 |  |  | N | IPP Non-CHP | IPP | IPP | 2 | X | NG | Non-Renewable | 0 | 0.4 | 0 | 1
Operable | 64449 | Texas Microgrid, LLC |  | 66567 | HEBHoustonDistributionCenter | TX | Restructured | Harris | HDC15 | Natural Gas Internal Combustion Engine | IC | HHDC | S | X | X |  |  | 0.4 | 0.8 | 0.4 | 0.4 | 0 | N |  |  | OP | X | 3 | 2021 | 2021 |  |  | N | IPP Non-CHP | IPP | IPP | 2 | X | NG | Non-Renewable | 0 | 0.4 | 0 | 1
Operable | 64449 | Texas Microgrid, LLC |  | 66567 | HEBHoustonDistributionCenter | TX | Restructured | Harris | HDC16 | Natural Gas Internal Combustion Engine | IC | HHDC | S | X | X |  |  | 0.4 | 0.8 | 0.4 | 0.4 | 0 | N |  |  | OP | X | 3 | 2021 | 2021 |  |  | N | IPP Non-CHP | IPP | IPP | 2 | X | NG | Non-Renewable | 0 | 0.4 | 0 | 1
Operable | 64449 | Texas Microgrid, LLC |  | 66567 | HEBHoustonDistributionCenter | TX | Restructured | Harris | HDC17 | Natural Gas Internal Combustion Engine | IC | HHDC | S | X | X |  |  | 0.4 | 0.8 | 0.4 | 0.4 | 0 | N |  |  | OP | X | 3 | 2021 | 2021 |  |  | N | IPP Non-CHP | IPP | IPP | 2 | X | NG | Non-Renewable | 0 | 0.4 | 0 | 1
Operable | 64449 | Texas Microgrid, LLC |  | 66567 | HEBHoustonDistributionCenter | TX | Restructured | Harris | HDC18 | Natural Gas Internal Combustion Engine | IC | HHDC | S | X | X |  |  | 0.4 | 0.8 | 0.4 | 0.4 | 0 | N |  |  | OP | X | 3 | 2021 | 2021 |  |  | N | IPP Non-CHP | IPP | IPP | 2 | X | NG | Non-Renewable | 0 | 0.4 | 0 | 1
Operable | 64449 | Texas Microgrid, LLC |  | 66567 | HEBHoustonDistributionCenter | TX | Restructured | Harris | HDC19 | Natural Gas Internal Combustion Engine | IC | HHDC | S | X | X |  |  | 0.4 | 0.8 | 0.4 | 0.4 | 0 | N |  |  | OP | X | 3 | 2021 | 2021 |  |  | N | IPP Non-CHP | IPP | IPP | 2 | X | NG | Non-Renewable | 0 | 0.4 | 0 | 1
Operable | 64449 | Texas Microgrid, LLC |  | 66567 | HEBHoustonDistributionCenter | TX | Restructured | Harris | HDC20 | Natural Gas Internal Combustion Engine | IC | HHDC | S | X | X |  |  | 0.4 | 0.8 | 0.4 | 0.4 | 0 | N |  |  | OP | X | 3 | 2021 | 2021 |  |  | N | IPP Non-CHP | IPP | IPP | 2 | X | NG | Non-Renewable | 0 | 0.4 | 0 | 1
Operable | 64449 | Texas Microgrid, LLC |  | 66567 | HEBHoustonDistributionCenter | TX | Restructured | Harris | HDC21 | Natural Gas Internal Combustion Engine | IC | HHDC | S | X | X |  |  | 0.4 | 0.8 | 0.4 | 0.4 | 0 | N |  |  | OP | X | 3 | 2021 | 2021 |  |  | N | IPP Non-CHP | IPP | IPP | 2 | X | NG | Non-Renewable | 0 | 0.4 | 0 | 1
Operable | 64449 | Texas Microgrid, LLC |  | 66567 | HEBHoustonDistributionCenter | TX | Restructured | Harris | HDC22 | Natural Gas Internal Combustion Engine | IC | HHDC | S | X | X |  |  | 0.4 | 0.8 | 0.4 | 0.4 | 0 | N |  |  | OP | X | 3 | 2021 | 2021 |  |  | N | IPP Non-CHP | IPP | IPP | 2 | X | NG | Non-Renewable | 0 | 0.4 | 0 | 1
Operable | 64449 | Texas Microgrid, LLC |  | 66567 | HEBHoustonDistributionCenter | TX | Restructured | Harris | HDC23 | Natural Gas Internal Combustion Engine | IC | HHDC | S | X | X |  |  | 0.4 | 0.8 | 0.4 | 0.4 | 0 | N |  |  | OP | X | 3 | 2021 | 2021 |  |  | N | IPP Non-CHP | IPP | IPP | 2 | X | NG | Non-Renewable | 0 | 0.4 | 0 | 1
Operable | 64449 | Texas Microgrid, LLC |  | 66567 | HEBHoustonDistributionCenter | TX | Restructured | Harris | HDC24 | Natural Gas Internal Combustion Engine | IC | HHDC | S | X | X |  |  | 0.4 | 0.8 | 0.4 | 0.4 | 0 | N |  |  | OP | X | 3 | 2021 | 2021 |  |  | N | IPP Non-CHP | IPP | IPP | 2 | X | NG | Non-Renewable | 0 | 0.4 | 0 | 1
Operable | 64449 | Texas Microgrid, LLC |  | 66567 | HEBHoustonDistributionCenter | TX | Restructured | Harris | HDC25 | Natural Gas Internal Combustion Engine | IC | HHDC | S | X | X |  |  | 0.4 | 0.8 | 0.4 | 0.4 | 0 | N |  |  | OP | X | 3 | 2021 | 2021 |  |  | N | IPP Non-CHP | IPP | IPP | 2 | X | NG | Non-Renewable | 0 | 0.4 | 0 | 1
Operable | 64449 | Texas Microgrid, LLC |  | 66567 | HEBHoustonDistributionCenter | TX | Restructured | Harris | HDC26 | Natural Gas Internal Combustion Engine | IC | HHDC | S | X | X |  |  | 0.4 | 0.8 | 0.4 | 0.4 | 0 | N |  |  | OP | X | 3 | 2021 | 2021 |  |  | N | IPP Non-CHP | IPP | IPP | 2 | X | NG | Non-Renewable | 0 | 0.4 | 0 | 1
Operable | 64449 | Texas Microgrid, LLC |  | 66567 | HEBHoustonDistributionCenter | TX | Restructured | Harris | HDC27 | Natural Gas Internal Combustion Engine | IC | HHDC | S | X | X |  |  | 0.4 | 0.8 | 0.4 | 0.4 | 0 | N |  |  | OP | X | 3 | 2021 | 2021 |  |  | N | IPP Non-CHP | IPP | IPP | 2 | X | NG | Non-Renewable | 0 | 0.4 | 0 | 1
Operable | 64449 | Texas Microgrid, LLC |  | 66567 | HEBHoustonDistributionCenter | TX | Restructured | Harris | HDC28 | Natural Gas Internal Combustion Engine | IC | HHDC | S | X | X |  |  | 0.4 | 0.8 | 0.4 | 0.4 | 0 | N |  |  | OP | X | 3 | 2021 | 2021 |  |  | N | IPP Non-CHP | IPP | IPP | 2 | X | NG | Non-Renewable | 0 | 0.4 | 0 | 1
Operable | 64449 | Texas Microgrid, LLC |  | 66567 | HEBHoustonDistributionCenter | TX | Restructured | Harris | HDC29 | Natural Gas Internal Combustion Engine | IC | HHDC | S | X | X |  |  | 0.4 | 0.8 | 0.4 | 0.4 | 0 | N |  |  | OP | X | 3 | 2021 | 2021 |  |  | N | IPP Non-CHP | IPP | IPP | 2 | X | NG | Non-Renewable | 0 | 0.4 | 0 | 1
Operable | 64449 | Texas Microgrid, LLC |  | 66567 | HEBHoustonDistributionCenter | TX | Restructured | Harris | HDC30 | Natural Gas Internal Combustion Engine | IC | HHDC | S | X | X |  |  | 0.4 | 0.8 | 0.4 | 0.4 | 0 | N |  |  | OP | X | 3 | 2021 | 2021 |  |  | N | IPP Non-CHP | IPP | IPP | 2 | X | NG | Non-Renewable | 0 | 0.4 | 0 | 1
Operable | 64449 | Texas Microgrid, LLC |  | 66567 | HEBHoustonDistributionCenter | TX | Restructured | Harris | HDC31 | Natural Gas Internal Combustion Engine | IC | HHDC | S | X | X |  |  | 0.4 | 0.8 | 0.4 | 0.4 | 0 | N |  |  | OP | X | 3 | 2021 | 2021 |  |  | N | IPP Non-CHP | IPP | IPP | 2 | X | NG | Non-Renewable | 0 | 0.4 | 0 | 1
Operable | 64449 | Texas Microgrid, LLC |  | 66567 | HEBHoustonDistributionCenter | TX | Restructured | Harris | HDC32 | Natural Gas Internal Combustion Engine | IC | HHDC | S | X | X |  |  | 0.4 | 0.8 | 0.4 | 0.4 | 0 | N |  |  | OP | X | 3 | 2021 | 2021 |  |  | N | IPP Non-CHP | IPP | IPP | 2 | X | NG | Non-Renewable | 0 | 0.4 | 0 | 1
Operable | 64449 | Texas Microgrid, LLC |  | 66567 | HEBHoustonDistributionCenter | TX | Restructured | Harris | HHDC1 | Natural Gas Internal Combustion Engine | IC | HHDC | S | X | X |  |  | 0.4 | 0.8 | 0.4 | 0.4 | 0 | N |  |  | OP | X | 3 | 2021 | 2021 |  |  | N | IPP Non-CHP | IPP | IPP | 2 | X | NG | Non-Renewable | 0 | 0.4 | 0 | 1
Operable | 64449 | Texas Microgrid, LLC |  | 66567 | HEBHoustonDistributionCenter | TX | Restructured | Harris | HHDC2 | Natural Gas Internal Combustion Engine | IC | HHDC | S | X | X |  |  | 0.4 | 0.8 | 0.4 | 0.4 | 0 | N |  |  | OP | X | 3 | 2021 | 2021 |  |  | N | IPP Non-CHP | IPP | IPP | 2 | X | NG | Non-Renewable | 0 | 0.4 | 0 | 1
Operable | 64449 | Texas Microgrid, LLC |  | 66567 | HEBHoustonDistributionCenter | TX | Restructured | Harris | HHDC3 | Natural Gas Internal Combustion Engine | IC | HHDC | S | X | X |  |  | 0.4 | 0.8 | 0.4 | 0.4 | 0 | N |  |  | OP | X | 3 | 2021 | 2021 |  |  | N | IPP Non-CHP | IPP | IPP | 2 | X | NG | Non-Renewable | 0 | 0.4 | 0 | 1
Operable | 64449 | Texas Microgrid, LLC |  | 66567 | HEBHoustonDistributionCenter | TX | Restructured | Harris | HHDC4 | Natural Gas Internal Combustion Engine | IC | HHDC | S | X | X |  |  | 0.4 | 0.8 | 0.4 | 0.4 | 0 | N |  |  | OP | X | 3 | 2021 | 2021 |  |  | N | IPP Non-CHP | IPP | IPP | 2 | X | NG | Non-Renewable | 0 | 0.4 | 0 | 1
Operable | 64449 | Texas Microgrid, LLC |  | 66567 | HEBHoustonDistributionCenter | TX | Restructured | Harris | HHDC5 | Natural Gas Internal Combustion Engine | IC | HHDC | S | X | X |  |  | 0.4 | 0.8 | 0.4 | 0.4 | 0 | N |  |  | OP | X | 3 | 2021 | 2021 |  |  | N | IPP Non-CHP | IPP | IPP | 2 | X | NG | Non-Renewable | 0 | 0.4 | 0 | 1
Operable | 64449 | Texas Microgrid, LLC |  | 66567 | HEBHoustonDistributionCenter | TX | Restructured | Harris | HHDC6 | Natural Gas Internal Combustion Engine | IC | HHDC | S | X | X |  |  | 0.4 | 0.8 | 0.4 | 0.4 | 0 | N |  |  | OP | X | 3 | 2021 | 2021 |  |  | N | IPP Non-CHP | IPP | IPP | 2 | X | NG | Non-Renewable | 0 | 0.4 | 0 | 1
Operable | 64449 | Texas Microgrid, LLC |  | 66567 | HEBHoustonDistributionCenter | TX | Restructured | Harris | HHDC7 | Natural Gas Internal Combustion Engine | IC | HHDC | S | X | X |  |  | 0.4 | 0.8 | 0.4 | 0.4 | 0 | N |  |  | OP | X | 3 | 2021 | 2021 |  |  | N | IPP Non-CHP | IPP | IPP | 2 | X | NG | Non-Renewable | 0 | 0.4 | 0 | 1
Operable | 64449 | Texas Microgrid, LLC |  | 66567 | HEBHoustonDistributionCenter | TX | Restructured | Harris | HHDC8 | Natural Gas Internal Combustion Engine | IC | HHDC | S | X | X |  |  | 0.4 | 0.8 | 0.4 | 0.4 | 0 | N |  |  | OP | X | 3 | 2021 | 2021 |  |  | N | IPP Non-CHP | IPP | IPP | 2 | X | NG | Non-Renewable | 0 | 0.4 | 0 | 1
Operable | 64449 | Texas Microgrid, LLC |  | 66567 | HEBHoustonDistributionCenter | TX | Restructured | Harris | HHDC9 | Natural Gas Internal Combustion Engine | IC | HHDC | S | X | X |  |  | 0.4 | 0.8 | 0.4 | 0.4 | 0 | N |  |  | OP | X | 3 | 2021 | 2021 |  |  | N | IPP Non-CHP | IPP | IPP | 2 | X | NG | Non-Renewable | 0 | 0.4 | 0 | 1
Operable | 64449 | Texas Microgrid, LLC |  | 66612 | HEB_CPS00085 | TX | Restructured | Bexar | H0851 | Natural Gas Internal Combustion Engine | IC | H085 | S | X | X |  |  | 0.4 | 0.8 | 0.4 | 0.4 | 0 | N |  |  | OP | X | 11 | 2019 | 2019 |  |  | N | IPP Non-CHP | IPP | IPP | 2 | X | NG | Non-Renewable | 0 | 0.4 | 0 | 1
Operable | 64449 | Texas Microgrid, LLC |  | 66612 | HEB_CPS00085 | TX | Restructured | Bexar | H0852 | Natural Gas Internal Combustion Engine | IC | H085 | S | X | X |  |  | 0.4 | 0.8 | 0.4 | 0.4 | 0 | N |  |  | OP | X | 11 | 2019 | 2019 |  |  | N | IPP Non-CHP | IPP | IPP | 2 | X | NG | Non-Renewable | 0 | 0.4 | 0 | 1
Operable | 64449 | Texas Microgrid, LLC |  | 66612 | HEB_CPS00085 | TX | Restructured | Bexar | H0853 | Natural Gas Internal Combustion Engine | IC | H085 | S | X | X |  |  | 0.4 | 0.8 | 0.4 | 0.4 | 0 | N |  |  | OP | X | 11 | 2019 | 2019 |  |  | N | IPP Non-CHP | IPP | IPP | 2 | X | NG | Non-Renewable | 0 | 0.4 | 0 | 1
Operable | 64449 | Texas Microgrid, LLC |  | 66612 | HEB_CPS00085 | TX | Restructured | Bexar | H0854 | Natural Gas Internal Combustion Engine | IC | H085 | S | X | X |  |  | 0.4 | 0.8 | 0.4 | 0.4 | 0 | N |  |  | OP | X | 11 | 2019 | 2019 |  |  | N | IPP Non-CHP | IPP | IPP | 2 | X | NG | Non-Renewable | 0 | 0.4 | 0 | 1
Operable | 64449 | Texas Microgrid, LLC |  | 66613 | HEB_CPSSADC | TX | Restructured | Bexar | SAD10 | Natural Gas Internal Combustion Engine | IC | SADC | S | X | X |  |  | 0.4 | 0.8 | 0.4 | 0.4 | 0 | N |  |  | OP | X | 3 | 2020 | 2020 |  |  | N | IPP Non-CHP | IPP | IPP | 2 | X | NG | Non-Renewable | 0 | 0.4 | 0 | 1
Operable | 64449 | Texas Microgrid, LLC |  | 66613 | HEB_CPSSADC | TX | Restructured | Bexar | SAD11 | Natural Gas Internal Combustion Engine | IC | SADC | S | X | X |  |  | 0.4 | 0.8 | 0.4 | 0.4 | 0 | N |  |  | OP | X | 3 | 2020 | 2020 |  |  | N | IPP Non-CHP | IPP | IPP | 2 | X | NG | Non-Renewable | 0 | 0.4 | 0 | 1
Operable | 64449 | Texas Microgrid, LLC |  | 66613 | HEB_CPSSADC | TX | Restructured | Bexar | SAD12 | Natural Gas Internal Combustion Engine | IC | SADC | S | X | X |  |  | 0.4 | 0.8 | 0.4 | 0.4 | 0 | N |  |  | OP | X | 3 | 2020 | 2020 |  |  | N | IPP Non-CHP | IPP | IPP | 2 | X | NG | Non-Renewable | 0 | 0.4 | 0 | 1
Operable | 64449 | Texas Microgrid, LLC |  | 66613 | HEB_CPSSADC | TX | Restructured | Bexar | SAD13 | Natural Gas Internal Combustion Engine | IC | SADC | S | X | X |  |  | 0.4 | 0.8 | 0.4 | 0.4 | 0 | N |  |  | OP | X | 3 | 2020 | 2020 |  |  | N | IPP Non-CHP | IPP | IPP | 2 | X | NG | Non-Renewable | 0 | 0.4 | 0 | 1
Operable | 64449 | Texas Microgrid, LLC |  | 66613 | HEB_CPSSADC | TX | Restructured | Bexar | SAD14 | Natural Gas Internal Combustion Engine | IC | SADC | S | X | X |  |  | 0.4 | 0.8 | 0.4 | 0.4 | 0 | N |  |  | OP | X | 3 | 2020 | 2020 |  |  | N | IPP Non-CHP | IPP | IPP | 2 | X | NG | Non-Renewable | 0 | 0.4 | 0 | 1
Operable | 64449 | Texas Microgrid, LLC |  | 66613 | HEB_CPSSADC | TX | Restructured | Bexar | SAD15 | Natural Gas Internal Combustion Engine | IC | SADC | S | X | X |  |  | 0.4 | 0.8 | 0.4 | 0.4 | 0 | N |  |  | OP | X | 3 | 2020 | 2020 |  |  | N | IPP Non-CHP | IPP | IPP | 2 | X | NG | Non-Renewable | 0 | 0.4 | 0 | 1
Operable | 64449 | Texas Microgrid, LLC |  | 66613 | HEB_CPSSADC | TX | Restructured | Bexar | SAD16 | Natural Gas Internal Combustion Engine | IC | SADC | S | X | X |  |  | 0.4 | 0.8 | 0.4 | 0.4 | 0 | N |  |  | OP | X | 3 | 2020 | 2020 |  |  | N | IPP Non-CHP | IPP | IPP | 2 | X | NG | Non-Renewable | 0 | 0.4 | 0 | 1
Operable | 64449 | Texas Microgrid, LLC |  | 66613 | HEB_CPSSADC | TX | Restructured | Bexar | SADC1 | Natural Gas Internal Combustion Engine | IC | SADC | S | X | X |  |  | 0.4 | 0.8 | 0.4 | 0.4 | 0 | N |  |  | OP | X | 3 | 2020 | 2020 |  |  | N | IPP Non-CHP | IPP | IPP | 2 | X | NG | Non-Renewable | 0 | 0.4 | 0 | 1
Operable | 64449 | Texas Microgrid, LLC |  | 66613 | HEB_CPSSADC | TX | Restructured | Bexar | SADC2 | Natural Gas Internal Combustion Engine | IC | SADC | S | X | X |  |  | 0.4 | 0.8 | 0.4 | 0.4 | 0 | N |  |  | OP | X | 3 | 2020 | 2020 |  |  | N | IPP Non-CHP | IPP | IPP | 2 | X | NG | Non-Renewable | 0 | 0.4 | 0 | 1
Operable | 64449 | Texas Microgrid, LLC |  | 66613 | HEB_CPSSADC | TX | Restructured | Bexar | SADC3 | Natural Gas Internal Combustion Engine | IC | SADC | S | X | X |  |  | 0.4 | 0.8 | 0.4 | 0.4 | 0 | N |  |  | OP | X | 3 | 2020 | 2020 |  |  | N | IPP Non-CHP | IPP | IPP | 2 | X | NG | Non-Renewable | 0 | 0.4 | 0 | 1
Operable | 64449 | Texas Microgrid, LLC |  | 66613 | HEB_CPSSADC | TX | Restructured | Bexar | SADC4 | Natural Gas Internal Combustion Engine | IC | SADC | S | X | X |  |  | 0.4 | 0.8 | 0.4 | 0.4 | 0 | N |  |  | OP | X | 3 | 2020 | 2020 |  |  | N | IPP Non-CHP | IPP | IPP | 2 | X | NG | Non-Renewable | 0 | 0.4 | 0 | 1
Operable | 64449 | Texas Microgrid, LLC |  | 66613 | HEB_CPSSADC | TX | Restructured | Bexar | SADC5 | Natural Gas Internal Combustion Engine | IC | SADC | S | X | X |  |  | 0.4 | 0.8 | 0.4 | 0.4 | 0 | N |  |  | OP | X | 3 | 2020 | 2020 |  |  | N | IPP Non-CHP | IPP | IPP | 2 | X | NG | Non-Renewable | 0 | 0.4 | 0 | 1
Operable | 64449 | Texas Microgrid, LLC |  | 66613 | HEB_CPSSADC | TX | Restructured | Bexar | SADC6 | Natural Gas Internal Combustion Engine | IC | SADC | S | X | X |  |  | 0.4 | 0.8 | 0.4 | 0.4 | 0 | N |  |  | OP | X | 3 | 2020 | 2020 |  |  | N | IPP Non-CHP | IPP | IPP | 2 | X | NG | Non-Renewable | 0 | 0.4 | 0 | 1
Operable | 64449 | Texas Microgrid, LLC |  | 66613 | HEB_CPSSADC | TX | Restructured | Bexar | SADC7 | Natural Gas Internal Combustion Engine | IC | SADC | S | X | X |  |  | 0.4 | 0.8 | 0.4 | 0.4 | 0 | N |  |  | OP | X | 3 | 2020 | 2020 |  |  | N | IPP Non-CHP | IPP | IPP | 2 | X | NG | Non-Renewable | 0 | 0.4 | 0 | 1
Operable | 64449 | Texas Microgrid, LLC |  | 66613 | HEB_CPSSADC | TX | Restructured | Bexar | SADC8 | Natural Gas Internal Combustion Engine | IC | SADC | S | X | X |  |  | 0.4 | 0.8 | 0.4 | 0.4 | 0 | N |  |  | OP | X | 3 | 2020 | 2020 |  |  | N | IPP Non-CHP | IPP | IPP | 2 | X | NG | Non-Renewable | 0 | 0.4 | 0 | 1
Operable | 64449 | Texas Microgrid, LLC |  | 66613 | HEB_CPSSADC | TX | Restructured | Bexar | SADC9 | Natural Gas Internal Combustion Engine | IC | SADC | S | X | X |  |  | 0.4 | 0.8 | 0.4 | 0.4 | 0 | N |  |  | OP | X | 3 | 2020 | 2020 |  |  | N | IPP Non-CHP | IPP | IPP | 2 | X | NG | Non-Renewable | 0 | 0.4 | 0 | 1
Operable | 64449 | Texas Microgrid, LLC |  | 66614 | OTHERCitizensHospital | TX | Restructured | Victoria | CTZH1 | Natural Gas Internal Combustion Engine | IC | CTZH | S | X | X |  |  | 0.4 | 0.8 | 0.4 | 0.4 | 0 | N |  |  | OP | X | 4 | 2020 | 2020 |  |  | N | IPP Non-CHP | IPP | IPP | 2 | X | NG | Non-Renewable | 0 | 0.4 | 0 | 1
Operable | 64449 | Texas Microgrid, LLC |  | 66614 | OTHERCitizensHospital | TX | Restructured | Victoria | CTZH2 | Natural Gas Internal Combustion Engine | IC | CTZH | S | X | X |  |  | 0.4 | 0.8 | 0.4 | 0.4 | 0 | N |  |  | OP | X | 4 | 2020 | 2020 |  |  | N | IPP Non-CHP | IPP | IPP | 2 | X | NG | Non-Renewable | 0 | 0.4 | 0 | 1
Operable | 64449 | Texas Microgrid, LLC |  | 66614 | OTHERCitizensHospital | TX | Restructured | Victoria | CTZH3 | Natural Gas Internal Combustion Engine | IC | CTZH | S | X | X |  |  | 0.4 | 0.8 | 0.4 | 0.4 | 0 | N |  |  | OP | X | 4 | 2020 | 2020 |  |  | N | IPP Non-CHP | IPP | IPP | 2 | X | NG | Non-Renewable | 0 | 0.4 | 0 | 1
Operable | 64449 | Texas Microgrid, LLC |  | 66614 | OTHERCitizensHospital | TX | Restructured | Victoria | CTZH4 | Natural Gas Internal Combustion Engine | IC | CTZH | S | X | X |  |  | 0.4 | 0.8 | 0.4 | 0.4 | 0 | N |  |  | OP | X | 4 | 2020 | 2020 |  |  | N | IPP Non-CHP | IPP | IPP | 2 | X | NG | Non-Renewable | 0 | 0.4 | 0 | 1
Operable | 64449 | Texas Microgrid, LLC |  | 66614 | OTHERCitizensHospital | TX | Restructured | Victoria | CTZH5 | Natural Gas Internal Combustion Engine | IC | CTZH | S | X | X |  |  | 0.4 | 0.8 | 0.4 | 0.4 | 0 | N |  |  | OP | X | 4 | 2020 | 2020 |  |  | N | IPP Non-CHP | IPP | IPP | 2 | X | NG | Non-Renewable | 0 | 0.4 | 0 | 1
Operable | 64449 | Texas Microgrid, LLC |  | 66614 | OTHERCitizensHospital | TX | Restructured | Victoria | CTZH6 | Natural Gas Internal Combustion Engine | IC | CTZH | S | X | X |  |  | 0.4 | 0.8 | 0.4 | 0.4 | 0 | N |  |  | OP | X | 4 | 2020 | 2020 |  |  | N | IPP Non-CHP | IPP | IPP | 2 | X | NG | Non-Renewable | 0 | 0.4 | 0 | 1
Operable | 64449 | Texas Microgrid, LLC |  | 66614 | OTHERCitizensHospital | TX | Restructured | Victoria | CTZH7 | Natural Gas Internal Combustion Engine | IC | CTZH | S | X | X |  |  | 0.4 | 0.8 | 0.4 | 0.4 | 0 | N |  |  | OP | X | 4 | 2020 | 2020 |  |  | N | IPP Non-CHP | IPP | IPP | 2 | X | NG | Non-Renewable | 0 | 0.4 | 0 | 1
Operable | 64449 | Texas Microgrid, LLC |  | 67316 | OTHERNFBWA | TX | Restructured | Fort Bend | NFB1 | Natural Gas Internal Combustion Engine | IC |  | S | X | X |  |  | 0.4 | 0.8 | 0.4 | 0.4 | 0 | N |  |  | OP | X | 2 | 2021 | 2021 |  |  | N | IPP Non-CHP | IPP | IPP | 2 | X | NG | Non-Renewable | 0 | 0.4 | 0 | 1
Operable | 64449 | Texas Microgrid, LLC |  | 67316 | OTHERNFBWA | TX | Restructured | Fort Bend | NFB2 | Natural Gas Internal Combustion Engine | IC |  | S | X | X |  |  | 0.4 | 0.8 | 0.4 | 0.4 | 0 | N |  |  | OP | X | 2 | 2021 | 2021 |  |  | N | IPP Non-CHP | IPP | IPP | 2 | X | NG | Non-Renewable | 0 | 0.4 | 0 | 1
Operable | 64449 | Texas Microgrid, LLC |  | 67316 | OTHERNFBWA | TX | Restructured | Fort Bend | NFB3 | Natural Gas Internal Combustion Engine | IC |  | S | X | X |  |  | 0.4 | 0.8 | 0.4 | 0.4 | 0 | N |  |  | OP | X | 2 | 2021 | 2021 |  |  | N | IPP Non-CHP | IPP | IPP | 2 | X | NG | Non-Renewable | 0 | 0.4 | 0 | 1
Operable | 64449 | Texas Microgrid, LLC |  | 67316 | OTHERNFBWA | TX | Restructured | Fort Bend | NFB4 | Natural Gas Internal Combustion Engine | IC |  | S | X | X |  |  | 0.4 | 0.8 | 0.4 | 0.4 | 0 | N |  |  | OP | X | 2 | 2021 | 2021 |  |  | N | IPP Non-CHP | IPP | IPP | 2 | X | NG | Non-Renewable | 0 | 0.4 | 0 | 1
Operable | 64449 | Texas Microgrid, LLC |  | 67316 | OTHERNFBWA | TX | Restructured | Fort Bend | NFB5 | Natural Gas Internal Combustion Engine | IC |  | S | X | X |  |  | 0.4 | 0.8 | 0.4 | 0.4 | 0 | N |  |  | OP | X | 2 | 2021 | 2021 |  |  | N | IPP Non-CHP | IPP | IPP | 2 | X | NG | Non-Renewable | 0 | 0.4 | 0 | 1
Operable | 64449 | Texas Microgrid, LLC |  | 67316 | OTHERNFBWA | TX | Restructured | Fort Bend | NFB6 | Natural Gas Internal Combustion Engine | IC |  | S | X | X |  |  | 0.4 | 0.8 | 0.4 | 0.4 | 0 | N |  |  | OP | X | 2 | 2021 | 2021 |  |  | N | IPP Non-CHP | IPP | IPP | 2 | X | NG | Non-Renewable | 0 | 0.4 | 0 | 1
Operable | 64449 | Texas Microgrid, LLC |  | 67317 | HEBTEMDistCenter | TX | Restructured | Bell | HTE10 | Natural Gas Internal Combustion Engine | IC |  | S | X | X |  |  | 0.4 | 0.8 | 0.4 | 0.4 | 0 | N |  |  | OP | X | 5 | 2023 | 2023 |  |  | N | IPP Non-CHP | IPP | IPP | 2 | X | NG | Non-Renewable | 0 | 0.4 | 0 | 1
Operable | 64449 | Texas Microgrid, LLC |  | 67317 | HEBTEMDistCenter | TX | Restructured | Bell | HTE11 | Natural Gas Internal Combustion Engine | IC |  | S | X | X |  |  | 0.4 | 0.8 | 0.4 | 0.4 | 0 | N |  |  | OP | X | 5 | 2023 | 2023 |  |  | N | IPP Non-CHP | IPP | IPP | 2 | X | NG | Non-Renewable | 0 | 0.4 | 0 | 1
Operable | 64449 | Texas Microgrid, LLC |  | 67317 | HEBTEMDistCenter | TX | Restructured | Bell | HTE12 | Natural Gas Internal Combustion Engine | IC |  | S | X | X |  |  | 0.4 | 0.8 | 0.4 | 0.4 | 0 | N |  |  | OP | X | 5 | 2023 | 2023 |  |  | N | IPP Non-CHP | IPP | IPP | 2 | X | NG | Non-Renewable | 0 | 0.4 | 0 | 1
Operable | 64449 | Texas Microgrid, LLC |  | 67317 | HEBTEMDistCenter | TX | Restructured | Bell | HTEM1 | Natural Gas Internal Combustion Engine | IC |  | S | X | X |  |  | 0.4 | 0.8 | 0.4 | 0.4 | 0 | N |  |  | OP | X | 5 | 2023 | 2023 |  |  | N | IPP Non-CHP | IPP | IPP | 2 | X | NG | Non-Renewable | 0 | 0.4 | 0 | 1
Operable | 64449 | Texas Microgrid, LLC |  | 67317 | HEBTEMDistCenter | TX | Restructured | Bell | HTEM2 | Natural Gas Internal Combustion Engine | IC |  | S | X | X |  |  | 0.4 | 0.8 | 0.4 | 0.4 | 0 | N |  |  | OP | X | 5 | 2023 | 2023 |  |  | N | IPP Non-CHP | IPP | IPP | 2 | X | NG | Non-Renewable | 0 | 0.4 | 0 | 1
Operable | 64449 | Texas Microgrid, LLC |  | 67317 | HEBTEMDistCenter | TX | Restructured | Bell | HTEM3 | Natural Gas Internal Combustion Engine | IC |  | S | X | X |  |  | 0.4 | 0.8 | 0.4 | 0.4 | 0 | N |  |  | OP | X | 5 | 2023 | 2023 |  |  | N | IPP Non-CHP | IPP | IPP | 2 | X | NG | Non-Renewable | 0 | 0.4 | 0 | 1
Operable | 64449 | Texas Microgrid, LLC |  | 67317 | HEBTEMDistCenter | TX | Restructured | Bell | HTEM4 | Natural Gas Internal Combustion Engine | IC |  | S | X | X |  |  | 0.4 | 0.8 | 0.4 | 0.4 | 0 | N |  |  | OP | X | 5 | 2023 | 2023 |  |  | N | IPP Non-CHP | IPP | IPP | 2 | X | NG | Non-Renewable | 0 | 0.4 | 0 | 1
Operable | 64449 | Texas Microgrid, LLC |  | 67317 | HEBTEMDistCenter | TX | Restructured | Bell | HTEM5 | Natural Gas Internal Combustion Engine | IC |  | S | X | X |  |  | 0.4 | 0.8 | 0.4 | 0.4 | 0 | N |  |  | OP | X | 5 | 2023 | 2023 |  |  | N | IPP Non-CHP | IPP | IPP | 2 | X | NG | Non-Renewable | 0 | 0.4 | 0 | 1
Operable | 64449 | Texas Microgrid, LLC |  | 67317 | HEBTEMDistCenter | TX | Restructured | Bell | HTEM6 | Natural Gas Internal Combustion Engine | IC |  | S | X | X |  |  | 0.4 | 0.8 | 0.4 | 0.4 | 0 | N |  |  | OP | X | 5 | 2023 | 2023 |  |  | N | IPP Non-CHP | IPP | IPP | 2 | X | NG | Non-Renewable | 0 | 0.4 | 0 | 1
Operable | 64449 | Texas Microgrid, LLC |  | 67317 | HEBTEMDistCenter | TX | Restructured | Bell | HTEM7 | Natural Gas Internal Combustion Engine | IC |  | S | X | X |  |  | 0.4 | 0.8 | 0.4 | 0.4 | 0 | N |  |  | OP | X | 5 | 2023 | 2023 |  |  | N | IPP Non-CHP | IPP | IPP | 2 | X | NG | Non-Renewable | 0 | 0.4 | 0 | 1
Operable | 64449 | Texas Microgrid, LLC |  | 67317 | HEBTEMDistCenter | TX | Restructured | Bell | HTEM8 | Natural Gas Internal Combustion Engine | IC |  | S | X | X |  |  | 0.4 | 0.8 | 0.4 | 0.4 | 0 | N |  |  | OP | X | 5 | 2023 | 2023 |  |  | N | IPP Non-CHP | IPP | IPP | 2 | X | NG | Non-Renewable | 0 | 0.4 | 0 | 1
Operable | 64449 | Texas Microgrid, LLC |  | 67317 | HEBTEMDistCenter | TX | Restructured | Bell | HTEM9 | Natural Gas Internal Combustion Engine | IC |  | S | X | X |  |  | 0.4 | 0.8 | 0.4 | 0.4 | 0 | N |  |  | OP | X | 5 | 2023 | 2023 |  |  | N | IPP Non-CHP | IPP | IPP | 2 | X | NG | Non-Renewable | 0 | 0.4 | 0 | 1
Operable | 64449 | Texas Microgrid, LLC |  | 67318 | OTHERTexasA&M | TX | Restructured | Brazos | TAM10 | Natural Gas Internal Combustion Engine | IC |  | S | X | X |  |  | 0.4 | 0.8 | 0.4 | 0.4 | 0 | N |  |  | OP | X | 5 | 2018 | 2018 |  |  | N | IPP Non-CHP | IPP | IPP | 2 | X | NG | Non-Renewable | 0 | 0.4 | 0 | 1
Operable | 64449 | Texas Microgrid, LLC |  | 67318 | OTHERTexasA&M | TX | Restructured | Brazos | TAM11 | Natural Gas Internal Combustion Engine | IC |  | S | X | X |  |  | 0.4 | 0.8 | 0.4 | 0.4 | 0 | N |  |  | OP | X | 5 | 2018 | 2018 |  |  | N | IPP Non-CHP | IPP | IPP | 2 | X | NG | Non-Renewable | 0 | 0.4 | 0 | 1
Operable | 64449 | Texas Microgrid, LLC |  | 67318 | OTHERTexasA&M | TX | Restructured | Brazos | TAM12 | Natural Gas Internal Combustion Engine | IC |  | S | X | X |  |  | 0.4 | 0.8 | 0.4 | 0.4 | 0 | N |  |  | OP | X | 5 | 2018 | 2018 |  |  | N | IPP Non-CHP | IPP | IPP | 2 | X | NG | Non-Renewable | 0 | 0.4 | 0 | 1
Operable | 64449 | Texas Microgrid, LLC |  | 67318 | OTHERTexasA&M | TX | Restructured | Brazos | TAM13 | Natural Gas Internal Combustion Engine | IC |  | S | X | X |  |  | 0.4 | 0.8 | 0.4 | 0.4 | 0 | N |  |  | OP | X | 5 | 2018 | 2018 |  |  | N | IPP Non-CHP | IPP | IPP | 2 | X | NG | Non-Renewable | 0 | 0.4 | 0 | 1
Operable | 64449 | Texas Microgrid, LLC |  | 67318 | OTHERTexasA&M | TX | Restructured | Brazos | TAM14 | Natural Gas Internal Combustion Engine | IC |  | S | X | X |  |  | 0.4 | 0.8 | 0.4 | 0.4 | 0 | N |  |  | OP | X | 5 | 2018 | 2018 |  |  | N | IPP Non-CHP | IPP | IPP | 2 | X | NG | Non-Renewable | 0 | 0.4 | 0 | 1
Operable | 64449 | Texas Microgrid, LLC |  | 67318 | OTHERTexasA&M | TX | Restructured | Brazos | TAM15 | Natural Gas Internal Combustion Engine | IC |  | S | X | X |  |  | 0.4 | 0.8 | 0.4 | 0.4 | 0 | N |  |  | OP | X | 5 | 2018 | 2018 |  |  | N | IPP Non-CHP | IPP | IPP | 2 | X | NG | Non-Renewable | 0 | 0.4 | 0 | 1
Operable | 64449 | Texas Microgrid, LLC |  | 67318 | OTHERTexasA&M | TX | Restructured | Brazos | TAM16 | Natural Gas Internal Combustion Engine | IC |  | S | X | X |  |  | 0.4 | 0.8 | 0.4 | 0.4 | 0 | N |  |  | OP | X | 5 | 2018 | 2018 |  |  | N | IPP Non-CHP | IPP | IPP | 2 | X | NG | Non-Renewable | 0 | 0.4 | 0 | 1
Operable | 64449 | Texas Microgrid, LLC |  | 67318 | OTHERTexasA&M | TX | Restructured | Brazos | TAM17 | Natural Gas Internal Combustion Engine | IC |  | S | X | X |  |  | 0.4 | 0.8 | 0.4 | 0.4 | 0 | N |  |  | OP | X | 5 | 2018 | 2018 |  |  | N | IPP Non-CHP | IPP | IPP | 2 | X | NG | Non-Renewable | 0 | 0.4 | 0 | 1
Operable | 64449 | Texas Microgrid, LLC |  | 67318 | OTHERTexasA&M | TX | Restructured | Brazos | TAM18 | Natural Gas Internal Combustion Engine | IC |  | S | X | X |  |  | 0.4 | 0.8 | 0.4 | 0.4 | 0 | N |  |  | OP | X | 5 | 2018 | 2018 |  |  | N | IPP Non-CHP | IPP | IPP | 2 | X | NG | Non-Renewable | 0 | 0.4 | 0 | 1
Operable | 64449 | Texas Microgrid, LLC |  | 67318 | OTHERTexasA&M | TX | Restructured | Brazos | TAM19 | Natural Gas Internal Combustion Engine | IC |  | S | X | X |  |  | 0.4 | 0.8 | 0.4 | 0.4 | 0 | N |  |  | OP | X | 5 | 2018 | 2018 |  |  | N | IPP Non-CHP | IPP | IPP | 2 | X | NG | Non-Renewable | 0 | 0.4 | 0 | 1
Operable | 64449 | Texas Microgrid, LLC |  | 67318 | OTHERTexasA&M | TX | Restructured | Brazos | TAM20 | Natural Gas Internal Combustion Engine | IC |  | S | X | X |  |  | 0.4 | 0.8 | 0.4 | 0.4 | 0 | N |  |  | OP | X | 5 | 2018 | 2018 |  |  | N | IPP Non-CHP | IPP | IPP | 2 | X | NG | Non-Renewable | 0 | 0.4 | 0 | 1
Operable | 64449 | Texas Microgrid, LLC |  | 67318 | OTHERTexasA&M | TX | Restructured | Brazos | TAM21 | Natural Gas Internal Combustion Engine | IC |  | S | X | X |  |  | 0.4 | 0.8 | 0.4 | 0.4 | 0 | N |  |  | OP | X | 5 | 2018 | 2018 |  |  | N | IPP Non-CHP | IPP | IPP | 2 | X | NG | Non-Renewable | 0 | 0.4 | 0 | 1
Operable | 64449 | Texas Microgrid, LLC |  | 67318 | OTHERTexasA&M | TX | Restructured | Brazos | TAM22 | Natural Gas Internal Combustion Engine | IC |  | S | X | X |  |  | 0.4 | 0.8 | 0.4 | 0.4 | 0 | N |  |  | OP | X | 5 | 2018 | 2018 |  |  | N | IPP Non-CHP | IPP | IPP | 2 | X | NG | Non-Renewable | 0 | 0.4 | 0 | 1
Operable | 64449 | Texas Microgrid, LLC |  | 67318 | OTHERTexasA&M | TX | Restructured | Brazos | TAM23 | Natural Gas Internal Combustion Engine | IC |  | S | X | X |  |  | 0.4 | 0.8 | 0.4 | 0.4 | 0 | N |  |  | OP | X | 5 | 2018 | 2018 |  |  | N | IPP Non-CHP | IPP | IPP | 2 | X | NG | Non-Renewable | 0 | 0.4 | 0 | 1
Operable | 64449 | Texas Microgrid, LLC |  | 67318 | OTHERTexasA&M | TX | Restructured | Brazos | TAM24 | Natural Gas Internal Combustion Engine | IC |  | S | X | X |  |  | 0.4 | 0.8 | 0.4 | 0.4 | 0 | N |  |  | OP | X | 5 | 2018 | 2018 |  |  | N | IPP Non-CHP | IPP | IPP | 2 | X | NG | Non-Renewable | 0 | 0.4 | 0 | 1
Operable | 64449 | Texas Microgrid, LLC |  | 67318 | OTHERTexasA&M | TX | Restructured | Brazos | TAMU1 | Natural Gas Internal Combustion Engine | IC |  | S | X | X |  |  | 0.4 | 0.8 | 0.4 | 0.4 | 0 | N |  |  | OP | X | 5 | 2018 | 2018 |  |  | N | IPP Non-CHP | IPP | IPP | 2 | X | NG | Non-Renewable | 0 | 0.4 | 0 | 1
Operable | 64449 | Texas Microgrid, LLC |  | 67318 | OTHERTexasA&M | TX | Restructured | Brazos | TAMU2 | Natural Gas Internal Combustion Engine | IC |  | S | X | X |  |  | 0.4 | 0.8 | 0.4 | 0.4 | 0 | N |  |  | OP | X | 5 | 2018 | 2018 |  |  | N | IPP Non-CHP | IPP | IPP | 2 | X | NG | Non-Renewable | 0 | 0.4 | 0 | 1
Operable | 64449 | Texas Microgrid, LLC |  | 67318 | OTHERTexasA&M | TX | Restructured | Brazos | TAMU3 | Natural Gas Internal Combustion Engine | IC |  | S | X | X |  |  | 0.4 | 0.8 | 0.4 | 0.4 | 0 | N |  |  | OP | X | 5 | 2018 | 2018 |  |  | N | IPP Non-CHP | IPP | IPP | 2 | X | NG | Non-Renewable | 0 | 0.4 | 0 | 1
Operable | 64449 | Texas Microgrid, LLC |  | 67318 | OTHERTexasA&M | TX | Restructured | Brazos | TAMU4 | Natural Gas Internal Combustion Engine | IC |  | S | X | X |  |  | 0.4 | 0.8 | 0.4 | 0.4 | 0 | N |  |  | OP | X | 5 | 2018 | 2018 |  |  | N | IPP Non-CHP | IPP | IPP | 2 | X | NG | Non-Renewable | 0 | 0.4 | 0 | 1
Operable | 64449 | Texas Microgrid, LLC |  | 67318 | OTHERTexasA&M | TX | Restructured | Brazos | TAMU5 | Natural Gas Internal Combustion Engine | IC |  | S | X | X |  |  | 0.4 | 0.8 | 0.4 | 0.4 | 0 | N |  |  | OP | X | 5 | 2018 | 2018 |  |  | N | IPP Non-CHP | IPP | IPP | 2 | X | NG | Non-Renewable | 0 | 0.4 | 0 | 1
Operable | 64449 | Texas Microgrid, LLC |  | 67318 | OTHERTexasA&M | TX | Restructured | Brazos | TAMU6 | Natural Gas Internal Combustion Engine | IC |  | S | X | X |  |  | 0.4 | 0.8 | 0.4 | 0.4 | 0 | N |  |  | OP | X | 5 | 2018 | 2018 |  |  | N | IPP Non-CHP | IPP | IPP | 2 | X | NG | Non-Renewable | 0 | 0.4 | 0 | 1
Operable | 64449 | Texas Microgrid, LLC |  | 67318 | OTHERTexasA&M | TX | Restructured | Brazos | TAMU7 | Natural Gas Internal Combustion Engine | IC |  | S | X | X |  |  | 0.4 | 0.8 | 0.4 | 0.4 | 0 | N |  |  | OP | X | 5 | 2018 | 2018 |  |  | N | IPP Non-CHP | IPP | IPP | 2 | X | NG | Non-Renewable | 0 | 0.4 | 0 | 1
Operable | 64449 | Texas Microgrid, LLC |  | 67318 | OTHERTexasA&M | TX | Restructured | Brazos | TAMU8 | Natural Gas Internal Combustion Engine | IC |  | S | X | X |  |  | 0.4 | 0.8 | 0.4 | 0.4 | 0 | N |  |  | OP | X | 5 | 2018 | 2018 |  |  | N | IPP Non-CHP | IPP | IPP | 2 | X | NG | Non-Renewable | 0 | 0.4 | 0 | 1
Operable | 64449 | Texas Microgrid, LLC |  | 67318 | OTHERTexasA&M | TX | Restructured | Brazos | TAMU9 | Natural Gas Internal Combustion Engine | IC |  | S | X | X |  |  | 0.4 | 0.8 | 0.4 | 0.4 | 0 | N |  |  | OP | X | 5 | 2018 | 2018 |  |  | N | IPP Non-CHP | IPP | IPP | 2 | X | NG | Non-Renewable | 0 | 0.4 | 0 | 1
Operable | 64449 | Texas Microgrid, LLC |  | 67319 | HEB00769 | TX | Restructured | Harris | H7691 | Natural Gas Internal Combustion Engine | IC |  | S | X | X |  |  | 0.4 | 0.8 | 0.4 | 0.4 | 0 | N |  |  | OP | X | 11 | 2021 | 2021 |  |  | N | IPP Non-CHP | IPP | IPP | 2 | X | NG | Non-Renewable | 0 | 0.4 | 0 | 1
Operable | 64449 | Texas Microgrid, LLC |  | 67319 | HEB00769 | TX | Restructured | Harris | H7692 | Natural Gas Internal Combustion Engine | IC |  | S | X | X |  |  | 0.4 | 0.8 | 0.4 | 0.4 | 0 | N |  |  | OP | X | 11 | 2021 | 2021 |  |  | N | IPP Non-CHP | IPP | IPP | 2 | X | NG | Non-Renewable | 0 | 0.4 | 0 | 1
Operable | 64449 | Texas Microgrid, LLC |  | 67319 | HEB00769 | TX | Restructured | Harris | H7693 | Natural Gas Internal Combustion Engine | IC |  | S | X | X |  |  | 0.4 | 0.8 | 0.4 | 0.4 | 0 | N |  |  | OP | X | 11 | 2021 | 2021 |  |  | N | IPP Non-CHP | IPP | IPP | 2 | X | NG | Non-Renewable | 0 | 0.4 | 0 | 1
Operable | 64449 | Texas Microgrid, LLC |  | 67381 | OTHERTraditionClearfork | TX | Restructured | Tarrant | CLFK1 | Natural Gas Internal Combustion Engine | IC |  | S | X | X |  |  | 0.4 | 0.8 | 0.4 | 0.4 | 0 | N |  |  | OP | X | 4 | 2023 | 2023 |  |  | N | IPP Non-CHP | IPP | IPP | 2 | X | NG | Non-Renewable | 0 | 0.4 | 0 | 1
Operable | 64449 | Texas Microgrid, LLC |  | 67381 | OTHERTraditionClearfork | TX | Restructured | Tarrant | CLFK2 | Natural Gas Internal Combustion Engine | IC |  | S | X | X |  |  | 0.4 | 0.8 | 0.4 | 0.4 | 0 | N |  |  | OP | X | 4 | 2023 | 2023 |  |  | N | IPP Non-CHP | IPP | IPP | 2 | X | NG | Non-Renewable | 0 | 0.4 | 0 | 1
Operable | 64449 | Texas Microgrid, LLC |  | 67381 | OTHERTraditionClearfork | TX | Restructured | Tarrant | CLFK3 | Natural Gas Internal Combustion Engine | IC |  | S | X | X |  |  | 0.4 | 0.8 | 0.4 | 0.4 | 0 | N |  |  | OP | X | 4 | 2023 | 2023 |  |  | N | IPP Non-CHP | IPP | IPP | 2 | X | NG | Non-Renewable | 0 | 0.4 | 0 | 1
Operable | 64931 | Texas Solar Nova 1, LLC |  | 65654 | Texas Solar Nova 1 | TX | Restructured | Kent | TSN1 | Solar Photovoltaic | PV |  | S | X | X |  |  | 252 |  | 252 | 252 |  | N |  |  | OP | X | 12 | 2023 | 2023 |  |  | N | IPP Non-CHP | IPP | IPP | 2 | X | SUN | Renewable | 252 | 0 | 1 | 0
Operable | 64251 | TG East Wind Project LLC |  | 64639 | TG East | TX | Restructured | Knox | ESCA | Onshore Wind Turbine | WT |  | S | X | X |  |  | 336 |  | 336 | 336 | 0 | N |  |  | OP | X | 4 | 2022 | 2022 |  |  | N | IPP Non-CHP | IPP | IPP | 2 | X | WND | Renewable | 336 | 0 | 1 | 0
Operable | 61141 | TG Windfarm LLC |  | 56199 | TG Windfarm LLC | MN | Vertical | Pipestone | 1 | Onshore Wind Turbine | WT |  | W | X | X |  |  | 2 |  | 2 | 2 | 1 | N |  |  | OP | X | 11 | 2003 | 2003 |  |  | N | IPP Non-CHP | IPP | IPP | 2 | X | WND | Renewable | 2 | 0 | 1 | 0
Operable | 65991 | THD NJ Riverview Main Distribution Center Solar Project 2020, LLC |  | 67087 | THD Quicksilver - MDC Perth Amboy | NJ | Restructured | Middlesex | P4256 | Solar Photovoltaic | PV |  | S | X | X |  |  | 2.5 |  | 2.5 | 2.5 |  | N |  |  | OP | X | 11 | 2022 | 2022 |  |  | N | IPP Non-CHP | IPP | IPP | 2 | X | SUN | Renewable | 2.5 | 0 | 1 | 0
Operable | 61164 | The Allen Hospital |  | 61568 | The Allen Hospital | NY | Restructured | New York | EGEN1 | Petroleum Liquids | IC |  | S | X | X |  |  | 1 | 1 | 1 | 1 | 0.3 | N |  |  | SB | N | 1 | 2009 | 2009 |  |  | N | Commercial Non-CHP | Customer Sited | Other | 4 | X | DFO | Non-Renewable | 0 | 1 | 0 | 1
Operable | 450 | The Amalgamated Sugar Co |  | 10504 | Amalgamated Sugar Twin Falls | ID | Vertical | Twin Falls | 1500 | Natural Gas Steam Turbine | ST |  | S | X | X |  |  | 1.5 | 0.8 | 1.2 | 1.2 | 0.2 | N |  |  | OA | X | 12 | 1948 | Pre-2000 |  |  | Y | Industrial CHP | Customer Sited | Other | 7 | T | NG | Non-Renewable | 0 | 1.5 | 0 | 1
Operable | 450 | The Amalgamated Sugar Co |  | 10504 | Amalgamated Sugar Twin Falls | ID | Vertical | Twin Falls | 2500 | Natural Gas Steam Turbine | ST |  | S | X | X |  |  | 2.5 | 0.8 | 2.3 | 2.3 | 0.2 | N |  |  | OP | X | 12 | 1948 | Pre-2000 |  |  | Y | Industrial CHP | Customer Sited | Other | 7 | T | NG | Non-Renewable | 0 | 2.5 | 0 | 1
Operable | 450 | The Amalgamated Sugar Co |  | 10504 | Amalgamated Sugar Twin Falls | ID | Vertical | Twin Falls | 4000 | Natural Gas Steam Turbine | ST |  | S | X | X |  |  | 6.2 | 0.8 | 5 | 5 | 0.4 | N |  |  | OP | X | 9 | 1994 | Pre-2000 |  |  | Y | Industrial CHP | Customer Sited | Other | 7 | T | NG | Non-Renewable | 0 | 6.2 | 0 | 1
Operable | 58313 | The Andersons Albion Ethanol LLC |  | 58330 | The Andersons Albion Ethanol LLC | MI | Vertical | Calhoun | 9611 | Natural Gas Steam Turbine | ST |  | S | X | X |  |  | 2 | 0.9 | 1.2 | 1.2 | 0.1 | N |  |  | OP | X | 8 | 2006 | 2006 |  |  | Y | Industrial CHP | Customer Sited | Other | 7 | T | NG | Non-Renewable | 0 | 2 | 0 | 1
Operable | 58313 | The Andersons Albion Ethanol LLC |  | 58330 | The Andersons Albion Ethanol LLC | MI | Vertical | Calhoun | CHP-1 | Natural Gas Fired Combustion Turbine | GT |  | S | X | X |  |  | 8.1 | 0.9 | 6 | 8 | 0.1 | N |  |  | OP | X | 12 | 2016 | 2016 |  |  | Y | Industrial CHP | Customer Sited | Other | 7 | T | NG | Non-Renewable | 0 | 8.1 | 0 | 1
Operable | 61578 | The Bank of New York |  | 62001 | The Bank of New York | NY | Restructured | Kings | 6087K | Petroleum Liquids | IC |  | S | X | X |  |  | 1.2 | 0.8 | 1.2 | 1.2 | 0.1 | N |  |  | SB | N | 1 | 1983 | Pre-2000 |  |  | N | Commercial Non-CHP | Customer Sited | Other | 4 | X | DFO | Non-Renewable | 0 | 1.2 | 0 | 1
Operable | 61578 | The Bank of New York |  | 62001 | The Bank of New York | NY | Restructured | Kings | 6187H | Petroleum Liquids | IC |  | S | X | X |  |  | 1.2 | 0.8 | 1.2 | 1.2 | 0.1 | N |  |  | SB | N | 1 | 1983 | Pre-2000 |  |  | N | Commercial Non-CHP | Customer Sited | Other | 4 | X | DFO | Non-Renewable | 0 | 1.2 | 0 | 1
Operable | 61578 | The Bank of New York |  | 62001 | The Bank of New York | NY | Restructured | Kings | 6287P | Petroleum Liquids | IC |  | S | X | X |  |  | 1.2 | 0.8 | 1.2 | 1.2 | 0.1 | N |  |  | SB | N | 1 | 1983 | Pre-2000 |  |  | N | Commercial Non-CHP | Customer Sited | Other | 4 | X | DFO | Non-Renewable | 0 | 1.2 | 0 | 1
Operable | 61578 | The Bank of New York |  | 62001 | The Bank of New York | NY | Restructured | Kings | 8587X | Petroleum Liquids | IC |  | S | X | X |  |  | 1.2 | 0.8 | 1.2 | 1.2 | 0.1 | N |  |  | SB | N | 1 | 1983 | Pre-2000 |  |  | N | Commercial Non-CHP | Customer Sited | Other | 4 | X | DFO | Non-Renewable | 0 | 1.2 | 0 | 1
Operable | 61578 | The Bank of New York |  | 62001 | The Bank of New York | NY | Restructured | Kings | 8687N | Petroleum Liquids | IC |  | S | X | X |  |  | 1.2 | 0.8 | 1.2 | 1.2 | 0.1 | N |  |  | SB | N | 1 | 1983 | Pre-2000 |  |  | N | Commercial Non-CHP | Customer Sited | Other | 4 | X | DFO | Non-Renewable | 0 | 1.2 | 0 | 1
Operable | 61578 | The Bank of New York |  | 62001 | The Bank of New York | NY | Restructured | Kings | 8887H | Petroleum Liquids | IC |  | S | X | X |  |  | 1.2 | 0.8 | 1.2 | 1.2 | 0.1 | N |  |  | SB | N | 1 | 1983 | Pre-2000 |  |  | N | Commercial Non-CHP | Customer Sited | Other | 4 | X | DFO | Non-Renewable | 0 | 1.2 | 0 | 1
Operable | 60880 | The Biltmore Company |  | 61271 | Biltmore Solar Fields | NC | Vertical | Buncombe | 18950 | Solar Photovoltaic | PV |  | J | X | X |  |  | 1.5 |  | 1.5 | 1.5 |  | N |  |  | OP | X | 1 | 2012 | 2012 |  |  | N | IPP Non-CHP | IPP | IPP | 2 | X | SUN | Renewable | 1.5 | 0 | 1 | 0
Operable | 58137 | The College of New Jersey |  | 58165 | College of New Jersey | NJ | Restructured | Mercer | COGEN | Natural Gas Internal Combustion Engine | IC |  | S | X | X |  |  | 6.2 | 0.8 | 4.2 | 5.2 | 2.5 | N |  |  | OP | X | 7 | 1996 | Pre-2000 |  |  | Y | Commercial CHP | Customer Sited | Other | 5 | T | NG | Non-Renewable | 0 | 6.2 | 0 | 1 | DFO
Operable | 57160 | The Dow Chemical Company |  | 10789 | Sabine River Operations | TX | Restructured | Orange | GEN1 | Natural Gas Fired Combined Cycle | CT | CCL1 | S | X | N | EES.CONC | EES.CONC | 89.9 | 0.92 | 82 | 98 | 60 | N |  |  | OP | X | 3 | 1987 | Pre-2000 |  |  | Y | Industrial CHP | Customer Sited | Other | 7 | T | NG | Non-Renewable | 0 | 89.9 | 0 | 1
Operable | 57160 | The Dow Chemical Company |  | 10789 | Sabine River Operations | TX | Restructured | Orange | GEN3 | Natural Gas Fired Combined Cycle | CA | CCL1 | S | Y | X | EES.CONC | EES.CONC | 6.2 | 0.85 | 5 | 5 | 2.5 | N |  |  | OS | X | 1 | 1948 | Pre-2000 |  |  | Y | Industrial CHP | Customer Sited | Other | 7 | T | NG | Non-Renewable | 0 | 6.2 | 0 | 1
Operable | 57160 | The Dow Chemical Company |  | 10789 | Sabine River Operations | TX | Restructured | Orange | GT1A | Natural Gas Fired Combined Cycle | CT | CC1 | S | X | N | EES.CONC | EES.CONC | 180 | 0.85 | 160 | 175 | 100 | N |  |  | OP | X | 12 | 2001 | 2001 |  |  | Y | Industrial CHP | Customer Sited | Other | 7 | T | NG | Non-Renewable | 0 | 180 | 0 | 1
Operable | 57160 | The Dow Chemical Company |  | 10789 | Sabine River Operations | TX | Restructured | Orange | GT1B | Natural Gas Fired Combined Cycle | CT | CC1 | S | X | N | EES.CONC | EES.CONC | 180 | 0.85 | 160 | 175 | 100 | N |  |  | OP | X | 12 | 2001 | 2001 |  |  | Y | Industrial CHP | Customer Sited | Other | 7 | T | NG | Non-Renewable | 0 | 180 | 0 | 1
Operable | 57160 | The Dow Chemical Company |  | 10789 | Sabine River Operations | TX | Restructured | Orange | ST1A | Natural Gas Fired Combined Cycle | CA | CC1 | S | Y | X | EES.CONC | EES.CONC | 145 | 0.85 | 100 | 100 | 50 | N |  |  | OP | X | 12 | 2001 | 2001 |  |  | Y | Industrial CHP | Customer Sited | Other | 7 | T | NG | Non-Renewable | 0 | 145 | 0 | 1 | OG
Operable | 63209 | The George Washington University |  | 63478 | Ross Hall Central Utility Plant | DC | Restructured | District of Columbia | CT-1 | Natural Gas Fired Combustion Turbine | GT |  | S | X | X |  |  | 4.6 | 0.9 | 4.1 | 2.7 | 2.7 | N |  |  | OP | X | 10 | 2016 | 2016 |  |  | Y | Commercial CHP | Customer Sited | Other | 5 | T | NG | Non-Renewable | 0 | 4.6 | 0 | 1
Operable | 7209 | The Gillette Company |  | 54225 | Gillette SBMC | MA | Restructured | Suffolk | CTG3 | Natural Gas Fired Combustion Turbine | GT | 1 | S | X | X |  |  | 7.2 | 0.95 | 7.2 | 7.2 | 3.8 | N |  |  | OP | X | 7 | 2011 | 2011 |  |  | Y | Industrial CHP | Customer Sited | Other | 7 | T | NG | Non-Renewable | 0 | 7.2 | 0 | 1 | DFO
Operable | 7209 | The Gillette Company |  | 54225 | Gillette SBMC | MA | Restructured | Suffolk | DG | Petroleum Liquids | IC |  | S | X | X |  |  | 0.5 | 0.9 | 0.5 | 0.5 | 0.1 | N |  |  | SB | N | 9 | 1991 | Pre-2000 |  |  | N | Industrial CHP | Customer Sited | Other | 7 | X | DFO | Non-Renewable | 0 | 0.5 | 0 | 1
Operable | 7209 | The Gillette Company |  | 54225 | Gillette SBMC | MA | Restructured | Suffolk | DG2 | Petroleum Liquids | IC |  | S | X | X |  |  | 0.5 | 0.9 | 0.5 | 0.5 | 0.1 | N |  |  | SB | N | 3 | 1997 | Pre-2000 |  |  | N | Industrial CHP | Customer Sited | Other | 7 | X | DFO | Non-Renewable | 0 | 0.5 | 0 | 1
Operable | 7209 | The Gillette Company |  | 54225 | Gillette SBMC | MA | Restructured | Suffolk | DG3 | Petroleum Liquids | IC |  | S | X | X |  |  | 1 | 0.9 | 1 | 1 | 0.3 | N |  |  | SB | N | 3 | 2000 | 2000 |  |  | N | Industrial CHP | Customer Sited | Other | 7 | X | DFO | Non-Renewable | 0 | 1 | 0 | 1
Operable | 7209 | The Gillette Company |  | 54225 | Gillette SBMC | MA | Restructured | Suffolk | TG2 | Natural Gas Steam Turbine | ST | 1 | S | X | X |  |  | 5 | 0.8 | 5 | 5 | 0.5 | N |  |  | OP | X | 2 | 1971 | Pre-2000 |  |  | Y | Industrial CHP | Customer Sited | Other | 7 | B | NG | Non-Renewable | 0 | 5 | 0 | 1 | DFO
Operable | 65155 | The Greater Light USA LLC |  | 65132 | University of the Pacific | CA | Vertical | San Joaquin | BA1 | Batteries | BA |  | S | X | X |  |  | 1 |  | 1 | 1 |  | N |  |  | OP | X | 5 | 2022 | 2022 |  |  | N | IPP Non-CHP | IPP | IPP | 2 | X | MWH | Other | 0 | 0 | 0 | 0
Operable | 65155 | The Greater Light USA LLC |  | 65132 | University of the Pacific | CA | Vertical | San Joaquin | PV1 | Solar Photovoltaic | PV |  | S | X | X |  |  | 4.5 |  | 4.5 | 4.5 |  | N |  |  | OP | X | 5 | 2022 | 2022 |  |  | N | IPP Non-CHP | IPP | IPP | 2 | X | SUN | Renewable | 4.5 | 0 | 1 | 0
Operable | 56701 | The Hankin Group |  | 57362 | Morgantown Solar Park | PA | Restructured | Berks | 1 | Solar Photovoltaic | PV |  | S | X | X |  |  | 2 |  | 1.6 | 1.4 |  | N |  |  | OP | X | 11 | 2011 | 2011 |  |  | N | IPP Non-CHP | IPP | IPP | 2 | X | SUN | Renewable | 2 | 0 | 1 | 0
Operable | 59122 | The Medical Center Company |  | 59324 | MCCo Solar Generating Facility | OH | Restructured | Cuyahoga | MCCO1 | Solar Photovoltaic | PV |  | S | X | X | ATSI | ATSI | 1 |  | 0.9 | 0.6 |  | N |  |  | OP | X | 11 | 2014 | 2014 |  |  | N | IPP Non-CHP | IPP | IPP | 2 | X | SUN | Renewable | 1 | 0 | 1 | 0
Operable | 59157 | The Methodist Hospital |  | 59381 | The Methodist Hospital, Gas Turbine | TX | Restructured | Harris | GT-1 | Natural Gas Fired Combustion Turbine | GT |  | S | X | X | N/A | N/A | 5 | 0.8 | 3 | 4 | 2.3 | N |  |  | OP | X | 2 | 2010 | 2010 |  |  | Y | Commercial CHP | Customer Sited | Other | 5 | T | NG | Non-Renewable | 0 | 5 | 0 | 1
Operable | 61050 | The NY Times Production Facility |  | 61414 | NY Times Daily Production Facility | NY | Restructured | Queens | GEN1 | Petroleum Liquids | IC |  | S | X | X |  |  | 2 | 0.8 | 2 | 2 | 0.6 | N |  |  | OP | X | 9 | 2005 | 2005 |  |  | N | Industrial Non-CHP | Customer Sited | Other | 6 | X | DFO | Non-Renewable | 0 | 2 | 0 | 1
Operable | 61050 | The NY Times Production Facility |  | 61414 | NY Times Daily Production Facility | NY | Restructured | Queens | GEN2 | Petroleum Liquids | IC |  | S | X | X |  |  | 2 | 0.8 | 2 | 2 | 0.6 | N |  |  | OP | X | 9 | 2005 | 2005 |  |  | N | Industrial Non-CHP | Customer Sited | Other | 6 | X | DFO | Non-Renewable | 0 | 2 | 0 | 1
Operable | 61050 | The NY Times Production Facility |  | 61414 | NY Times Daily Production Facility | NY | Restructured | Queens | GEN3 | Petroleum Liquids | IC |  | S | X | X |  |  | 2 | 0.8 | 2 | 2 | 0.6 | N |  |  | OP | X | 9 | 2005 | 2005 |  |  | N | Industrial Non-CHP | Customer Sited | Other | 6 | X | DFO | Non-Renewable | 0 | 2 | 0 | 1
Operable | 61050 | The NY Times Production Facility |  | 61414 | NY Times Daily Production Facility | NY | Restructured | Queens | GEN4 | Petroleum Liquids | IC |  | S | X | X |  |  | 2 | 0.8 | 2 | 2 | 0.6 | N |  |  | OP | X | 9 | 2005 | 2005 |  |  | N | Industrial Non-CHP | Customer Sited | Other | 6 | X | DFO | Non-Renewable | 0 | 2 | 0 | 1
Operable | 61050 | The NY Times Production Facility |  | 61414 | NY Times Daily Production Facility | NY | Restructured | Queens | GEN5 | Petroleum Liquids | IC |  | S | X | X |  |  | 2 | 0.8 | 2 | 2 | 0.6 | N |  |  | OP | X | 8 | 2008 | 2008 |  |  | N | Industrial Non-CHP | Customer Sited | Other | 6 | X | DFO | Non-Renewable | 0 | 2 | 0 | 1
Operable | 61050 | The NY Times Production Facility |  | 61414 | NY Times Daily Production Facility | NY | Restructured | Queens | GEN6 | Petroleum Liquids | IC |  | S | X | X |  |  | 2 | 0.8 | 2 | 2 | 0.6 | N |  |  | OP | X | 8 | 2008 | 2008 |  |  | N | Industrial Non-CHP | Customer Sited | Other | 6 | X | DFO | Non-Renewable | 0 | 2 | 0 | 1
Operable | 11359 | The Town of Lyndon Electric Department |  | 3762 | Great Falls (VT) | VT | Vertical | Caledonia | 1 | Conventional Hydroelectric | HY |  | S | X | X |  |  | 0.3 | 0.85 | 0.3 | 0.3 | 0.1 | N |  |  | OP | X | 8 | 1915 | Pre-2000 |  |  | N | Electric Utility | Utility | Municipal | 1 | X | WAT | Renewable | 0.3 | 0 | 1 | 0
Operable | 11359 | The Town of Lyndon Electric Department |  | 3762 | Great Falls (VT) | VT | Vertical | Caledonia | 2 | Conventional Hydroelectric | HY |  | S | X | X |  |  | 0.3 | 0.85 | 0.3 | 0.3 | 0.1 | N |  |  | OP | X | 8 | 1915 | Pre-2000 |  |  | N | Electric Utility | Utility | Municipal | 1 | X | WAT | Renewable | 0.3 | 0 | 1 | 0
Operable | 11359 | The Town of Lyndon Electric Department |  | 3762 | Great Falls (VT) | VT | Vertical | Caledonia | 3 | Conventional Hydroelectric | HY |  | S | X | X |  |  | 1.3 | 0.85 | 1.3 | 1.3 | 0.1 | N |  |  | OP | X | 2 | 1979 | Pre-2000 |  |  | N | Electric Utility | Utility | Municipal | 1 | X | WAT | Renewable | 1.3 | 0 | 1 | 0
Operable | 58138 | The Trustees of Smith College |  | 58166 | Smith College Central Heating Plant | MA | Restructured | Hampshire | GT-1 | Natural Gas Fired Combustion Turbine | GT |  | S | X | X |  |  | 5.3 | 1 | 2.7 | 3.5 | 1.7 | N |  |  | OP | X | 10 | 2008 | 2008 |  |  | Y | Commercial CHP | Customer Sited | Other | 5 | T | NG | Non-Renewable | 0 | 5.3 | 0 | 1
Operable | 58555 | The University of Utah |  | 58597 | HTW Plant 303 COGEN | UT | Vertical | Salt Lake | CGN1 | Natural Gas Fired Combustion Turbine | GT |  | S | X | X |  |  | 7.4 | 0.975 | 5.6 | 6.6 | 4 | N |  |  | OP | X | 8 | 2008 | 2008 |  |  | Y | Commercial CHP | Customer Sited | Other | 5 | T | NG | Non-Renewable | 0 | 7.4 | 0 | 1
Operable | 60923 | Theodore Drive Solar, LLC |  | 61296 | Theodore Drive Community Solar | MA | Restructured | Worcester | 2529 | Solar Photovoltaic | PV |  | S | X | X |  |  | 1.5 |  | 1.5 | 1.2 |  | N |  |  | OP | X | 3 | 2018 | 2018 |  |  | N | IPP Non-CHP | IPP | IPP | 2 | X | SUN | Renewable | 1.5 | 0 | 1 | 0
Operable | 56694 | Thermo No 1 BE 01 LLC |  | 57353 | Thermo No 1 | UT | Vertical | Beaver | 2 | Geothermal | BT |  | S | X | X |  |  | 14 | 0.8 | 14 | 14 | 1.8 | N |  |  | OP | X | 4 | 2013 | 2013 |  |  | N | IPP Non-CHP | IPP | IPP | 2 | X | GEO | Renewable | 14 | 0 | 1 | 0
Operable | 64281 | Thigpen Solar, LLC |  | 60850 | Thigpen Farms Solar, LLC | NC | Vertical | Robeson | PV1 | Solar Photovoltaic | PV |  | S | X | X |  |  | 5 |  | 5 | 5 |  | N |  |  | OP | X | 12 | 2023 | 2023 |  |  | N | IPP Non-CHP | IPP | IPP | 2 | X | SUN | Renewable | 5 | 0 | 1 | 0
Operable | 54738 | Thilmany LLC |  | 54098 | Kaukauna Paper Mill | WI | Vertical | Outagamie | GEN1 | Wood/Wood Waste Biomass | ST |  | S | X | X |  |  | 6 | 0.8 | 6 | 6 | 1 | N |  |  | OP | X | 1 | 1951 | Pre-2000 |  |  | Y | Industrial CHP | Customer Sited | Other | 7 | T | BLQ | Renewable | 6 | 0 | 1 | 0 | NG | RFO | WDS
Operable | 54738 | Thilmany LLC |  | 54098 | Kaukauna Paper Mill | WI | Vertical | Outagamie | GEN2 | Wood/Wood Waste Biomass | ST |  | S | X | X |  |  | 11 | 0.89 | 11 | 11 | 1 | N |  |  | OP | X | 1 | 1977 | Pre-2000 |  |  | Y | Industrial CHP | Customer Sited | Other | 7 | T | BLQ | Renewable | 11 | 0 | 1 | 0 | NG | RFO | WDS
Operable | 54738 | Thilmany LLC |  | 54098 | Kaukauna Paper Mill | WI | Vertical | Outagamie | GEN3 | Wood/Wood Waste Biomass | ST |  | S | X | X |  |  | 15.6 | 0.85 | 15.6 | 15.6 | 2 | N |  |  | OP | X | 1 | 1962 | Pre-2000 |  |  | N | Industrial CHP | Customer Sited | Other | 7 | X | BLQ | Renewable | 15.6 | 0 | 1 | 0 | NG | RFO | WDS
Operable | 54738 | Thilmany LLC |  | 54098 | Kaukauna Paper Mill | WI | Vertical | Outagamie | GEN4 | Natural Gas Steam Turbine | ST |  | S | X | X |  |  | 12 | 0.8 | 12 | 12 | 1 | N |  |  | OP | X | 1 | 1967 | Pre-2000 |  |  | Y | Industrial CHP | Customer Sited | Other | 7 | T | NG | Non-Renewable | 0 | 12 | 0 | 1 | BLQ | RFO
Operable | 57015 | Third Taxing District of Norwalk |  | 57689 | Norden 1-3 | CT | Restructured | Fairfield | NORD1 | Petroleum Liquids | IC |  | S | X | X |  |  | 2 | 0.8 | 2 | 2 | 1 |  |  |  | OS | X | 6 | 2004 | 2004 | 5 | 2026 | N | Electric Utility | Utility | Municipal | 1 | X | DFO | Non-Renewable | 0 | 2 | 0 | 1
Operable | 57015 | Third Taxing District of Norwalk |  | 57689 | Norden 1-3 | CT | Restructured | Fairfield | NORD2 | Petroleum Liquids | IC |  | S | X | X |  |  | 2 | 0.8 | 2 | 2 | 1 |  |  |  | OS | X | 6 | 2004 | 2004 | 5 | 2026 | N | Electric Utility | Utility | Municipal | 1 | X | DFO | Non-Renewable | 0 | 2 | 0 | 1
Operable | 57015 | Third Taxing District of Norwalk |  | 57689 | Norden 1-3 | CT | Restructured | Fairfield | NORD3 | Petroleum Liquids | IC |  | S | X | X |  |  | 2 | 0.8 | 2 | 2 | 1 |  |  |  | OS | X | 6 | 2004 | 2004 | 5 | 2026 | N | Electric Utility | Utility | Municipal | 1 | X | DFO | Non-Renewable | 0 | 2 | 0 | 1
Operable | 18981 | Thomson Corp |  | 54294 | West Group Data Center | MN | Vertical | Dakota | 1 | Petroleum Liquids | IC |  | S | X | X |  |  | 2 | 0.8 | 0.6 | 0.4 | 0 | N |  |  | SB | N | 5 | 2005 | 2005 |  |  | N | Commercial Non-CHP | Customer Sited | Other | 4 | X | DFO | Non-Renewable | 0 | 2 | 0 | 1
Operable | 18981 | Thomson Corp |  | 54294 | West Group Data Center | MN | Vertical | Dakota | 2 | Petroleum Liquids | IC |  | S | X | X |  |  | 2 | 0.8 | 0.6 | 0.4 | 0 | N |  |  | SB | N | 5 | 2005 | 2005 |  |  | N | Commercial Non-CHP | Customer Sited | Other | 4 | X | DFO | Non-Renewable | 0 | 2 | 0 | 1
Operable | 18981 | Thomson Corp |  | 54294 | West Group Data Center | MN | Vertical | Dakota | 3 | Petroleum Liquids | IC |  | S | X | X |  |  | 2 | 0.8 | 0.6 | 0.4 | 0 | N |  |  | SB | N | 5 | 2005 | 2005 |  |  | N | Commercial Non-CHP | Customer Sited | Other | 4 | X | DFO | Non-Renewable | 0 | 2 | 0 | 1
Operable | 18981 | Thomson Corp |  | 54294 | West Group Data Center | MN | Vertical | Dakota | 4 | Petroleum Liquids | IC |  | S | X | X |  |  | 2 | 0.8 | 0.6 | 0.4 | 0 | N |  |  | SB | N | 5 | 2005 | 2005 |  |  | N | Commercial Non-CHP | Customer Sited | Other | 4 | X | DFO | Non-Renewable | 0 | 2 | 0 | 1
Operable | 18981 | Thomson Corp |  | 55133 | Thomson Reuters Campus Bldg A-D | MN | Vertical | Dakota | 3086 | Petroleum Liquids | IC |  | S | X | X |  |  | 2 | 0.8 | 1.6 | 1.3 | 0 | N |  |  | SB | N | 4 | 1999 | Pre-2000 |  |  | N | Industrial Non-CHP | Customer Sited | Other | 6 | X | DFO | Non-Renewable | 0 | 2 | 0 | 1
Operable | 18981 | Thomson Corp |  | 55133 | Thomson Reuters Campus Bldg A-D | MN | Vertical | Dakota | 3087 | Petroleum Liquids | IC |  | S | X | X |  |  | 2 | 0.8 | 1.6 | 1.3 | 0 | N |  |  | SB | N | 4 | 1999 | Pre-2000 |  |  | N | Industrial Non-CHP | Customer Sited | Other | 6 | X | DFO | Non-Renewable | 0 | 2 | 0 | 1
Operable | 18981 | Thomson Corp |  | 55133 | Thomson Reuters Campus Bldg A-D | MN | Vertical | Dakota | 3088 | Petroleum Liquids | IC |  | S | X | X |  |  | 2 | 0.8 | 1.6 | 1.3 | 0 | N |  |  | SB | N | 4 | 1999 | Pre-2000 |  |  | N | Industrial Non-CHP | Customer Sited | Other | 6 | X | DFO | Non-Renewable | 0 | 2 | 0 | 1
Operable | 18981 | Thomson Corp |  | 55133 | Thomson Reuters Campus Bldg A-D | MN | Vertical | Dakota | 3089 | Petroleum Liquids | IC |  | S | X | X |  |  | 2 | 0.8 | 1.6 | 1.3 | 0 | N |  |  | SB | N | 6 | 1999 | Pre-2000 |  |  | N | Industrial Non-CHP | Customer Sited | Other | 6 | X | DFO | Non-Renewable | 0 | 2 | 0 | 1
Operable | 18981 | Thomson Corp |  | 55133 | Thomson Reuters Campus Bldg A-D | MN | Vertical | Dakota | 3090 | Petroleum Liquids | IC |  | S | X | X |  |  | 2 | 0.8 | 1.6 | 1.3 | 0 | N |  |  | SB | N | 6 | 1999 | Pre-2000 |  |  | N | Industrial Non-CHP | Customer Sited | Other | 6 | X | DFO | Non-Renewable | 0 | 2 | 0 | 1
Operable | 18981 | Thomson Corp |  | 55133 | Thomson Reuters Campus Bldg A-D | MN | Vertical | Dakota | 3091 | Petroleum Liquids | IC |  | S | X | X |  |  | 2 | 0.8 | 1.6 | 1.3 | 0 | N |  |  | SB | N | 4 | 1999 | Pre-2000 |  |  | N | Industrial Non-CHP | Customer Sited | Other | 6 | X | DFO | Non-Renewable | 0 | 2 | 0 | 1
Operable | 18981 | Thomson Corp |  | 55133 | Thomson Reuters Campus Bldg A-D | MN | Vertical | Dakota | 3093 | Petroleum Liquids | IC |  | S | X | X |  |  | 2 | 0.8 | 1.6 | 1.3 | 0 | N |  |  | SB | N | 4 | 1999 | Pre-2000 |  |  | N | Industrial Non-CHP | Customer Sited | Other | 6 | X | DFO | Non-Renewable | 0 | 2 | 0 | 1
Operable | 18981 | Thomson Corp |  | 56247 | West Group Data Center F | MN | Vertical | Dakota | 1 | Petroleum Liquids | IC |  | S | X | X |  |  | 2 | 0.8 | 0.6 | 0.4 | 0 | N |  |  | SB | N | 6 | 2004 | 2004 |  |  | N | Commercial Non-CHP | Customer Sited | Other | 4 | X | DFO | Non-Renewable | 0 | 2 | 0 | 1
Operable | 18981 | Thomson Corp |  | 56247 | West Group Data Center F | MN | Vertical | Dakota | 2 | Petroleum Liquids | IC |  | S | X | X |  |  | 2 | 0.8 | 0.6 | 0.4 | 0 | N |  |  | SB | N | 6 | 2004 | 2004 |  |  | N | Commercial Non-CHP | Customer Sited | Other | 4 | X | DFO | Non-Renewable | 0 | 2 | 0 | 1
Operable | 18981 | Thomson Corp |  | 56247 | West Group Data Center F | MN | Vertical | Dakota | 3 | Petroleum Liquids | IC |  | S | X | X |  |  | 2 | 0.8 | 0.6 | 0.4 | 0 | N |  |  | SB | N | 6 | 2004 | 2004 |  |  | N | Commercial Non-CHP | Customer Sited | Other | 4 | X | DFO | Non-Renewable | 0 | 2 | 0 | 1
Operable | 18981 | Thomson Corp |  | 56247 | West Group Data Center F | MN | Vertical | Dakota | 4 | Petroleum Liquids | IC |  | S | X | X |  |  | 2 | 0.8 | 0.6 | 0.4 | 0 | N |  |  | SB | N | 6 | 2004 | 2004 |  |  | N | Commercial Non-CHP | Customer Sited | Other | 4 | X | DFO | Non-Renewable | 0 | 2 | 0 | 1
Operable | 18981 | Thomson Corp |  | 57207 | Thomson Reuters Data Center Bldg ES101 | MN | Vertical | Dakota | 1 | Petroleum Liquids | IC |  | S | X | X |  |  | 1.2 | 0.8 | 0.6 | 0.4 | 0 | N |  |  | SB | N | 5 | 2009 | 2009 |  |  | N | Commercial Non-CHP | Customer Sited | Other | 4 | X | DFO | Non-Renewable | 0 | 1.2 | 0 | 1
Operable | 18981 | Thomson Corp |  | 57208 | Thomson Reuters Data Center Bldg H | MN | Vertical | Dakota | 1 | Petroleum Liquids | IC |  | S | X | X |  |  | 2 | 0.8 | 0.6 | 0.4 | 0 | N |  |  | SB | N | 1 | 2007 | 2007 |  |  | N | Commercial Non-CHP | Customer Sited | Other | 4 | X | DFO | Non-Renewable | 0 | 2 | 0 | 1
Operable | 18981 | Thomson Corp |  | 57208 | Thomson Reuters Data Center Bldg H | MN | Vertical | Dakota | 2 | Petroleum Liquids | IC |  | S | X | X |  |  | 2 | 0.8 | 0.6 | 0.4 | 0 | N |  |  | SB | N | 1 | 2007 | 2007 |  |  | N | Commercial Non-CHP | Customer Sited | Other | 4 | X | DFO | Non-Renewable | 0 | 2 | 0 | 1
Operable | 18981 | Thomson Corp |  | 57208 | Thomson Reuters Data Center Bldg H | MN | Vertical | Dakota | 3 | Petroleum Liquids | IC |  | S | X | X |  |  | 2 | 0.8 | 0.6 | 0.4 | 0 | N |  |  | SB | N | 1 | 2007 | 2007 |  |  | N | Commercial Non-CHP | Customer Sited | Other | 4 | X | DFO | Non-Renewable | 0 | 2 | 0 | 1
Operable | 18981 | Thomson Corp |  | 57208 | Thomson Reuters Data Center Bldg H | MN | Vertical | Dakota | 4 | Petroleum Liquids | IC |  | S | X | X |  |  | 2 | 0.8 | 0.6 | 0.4 | 0 | N |  |  | SB | N | 1 | 2007 | 2007 |  |  | N | Commercial Non-CHP | Customer Sited | Other | 4 | X | DFO | Non-Renewable | 0 | 2 | 0 | 1
Operable | 63623 | Thor Solar 1 CEI, LLC |  | 63958 | SSD Marion 3, LLC | OR | Vertical | Marion | 1 | Solar Photovoltaic | PV |  | S | X | X |  |  | 2 | 1 | 2 | 2 |  | N |  |  | OP | X | 12 | 2020 | 2020 |  |  | N | IPP Non-CHP | IPP | IPP | 2 | X | SUN | Renewable | 2 | 0 | 1 | 0
Operable | 63623 | Thor Solar 1 CEI, LLC |  | 63959 | SSD Marion 5, LLC | OR | Vertical | Marion | 1 | Solar Photovoltaic | PV |  | S | X | X |  |  | 2 | 1 | 2 | 2 |  | N |  |  | OP | X | 12 | 2020 | 2020 |  |  | N | IPP Non-CHP | IPP | IPP | 2 | X | SUN | Renewable | 2 | 0 | 1 | 0
Operable | 63623 | Thor Solar 1 CEI, LLC |  | 63960 | SSD Marion 6, LLC | OR | Vertical | Marion | 1 | Solar Photovoltaic | PV |  | S | X | X |  |  | 2 | 1 | 2 | 2 |  | N |  |  | OP | X | 12 | 2020 | 2020 |  |  | N | IPP Non-CHP | IPP | IPP | 2 | X | SUN | Renewable | 2 | 0 | 1 | 0
Operable | 63623 | Thor Solar 1 CEI, LLC |  | 63961 | SSD Clackamas 1, LLC | OR | Vertical | Clackamas | 1 | Solar Photovoltaic | PV |  | S | X | X |  |  | 4 | 1 | 4 | 4 |  | N |  |  | OP | X | 12 | 2020 | 2020 |  |  | N | IPP Non-CHP | IPP | IPP | 2 | X | SUN | Renewable | 4 | 0 | 1 | 0
Operable | 63623 | Thor Solar 1 CEI, LLC |  | 63962 | SSD Clackamas 4, LLC | OR | Vertical | Clackamas | 1 | Solar Photovoltaic | PV |  | S | X | X |  |  | 2 | 1 | 2 | 2 |  | N |  |  | OP | X | 12 | 2020 | 2020 |  |  | N | IPP Non-CHP | IPP | IPP | 2 | X | SUN | Renewable | 2 | 0 | 1 | 0
Operable | 63623 | Thor Solar 1 CEI, LLC |  | 63963 | SSD Clackamas 7, LLC | OR | Vertical | Clackamas | 1 | Solar Photovoltaic | PV |  | S | X | X |  |  | 2 | 1 | 2 | 2 |  | N |  |  | OP | X | 12 | 2020 | 2020 |  |  | N | IPP Non-CHP | IPP | IPP | 2 | X | SUN | Renewable | 2 | 0 | 1 | 0
Operable | 63623 | Thor Solar 1 CEI, LLC |  | 63964 | SSD Marion 1, LLC | OR | Vertical | Marion | 1 | Solar Photovoltaic | PV |  | S | X | X |  |  | 2 | 1 | 2 | 2 |  | N |  |  | OP | X | 12 | 2020 | 2020 |  |  | N | IPP Non-CHP | IPP | IPP | 2 | X | SUN | Renewable | 2 | 0 | 1 | 0
Operable | 63623 | Thor Solar 1 CEI, LLC |  | 63965 | Danville Farm, LLC | VA | Vertical | Pittsylvania | 1 | Solar Photovoltaic | PV |  | S | X | X |  |  | 12 | 1 | 12 | 12 |  | N |  |  | OP | X | 11 | 2020 | 2020 |  |  | N | IPP Non-CHP | IPP | IPP | 2 | X | SUN | Renewable | 12 | 0 | 1 | 0
Operable | 18850 | Thorton Township School Dist |  | 55004 | Thornwood High School | IL | Restructured | Cook | 1 | Natural Gas Internal Combustion Engine | IC |  | S | X | X |  |  | 0.7 | 0.8 | 0.7 | 0.5 | 0.4 | N |  |  | OA | X | 9 | 1996 | Pre-2000 |  |  | N | Commercial Non-CHP | Customer Sited | Other | 4 | X | NG | Non-Renewable | 0 | 0.7 | 0 | 1
Operable | 18850 | Thorton Township School Dist |  | 55004 | Thornwood High School | IL | Restructured | Cook | 2 | Natural Gas Internal Combustion Engine | IC |  | S | X | X |  |  | 0.7 | 0.8 | 0.7 | 0.5 | 0.4 | N |  |  | OA | X | 9 | 1996 | Pre-2000 |  |  | N | Commercial Non-CHP | Customer Sited | Other | 4 | X | NG | Non-Renewable | 0 | 0.7 | 0 | 1
Operable | 18850 | Thorton Township School Dist |  | 55005 | Thornridge High School | IL | Restructured | Cook | 1 | Natural Gas Internal Combustion Engine | IC |  | S | X | X |  |  | 0.5 | 0.8 | 0.5 | 0.4 | 0.3 | N |  |  | OP | X | 3 | 1996 | Pre-2000 |  |  | N | Commercial Non-CHP | Customer Sited | Other | 4 | X | NG | Non-Renewable | 0 | 0.5 | 0 | 1
Operable | 18850 | Thorton Township School Dist |  | 55005 | Thornridge High School | IL | Restructured | Cook | 2 | Natural Gas Internal Combustion Engine | IC |  | S | X | X |  |  | 0.5 | 0.8 | 0.5 | 0.4 | 0.3 | N |  |  | OP | X | 3 | 1996 | Pre-2000 |  |  | N | Commercial Non-CHP | Customer Sited | Other | 4 | X | NG | Non-Renewable | 0 | 0.5 | 0 | 1
Operable | 62040 | Three Bridge Farm, LLC |  | 62540 | Three Bridge | NC | Vertical | Robeson | PGR01 | Solar Photovoltaic | PV |  | S | X | X |  |  | 2 |  | 2 | 2 |  | N |  |  | OP | X | 12 | 2018 | 2018 |  |  | N | IPP Non-CHP | IPP | IPP | 2 | X | SUN | Renewable | 2 | 0 | 1 | 0
Operable | 60245 | Three Peaks Power LLC |  | 60432 | Three Peaks Power | UT | Vertical | Iron | TPP | Solar Photovoltaic | PV |  | W | X | X |  |  | 80 |  | 80 | 80 |  | N |  |  | OP | X | 12 | 2016 | 2016 |  |  | N | IPP Non-CHP | IPP | IPP | 2 | X | SUN | Renewable | 80 | 0 | 1 | 0
Operable | 56159 | Threemile Canyon Wind I, LLC |  | 56933 | Threemile Canyon | OR | Vertical | Morrow | 1 | Onshore Wind Turbine | WT |  | S | X | X | DALREED_NODED | DALREED_NODED | 9.9 |  | 9.9 | 9.9 | 0.2 | N |  |  | OP | X | 7 | 2009 | 2009 |  |  | N | IPP Non-CHP | IPP | IPP | 2 | X | WND | Renewable | 9.9 | 0 | 1 | 0
Operable | 18895 | Thumb Electric Coop of Mich |  | 1874 | Caro | MI | Vertical | Tuscola | 1 | Petroleum Liquids | IC |  | S | X | X |  |  | 1.3 | 0.8 | 1 | 1 | 0.5 | N |  |  | OP | X | 8 | 1949 | Pre-2000 |  |  | N | Electric Utility | Utility | Cooperative | 1 | X | DFO | Non-Renewable | 0 | 1.3 | 0 | 1
Operable | 18895 | Thumb Electric Coop of Mich |  | 1874 | Caro | MI | Vertical | Tuscola | 2 | Petroleum Liquids | IC |  | S | X | X |  |  | 1.3 | 0.8 | 1 | 1 | 0.5 | N |  |  | OP | X | 8 | 1949 | Pre-2000 |  |  | N | Electric Utility | Utility | Cooperative | 1 | X | DFO | Non-Renewable | 0 | 1.3 | 0 | 1
Operable | 18895 | Thumb Electric Coop of Mich |  | 1874 | Caro | MI | Vertical | Tuscola | 3 | Petroleum Liquids | IC |  | S | X | X |  |  | 1.3 | 0.8 | 1 | 1 | 0.5 | N |  |  | OP | X | 8 | 1952 | Pre-2000 |  |  | N | Electric Utility | Utility | Cooperative | 1 | X | DFO | Non-Renewable | 0 | 1.3 | 0 | 1
Operable | 18895 | Thumb Electric Coop of Mich |  | 1874 | Caro | MI | Vertical | Tuscola | 4 | Petroleum Liquids | IC |  | S | X | X |  |  | 1.5 | 1 | 1.5 | 1.5 | 0.8 | N |  |  | OP | X | 8 | 1984 | Pre-2000 |  |  | N | Electric Utility | Utility | Cooperative | 1 | X | DFO | Non-Renewable | 0 | 1.5 | 0 | 1
Operable | 18895 | Thumb Electric Coop of Mich |  | 1874 | Caro | MI | Vertical | Tuscola | 5 | Petroleum Liquids | IC |  | S | X | X |  |  | 2 | 1 | 2 | 2 | 1 | N |  |  | OP | X | 5 | 1999 | Pre-2000 |  |  | N | Electric Utility | Utility | Cooperative | 1 | X | DFO | Non-Renewable | 0 | 2 | 0 | 1
Operable | 18895 | Thumb Electric Coop of Mich |  | 1874 | Caro | MI | Vertical | Tuscola | 6 | Petroleum Liquids | IC |  | S | X | X |  |  | 2 | 1 | 2 | 2 | 1 | N |  |  | OP | X | 4 | 2000 | 2000 |  |  | N | Electric Utility | Utility | Cooperative | 1 | X | DFO | Non-Renewable | 0 | 2 | 0 | 1
Operable | 18895 | Thumb Electric Coop of Mich |  | 1875 | Ubly | MI | Vertical | Huron | 1 | Petroleum Liquids | IC |  | S | X | X |  |  | 0.6 | 0.8 | 0.6 | 0.6 | 0.3 | N |  |  | OP | X | 6 | 1938 | Pre-2000 |  |  | N | Electric Utility | Utility | Cooperative | 1 | X | DFO | Non-Renewable | 0 | 0.6 | 0 | 1
Operable | 18895 | Thumb Electric Coop of Mich |  | 1875 | Ubly | MI | Vertical | Huron | 2 | Petroleum Liquids | IC |  | S | X | X |  |  | 0.7 | 0.8 | 0.6 | 0.6 | 0.3 | N |  |  | OP | X | 6 | 1938 | Pre-2000 |  |  | N | Electric Utility | Utility | Cooperative | 1 | X | DFO | Non-Renewable | 0 | 0.7 | 0 | 1
Operable | 18895 | Thumb Electric Coop of Mich |  | 1875 | Ubly | MI | Vertical | Huron | 3 | Petroleum Liquids | IC |  | S | X | X |  |  | 0.7 | 0.8 | 0.7 | 0.7 | 0.4 | N |  |  | OP | X | 6 | 1938 | Pre-2000 |  |  | N | Electric Utility | Utility | Cooperative | 1 | X | DFO | Non-Renewable | 0 | 0.7 | 0 | 1
Operable | 18895 | Thumb Electric Coop of Mich |  | 1875 | Ubly | MI | Vertical | Huron | 4 | Petroleum Liquids | IC |  | S | X | X |  |  | 0.9 | 0.8 | 0.9 | 0.9 | 0.5 | N |  |  | OP | X | 8 | 1947 | Pre-2000 |  |  | N | Electric Utility | Utility | Cooperative | 1 | X | DFO | Non-Renewable | 0 | 0.9 | 0 | 1
Operable | 18895 | Thumb Electric Coop of Mich |  | 1875 | Ubly | MI | Vertical | Huron | 5 | Petroleum Liquids | IC |  | S | X | X |  |  | 1.5 | 0.8 | 1.5 | 1.5 | 0.8 | N |  |  | OP | X | 10 | 1987 | Pre-2000 |  |  | N | Electric Utility | Utility | Cooperative | 1 | X | DFO | Non-Renewable | 0 | 1.5 | 0 | 1
Operable | 18895 | Thumb Electric Coop of Mich |  | 1875 | Ubly | MI | Vertical | Huron | 6 | Petroleum Liquids | IC |  | S | X | X |  |  | 1.5 | 0.8 | 1.5 | 1.5 | 0.8 | N |  |  | OP | X | 11 | 1993 | Pre-2000 |  |  | N | Electric Utility | Utility | Cooperative | 1 | X | DFO | Non-Renewable | 0 | 1.5 | 0 | 1 | NG
Operable | 18895 | Thumb Electric Coop of Mich |  | 1875 | Ubly | MI | Vertical | Huron | 7 | Petroleum Liquids | IC |  | S | X | X |  |  | 2.5 | 1 | 2.5 | 2.5 | 1.8 | N |  |  | OP | X | 5 | 2000 | 2000 |  |  | N | Electric Utility | Utility | Cooperative | 1 | X | DFO | Non-Renewable | 0 | 2.5 | 0 | 1
Operable | 18895 | Thumb Electric Coop of Mich |  | 1875 | Ubly | MI | Vertical | Huron | 8 | Petroleum Liquids | IC |  | S | X | X |  |  | 2.5 | 1 | 2.5 | 2.5 | 1.8 | N |  |  | OP | X | 10 | 2001 | 2001 |  |  | N | Electric Utility | Utility | Cooperative | 1 | X | DFO | Non-Renewable | 0 | 2.5 | 0 | 1 | NG
Operable | 18895 | Thumb Electric Coop of Mich |  | 1875 | Ubly | MI | Vertical | Huron | 9 | Petroleum Liquids | IC |  | S | X | X |  |  | 1.5 | 1 | 1.5 | 1.5 | 0.8 | N |  |  | OP | X | 8 | 2002 | 2002 |  |  | N | Electric Utility | Utility | Cooperative | 1 | X | DFO | Non-Renewable | 0 | 1.5 | 0 | 1 | NG
Operable | 18986 | THUMS Long Beach Company |  | 56051 | THUMS | CA | Vertical | Los Angeles | GEN1 | Natural Gas Fired Combustion Turbine | GT |  | S | X | X |  |  | 57.4 | 0.85 | 45 | 45 | 10 | N |  |  | OP | X | 1 | 2003 | 2003 |  |  | N | Industrial Non-CHP | Customer Sited | Other | 6 | X | NG | Non-Renewable | 0 | 57.4 | 0 | 1
Operable | 60881 | Thunder Ranch Wind Project, LLC |  | 61269 | Thunder Ranch Wind Project | OK | Vertical | Noble | WT1 | Onshore Wind Turbine | WT |  | S | X | X |  |  | 297.8 |  | 297.8 | 297.8 | 1 | N |  |  | OP | X | 12 | 2017 | 2017 |  |  | N | IPP Non-CHP | IPP | IPP | 2 | X | WND | Renewable | 297.8 | 0 | 1 | 0
Operable | 63454 | Thunder Wolf Energy Center, LLC |  | 63776 | Thunder Wolf Energy Center Hybrid | CO | Vertical | Pueblo | TW100 | Batteries | BA |  | S | X | X |  |  | 100 |  | 100 | 100 |  | N |  |  | OP | X | 6 | 2023 | 2023 |  |  | N | IPP Non-CHP | IPP | IPP | 2 | X | MWH | Other | 0 | 0 | 0 | 0
Operable | 63454 | Thunder Wolf Energy Center, LLC |  | 63776 | Thunder Wolf Energy Center Hybrid | CO | Vertical | Pueblo | TW300 | Solar Photovoltaic | PV |  | S | X | X |  |  | 248 |  | 248 | 248 |  | N |  |  | OP | X | 6 | 2023 | 2023 |  |  | N | IPP Non-CHP | IPP | IPP | 2 | X | SUN | Renewable | 248 | 0 | 1 | 0
Operable | 64501 | Thunderhead Solar, LLC |  | 65111 | Thunderhead | NC | Vertical | Randolph | THU | Solar Photovoltaic | PV |  | S | X | X |  |  | 2.6 |  | 2.6 | 2.6 |  | N |  |  | OP | X | 12 | 2021 | 2021 |  |  | N | IPP Non-CHP | IPP | IPP | 2 | X | SUN | Renewable | 2.6 | 0 | 1 | 0
Operable | 55704 | Tiber Montana LLC |  | 56499 | Tiber Dam Hydroelectric Plant | MT | Vertical | Liberty | HY1 | Conventional Hydroelectric | HY |  | S | X | X |  |  | 7.5 | 1 | 7.5 | 7.5 | 1 | N |  |  | OP | X | 6 | 2004 | 2004 |  |  | N | IPP Non-CHP | IPP | IPP | 2 | X | WAT | Renewable | 7.5 | 0 | 1 | 0
Operable | 3432 | Ticona Polymers Inc |  | 10243 | Ticona Polymers Inc | TX | Restructured | Nueces | GEN5 | Natural Gas Fired Combustion Turbine | GT |  | S | X | X |  |  | 44.2 | 0.9 | 32.5 | 38 | 18 | N |  |  | OP | X | 4 | 1989 | Pre-2000 |  |  | Y | Industrial CHP | Customer Sited | Other | 7 | T | NG | Non-Renewable | 0 | 44.2 | 0 | 1
Operable | 58629 | TIG Sun Energy I LLC |  | 58700 | Colleton Solar Farm | SC | Vertical | Colleton | CS300 | Solar Photovoltaic | PV |  | S | X | X |  |  | 2.5 |  | 2.5 | 2 |  | N |  |  | OP | X | 12 | 2013 | 2013 |  |  | N | IPP Non-CHP | IPP | IPP | 2 | X | SUN | Renewable | 2.5 | 0 | 1 | 0
Operable | 61322 | TIG Sun Energy IV, LLC |  | 61699 | Otarre Solar Park | SC | Vertical | Lexington | OTRRE | Solar Photovoltaic | PV |  | S | X | X |  |  | 1.6 |  | 1.6 | 1 |  | N |  |  | OP | X | 12 | 2017 | 2017 |  |  | N | IPP Non-CHP | IPP | IPP | 2 | X | SUN | Renewable | 1.6 | 0 | 1 | 0
Operable | 63812 | Tillamook BioGas, LLC Digester |  | 58591 | POTB Digester | OR | Vertical | Tillamook | GEN1 | Other Waste Biomass | IC |  | S | X | X |  |  | 1 | 1 | 1 | 1 | 0.6 | N |  |  | OP | X | 11 | 2013 | 2013 |  |  | Y | IPP CHP | IPP | IPP | 3 | T | OBG | Renewable | 1 | 0 | 1 | 0
Operable | 65365 | Timber Road Solar Park |  | 66250 | Timber Road Solar Park | OH | Restructured | Paulding | GEN01 | Solar Photovoltaic | PV |  | S | X | X |  |  | 49.9 |  | 49.9 | 49.9 |  | N |  |  | OP | X | 12 | 2023 | 2023 |  |  | N | IPP Non-CHP | IPP | IPP | 2 | X | SUN | Renewable | 49.9 | 0 | 1 | 0
Operable | 58960 | Timberline Energy LLC |  | 59143 | Front Range Project | CO | Vertical | Weld | FR-1 | Landfill Gas | IC |  | S | X | X |  |  | 3.2 | 0.8 | 3.1 | 3.1 | 1.5 | N |  |  | OP | X | 10 | 2011 | 2011 |  |  | N | IPP Non-CHP | IPP | IPP | 2 | X | LFG | Renewable | 3.2 | 0 | 1 | 0
Operable | 58469 | Tinton Falls Solar |  | 58483 | Tinton Falls Solar Farm | NJ | Restructured | Monmouth | UNIT1 | Solar Photovoltaic | PV |  | S | X | X |  |  | 16 |  | 16 | 16 |  | N |  |  | OP | X | 11 | 2012 | 2012 |  |  | N | IPP Non-CHP | IPP | IPP | 2 | X | SUN | Renewable | 16 | 0 | 1 | 0
Operable | 63602 | Titan Solar 1, LLC |  | 63932 | Titan Solar 1 (CA) | CA | Vertical | Imperial | TITN1 | Solar Photovoltaic | PV |  | S | X | X |  |  | 70 |  | 70 | 70 |  | N |  |  | OP | X | 12 | 2020 | 2020 |  |  | N | IPP Non-CHP | IPP | IPP | 2 | X | SUN | Renewable | 70 | 0 | 1 | 0
Operable | 61436 | Titan Solar, LLC |  | 61811 | Titan Solar | CO | Vertical | Arapahoe | PCEC | Solar Photovoltaic | PV |  | S | X | X |  |  | 50 |  | 50 | 50 |  | N |  |  | OP | X | 12 | 2018 | 2018 |  |  | N | IPP Non-CHP | IPP | IPP | 2 | X | SUN | Renewable | 50 | 0 | 1 | 0
Operable | 65172 | Titlow Garden LLC |  | 66004 | Titlow Garden LLC CSG | MN | Vertical | Sibley | TTLOW | Solar Photovoltaic | PV |  | S | X | X |  |  | 1 | 1 | 1 | 1 |  | N |  |  | OP | X | 1 | 2023 | 2023 |  |  | N | IPP Non-CHP | IPP | IPP | 2 | X | SUN | Renewable | 1 | 0 | 1 | 0
Operable | 63041 | Titus Power, LLC |  | 3115 | Titus | PA | Restructured | Berks | 4 | Petroleum Liquids | GT |  | S | X | X | 50754 | SPREADING 13 KV TITUS4 | 18 | 0.85 | 15 | 17 | 13 | N |  |  | OP | X | 12 | 1967 | Pre-2000 |  |  | N | IPP Non-CHP | IPP | IPP | 2 | X | DFO | Non-Renewable | 0 | 18 | 0 | 1
Operable | 63041 | Titus Power, LLC |  | 3115 | Titus | PA | Restructured | Berks | 5 | Petroleum Liquids | GT |  | S | X | X | 50755 | SPREADING 13 KV TITUS5 | 18 | 0.85 | 16.1 | 18 | 13 | N |  |  | OP | X | 8 | 1970 | Pre-2000 |  |  | N | IPP Non-CHP | IPP | IPP | 2 | X | DFO | Non-Renewable | 0 | 18 | 0 | 1
Operable | 55510 | Tiverton Power LLC |  | 55048 | Tiverton Power Plant | RI | Restructured | Newport | UNT1 | Natural Gas Fired Combined Cycle | CT | 1226 | S | X | N | 1226 |  | 196.9 | 0.85 | 182.4 | 196.9 | 75 | N |  |  | OP | X | 3 | 2000 | 2000 |  |  | N | IPP Non-CHP | IPP | IPP | 2 | X | NG | Non-Renewable | 0 | 196.9 | 0 | 1
Operable | 55510 | Tiverton Power LLC |  | 55048 | Tiverton Power Plant | RI | Restructured | Newport | UNT2 | Natural Gas Fired Combined Cycle | CA | 1226 | S | N | X | 1226 |  | 93.2 | 0.85 | 90.6 | 94.9 | 55 | N |  |  | OP | X | 6 | 2000 | 2000 |  |  | N | IPP Non-CHP | IPP | IPP | 2 | X | NG | Non-Renewable | 0 | 93.2 | 0 | 1
Operable | 64556 | TLS Capital, Inc |  | 65228 | Red Prairie Solar | OR | Vertical | Yamhill | RP21 | Solar Photovoltaic | PV |  | W | X | X |  |  | 2.2 |  | 2.2 | 2.2 |  | N |  |  | OP | X | 8 | 2021 | 2021 |  |  | N | IPP Non-CHP | IPP | IPP | 2 | X | SUN | Renewable | 2.2 | 0 | 1 | 0
Operable | 58370 | TMF Biofuels, LLC |  | 58382 | Threemile Digester | OR | Vertical | Morrow | GEN1 | Natural Gas Internal Combustion Engine | IC |  | S | X | X |  |  | 1.6 | 0.9 | 1.6 | 1.6 | 0.8 | N |  |  | OP | X | 12 | 2012 | 2012 |  |  | Y | IPP CHP | IPP | IPP | 3 | T | NG | Non-Renewable | 0 | 1.6 | 0 | 1
Operable | 58370 | TMF Biofuels, LLC |  | 58382 | Threemile Digester | OR | Vertical | Morrow | GEN2 | Natural Gas Internal Combustion Engine | IC |  | S | X | X |  |  | 1.6 | 0.9 | 1.6 | 1.6 | 0.8 | N |  |  | OP | X | 12 | 2012 | 2012 |  |  | Y | IPP CHP | IPP | IPP | 3 | T | NG | Non-Renewable | 0 | 1.6 | 0 | 1
Operable | 58370 | TMF Biofuels, LLC |  | 58382 | Threemile Digester | OR | Vertical | Morrow | GEN3 | Natural Gas Internal Combustion Engine | IC |  | S | X | X |  |  | 1.6 | 0.9 | 1.6 | 1.6 | 0.8 | N |  |  | OP | X | 12 | 2012 | 2012 |  |  | Y | IPP CHP | IPP | IPP | 3 | T | NG | Non-Renewable | 0 | 1.6 | 0 | 1
Operable | 61204 | Today's Power, Inc. |  | 61839 | FECC Solar Benton | AR | Vertical | Saline | FECC1 | Solar Photovoltaic | PV |  | S | X | X |  |  | 1 |  | 1 | 1 |  | N |  |  | OP | X | 3 | 2017 | 2017 |  |  | N | Electric Utility | Utility | Cooperative | 1 | X | SUN | Renewable | 1 | 0 | 1 | 0
Operable | 61204 | Today's Power, Inc. |  | 62682 | Noland Wastewater Treatment Plant Hybrid | AR | Vertical | Washington | FAYE1 | Solar Photovoltaic | PV |  | S | X | X |  |  | 5 |  | 5 | 5 |  | N |  |  | OP | X | 7 | 2019 | 2019 |  |  | N | Commercial Non-CHP | Customer Sited | Other | 4 | X | SUN | Renewable | 5 | 0 | 1 | 0
Operable | 61204 | Today's Power, Inc. |  | 62682 | Noland Wastewater Treatment Plant Hybrid | AR | Vertical | Washington | FAYEB | Batteries | BA |  | S | X | X |  |  | 6 |  | 6 | 6 | 0.1 | N |  |  | OP | X | 7 | 2019 | 2019 |  |  | N | Commercial Non-CHP | Customer Sited | Other | 4 | X | MWH | Other | 0 | 0 | 0 | 0
Operable | 61204 | Today's Power, Inc. |  | 62683 | Westside Wastewater Treatment Plant Hybrid | AR | Vertical | Washington | FAYW1 | Solar Photovoltaic | PV |  | S | X | X |  |  | 5 |  | 5 | 5 |  | N |  |  | OP | X | 7 | 2019 | 2019 |  |  | N | Commercial Non-CHP | Customer Sited | Other | 4 | X | SUN | Renewable | 5 | 0 | 1 | 0
Operable | 61204 | Today's Power, Inc. |  | 62683 | Westside Wastewater Treatment Plant Hybrid | AR | Vertical | Washington | FAYWB | Batteries | BA |  | S | X | X |  |  | 6 |  | 6 | 6 | 0.1 | N |  |  | OP | X | 7 | 2019 | 2019 |  |  | N | Commercial Non-CHP | Customer Sited | Other | 4 | X | MWH | Other | 0 | 0 | 0 | 0
Operable | 61204 | Today's Power, Inc. |  | 64444 | City of Paris Solar | AR | Vertical | Logan | PARIS | Solar Photovoltaic | PV |  | S | X | X |  |  | 1.5 |  | 1.5 | 1.5 |  | N |  |  | OP | X | 6 | 2020 | 2020 |  |  | N | Electric Utility | Utility | Cooperative | 1 | X | SUN | Renewable | 1.5 | 0 | 1 | 0
Operable | 61204 | Today's Power, Inc. |  | 65351 | General Dynamics | AR | Vertical | Ouachita | GD | Solar Photovoltaic | PV |  | S | X | X |  |  | 2 |  | 2 | 2 |  | N |  |  | OP | X | 11 | 2020 | 2020 |  |  | N | Industrial Non-CHP | Customer Sited | Other | 6 | X | SUN | Renewable | 2 | 0 | 1 | 0
Operable | 61204 | Today's Power, Inc. |  | 66587 | Americus | KS | Vertical | Lyon | SOL | Solar Photovoltaic | PV |  | S | X | X |  |  | 1 |  | 1 | 1 |  | N |  |  | OP | X | 8 | 2021 | 2021 |  |  | N | Electric Utility | Utility | Cooperative | 1 | X | SUN | Renewable | 1 | 0 | 1 | 0
Operable | 61204 | Today's Power, Inc. |  | 66588 | Ashley-Chicot Solar | AR | Vertical | Ashley | SOL | Solar Photovoltaic | PV |  | S | X | X |  |  | 1 |  | 1 | 1 |  | N |  |  | OP | X | 8 | 2018 | 2018 |  |  | N | Electric Utility | Utility | Cooperative | 1 | X | SUN | Renewable | 1 | 0 | 1 | 0
Operable | 61204 | Today's Power, Inc. |  | 66589 | Berryville School District Solar | AR | Vertical | Carroll | SOL | Solar Photovoltaic | PV |  | S | X | X |  |  | 1 |  | 1 | 1 |  | N |  |  | OP | X | 2 | 2018 | 2018 |  |  | N | Electric Utility | Utility | Cooperative | 1 | X | SUN | Renewable | 1 | 0 | 1 | 0
Operable | 61204 | Today's Power, Inc. |  | 66590 | C&L | AR | Vertical | Lincoln | SOL | Solar Photovoltaic | PV |  | S | X | X |  |  | 1 |  | 1 | 1 |  | N |  |  | OP | X | 6 | 2020 | 2020 |  |  | N | Electric Utility | Utility | Cooperative | 1 | X | SUN | Renewable | 1 | 0 | 1 | 0
Operable | 61204 | Today's Power, Inc. |  | 66591 | Cheney Solar | KS | Vertical | Sedgwick | SOL | Solar Photovoltaic | PV |  | S | X | X |  |  | 1 |  | 1 | 1 |  | N |  |  | OP | X | 4 | 2021 | 2021 |  |  | N | Electric Utility | Utility | Cooperative | 1 | X | SUN | Renewable | 1 | 0 | 1 | 0
Operable | 61204 | Today's Power, Inc. |  | 66607 | Clay County Electrical Cooperative | AR | Vertical | Clay | SOL | Solar Photovoltaic | PV |  | S | X | X |  |  | 1 |  | 1 | 1 |  | N |  |  | OP | X | 5 | 2020 | 2020 |  |  | N | Electric Utility | Utility | Cooperative | 1 | X | SUN | Renewable | 1 | 0 | 1 | 0
Operable | 61204 | Today's Power, Inc. |  | 66608 | Craighead Electric Solar One | AR | Vertical | Craighead | SOL | Solar Photovoltaic | PV |  | S | X | X |  |  | 1 |  | 1 | 1 |  | N |  |  | OP | X | 8 | 2018 | 2018 |  |  | N | Electric Utility | Utility | Cooperative | 1 | X | SUN | Renewable | 1 | 0 | 1 | 0
Operable | 61204 | Today's Power, Inc. |  | 66609 | DeGraff Butler Electric | KS | Vertical | Butler | SOL | Solar Photovoltaic | PV |  | S | X | X |  |  | 1 |  | 1 | 1 |  | N |  |  | OP | X | 5 | 2021 | 2021 |  |  | N | Electric Utility | Utility | Cooperative | 1 | X | SUN | Renewable | 1 | 0 | 1 | 0
Operable | 61204 | Today's Power, Inc. |  | 66610 | Farmers Electric Cooperative | AR | Vertical | Jackson | SOL | Solar Photovoltaic | PV |  | S | X | X |  |  | 1 |  | 1 | 1 |  | N |  |  | OP | X | 6 | 2019 | 2019 |  |  | N | Electric Utility | Utility | Cooperative | 1 | X | SUN | Renewable | 1 | 0 | 1 | 0
Operable | 49867 | Tofteland Windfarm LLC |  | 56202 | Tofteland Windfarm LLC | MN | Vertical | Pipestone | I | Onshore Wind Turbine | WT |  | S | X | X |  |  | 2 |  | 2 | 2 | 0 | N |  |  | OP | X | 10 | 2003 | 2003 |  |  | N | IPP Non-CHP | IPP | IPP | 2 | X | WND | Renewable | 2 | 0 | 1 | 0
Operable | 18323 | Toledo Refining Company |  | 50965 | Toledo Ref Power Recovery Train | OH | Restructured | Lucas | GEN1 | Petroleum Coke | OT |  | S | X | X |  |  | 6 | 0.922 | 6 | 6 | 0 | N |  |  | OP | X | 6 | 1986 | Pre-2000 |  |  | Y | Industrial CHP | Customer Sited | Other | 7 | B | PC | Non-Renewable | 0 | 6 | 0 | 1 | OG | NG
Operable | 63042 | Tolna Power, LLC |  | 3116 | Tolna | PA | Restructured | York | 1 | Petroleum Liquids | GT |  | S | X | X | 50760 | TOLNA 13 KV GEN1 | 27 | 0.85 | 21 | 25 | 18 | N |  |  | OP | X | 6 | 1972 | Pre-2000 |  |  | N | IPP Non-CHP | IPP | IPP | 2 | X | DFO | Non-Renewable | 0 | 27 | 0 | 1
Operable | 63042 | Tolna Power, LLC |  | 3116 | Tolna | PA | Restructured | York | 2 | Petroleum Liquids | GT |  | S | X | X | 50761 | TOLNA 13 KV GEN2 | 27 | 0.85 | 20.2 | 25 | 18 | N |  |  | OP | X | 6 | 1972 | Pre-2000 |  |  | N | IPP Non-CHP | IPP | IPP | 2 | X | DFO | Non-Renewable | 0 | 27 | 0 | 1
Operable | 56641 | Tonopah Solar Energy LLC |  | 57275 | Crescent Dunes Solar Energy | NV | Vertical | Nye | TSE-1 | Solar Thermal with Energy Storage | CP |  | S | X | X | N/A | N/A | 125 | 0.9 | 110 | 110 |  | N |  |  | OP | X | 11 | 2015 | 2015 |  |  | N | IPP Non-CHP | IPP | IPP | 2 | X | SUN | Renewable | 125 | 0 | 1 | 0
Operable | 59598 | Tooele Army Depot |  | 59817 | Tooele Army Depot(CSG) | UT | Vertical | Tooele | BATT1 | Batteries | BA |  | S | X | X |  |  | 1 | 1 | 1 | 1 |  | N |  |  | OS | X | 10 | 2020 | 2020 |  |  | N | IPP Non-CHP | IPP | IPP | 2 | X | MWH | Other | 0 | 0 | 0 | 0
Operable | 59598 | Tooele Army Depot |  | 59817 | Tooele Army Depot(CSG) | UT | Vertical | Tooele | GEN01 | Onshore Wind Turbine | WT |  | S | X | X |  |  | 1.5 |  | 1.5 | 1.5 | 0.2 | N |  |  | OP | X | 7 | 2010 | 2010 |  |  | N | IPP Non-CHP | IPP | IPP | 2 | X | WND | Renewable | 1.5 | 0 | 1 | 0
Operable | 59598 | Tooele Army Depot |  | 59817 | Tooele Army Depot(CSG) | UT | Vertical | Tooele | GEN03 | Onshore Wind Turbine | WT |  | S | X | X |  |  | 1.7 |  | 1.7 | 1.7 | 0.2 | N |  |  | OP | X | 7 | 2016 | 2016 |  |  | N | IPP Non-CHP | IPP | IPP | 2 | X | WND | Renewable | 1.7 | 0 | 1 | 0
Operable | 59598 | Tooele Army Depot |  | 59817 | Tooele Army Depot(CSG) | UT | Vertical | Tooele | PV1 | Solar Thermal without Energy Storage | OT |  | S | X | X |  |  | 1.5 |  | 0.1 | 0.1 |  | N |  |  | OP | X | 12 | 2021 | 2021 |  |  | N | IPP Non-CHP | IPP | IPP | 2 | X | SUN | Renewable | 1.5 | 0 | 1 | 0
Operable | 59874 | Topaz Solar Farms LLC |  | 57695 | Topaz Solar Farm | CA | Vertical | San Luis Obispo | TPZ1 | Solar Photovoltaic | PV |  | S | X | X |  |  | 129.8 |  | 129.8 | 129.8 |  | N |  |  | OP | X | 4 | 2013 | 2013 |  |  | N | IPP Non-CHP | IPP | IPP | 2 | X | SUN | Renewable | 129.8 | 0 | 1 | 0
Operable | 59874 | Topaz Solar Farms LLC |  | 57695 | Topaz Solar Farm | CA | Vertical | San Luis Obispo | TPZ2 | Solar Photovoltaic | PV |  | S | X | X |  |  | 151.2 |  | 151.2 | 151.2 |  | N |  |  | OP | X | 6 | 2013 | 2013 |  |  | N | IPP Non-CHP | IPP | IPP | 2 | X | SUN | Renewable | 151.2 | 0 | 1 | 0
Operable | 59874 | Topaz Solar Farms LLC |  | 57695 | Topaz Solar Farm | CA | Vertical | San Luis Obispo | TPZ3 | Solar Photovoltaic | PV |  | S | X | X |  |  | 102.1 |  | 102.1 | 102.1 |  | N |  |  | OP | X | 1 | 2014 | 2014 |  |  | N | IPP Non-CHP | IPP | IPP | 2 | X | SUN | Renewable | 102.1 | 0 | 1 | 0
Operable | 59874 | Topaz Solar Farms LLC |  | 57695 | Topaz Solar Farm | CA | Vertical | San Luis Obispo | TPZ4 | Solar Photovoltaic | PV |  | S | X | X |  |  | 90.3 |  | 90.3 | 90.3 |  | N |  |  | OP | X | 11 | 2014 | 2014 |  |  | N | IPP Non-CHP | IPP | IPP | 2 | X | SUN | Renewable | 90.3 | 0 | 1 | 0
Operable | 59874 | Topaz Solar Farms LLC |  | 57695 | Topaz Solar Farm | CA | Vertical | San Luis Obispo | TPZ5 | Solar Photovoltaic | PV |  | S | X | X |  |  | 112.5 |  | 112.5 | 112.5 |  | N |  |  | OP | X | 10 | 2014 | 2014 |  |  | N | IPP Non-CHP | IPP | IPP | 2 | X | SUN | Renewable | 112.5 | 0 | 1 | 0
Operable | 19013 | Topsham Hydro Partners |  | 50758 | Pejepscot Hydroelectric Project | ME | Restructured | Sagadahoc | GEN1 | Conventional Hydroelectric | HY |  | S | X | X |  |  | 12.3 | 0.95 | 11.7 | 11.3 | 1.5 | N |  |  | OP | X | 11 | 1987 | Pre-2000 |  |  | N | IPP Non-CHP | IPP | IPP | 2 | X | WAT | Renewable | 12.3 | 0 | 1 | 0
Operable | 19013 | Topsham Hydro Partners |  | 50758 | Pejepscot Hydroelectric Project | ME | Restructured | Sagadahoc | GEN2 | Conventional Hydroelectric | HY |  | S | X | X |  |  | 0.4 | 0.95 | 0.4 | 0.4 | 0.1 | N |  |  | OP | X | 11 | 1987 | Pre-2000 |  |  | N | IPP Non-CHP | IPP | IPP | 2 | X | WAT | Renewable | 0.4 | 0 | 1 | 0
Operable | 19013 | Topsham Hydro Partners |  | 50758 | Pejepscot Hydroelectric Project | ME | Restructured | Sagadahoc | GEN3 | Conventional Hydroelectric | HY |  | S | X | X |  |  | 0.3 | 0.95 | 0.3 | 0.3 | 0.1 | N |  |  | OP | X | 11 | 1987 | Pre-2000 |  |  | N | IPP Non-CHP | IPP | IPP | 2 | X | WAT | Renewable | 0.3 | 0 | 1 | 0
Operable | 19013 | Topsham Hydro Partners |  | 50758 | Pejepscot Hydroelectric Project | ME | Restructured | Sagadahoc | GEN4 | Conventional Hydroelectric | HY |  | S | X | X |  |  | 0.5 | 0.95 | 0.5 | 0.5 | 0.1 | N |  |  | OP | X | 11 | 1987 | Pre-2000 |  |  | N | IPP Non-CHP | IPP | IPP | 2 | X | WAT | Renewable | 0.5 | 0 | 1 | 0
Operable | 61478 | Toray Plastics America |  | 61857 | Toray Plastic America's CHP Plant | RI | Restructured | Washington | CG1 | Natural Gas Fired Combustion Turbine | GT | CG1A | S | X | X |  |  | 7.5 | 0.8 | 6.8 | 7.5 | 0.5 | N |  |  | OP | X | 1 | 2003 | 2003 |  |  | Y | Industrial CHP | Customer Sited | Other | 7 | T | NG | Non-Renewable | 0 | 7.5 | 0 | 1 | DFO
Operable | 61478 | Toray Plastics America |  | 61857 | Toray Plastic America's CHP Plant | RI | Restructured | Washington | KG12 | Natural Gas Internal Combustion Engine | IC | KG12 | S | X | X |  |  | 5 | 0.8 | 5 | 5 | 1.8 | N |  |  | OP | X | 8 | 2014 | 2014 |  |  | Y | Industrial CHP | Customer Sited | Other | 7 | T | NG | Non-Renewable | 0 | 5 | 0 | 1
Operable | 61478 | Toray Plastics America |  | 61857 | Toray Plastic America's CHP Plant | RI | Restructured | Washington | KG18 | Natural Gas Internal Combustion Engine | IC | KG18 | S | X | X |  |  | 7.5 | 0.8 | 7.5 | 7.5 | 2.6 | N |  |  | OP | X | 8 | 2014 | 2014 |  |  | Y | Industrial CHP | Customer Sited | Other | 7 | T | NG | Non-Renewable | 0 | 7.5 | 0 | 1
Operable | 58366 | Toro Energy of California SLO |  | 58379 | Cold Canyon 1 | CA | Vertical | San Luis Obispo | W3998 | Landfill Gas | IC |  | S | X | X |  |  | 1.5 | 1 | 1.5 | 1.5 | 1 | N |  |  | OP | X | 7 | 2013 | 2013 |  |  | N | IPP Non-CHP | IPP | IPP | 2 | X | LFG | Renewable | 1.5 | 0 | 1 | 0
Operable | 60657 | Torrance Refining Company, LLC |  | 50624 | Torrance Refining Company, LLC | CA | Vertical | Los Angeles | EXP1 | All Other | ST |  | S | X | X |  |  | 7.5 | 0.8 | 7.5 | 7.5 | 0 | N |  |  | OP | X | 9 | 1983 | Pre-2000 |  |  | N | Industrial CHP | Customer Sited | Other | 7 | X | WH | Other | 0 | 0 | 0 | 0
Operable | 60657 | Torrance Refining Company, LLC |  | 50624 | Torrance Refining Company, LLC | CA | Vertical | Los Angeles | GTG1 | Other Gases | GT |  | S | X | X |  |  | 22.5 | 0.8 | 22.5 | 22.5 | 10.5 | N |  |  | OP | X | 11 | 1988 | Pre-2000 |  |  | Y | Industrial CHP | Customer Sited | Other | 7 | T | OG | Non-Renewable | 0 | 22.5 | 0 | 1 | NG
Operable | 60657 | Torrance Refining Company, LLC |  | 50624 | Torrance Refining Company, LLC | CA | Vertical | Los Angeles | STG1 | All Other | ST |  | S | X | X |  |  | 19.3 | 0.8 | 19.3 | 19.3 | 1.5 | N |  |  | OP | X | 11 | 1988 | Pre-2000 |  |  | N | Industrial CHP | Customer Sited | Other | 7 | X | WH | Other | 0 | 0 | 0 | 0
Operable | 61562 | Torrecillas Wind Energy, LLC |  | 61969 | Torrecillas Wind Energy, LLC | TX | Restructured | Webb | TWE | Onshore Wind Turbine | WT |  | S | X | X |  |  | 300 |  | 300 | 300 | 1 | N |  |  | OP | X | 2 | 2019 | 2019 |  |  | N | IPP Non-CHP | IPP | IPP | 2 | X | WND | Renewable | 300 | 0 | 1 | 0
Operable | 914 | Total Petrochemicals USA Inc |  | 10568 | Port Arthur Texas Refinery | TX | Restructured | Jefferson | GEN1 | Natural Gas Fired Combustion Turbine | GT |  | S | X | X |  |  | 38.4 | 0.9 | 30.3 | 35.8 | 20 | N |  |  | OP | X | 8 | 1988 | Pre-2000 |  |  | Y | Industrial CHP | Customer Sited | Other | 7 | T | NG | Non-Renewable | 0 | 38.4 | 0 | 1
Operable | 19037 | Tower Kleber Ltd Partnership |  | 1871 | Kleber | MI | Vertical | Cheboygan | K1 | Conventional Hydroelectric | HY |  | S | X | X |  |  | 0.6 | 1 | 0.6 | 0.6 | 0.2 | N |  |  | OP | X | 1 | 1949 | Pre-2000 |  |  | N | IPP Non-CHP | IPP | IPP | 2 | X | WAT | Renewable | 0.6 | 0 | 1 | 0
Operable | 19037 | Tower Kleber Ltd Partnership |  | 1871 | Kleber | MI | Vertical | Cheboygan | K2 | Conventional Hydroelectric | HY |  | S | X | X |  |  | 0.6 | 1 | 0.6 | 0.6 | 0.2 | N |  |  | OP | X | 1 | 1949 | Pre-2000 |  |  | N | IPP Non-CHP | IPP | IPP | 2 | X | WAT | Renewable | 0.6 | 0 | 1 | 0
Operable | 19037 | Tower Kleber Ltd Partnership |  | 1871 | Kleber | MI | Vertical | Cheboygan | T1 | Conventional Hydroelectric | HY |  | S | X | X |  |  | 0.3 | 1 | 0.3 | 0.3 | 0.1 | N |  |  | OP | X | 1 | 1925 | Pre-2000 |  |  | N | IPP Non-CHP | IPP | IPP | 2 | X | WAT | Renewable | 0.3 | 0 | 1 | 0
Operable | 19037 | Tower Kleber Ltd Partnership |  | 1871 | Kleber | MI | Vertical | Cheboygan | T2 | Conventional Hydroelectric | HY |  | S | X | X |  |  | 0.3 | 1 | 0.3 | 0.3 | 0.1 | N |  |  | OP | X | 1 | 1925 | Pre-2000 |  |  | N | IPP Non-CHP | IPP | IPP | 2 | X | WAT | Renewable | 0.3 | 0 | 1 | 0
Operable | 64102 | Tower Road Solar, LLC |  | 64468 | Tower Road Solar, LLC CSG | IL | Restructured | Dekalb | BOIG | Solar Photovoltaic | PV |  | S | X | X |  |  | 2 |  | 2 | 2 |  | N |  |  | OP | X | 4 | 2021 | 2021 |  |  | N | IPP Non-CHP | IPP | IPP | 2 | X | SUN | Renewable | 2 | 0 | 1 | 0
Operable | 66183 | Tower Solar Partners, LLC |  | 67350 | ME-EDFR-Phase I-Embden | ME | Restructured | Somerset | EMBDN | Solar Photovoltaic | PV |  | S | X | X |  |  | 5 |  | 5 | 5 |  | N |  |  | OP | X | 12 | 2023 | 2023 |  |  | N | IPP Non-CHP | IPP | IPP | 2 | X | SUN | Renewable | 5 | 0 | 1 | 0
Operable | 65323 | Town of Amherst Solar, LLC |  | 66182 | Town of Amherst Solar | MA | Restructured | Hampshire | AMHBA | Batteries | BA |  | S | X | X |  |  | 2.5 |  | 2.5 | 2.5 |  | N |  |  | OP | X | 8 | 2022 | 2022 |  |  | N | IPP Non-CHP | IPP | IPP | 2 | X | MWH | Other | 0 | 0 | 0 | 0
Operable | 65323 | Town of Amherst Solar, LLC |  | 66182 | Town of Amherst Solar | MA | Restructured | Hampshire | AMHPV | Solar Photovoltaic | PV |  | S | X | X |  |  | 2.5 |  | 2.5 | 2.5 |  | N |  |  | OP | X | 8 | 2022 | 2022 |  |  | N | IPP Non-CHP | IPP | IPP | 2 | X | SUN | Renewable | 2.5 | 0 | 1 | 0
Operable | 1456 | Town of Bedford - (VA) |  | 3821 | Snowden | VA | Vertical | Bedford | 4 | Conventional Hydroelectric | HY |  | S | X | X |  |  | 2.5 | 0.8 | 2.5 | 2.5 | 0.6 | N |  |  | OP | X | 8 | 1987 | Pre-2000 |  |  | N | Electric Utility | Utility | Municipal | 1 | X | WAT | Renewable | 2.5 | 0 | 1 | 0
Operable | 1456 | Town of Bedford - (VA) |  | 3821 | Snowden | VA | Vertical | Bedford | 5 | Conventional Hydroelectric | HY |  | S | X | X |  |  | 2.5 | 0.8 | 2.5 | 2.5 | 0.6 | N |  |  | OP | X | 8 | 1987 | Pre-2000 |  |  | N | Electric Utility | Utility | Municipal | 1 | X | WAT | Renewable | 2.5 | 0 | 1 | 0
Operable | 1456 | Town of Bedford - (VA) |  | 63173 | Orange Street G1 | VA | Vertical | Bedford | 1 | Petroleum Liquids | IC |  | S | X | X | Blue Ridge | Blue Ridge | 1.8 | 0.8 | 1.8 | 1.8 | 1.8 | N |  |  | OP | X | 7 | 2005 | 2005 |  |  | N | Electric Utility | Utility | Municipal | 1 | X | DFO | Non-Renewable | 0 | 1.8 | 0 | 1
Operable | 1456 | Town of Bedford - (VA) |  | 63173 | Orange Street G1 | VA | Vertical | Bedford | P1 | Petroleum Liquids | IC |  | S | X | X | Blue Ridge | Blue Ridge | 0.6 | 0.8 | 0.6 | 0.6 | 0.6 | N |  |  | OP | X | 7 | 2017 | 2017 |  |  | N | Electric Utility | Utility | Municipal | 1 | X | DFO | Non-Renewable | 0 | 0.6 | 0 | 1
Operable | 1456 | Town of Bedford - (VA) |  | 63173 | Orange Street G1 | VA | Vertical | Bedford | P2 | Petroleum Liquids | IC |  | S | X | X | Blue Ridge | Blue Ridge | 0.6 | 0.8 | 0.6 | 0.6 | 0.6 | N |  |  | OP | X | 7 | 2017 | 2017 |  |  | N | Electric Utility | Utility | Municipal | 1 | X | DFO | Non-Renewable | 0 | 0.6 | 0 | 1
Operable | 1456 | Town of Bedford - (VA) |  | 63173 | Orange Street G1 | VA | Vertical | Bedford | P3 | Petroleum Liquids | IC |  | S | X | X | Blue Ridge | Blue Ridge | 0.6 | 0.8 | 0.6 | 0.6 | 0.6 | N |  |  | OP | X | 7 | 2017 | 2017 |  |  | N | Electric Utility | Utility | Municipal | 1 | X | DFO | Non-Renewable | 0 | 0.6 | 0 | 1
Operable | 1456 | Town of Bedford - (VA) |  | 63173 | Orange Street G1 | VA | Vertical | Bedford | P4 | Petroleum Liquids | IC |  | S | X | X | Blue Ridge | Blue Ridge | 0.6 | 0.8 | 0.6 | 0.6 | 0.6 | N |  |  | OP | X | 7 | 2017 | 2017 |  |  | N | Electric Utility | Utility | Municipal | 1 | X | DFO | Non-Renewable | 0 | 0.6 | 0 | 1
Operable | 1456 | Town of Bedford - (VA) |  | 63173 | Orange Street G1 | VA | Vertical | Bedford | P5 | Petroleum Liquids | IC |  | S | X | X | Blue Ridge | Blue Ridge | 0.6 | 0.8 | 0.6 | 0.6 | 0.6 | N |  |  | OP | X | 7 | 2017 | 2017 |  |  | N | Electric Utility | Utility | Municipal | 1 | X | DFO | Non-Renewable | 0 | 0.6 | 0 | 1
Operable | 1615 | Town of Berlin - (MD) |  | 6565 | Berlin | MD | Restructured | Worcester | 1A | Petroleum Liquids | IC |  | S | X | X |  |  | 1.1 | 0.8 | 1.1 | 1.1 | 0.8 | N |  |  | OP | X | 6 | 1961 | Pre-2000 |  |  | N | Electric Utility | Utility | Municipal | 1 | X | DFO | Non-Renewable | 0 | 1.1 | 0 | 1
Operable | 1615 | Town of Berlin - (MD) |  | 6565 | Berlin | MD | Restructured | Worcester | 5A | Petroleum Liquids | IC |  | S | X | X |  |  | 2.5 | 0.8 | 2.5 | 2.5 | 1.2 | N |  |  | OP | X | 12 | 1989 | Pre-2000 |  |  | N | Electric Utility | Utility | Municipal | 1 | X | DFO | Non-Renewable | 0 | 2.5 | 0 | 1
Operable | 1615 | Town of Berlin - (MD) |  | 6565 | Berlin | MD | Restructured | Worcester | 8A | Natural Gas Internal Combustion Engine | IC |  | S | X | X |  |  | 2 | 1 | 2 | 2 | 1 | N |  |  | OP | X | 9 | 2020 | 2020 |  |  | N | Electric Utility | Utility | Municipal | 1 | X | NG | Non-Renewable | 0 | 2 | 0 | 1
Operable | 2144 | Town of Braintree - (MA) |  | 1660 | Potter Station 2 | MA | Restructured | Norfolk | CC2 | Natural Gas Fired Combined Cycle | CT | POT2 | J | X | N | 540 | 540 | 76 | 0.9 | 62.6 | 77.6 | 37 | N |  |  | OS | X | 4 | 1977 | Pre-2000 | 1 | 2024 | N | Electric Utility | Utility | Municipal | 1 | X | NG | Non-Renewable | 0 | 76 | 0 | 1 | DFO
Operable | 2144 | Town of Braintree - (MA) |  | 1660 | Potter Station 2 | MA | Restructured | Norfolk | CC3 | Natural Gas Fired Combined Cycle | CA | POT2 | J | N | X | 540 | 540 | 25 | 0.9 | 15.5 | 18.5 | 8 | N |  |  | OS | X | 4 | 1977 | Pre-2000 | 1 | 2024 | N | Electric Utility | Utility | Municipal | 1 | X | NG | Non-Renewable | 0 | 25 | 0 | 1 | DFO
Operable | 2144 | Town of Braintree - (MA) |  | 1660 | Potter Station 2 | MA | Restructured | Norfolk | WAT1 | Natural Gas Fired Combustion Turbine | GT |  | S | X | X | 15484 | 15484 | 58 | 0.85 | 52.6 | 57.4 | 28 | N |  |  | OP | X | 7 | 2009 | 2009 |  |  | N | Electric Utility | Utility | Municipal | 1 | X | NG | Non-Renewable | 0 | 58 | 0 | 1 | DFO
Operable | 2144 | Town of Braintree - (MA) |  | 1660 | Potter Station 2 | MA | Restructured | Norfolk | WAT2 | Natural Gas Fired Combustion Turbine | GT |  | S | X | X | 15485 | 15485 | 58 | 0.85 | 52.6 | 57.4 | 28 | N |  |  | OP | X | 7 | 2009 | 2009 |  |  | N | Electric Utility | Utility | Municipal | 1 | X | NG | Non-Renewable | 0 | 58 | 0 | 1 | DFO
Operable | 2144 | Town of Braintree - (MA) |  | 62257 | Station 9 Energy Storage System | MA | Restructured | Norfolk | ESS1 | Batteries | BA |  | S | X | X |  |  | 2 |  | 2 | 2 | 0.1 | N |  |  | OP | X | 6 | 2018 | 2018 |  |  | N | Electric Utility | Utility | Municipal | 1 | X | MWH | Other | 0 | 0 | 0 | 0
Operable | 66306 | Town Of Cary |  | 59377 | South Cary WRF Solar Array | NC | Vertical | Duplin | CARY1 | Solar Photovoltaic | PV |  | S | X | X |  |  | 1.5 |  | 1.5 | 1.5 |  | N |  |  | OP | X | 12 | 2012 | 2012 |  |  | N | IPP Non-CHP | IPP | IPP | 2 | X | SUN | Renewable | 1.5 | 0 | 1 | 0
Operable | 4619 | Town of Culpeper- (VA) |  | 56367 | Electric Avenue Facility | VA | Vertical | Culpeper | 1 | Petroleum Liquids | IC |  | S | X | X |  |  | 1.8 | 0.8 | 1.8 | 1.8 | 1.8 | N |  |  | OP | X | 12 | 2004 | 2004 |  |  | N | Electric Utility | Utility | Municipal | 1 | X | DFO | Non-Renewable | 0 | 1.8 | 0 | 1
Operable | 4619 | Town of Culpeper- (VA) |  | 56367 | Electric Avenue Facility | VA | Vertical | Culpeper | 2 | Petroleum Liquids | IC |  | S | X | X |  |  | 1.8 | 0.8 | 1.8 | 1.8 | 1.8 | N |  |  | OP | X | 12 | 2004 | 2004 |  |  | N | Electric Utility | Utility | Municipal | 1 | X | DFO | Non-Renewable | 0 | 1.8 | 0 | 1
Operable | 4619 | Town of Culpeper- (VA) |  | 56367 | Electric Avenue Facility | VA | Vertical | Culpeper | 3 | Petroleum Liquids | IC |  | S | X | X |  |  | 1.8 | 0.8 | 1.8 | 1.8 | 1.8 | N |  |  | OP | X | 12 | 2004 | 2004 |  |  | N | Electric Utility | Utility | Municipal | 1 | X | DFO | Non-Renewable | 0 | 1.8 | 0 | 1
Operable | 4619 | Town of Culpeper- (VA) |  | 56367 | Electric Avenue Facility | VA | Vertical | Culpeper | 4 | Petroleum Liquids | IC |  | S | X | X |  |  | 1.5 | 0.8 | 1.5 | 1.5 | 1 | N |  |  | OP | X | 2 | 1997 | Pre-2000 |  |  | N | Electric Utility | Utility | Municipal | 1 | X | DFO | Non-Renewable | 0 | 1.5 | 0 | 1
Operable | 6710 | Town of Edenton - (NC) |  | 7429 | Edenton Generators | NC | Vertical | Chowan | 2 | Petroleum Liquids | IC |  | S | X | X |  |  | 1.2 | 1 | 1.2 | 1.2 | 0.2 | N |  |  | OP | X | 12 | 1988 | Pre-2000 |  |  | N | Electric Utility | Utility | Municipal | 1 | X | DFO | Non-Renewable | 0 | 1.2 | 0 | 1
Operable | 6710 | Town of Edenton - (NC) |  | 7429 | Edenton Generators | NC | Vertical | Chowan | 3 | Petroleum Liquids | IC |  | S | X | X |  |  | 1.2 | 1 | 1.2 | 1.2 | 0.2 | N |  |  | OP | X | 6 | 2014 | 2014 |  |  | N | Electric Utility | Utility | Municipal | 1 | X | DFO | Non-Renewable | 0 | 1.2 | 0 | 1
Operable | 61190 | Town of Foxborough - Landfill (SREC II) |  | 61591 | Town of Foxborough - Landfill (SREC II) CSG | MA | Restructured | Norfolk | FOXLA | Solar Photovoltaic | PV |  | S | X | X |  |  | 1.2 |  | 1.2 | 1.2 |  | N |  |  | OP | X | 8 | 2017 | 2017 |  |  | N | IPP Non-CHP | IPP | IPP | 2 | X | SUN | Renewable | 1.2 | 0 | 1 | 0
Operable | 8751 | Town of Holly - (CO) |  | 502 | Holly | CO | Vertical | Prowers | 5 | Petroleum Liquids | IC |  | S | X | X |  |  | 0.4 | 0.8 | 0.3 | 0.3 |  | N |  |  | SB | Y | 6 | 2000 | 2000 |  |  | N | Electric Utility | Utility | Municipal | 1 | X | DFO | Non-Renewable | 0 | 0.4 | 0 | 1
Operable | 8751 | Town of Holly - (CO) |  | 502 | Holly | CO | Vertical | Prowers | CAT | Petroleum Liquids | IC |  | J | X | X |  |  | 1.8 | 0.8 | 1.7 | 1.8 |  | N |  |  | SB | Y | 9 | 2007 | 2007 |  |  | N | Electric Utility | Utility | Municipal | 1 | X | DFO | Non-Renewable | 0 | 1.8 | 0 | 1
Operable | 8751 | Town of Holly - (CO) |  | 502 | Holly | CO | Vertical | Prowers | EMD | Petroleum Liquids | IC |  | S | X | X |  |  | 0.7 | 0.8 | 0.7 | 0.8 |  | N |  |  | SB | Y | 1 | 1993 | Pre-2000 |  |  | N | Electric Utility | Utility | Municipal | 1 | X | DFO | Non-Renewable | 0 | 0.7 | 0 | 1
Operable | 8973 | Town of Hudson - (MA) |  | 9038 | Cherry Street | MA | Restructured | Middlesex | 10 | Natural Gas Internal Combustion Engine | IC |  | S | X | X |  |  | 2.2 | 0.8 | 1.9 | 1.9 | 0.5 | N |  |  | OP | X | 12 | 1962 | Pre-2000 | 5 | 2030 | N | Electric Utility | Utility | Municipal | 1 | X | NG | Non-Renewable | 0 | 2.2 | 0 | 1 | DFO
Operable | 8973 | Town of Hudson - (MA) |  | 9038 | Cherry Street | MA | Restructured | Middlesex | 11 | Natural Gas Internal Combustion Engine | IC |  | S | X | X |  |  | 2.2 | 0.8 | 1.9 | 1.9 | 0.5 | N |  |  | OP | X | 12 | 1962 | Pre-2000 | 5 | 2030 | N | Electric Utility | Utility | Municipal | 1 | X | NG | Non-Renewable | 0 | 2.2 | 0 | 1 | DFO
Operable | 8973 | Town of Hudson - (MA) |  | 9038 | Cherry Street | MA | Restructured | Middlesex | 12 | Natural Gas Internal Combustion Engine | IC |  | S | X | X |  |  | 5.6 | 0.8 | 4.9 | 4.9 | 0.5 | N |  |  | OP | X | 10 | 1972 | Pre-2000 |  |  | N | Electric Utility | Utility | Municipal | 1 | X | NG | Non-Renewable | 0 | 5.6 | 0 | 1 | DFO
Operable | 8973 | Town of Hudson - (MA) |  | 9038 | Cherry Street | MA | Restructured | Middlesex | 7 | Petroleum Liquids | IC |  | S | X | X |  |  | 3.3 | 0.8 | 2.5 | 2.5 | 0.5 | N |  |  | OP | X | 5 | 1951 | Pre-2000 |  |  | N | Electric Utility | Utility | Municipal | 1 | X | DFO | Non-Renewable | 0 | 3.3 | 0 | 1
Operable | 8973 | Town of Hudson - (MA) |  | 9038 | Cherry Street | MA | Restructured | Middlesex | 8 | Natural Gas Internal Combustion Engine | IC |  | S | X | X |  |  | 4 | 0.8 | 3.4 | 3.4 | 0.5 | N |  |  | OP | X | 3 | 1956 | Pre-2000 |  |  | N | Electric Utility | Utility | Municipal | 1 | X | NG | Non-Renewable | 0 | 4 | 0 | 1 | DFO
Operable | 9442 | Town of Ipswich - (MA) |  | 1670 | High Street Station | MA | Restructured | Essex | 1 | Natural Gas Internal Combustion Engine | IC |  | S | X | X |  |  | 1.2 | 0.8 | 1.2 | 1.3 | 0.7 | N |  |  | OP | X | 8 | 1986 | Pre-2000 |  |  | N | Electric Utility | Utility | Municipal | 1 | X | NG | Non-Renewable | 0 | 1.2 | 0 | 1 | DFO
Operable | 9442 | Town of Ipswich - (MA) |  | 1670 | High Street Station | MA | Restructured | Essex | 10 | Natural Gas Internal Combustion Engine | IC |  | S | X | X |  |  | 1.2 | 0.8 | 1.2 | 1.3 | 0.7 | N |  |  | OP | X | 4 | 1984 | Pre-2000 |  |  | N | Electric Utility | Utility | Municipal | 1 | X | NG | Non-Renewable | 0 | 1.2 | 0 | 1 | DFO
Operable | 9442 | Town of Ipswich - (MA) |  | 1670 | High Street Station | MA | Restructured | Essex | 11 | Natural Gas Internal Combustion Engine | IC |  | S | X | X |  |  | 1.2 | 0.8 | 1.2 | 1.1 | 0.7 | N |  |  | OP | X | 9 | 1982 | Pre-2000 |  |  | N | Electric Utility | Utility | Municipal | 1 | X | NG | Non-Renewable | 0 | 1.2 | 0 | 1 | DFO
Operable | 9442 | Town of Ipswich - (MA) |  | 1670 | High Street Station | MA | Restructured | Essex | 12 | Natural Gas Internal Combustion Engine | IC |  | S | X | X |  |  | 1.2 | 0.8 | 1.2 | 1.3 | 0.7 | N |  |  | OP | X | 8 | 1983 | Pre-2000 |  |  | N | Electric Utility | Utility | Municipal | 1 | X | NG | Non-Renewable | 0 | 1.2 | 0 | 1 | DFO
Operable | 9442 | Town of Ipswich - (MA) |  | 1670 | High Street Station | MA | Restructured | Essex | 2 | Natural Gas Internal Combustion Engine | IC |  | S | X | X |  |  | 1.3 | 0.8 | 1.3 | 1.3 | 0.7 | N |  |  | OP | X | 8 | 1954 | Pre-2000 |  |  | N | Electric Utility | Utility | Municipal | 1 | X | NG | Non-Renewable | 0 | 1.3 | 0 | 1 | DFO
Operable | 9442 | Town of Ipswich - (MA) |  | 1670 | High Street Station | MA | Restructured | Essex | 6 | Natural Gas Internal Combustion Engine | IC |  | S | X | X |  |  | 1.1 | 0.8 | 1.2 | 1.2 | 0.7 | N |  |  | OP | X | 7 | 1951 | Pre-2000 |  |  | N | Electric Utility | Utility | Municipal | 1 | X | NG | Non-Renewable | 0 | 1.1 | 0 | 1 | DFO
Operable | 9442 | Town of Ipswich - (MA) |  | 1670 | High Street Station | MA | Restructured | Essex | 7 | Petroleum Liquids | IC |  | S | X | X |  |  | 1.3 | 0.8 | 1.3 | 1.4 | 0.7 | N |  |  | OP | X | 9 | 1956 | Pre-2000 |  |  | N | Electric Utility | Utility | Municipal | 1 | X | DFO | Non-Renewable | 0 | 1.3 | 0 | 1
Operable | 9442 | Town of Ipswich - (MA) |  | 1670 | High Street Station | MA | Restructured | Essex | 8 | Petroleum Liquids | IC |  | S | X | X |  |  | 1.1 | 0.8 | 1.1 | 1.1 | 0.7 | N |  |  | SB | Y | 8 | 1960 | Pre-2000 |  |  | N | Electric Utility | Utility | Municipal | 1 | X | DFO | Non-Renewable | 0 | 1.1 | 0 | 1
Operable | 9442 | Town of Ipswich - (MA) |  | 1670 | High Street Station | MA | Restructured | Essex | 9 | Natural Gas Internal Combustion Engine | IC |  | S | X | X |  |  | 1.3 | 0.8 | 1.3 | 1.3 | 0.7 | N |  |  | OP | X | 10 | 1961 | Pre-2000 |  |  | N | Electric Utility | Utility | Municipal | 1 | X | NG | Non-Renewable | 0 | 1.3 | 0 | 1 | DFO
Operable | 9442 | Town of Ipswich - (MA) |  | 57855 | Ipswich Wind Turbine | MA | Restructured | Essex | 1 | Onshore Wind Turbine | WT |  | S | X | X |  |  | 1.6 |  | 1.6 | 1.6 | 0.1 | N |  |  | OP | X | 5 | 2011 | 2011 |  |  | N | Electric Utility | Utility | Municipal | 1 | X | WND | Renewable | 1.6 | 0 | 1 | 0
Operable | 10777 | Town of Laverne - (OK) |  | 56348 | Laverne Diesel Generating Plant | OK | Vertical | Harper | 1 | Petroleum Liquids | IC |  | S | X | X |  |  | 2 | 0.8 | 2 | 2 | 1 | N |  |  | OP | X | 1 | 2006 | 2006 |  |  | N | Electric Utility | Utility | Municipal | 1 | X | DFO | Non-Renewable | 0 | 2 | 0 | 1
Operable | 10777 | Town of Laverne - (OK) |  | 56348 | Laverne Diesel Generating Plant | OK | Vertical | Harper | 2 | Petroleum Liquids | IC |  | S | X | X |  |  | 2 | 0.8 | 2 | 2 | 1 | N |  |  | OP | X | 1 | 2006 | 2006 |  |  | N | Electric Utility | Utility | Municipal | 1 | X | DFO | Non-Renewable | 0 | 2 | 0 | 1
Operable | 11624 | Town of Marblehead - (MA) |  | 6586 | Wilkins Station | MA | Restructured | Essex | 1 | Petroleum Liquids | IC |  | S | X | X | UN.RAILYARD23 MARB | UN.RAILYARD23 MARB | 2.7 | 0.8 | 2.5 | 2.5 | 2.5 | N |  |  | OP | X | 11 | 1975 | Pre-2000 |  |  | N | Electric Utility | Utility | Municipal | 1 | X | DFO | Non-Renewable | 0 | 2.7 | 0 | 1
Operable | 11624 | Town of Marblehead - (MA) |  | 6586 | Wilkins Station | MA | Restructured | Essex | 2 | Petroleum Liquids | IC |  | S | X | X | UN.RAILYARD23 MARB | UN.RAILYARD23 MARB | 2.7 | 0.8 | 2.5 | 2.5 | 2.5 | N |  |  | OP | X | 11 | 1975 | Pre-2000 |  |  | N | Electric Utility | Utility | Municipal | 1 | X | DFO | Non-Renewable | 0 | 2.7 | 0 | 1
Operable | 59591 | Town of Munster |  | 59808 | Munster Landfill Gas-to-Energy | IN | Vertical | Lake | GEN1 | Landfill Gas | IC |  | S | X | X |  |  | 1.1 | 0.8 | 1.1 | 1.1 | 0.5 | N |  |  | OP | X | 11 | 2012 | 2012 |  |  | N | IPP Non-CHP | IPP | IPP | 2 | X | LFG | Renewable | 1.1 | 0 | 1 | 0
Operable | 61397 | Town of Otis |  | 61775 | Town of Otis Wind Energy Project | MA | Restructured | Berkshire | OT196 | Onshore Wind Turbine | WT |  | S | X | X |  |  | 1.5 |  | 1.5 | 1.5 | 0.1 | N |  |  | OP | X | 3 | 2018 | 2018 |  |  | N | Commercial Non-CHP | Customer Sited | Other | 4 | X | WND | Renewable | 1.5 | 0 | 1 | 0
Operable | 15371 | Town of Princeton - (MA) |  | 7501 | Princeton Wind Farm | MA | Restructured | Worcester | 2 | Onshore Wind Turbine | WT |  | S | X | X | WCMASS | WCMASS | 3 |  | 3 | 3 | 0.1 | N |  |  | OP | X | 1 | 2010 | 2010 |  |  | N | Electric Utility | Utility | Municipal | 1 | X | WND | Renewable | 3 | 0 | 1 | 0
Operable | 17127 | Town of Shrewsbury - (MA) |  | 6125 | Shrewsbury | MA | Restructured | Worcester | 1 | Petroleum Liquids | IC |  | S | X | X |  |  | 2.8 | 0.8 | 2.8 | 2.8 | 0.6 | N |  |  | OP | X | 11 | 1969 | Pre-2000 |  |  | N | Electric Utility | Utility | Municipal | 1 | X | DFO | Non-Renewable | 0 | 2.8 | 0 | 1
Operable | 17127 | Town of Shrewsbury - (MA) |  | 6125 | Shrewsbury | MA | Restructured | Worcester | 2 | Petroleum Liquids | IC |  | S | X | X |  |  | 2.8 | 0.8 | 2.8 | 2.8 | 0.6 | N |  |  | OP | X | 11 | 1969 | Pre-2000 |  |  | N | Electric Utility | Utility | Municipal | 1 | X | DFO | Non-Renewable | 0 | 2.8 | 0 | 1
Operable | 17127 | Town of Shrewsbury - (MA) |  | 6125 | Shrewsbury | MA | Restructured | Worcester | 3 | Petroleum Liquids | IC |  | S | X | X |  |  | 2.8 | 0.8 | 2.8 | 2.8 | 0.6 | N |  |  | OP | X | 12 | 1975 | Pre-2000 |  |  | N | Electric Utility | Utility | Municipal | 1 | X | DFO | Non-Renewable | 0 | 2.8 | 0 | 1
Operable | 17127 | Town of Shrewsbury - (MA) |  | 6125 | Shrewsbury | MA | Restructured | Worcester | 4 | Petroleum Liquids | IC |  | S | X | X |  |  | 2.8 | 0.8 | 2.8 | 2.8 | 0.6 | N |  |  | OP | X | 12 | 1975 | Pre-2000 |  |  | N | Electric Utility | Utility | Municipal | 1 | X | DFO | Non-Renewable | 0 | 2.8 | 0 | 1
Operable | 17127 | Town of Shrewsbury - (MA) |  | 6125 | Shrewsbury | MA | Restructured | Worcester | 5 | Petroleum Liquids | IC |  | S | X | X |  |  | 2.8 | 0.8 | 2.8 | 2.8 | 0.6 | N |  |  | OP | X | 5 | 1978 | Pre-2000 |  |  | N | Electric Utility | Utility | Municipal | 1 | X | DFO | Non-Renewable | 0 | 2.8 | 0 | 1
Operable | 17127 | Town of Shrewsbury - (MA) |  | 65768 | Centech Gas Generator | MA | Restructured | Worcester | G1 | Natural Gas Internal Combustion Engine | IC |  | S | X | X |  |  | 2.5 | 1 | 2.5 | 2.5 | 1.2 | N |  |  | OP | X | 4 | 2019 | 2019 |  |  | N | Electric Utility | Utility | Municipal | 1 | X | NG | Non-Renewable | 0 | 2.5 | 0 | 1
Operable | 60911 | Town of Stafford - (CT) |  | 60880 | Stafford MS Ground Mount Community Solar | CT | Restructured | Tolland | MS1 | Solar Photovoltaic | PV |  | S | X | X |  |  | 1 |  | 1 | 1 |  | N |  |  | OP | X | 7 | 2016 | 2016 |  |  | N | IPP Non-CHP | IPP | IPP | 2 | X | SUN | Renewable | 1 | 0 | 1 | 0
Operable | 60911 | Town of Stafford - (CT) |  | 60880 | Stafford MS Ground Mount Community Solar | CT | Restructured | Tolland | MS2 | Solar Photovoltaic | PV |  | S | X | X |  |  | 1 |  | 1 | 1 |  | N |  |  | OP | X | 7 | 2016 | 2016 |  |  | N | IPP Non-CHP | IPP | IPP | 2 | X | SUN | Renewable | 1 | 0 | 1 | 0
Operable | 27316 | Town of Stowe- (VT) |  | 61125 | Nebraska Valley Solar Farm | VT | Vertical | Lamoille | NVSF | Solar Photovoltaic | PV |  | S | X | X |  |  | 1 |  | 1 | 1 |  | N |  |  | OP | X | 8 | 2016 | 2016 |  |  | N | Electric Utility | Utility | Municipal | 1 | X | SUN | Renewable | 1 | 0 | 1 | 0
Operable | 20326 | Town of West Boylston - (MA) |  | 61415 | West Boylston Community Shared Solar | MA | Restructured | Worcester | CS1 | Solar Photovoltaic | PV |  | S | X | X |  |  | 1.5 |  | 1.5 | 1.5 |  | N |  |  | OP | X | 12 | 2016 | 2016 |  |  | N | Electric Utility | Utility | Municipal | 1 | X | SUN | Renewable | 1.5 | 0 | 1 | 0
Operable | 65988 | Township Road 215 Solar Project 2021, LLC |  | 67084 | Buckeye Power Inc. | OH | Restructured | Marion | P4389 | Solar Photovoltaic | PV |  | S | X | X |  |  | 2 |  | 2 | 2 |  | N |  |  | OP | X | 7 | 2022 | 2022 |  |  | N | IPP Non-CHP | IPP | IPP | 2 | X | SUN | Renewable | 2 | 0 | 1 | 0
Operable | 60387 | Townsite Solar, LLC |  | 60654 | Townsite Solar Project Hybrid | NV | Vertical | Clark | GEN01 | Solar Photovoltaic | PV |  | S | X | X |  |  | 180 |  | 160 | 130 | 0 | N |  |  | OP | X | 12 | 2021 | 2021 |  |  | N | IPP Non-CHP | IPP | IPP | 2 | X | SUN | Renewable | 180 | 0 | 1 | 0
Operable | 60387 | Townsite Solar, LLC |  | 60654 | Townsite Solar Project Hybrid | NV | Vertical | Clark | GEN02 | Batteries | BA |  | S | X | X |  |  | 90 |  | 90 | 90 | 0 | N |  |  | OP | X | 12 | 2021 | 2021 |  |  | N | IPP Non-CHP | IPP | IPP | 2 | X | MWH | Other | 0 | 0 | 0 | 0
Operable | 56773 | Toyon Landfill Gas Conversion, LLC |  | 54327 | Toyon Power Station | CA | Vertical | Los Angeles | TOY7 | Landfill Gas | IC |  | S | X | X |  |  | 1.1 | 0.85 | 0.9 | 0.9 | 0.5 | N |  |  | OP | X | 7 | 2022 | 2022 |  |  | N | IPP Non-CHP | IPP | IPP | 2 | X | LFG | Renewable | 1.1 | 0 | 1 | 0
Operable | 18760 | TPC Group, LLC |  | 50229 | Texas Petrochemicals | TX | Restructured | Harris | TG2 | Natural Gas Steam Turbine | ST |  | S | X | X |  |  | 35 | 0.8 | 35 | 35 | 8 | N |  |  | OP | X | 6 | 1972 | Pre-2000 |  |  | Y | Industrial CHP | Customer Sited | Other | 7 | T | NG | Non-Renewable | 0 | 35 | 0 | 1 | OG
Operable | 60046 | TPE Alta Luna, LLC |  | 60258 | Alta Luna | NM | Vertical | Luna | ALPV1 | Solar Photovoltaic | PV |  | S | X | X |  |  | 28.1 |  | 28.1 | 28.1 |  | N |  |  | OP | X | 1 | 2017 | 2017 |  |  | N | IPP Non-CHP | IPP | IPP | 2 | X | SUN | Renewable | 28.1 | 0 | 1 | 0
Operable | 64901 | TPE MD MO32 LLC |  | 65610 | MO32 (CSG) | MD | Restructured | Montgomery | MO32 | Solar Photovoltaic | PV |  | S | X | X |  |  | 2 |  | 2 | 2 |  | N |  |  | OP | X | 5 | 2022 | 2022 |  |  | N | IPP Non-CHP | IPP | IPP | 2 | X | SUN | Renewable | 2 | 0 | 1 | 0
Operable | 64902 | TPE MD MO33 LLC |  | 65611 | MO33 CSG | MD | Restructured | Montgomery | MO33 | Solar Photovoltaic | PV |  | S | X | X |  |  | 2 |  | 2 | 2 |  | N |  |  | OP | X | 4 | 2022 | 2022 |  |  | N | IPP Non-CHP | IPP | IPP | 2 | X | SUN | Renewable | 2 | 0 | 1 | 0
Operable | 57050 | TPW Petersburg LLC |  | 57755 | TPW Petersburg | NE | Vertical | Boone | PETE | Onshore Wind Turbine | WT |  | S | X | X |  |  | 40.5 |  | 40.5 | 40.5 | 0 | N |  |  | OP | X | 11 | 2011 | 2011 |  |  | N | IPP Non-CHP | IPP | IPP | 2 | X | WND | Renewable | 40.5 | 0 | 1 | 0
Operable | 63992 | Tranquillity Solar 1, LLC |  | 64376 | Tranquillity ID | CA | Vertical | Fresno | TRANQ | Solar Photovoltaic | PV |  | S | X | X |  |  | 1.3 |  | 1.3 | 1.3 |  | N |  |  | OP | X | 3 | 2018 | 2018 |  |  | N | IPP Non-CHP | IPP | IPP | 2 | X | SUN | Renewable | 1.3 | 0 | 1 | 0
Operable | 19099 | TransAlta Centralia Gen LLC |  | 3845 | Transalta Centralia Generation | WA | Vertical | Lewis | 2 | Conventional Steam Coal | ST |  | S | X | X |  |  | 729.9 | 0.94 | 670 | 670 | 250 | N |  |  | OP | X | 7 | 1973 | Pre-2000 | 12 | 2025 | N | IPP Non-CHP | IPP | IPP | 2 | X | SUB | Non-Renewable | 0 | 729.9 | 0 | 1
Operable | 19099 | TransAlta Centralia Gen LLC |  | 7259 | Skookumchuck | WA | Vertical | Thurston | 1 | Conventional Hydroelectric | HY |  | S | X | X |  |  | 1 | 0.94 | 1 | 1 | 0.3 | N |  |  | OP | X | 9 | 1990 | Pre-2000 |  |  | N | IPP Non-CHP | IPP | IPP | 2 | X | WAT | Renewable | 1 | 0 | 1 | 0
Operable | 58573 | Transamerica Pyramid Properties LLC |  | 58619 | Transamerica Pyramid | CA | Vertical | San Francisco | 1 | Natural Gas Internal Combustion Engine | IC |  | S | X | X |  |  | 0.5 | 0.8 | 0.5 | 0.5 | 0.2 | N |  |  | OP | X | 7 | 2007 | 2007 |  |  | Y | Commercial CHP | Customer Sited | Other | 5 | T | NG | Non-Renewable | 0 | 0.5 | 0 | 1
Operable | 58573 | Transamerica Pyramid Properties LLC |  | 58619 | Transamerica Pyramid | CA | Vertical | San Francisco | 2 | Natural Gas Internal Combustion Engine | IC |  | S | X | X |  |  | 0.5 | 0.8 | 0.5 | 0.5 | 0.2 | N |  |  | OP | X | 7 | 2007 | 2007 |  |  | Y | Commercial CHP | Customer Sited | Other | 5 | T | NG | Non-Renewable | 0 | 0.5 | 0 | 1
Operable | 19102 | Transcontinental Gas PL Corp |  | 54744 | District 70 Transco Gas Pipe Line | MS | Vertical | Walthall | 1 | All Other | ST |  | S | X | X |  |  | 0.8 | 0.8 | 0.7 | 0.8 | 0.2 | N |  |  | OS | X | 6 | 1951 | Pre-2000 |  |  | N | Commercial Non-CHP | Customer Sited | Other | 4 | X | WH | Other | 0 | 0 | 0 | 0
Operable | 19102 | Transcontinental Gas PL Corp |  | 54744 | District 70 Transco Gas Pipe Line | MS | Vertical | Walthall | 2 | All Other | ST |  | S | X | X |  |  | 0.8 | 0.8 | 0.7 | 0.8 | 0.2 | N |  |  | OS | X | 6 | 1951 | Pre-2000 |  |  | N | Commercial Non-CHP | Customer Sited | Other | 4 | X | WH | Other | 0 | 0 | 0 | 0
Operable | 63519 | Trent River Solar, LLC |  | 63842 | Trent River Solar, LLC | NC | Vertical | Jones | PGR25 | Solar Photovoltaic | PV |  | S | X | X |  |  | 78.7 |  | 78.7 | 78.7 |  | N |  |  | OP | X | 7 | 2021 | 2021 |  |  | N | IPP Non-CHP | IPP | IPP | 2 | X | SUN | Renewable | 78.7 | 0 | 1 | 0
Operable | 19171 | Trent Wind Farm LLC |  | 55968 | Trent Wind Farm | TX | Restructured | Nolan | WTG1 | Onshore Wind Turbine | WT |  | S | X | X |  |  | 152 |  | 152 | 152 | 0 | N |  |  | OP | X | 7 | 2001 | 2001 |  |  | N | IPP Non-CHP | IPP | IPP | 2 | X | WND | Renewable | 152 | 0 | 1 | 0
Operable | 19150 | Trenton Municipal Utilities - (MO) |  | 698 | Trenton North | MO | Vertical | Grundy | 1 | Petroleum Liquids | IC |  | S | X | X |  |  | 2.7 | 0.8 | 2.7 | 2.7 | 0.7 | N |  |  | OP | X | 6 | 1974 | Pre-2000 |  |  | N | Electric Utility | Utility | Municipal | 1 | X | DFO | Non-Renewable | 0 | 2.7 | 0 | 1
Operable | 19150 | Trenton Municipal Utilities - (MO) |  | 698 | Trenton North | MO | Vertical | Grundy | 2 | Petroleum Liquids | IC |  | S | X | X |  |  | 2.7 | 0.8 | 2.7 | 2.7 | 0.7 | N |  |  | OP | X | 6 | 1974 | Pre-2000 |  |  | N | Electric Utility | Utility | Municipal | 1 | X | DFO | Non-Renewable | 0 | 2.7 | 0 | 1
Operable | 19150 | Trenton Municipal Utilities - (MO) |  | 698 | Trenton North | MO | Vertical | Grundy | 3 | Petroleum Liquids | IC |  | S | X | X |  |  | 2.7 | 0.8 | 2.7 | 2.7 | 0.7 | N |  |  | OP | X | 6 | 1974 | Pre-2000 |  |  | N | Electric Utility | Utility | Municipal | 1 | X | DFO | Non-Renewable | 0 | 2.7 | 0 | 1
Operable | 19150 | Trenton Municipal Utilities - (MO) |  | 698 | Trenton North | MO | Vertical | Grundy | 4 | Petroleum Liquids | IC |  | S | X | X |  |  | 2.7 | 0.8 | 2.7 | 2.7 | 0.7 | N |  |  | OP | X | 6 | 1974 | Pre-2000 |  |  | N | Electric Utility | Utility | Municipal | 1 | X | DFO | Non-Renewable | 0 | 2.7 | 0 | 1
Operable | 19150 | Trenton Municipal Utilities - (MO) |  | 698 | Trenton North | MO | Vertical | Grundy | 5 | Petroleum Liquids | IC |  | S | X | X |  |  | 2.7 | 0.8 | 2.7 | 2.7 | 0.7 | N |  |  | OP | X | 6 | 1975 | Pre-2000 |  |  | N | Electric Utility | Utility | Municipal | 1 | X | DFO | Non-Renewable | 0 | 2.7 | 0 | 1
Operable | 19150 | Trenton Municipal Utilities - (MO) |  | 7935 | Trenton South | MO | Vertical | Grundy | 1 | Petroleum Liquids | IC |  | S | X | X |  |  | 2 | 0.8 | 1.8 | 1.8 | 0.7 | N |  |  | OP | X | 7 | 2000 | 2000 |  |  | N | Electric Utility | Utility | Municipal | 1 | X | DFO | Non-Renewable | 0 | 2 | 0 | 1
Operable | 19150 | Trenton Municipal Utilities - (MO) |  | 7935 | Trenton South | MO | Vertical | Grundy | 2 | Petroleum Liquids | IC |  | S | X | X |  |  | 2 | 0.8 | 1.8 | 1.8 | 0.7 | N |  |  | OP | X | 7 | 2000 | 2000 |  |  | N | Electric Utility | Utility | Municipal | 1 | X | DFO | Non-Renewable | 0 | 2 | 0 | 1
Operable | 19150 | Trenton Municipal Utilities - (MO) |  | 7935 | Trenton South | MO | Vertical | Grundy | 3 | Petroleum Liquids | IC |  | S | X | X |  |  | 2 | 0.8 | 1.8 | 1.8 | 0.7 | N |  |  | OP | X | 7 | 2000 | 2000 |  |  | N | Electric Utility | Utility | Municipal | 1 | X | DFO | Non-Renewable | 0 | 2 | 0 | 1
Operable | 19150 | Trenton Municipal Utilities - (MO) |  | 7935 | Trenton South | MO | Vertical | Grundy | 4 | Petroleum Liquids | IC |  | S | X | X |  |  | 2 | 0.8 | 1.8 | 1.8 | 0.7 | N |  |  | OP | X | 7 | 2000 | 2000 |  |  | N | Electric Utility | Utility | Municipal | 1 | X | DFO | Non-Renewable | 0 | 2 | 0 | 1
Operable | 19150 | Trenton Municipal Utilities - (MO) |  | 7935 | Trenton South | MO | Vertical | Grundy | 5 | Petroleum Liquids | IC |  | S | X | X |  |  | 2 | 0.8 | 2 | 2 | 0.7 | N |  |  | OP | X | 4 | 2004 | 2004 |  |  | N | Electric Utility | Utility | Municipal | 1 | X | DFO | Non-Renewable | 0 | 2 | 0 | 1
Operable | 19150 | Trenton Municipal Utilities - (MO) |  | 7935 | Trenton South | MO | Vertical | Grundy | 6 | Petroleum Liquids | IC |  | S | X | X |  |  | 2 | 0.8 | 2 | 2 | 0.7 | N |  |  | OP | X | 4 | 2004 | 2004 |  |  | N | Electric Utility | Utility | Municipal | 1 | X | DFO | Non-Renewable | 0 | 2 | 0 | 1
Operable | 19150 | Trenton Municipal Utilities - (MO) |  | 7935 | Trenton South | MO | Vertical | Grundy | 7 | Petroleum Liquids | IC |  | S | X | X |  |  | 2 | 0.8 | 2 | 2 | 0.7 | N |  |  | OP | X | 4 | 2004 | 2004 |  |  | N | Electric Utility | Utility | Municipal | 1 | X | DFO | Non-Renewable | 0 | 2 | 0 | 1
Operable | 64835 | Tres Power Victoria LLC |  | 61241 | Tres City Power LLC | TX | Restructured | Victoria | VC-1 | Natural Gas Fired Combustion Turbine | GT |  | S | X | X |  |  | 50 | 0.85 | 43 | 48 | 32 | N |  |  | OP | X | 2 | 2020 | 2020 |  |  | N | IPP Non-CHP | IPP | IPP | 2 | X | NG | Non-Renewable | 0 | 50 | 0 | 1
Operable | 64835 | Tres Power Victoria LLC |  | 61241 | Tres City Power LLC | TX | Restructured | Victoria | VC-2 | Natural Gas Fired Combustion Turbine | GT |  | S | X | X |  |  | 50 | 0.85 | 43 | 48 | 32 | N |  |  | OP | X | 2 | 2020 | 2020 |  |  | N | IPP Non-CHP | IPP | IPP | 2 | X | NG | Non-Renewable | 0 | 50 | 0 | 1
Operable | 64835 | Tres Power Victoria LLC |  | 61242 | Tres Port Power, LLC | TX | Restructured | Victoria | VP-1 | Natural Gas Fired Combustion Turbine | GT |  | S | X | X |  |  | 50 | 0.85 | 43 | 48 | 32 | N |  |  | OP | X | 7 | 2019 | 2019 |  |  | N | IPP Non-CHP | IPP | IPP | 2 | X | NG | Non-Renewable | 0 | 50 | 0 | 1
Operable | 64835 | Tres Power Victoria LLC |  | 61242 | Tres Port Power, LLC | TX | Restructured | Victoria | VP-2 | Natural Gas Fired Combustion Turbine | GT |  | S | X | X |  |  | 50 | 0.85 | 43 | 48 | 32 | N |  |  | OP | X | 7 | 2019 | 2019 |  |  | N | IPP Non-CHP | IPP | IPP | 2 | X | NG | Non-Renewable | 0 | 50 | 0 | 1
Operable | 58771 | Tri-County Water Conservancy District |  | 58901 | Tri-County Water Hydropower Project | CO | Vertical | Ouray | TCWG1 | Conventional Hydroelectric | HY |  | S | X | X |  |  | 7.2 | 1 | 7.2 | 0.1 | 2.9 | N |  |  | OP | X | 4 | 2014 | 2014 |  |  | N | IPP Non-CHP | IPP | IPP | 2 | X | WAT | Renewable | 7.2 | 0 | 1 | 0
Operable | 58771 | Tri-County Water Conservancy District |  | 58901 | Tri-County Water Hydropower Project | CO | Vertical | Ouray | TCWG2 | Conventional Hydroelectric | HY |  | S | X | X |  |  | 0.8 | 1 | 0.8 | 0.8 | 0.3 | N |  |  | OP | X | 4 | 2014 | 2014 |  |  | N | IPP Non-CHP | IPP | IPP | 2 | X | WAT | Renewable | 0.8 | 0 | 1 | 0
Operable | 19560 | Tri-Dam Power Authority |  | 50400 | Sand Bar Power Plant | CA | Vertical | Tuolumne | GEN1 | Conventional Hydroelectric | HY |  | S | X | X |  |  | 16.2 | 0.9 | 15.6 | 14 | 1 | N |  |  | OP | X | 5 | 1986 | Pre-2000 |  |  | N | IPP Non-CHP | IPP | IPP | 2 | X | WAT | Renewable | 16.2 | 0 | 1 | 0
Operable | 30151 | Tri-State G & T Assn, Inc |  | 6021 | Craig (CO) | CO | Vertical | Moffat | 1 | Conventional Steam Coal | ST |  | J | X | X |  |  | 446.4 | 0.9 | 427 | 427 | 130 | N |  |  | OP | X | 7 | 1980 | Pre-2000 | 12 | 2025 | N | Electric Utility | Utility | Cooperative | 1 | X | SUB | Non-Renewable | 0 | 446.4 | 0 | 1
Operable | 30151 | Tri-State G & T Assn, Inc |  | 6021 | Craig (CO) | CO | Vertical | Moffat | 2 | Conventional Steam Coal | ST |  | J | X | X |  |  | 446.4 | 0.9 | 410 | 410 | 130 | N |  |  | OP | X | 11 | 1979 | Pre-2000 | 9 | 2028 | N | Electric Utility | Utility | Cooperative | 1 | X | SUB | Non-Renewable | 0 | 446.4 | 0 | 1
Operable | 30151 | Tri-State G & T Assn, Inc |  | 6021 | Craig (CO) | CO | Vertical | Moffat | 3 | Conventional Steam Coal | ST |  | S | X | X |  |  | 534.8 | 0.955 | 448 | 448 | 130 | N |  |  | OP | X | 10 | 1984 | Pre-2000 | 12 | 2029 | N | Electric Utility | Utility | Cooperative | 1 | X | SUB | Non-Renewable | 0 | 534.8 | 0 | 1
Operable | 30151 | Tri-State G & T Assn, Inc |  | 6619 | Burlington (CO) | CO | Vertical | Kit Carson | 1 | Petroleum Liquids | GT |  | S | X | X |  |  | 64.7 | 0.9 | 50 | 60 | 25 | N |  |  | SB | Y | 6 | 1977 | Pre-2000 |  |  | N | Electric Utility | Utility | Cooperative | 1 | X | DFO | Non-Renewable | 0 | 64.7 | 0 | 1
Operable | 30151 | Tri-State G & T Assn, Inc |  | 6619 | Burlington (CO) | CO | Vertical | Kit Carson | 2 | Petroleum Liquids | GT |  | S | X | X |  |  | 64.7 | 0.9 | 50 | 60 | 25 | N |  |  | SB | Y | 7 | 1977 | Pre-2000 |  |  | N | Electric Utility | Utility | Cooperative | 1 | X | DFO | Non-Renewable | 0 | 64.7 | 0 | 1
Operable | 30151 | Tri-State G & T Assn, Inc |  | 7975 | Pyramid | NM | Vertical | Hidalgo | 1 | Natural Gas Fired Combustion Turbine | GT |  | S | X | X |  |  | 46.5 | 0.85 | 39.5 | 45.6 | 25 | N |  |  | OP | X | 3 | 2003 | 2003 |  |  | N | Electric Utility | Utility | Cooperative | 1 | X | NG | Non-Renewable | 0 | 46.5 | 0 | 1 | DFO
Operable | 30151 | Tri-State G & T Assn, Inc |  | 7975 | Pyramid | NM | Vertical | Hidalgo | 2 | Natural Gas Fired Combustion Turbine | GT |  | S | X | X |  |  | 46.5 | 0.85 | 39.5 | 45.6 | 25 | N |  |  | OP | X | 3 | 2003 | 2003 |  |  | N | Electric Utility | Utility | Cooperative | 1 | X | NG | Non-Renewable | 0 | 46.5 | 0 | 1 | DFO
Operable | 30151 | Tri-State G & T Assn, Inc |  | 7975 | Pyramid | NM | Vertical | Hidalgo | 3 | Natural Gas Fired Combustion Turbine | GT |  | S | X | X |  |  | 46.5 | 0.85 | 39.5 | 45.6 | 25 | N |  |  | OP | X | 5 | 2003 | 2003 |  |  | N | Electric Utility | Utility | Cooperative | 1 | X | NG | Non-Renewable | 0 | 46.5 | 0 | 1 | DFO
Operable | 30151 | Tri-State G & T Assn, Inc |  | 7975 | Pyramid | NM | Vertical | Hidalgo | 4 | Natural Gas Fired Combustion Turbine | GT |  | S | X | X |  |  | 46.5 | 0.85 | 39.5 | 45.6 | 25 | N |  |  | OP | X | 4 | 2003 | 2003 |  |  | N | Electric Utility | Utility | Cooperative | 1 | X | NG | Non-Renewable | 0 | 46.5 | 0 | 1 | DFO
Operable | 30151 | Tri-State G & T Assn, Inc |  | 50707 | JM Shafer Generating Station | CO | Vertical | Weld | LMA | Natural Gas Fired Combined Cycle | CT | J272 | S | X | N |  |  | 58.5 | 0.85 | 272 | 272 | 12 | N |  |  | OP | X | 6 | 1994 | Pre-2000 |  |  | Y | Electric Utility | Utility | Cooperative | 1 | T | NG | Non-Renewable | 0 | 58.5 | 0 | 1
Operable | 30151 | Tri-State G & T Assn, Inc |  | 50707 | JM Shafer Generating Station | CO | Vertical | Weld | LMB | Natural Gas Fired Combined Cycle | CT | J272 | S | X | N |  |  | 58.5 | 0.85 |  |  | 12 | N |  |  | OP | X | 6 | 1994 | Pre-2000 |  |  | Y | Electric Utility | Utility | Cooperative | 1 | T | NG | Non-Renewable | 0 | 58.5 | 0 | 1
Operable | 30151 | Tri-State G & T Assn, Inc |  | 50707 | JM Shafer Generating Station | CO | Vertical | Weld | LMC | Natural Gas Fired Combined Cycle | CT | J272 | S | X | N |  |  | 58.5 | 0.85 |  |  | 12 | N |  |  | OP | X | 7 | 1994 | Pre-2000 |  |  | Y | Electric Utility | Utility | Cooperative | 1 | T | NG | Non-Renewable | 0 | 58.5 | 0 | 1
Operable | 30151 | Tri-State G & T Assn, Inc |  | 50707 | JM Shafer Generating Station | CO | Vertical | Weld | LMD | Natural Gas Fired Combined Cycle | CT | J272 | S | X | N |  |  | 58.5 | 0.85 |  |  | 12 | N |  |  | OP | X | 7 | 1994 | Pre-2000 |  |  | Y | Electric Utility | Utility | Cooperative | 1 | T | NG | Non-Renewable | 0 | 58.5 | 0 | 1
Operable | 30151 | Tri-State G & T Assn, Inc |  | 50707 | JM Shafer Generating Station | CO | Vertical | Weld | LME | Natural Gas Fired Combined Cycle | CT | J272 | S | X | N |  |  | 58.5 | 0.85 |  |  | 12 | N |  |  | OP | X | 7 | 1994 | Pre-2000 |  |  | Y | Electric Utility | Utility | Cooperative | 1 | T | NG | Non-Renewable | 0 | 58.5 | 0 | 1
Operable | 30151 | Tri-State G & T Assn, Inc |  | 50707 | JM Shafer Generating Station | CO | Vertical | Weld | STA | Natural Gas Fired Combined Cycle | CA | J272 | S | Y | X |  |  | 52.2 | 1 |  |  | 5.2 | N |  |  | OP | X | 6 | 1994 | Pre-2000 |  |  | Y | Electric Utility | Utility | Cooperative | 1 | T | NG | Non-Renewable | 0 | 52.2 | 0 | 1
Operable | 30151 | Tri-State G & T Assn, Inc |  | 50707 | JM Shafer Generating Station | CO | Vertical | Weld | STB | Natural Gas Fired Combined Cycle | CA | J272 | S | Y | X |  |  | 52.2 | 1 |  |  | 5.2 | N |  |  | OP | X | 6 | 1994 | Pre-2000 |  |  | Y | Electric Utility | Utility | Cooperative | 1 | T | NG | Non-Renewable | 0 | 52.2 | 0 | 1
Operable | 30151 | Tri-State G & T Assn, Inc |  | 55504 | Limon Generating Station | CO | Vertical | Lincoln | L1 | Natural Gas Fired Combustion Turbine | GT |  | S | X | X |  |  | 77.1 | 0.85 | 67 | 75 | 40 | N |  |  | OP | X | 2 | 2002 | 2002 |  |  | N | Electric Utility | Utility | Cooperative | 1 | X | NG | Non-Renewable | 0 | 77.1 | 0 | 1 | DFO
Operable | 30151 | Tri-State G & T Assn, Inc |  | 55504 | Limon Generating Station | CO | Vertical | Lincoln | L2 | Natural Gas Fired Combustion Turbine | GT |  | S | X | X |  |  | 77.1 | 0.85 | 67 | 75 | 40 | N |  |  | OP | X | 2 | 2002 | 2002 |  |  | N | Electric Utility | Utility | Cooperative | 1 | X | NG | Non-Renewable | 0 | 77.1 | 0 | 1 | DFO
Operable | 30151 | Tri-State G & T Assn, Inc |  | 55505 | Frank Knutson | CO | Vertical | Adams | BR1 | Natural Gas Fired Combustion Turbine | GT |  | S | X | X |  |  | 77.1 | 0.85 | 67 | 75 | 40 | N |  |  | OP | X | 5 | 2002 | 2002 |  |  | N | Electric Utility | Utility | Cooperative | 1 | X | NG | Non-Renewable | 0 | 77.1 | 0 | 1 | DFO
Operable | 30151 | Tri-State G & T Assn, Inc |  | 55505 | Frank Knutson | CO | Vertical | Adams | BR2 | Natural Gas Fired Combustion Turbine | GT |  | S | X | X |  |  | 77.1 | 0.85 | 67 | 75 | 40 | N |  |  | OP | X | 5 | 2002 | 2002 |  |  | N | Electric Utility | Utility | Cooperative | 1 | X | NG | Non-Renewable | 0 | 77.1 | 0 | 1 | DFO
Operable | 19198 | Trigen Inner Harbor East, LLC |  | 56050 | Inner Harbor East Heating | MD | Restructured | Baltimore City | 1 | Natural Gas Internal Combustion Engine | IC |  | S | X | X |  |  | 2.1 | 0.8 | 2.1 | 2.1 | 0.8 | N |  |  | SB | Y | 9 | 2004 | 2004 |  |  | Y | Commercial CHP | Customer Sited | Other | 5 | T | NG | Non-Renewable | 0 | 2.1 | 0 | 1
Operable | 19165 | Trigen-Cinergy Solutions College Park |  | 56038 | UMCP CHP Plant | MD | Restructured | Prince Georges | 1 | Natural Gas Fired Combustion Turbine | GT |  | W | X | X |  |  | 11 | 0.9 | 9.4 | 10.8 | 6 | N |  |  | OP | X | 6 | 2003 | 2003 |  |  | Y | IPP CHP | IPP | IPP | 3 | T | NG | Non-Renewable | 0 | 11 | 0 | 1 | DFO
Operable | 19165 | Trigen-Cinergy Solutions College Park |  | 56038 | UMCP CHP Plant | MD | Restructured | Prince Georges | 2 | Natural Gas Fired Combustion Turbine | GT |  | W | X | X |  |  | 11 | 0.9 | 9.4 | 10.8 | 6 | N |  |  | OP | X | 6 | 2003 | 2003 |  |  | Y | IPP CHP | IPP | IPP | 3 | T | NG | Non-Renewable | 0 | 11 | 0 | 1 | DFO
Operable | 19165 | Trigen-Cinergy Solutions College Park |  | 56038 | UMCP CHP Plant | MD | Restructured | Prince Georges | 3 | Natural Gas Steam Turbine | ST |  | W | X | X |  |  | 5.4 | 0.9 | 2 | 5.1 | 2 | N |  |  | OP | X | 7 | 2003 | 2003 |  |  | Y | IPP CHP | IPP | IPP | 3 | T | NG | Non-Renewable | 0 | 5.4 | 0 | 1 | DFO
Operable | 62075 | Trinity Hills Wind Farm LLC |  | 57520 | Trinity Hills | TX | Restructured | Young | 1 | Onshore Wind Turbine | WT |  | J | X | X |  |  | 198 |  | 198 | 198 | 3 | N |  |  | OP | X | 12 | 2011 | 2011 |  |  | N | IPP Non-CHP | IPP | IPP | 2 | X | WND | Renewable | 198 | 0 | 1 | 0
Operable | 64402 | Triple Butte |  | 64917 | Triple Butte I | TX | Restructured | Pecos | TRBT1 | Batteries | BA |  | S | X | X | TNBELDING_0X | TNBELDING_0X | 7.5 | 1 | 7.5 | 7.5 | 0 | N |  |  | OP | X | 7 | 2021 | 2021 |  |  | N | IPP Non-CHP | IPP | IPP | 2 | X | MWH | Other | 0 | 0 | 0 | 0
Operable | 66225 | TRITEC Americas |  | 65331 | 20333 Normandie PV, LLC | CA | Vertical | Los Angeles | NORMA | Solar Photovoltaic | PV |  | S | X | X |  |  | 2.6 |  | 2.6 | 2.4 |  | N |  |  | OP | X | 12 | 2021 | 2021 |  |  | N | IPP Non-CHP | IPP | IPP | 2 | X | SUN | Renewable | 2.6 | 0 | 1 | 0
Operable | 58361 | Triton College |  | 58375 | Triton East and West Cogen | IL | Restructured | Cook | 1 | Natural Gas Internal Combustion Engine | IC |  | S | X | X |  |  | 0.8 | 0.8 | 0.8 | 0.8 | 0.2 | N |  |  | OP | X | 4 | 1998 | Pre-2000 |  |  | Y | Commercial CHP | Customer Sited | Other | 5 | T | NG | Non-Renewable | 0 | 0.8 | 0 | 1
Operable | 58361 | Triton College |  | 58375 | Triton East and West Cogen | IL | Restructured | Cook | 2 | Natural Gas Internal Combustion Engine | IC |  | S | X | X |  |  | 0.8 | 0.8 | 0.8 | 0.8 | 0.2 | N |  |  | OP | X | 4 | 1998 | Pre-2000 |  |  | Y | Commercial CHP | Customer Sited | Other | 5 | T | NG | Non-Renewable | 0 | 0.8 | 0 | 1
Operable | 58361 | Triton College |  | 58375 | Triton East and West Cogen | IL | Restructured | Cook | 3 | Natural Gas Internal Combustion Engine | IC |  | S | X | X |  |  | 0.8 | 0.8 | 0.8 | 0.8 | 0.2 | N |  |  | OP | X | 7 | 2000 | 2000 |  |  | N | Commercial CHP | Customer Sited | Other | 5 | X | NG | Non-Renewable | 0 | 0.8 | 0 | 1
Operable | 58361 | Triton College |  | 58375 | Triton East and West Cogen | IL | Restructured | Cook | 4 | Natural Gas Internal Combustion Engine | IC |  | S | X | X |  |  | 0.8 | 0.8 | 0.8 | 0.8 | 0.2 | N |  |  | OP | X | 12 | 2000 | 2000 |  |  | N | Commercial CHP | Customer Sited | Other | 5 | X | NG | Non-Renewable | 0 | 0.8 | 0 | 1
Operable | 58361 | Triton College |  | 58375 | Triton East and West Cogen | IL | Restructured | Cook | 5 | Natural Gas Internal Combustion Engine | IC |  | S | X | X |  |  | 0.4 | 0.8 | 0.4 | 0.3 | 0.1 | N |  |  | OP | X | 3 | 2015 | 2015 |  |  | N | Commercial CHP | Customer Sited | Other | 5 | X | NG | Non-Renewable | 0 | 0.4 | 0 | 1
Operable | 64399 | Trona Solar III LLC |  | 64914 | Trona Solar III | CA | Vertical | Inyo | 71466 | Solar Photovoltaic | PV |  | S | X | X |  |  | 2 |  | 2 | 2 |  | N |  |  | OP | X | 4 | 2023 | 2023 |  |  | N | IPP Non-CHP | IPP | IPP | 2 | X | SUN | Renewable | 2 | 0 | 1 | 0
Operable | 19216 | Tropicana Products Inc |  | 50971 | Tropicana Products Bradent | FL | Vertical | Manatee | GEN1 | Natural Gas Fired Combustion Turbine | GT |  | S | X | X |  |  | 46.8 | 0.85 | 31 | 35 | 10 | N |  |  | OP | X | 2 | 1990 | Pre-2000 |  |  | Y | Industrial CHP | Customer Sited | Other | 7 | T | NG | Non-Renewable | 0 | 46.8 | 0 | 1
Operable | 56533 | Troy Energy LLC |  | 55348 | Troy Energy LLC | OH | Restructured | Wood | 1 | Natural Gas Fired Combustion Turbine | GT |  | W | X | X |  |  | 198.9 | 0.85 | 176.2 | 196.4 | 100 | N |  |  | OP | X | 6 | 2002 | 2002 |  |  | N | IPP Non-CHP | IPP | IPP | 2 | X | NG | Non-Renewable | 0 | 198.9 | 0 | 1 | DFO
Operable | 56533 | Troy Energy LLC |  | 55348 | Troy Energy LLC | OH | Restructured | Wood | 2 | Natural Gas Fired Combustion Turbine | GT |  | W | X | X |  |  | 198.9 | 0.85 | 175.3 | 196.6 | 100 | N |  |  | OP | X | 6 | 2002 | 2002 |  |  | N | IPP Non-CHP | IPP | IPP | 2 | X | NG | Non-Renewable | 0 | 198.9 | 0 | 1 | DFO
Operable | 56533 | Troy Energy LLC |  | 55348 | Troy Energy LLC | OH | Restructured | Wood | 3 | Natural Gas Fired Combustion Turbine | GT |  | W | X | X |  |  | 198.9 | 0.85 | 177 | 196.6 | 100 | N |  |  | OP | X | 6 | 2002 | 2002 |  |  | N | IPP Non-CHP | IPP | IPP | 2 | X | NG | Non-Renewable | 0 | 198.9 | 0 | 1 | DFO
Operable | 56533 | Troy Energy LLC |  | 55348 | Troy Energy LLC | OH | Restructured | Wood | 4 | Natural Gas Fired Combustion Turbine | GT |  | W | X | X |  |  | 198.9 | 0.85 | 178.8 | 196.5 | 100 | N |  |  | OP | X | 6 | 2002 | 2002 |  |  | N | IPP Non-CHP | IPP | IPP | 2 | X | NG | Non-Renewable | 0 | 198.9 | 0 | 1 | DFO
Operable | 60403 | TRS Fuel Cell, LLC |  | 60683 | TRS Fuel Cell | CT | Restructured | Fairfield | MMH1 | Other Natural Gas | FC |  | S | X | X |  |  | 3.7 |  | 3.7 | 3.7 | 0.6 | N |  |  | OS | X | 2 | 2019 | 2019 |  |  | Y | IPP CHP | IPP | IPP | 3 | T | NG | Non-Renewable | 0 | 3.7 | 0 | 1
Operable | 56369 | Truckee Meadows Water Authority |  | 6513 | Fleish | NV | Vertical | Washoe | 1 | Conventional Hydroelectric | HY |  | S | X | X |  |  | 2.5 | 1 | 2.5 | 2.2 | 0.5 | N |  |  | OP | X | 1 | 1914 | Pre-2000 |  |  | N | IPP Non-CHP | IPP | IPP | 2 | X | WAT | Renewable | 2.5 | 0 | 1 | 0
Operable | 56369 | Truckee Meadows Water Authority |  | 6531 | Verdi | NV | Vertical | Washoe | 1 | Conventional Hydroelectric | HY |  | S | X | X |  |  | 2.4 | 1 | 2.4 | 2.4 | 0.5 | N |  |  | OP | X | 1 | 1911 | Pre-2000 |  |  | N | IPP Non-CHP | IPP | IPP | 2 | X | WAT | Renewable | 2.4 | 0 | 1 | 0
Operable | 56369 | Truckee Meadows Water Authority |  | 6532 | Washoe | NV | Vertical | Washoe | 1 | Conventional Hydroelectric | HY |  | S | X | X |  |  | 1.3 | 1 | 0.9 | 0.7 | 0.2 | N |  |  | OP | X | 1 | 1904 | Pre-2000 |  |  | N | IPP Non-CHP | IPP | IPP | 2 | X | WAT | Renewable | 1.3 | 0 | 1 | 0
Operable | 56369 | Truckee Meadows Water Authority |  | 6532 | Washoe | NV | Vertical | Washoe | 2 | Conventional Hydroelectric | HY |  | S | X | X |  |  | 1.3 | 1 | 0.9 | 0.7 | 0.2 | N |  |  | OP | X | 1 | 1904 | Pre-2000 |  |  | N | IPP Non-CHP | IPP | IPP | 2 | X | WAT | Renewable | 1.3 | 0 | 1 | 0
Operable | 40444 | Truckee-Carson Irrigation District |  | 6521 | Lahontan | NV | Vertical | Churchill | 1 | Conventional Hydroelectric | HY |  | W | X | X |  |  | 0.6 | 0.8 | 0.6 | 0.6 | 0.2 | N |  |  | OP | X | 1 | 1911 | Pre-2000 |  |  | N | IPP Non-CHP | IPP | IPP | 2 | X | WAT | Renewable | 0.6 | 0 | 1 | 0
Operable | 40444 | Truckee-Carson Irrigation District |  | 6521 | Lahontan | NV | Vertical | Churchill | 2 | Conventional Hydroelectric | HY |  | W | X | X |  |  | 0.6 | 0.8 | 0.6 | 0.6 | 0.2 | N |  |  | OP | X | 1 | 1911 | Pre-2000 |  |  | N | IPP Non-CHP | IPP | IPP | 2 | X | WAT | Renewable | 0.6 | 0 | 1 | 0
Operable | 40444 | Truckee-Carson Irrigation District |  | 6521 | Lahontan | NV | Vertical | Churchill | 3 | Conventional Hydroelectric | HY |  | W | X | X |  |  | 0.6 | 0.8 | 0.6 | 0.6 | 0.2 | N |  |  | OP | X | 1 | 1911 | Pre-2000 |  |  | N | IPP Non-CHP | IPP | IPP | 2 | X | WAT | Renewable | 0.6 | 0 | 1 | 0
Operable | 40444 | Truckee-Carson Irrigation District |  | 50261 | New Lahontan | NV | Vertical | Churchill | GEN1 | Conventional Hydroelectric | HY |  | S | X | X |  |  | 4 | 0.8 | 3.8 | 3.7 | 0.5 | N |  |  | OP | X | 4 | 1989 | Pre-2000 |  |  | N | IPP Non-CHP | IPP | IPP | 2 | X | WAT | Renewable | 4 | 0 | 1 | 0
Operable | 64546 | Truman Solar, LLC |  | 65230 | Truman Solar | MO | Vertical | Boone | TMS | Solar Photovoltaic | PV |  | S | X | X |  |  | 10 |  | 10 | 10 |  | N |  |  | OP | X | 6 | 2021 | 2021 |  |  | N | IPP Non-CHP | IPP | IPP | 2 | X | SUN | Renewable | 10 | 0 | 1 | 0
Operable | 58542 | Trustees of Princeton University |  | 58584 | Princeton University Cogeneration | NJ | Restructured | Mercer | GT1 | Natural Gas Fired Combustion Turbine | GT |  | S | X | X | PSEG | PSEG | 15.5 | 0.8 | 15.5 | 15.5 | 7.5 | N |  |  | OP | X | 10 | 1996 | Pre-2000 |  |  | Y | Commercial CHP | Customer Sited | Other | 5 | T | NG | Non-Renewable | 0 | 15.5 | 0 | 1 | DFO
Operable | 58542 | Trustees of Princeton University |  | 58584 | Princeton University Cogeneration | NJ | Restructured | Mercer | PV1 | Solar Photovoltaic | PV |  | W | X | X | PSEG | PSEG | 4.5 |  | 4.5 | 4.5 |  | N |  |  | OP | X | 10 | 2012 | 2012 |  |  | N | Commercial CHP | Customer Sited | Other | 5 | X | SUN | Renewable | 4.5 | 0 | 1 | 0
Operable | 58542 | Trustees of Princeton University |  | 58584 | Princeton University Cogeneration | NJ | Restructured | Mercer | PV2 | Solar Photovoltaic | PV |  | W | X | X |  |  | 1.2 |  | 1.2 | 1.2 |  | N |  |  | OP | X | 10 | 2021 | 2021 |  |  | N | Commercial CHP | Customer Sited | Other | 5 | X | SUN | Renewable | 1.2 | 0 | 1 | 0
Operable | 58542 | Trustees of Princeton University |  | 58584 | Princeton University Cogeneration | NJ | Restructured | Mercer | PV3 | Solar Photovoltaic | PV |  | W | X | X |  |  | 10.5 |  | 10.5 | 10.5 |  | N |  |  | OP | X | 3 | 2022 | 2022 |  |  | N | Commercial CHP | Customer Sited | Other | 5 | X | SUN | Renewable | 10.5 | 0 | 1 | 0
Operable | 58542 | Trustees of Princeton University |  | 58584 | Princeton University Cogeneration | NJ | Restructured | Mercer | PV4 | Solar Photovoltaic | PV |  | W | X | X |  |  | 0.4 |  | 0.4 | 0.4 |  | N |  |  | OP | X | 3 | 2022 | 2022 |  |  | N | Commercial CHP | Customer Sited | Other | 5 | X | SUN | Renewable | 0.4 | 0 | 1 | 0
Operable | 56475 | Tuana Springs Energy, LLC |  | 57136 | Tuana Springs | ID | Vertical | Twin Falls | 1 | Onshore Wind Turbine | WT |  | S | X | X |  |  | 16.8 |  | 16.8 | 16.8 | 0.1 | N |  |  | OP | X | 5 | 2010 | 2010 |  |  | N | IPP Non-CHP | IPP | IPP | 2 | X | WND | Renewable | 16.8 | 0 | 1 | 0
Operable | 24211 | Tucson Electric Power Co |  | 124 | Demoss Petrie | AZ | Vertical | Pima | GT2 | Natural Gas Fired Combustion Turbine | GT |  | S | X | X |  |  | 85 | 0.85 | 75 | 77.4 | 40 | N |  |  | OP | X | 6 | 2001 | 2001 |  |  | N | Electric Utility | Utility | Investor Owned Utility | 1 | X | NG | Non-Renewable | 0 | 85 | 0 | 1
Operable | 24211 | Tucson Electric Power Co |  | 126 | H Wilson Sundt Generating Station | AZ | Vertical | Pima | 4 | Natural Gas Steam Turbine | ST |  | S | X | X |  |  | 173.3 | 0.85 | 156 | 156 | 26 | N |  |  | OP | X | 7 | 1967 | Pre-2000 |  |  | N | Electric Utility | Utility | Investor Owned Utility | 1 | X | NG | Non-Renewable | 0 | 173.3 | 0 | 1 | LFG
Operable | 24211 | Tucson Electric Power Co |  | 126 | H Wilson Sundt Generating Station | AZ | Vertical | Pima | GT1 | Natural Gas Fired Combustion Turbine | GT |  | S | X | X |  |  | 27 | 0.85 | 24 | 26.8 | 5 | N |  |  | OP | X | 12 | 1972 | Pre-2000 |  |  | N | Electric Utility | Utility | Investor Owned Utility | 1 | X | NG | Non-Renewable | 0 | 27 | 0 | 1 | DFO
Operable | 24211 | Tucson Electric Power Co |  | 126 | H Wilson Sundt Generating Station | AZ | Vertical | Pima | GT2 | Natural Gas Fired Combustion Turbine | GT |  | S | X | X |  |  | 27 | 0.85 | 24 | 26.8 | 5 | N |  |  | OP | X | 12 | 1972 | Pre-2000 |  |  | N | Electric Utility | Utility | Investor Owned Utility | 1 | X | NG | Non-Renewable | 0 | 27 | 0 | 1 | DFO
Operable | 24211 | Tucson Electric Power Co |  | 126 | H Wilson Sundt Generating Station | AZ | Vertical | Pima | RIC1 | Natural Gas Internal Combustion Engine | IC |  | S | X | X |  |  | 18.8 | 0.8 | 18.2 | 18.7 | 4.7 | N |  |  | OP | X | 3 | 2020 | 2020 |  |  | N | Electric Utility | Utility | Investor Owned Utility | 1 | X | NG | Non-Renewable | 0 | 18.8 | 0 | 1
Operable | 24211 | Tucson Electric Power Co |  | 126 | H Wilson Sundt Generating Station | AZ | Vertical | Pima | RIC10 | Natural Gas Internal Combustion Engine | IC |  | S | X | X |  |  | 18.8 | 0.8 | 18.2 | 18.7 | 4.7 | N |  |  | OP | X | 12 | 2019 | 2019 |  |  | N | Electric Utility | Utility | Investor Owned Utility | 1 | X | NG | Non-Renewable | 0 | 18.8 | 0 | 1
Operable | 24211 | Tucson Electric Power Co |  | 126 | H Wilson Sundt Generating Station | AZ | Vertical | Pima | RIC2 | Natural Gas Internal Combustion Engine | IC |  | S | X | X |  |  | 18.8 | 0.8 | 18.2 | 18.7 | 4.7 | N |  |  | OP | X | 3 | 2020 | 2020 |  |  | N | Electric Utility | Utility | Investor Owned Utility | 1 | X | NG | Non-Renewable | 0 | 18.8 | 0 | 1
Operable | 24211 | Tucson Electric Power Co |  | 126 | H Wilson Sundt Generating Station | AZ | Vertical | Pima | RIC3 | Natural Gas Internal Combustion Engine | IC |  | S | X | X |  |  | 18.8 | 0.8 | 18.2 | 18.7 | 4.7 | N |  |  | OP | X | 3 | 2020 | 2020 |  |  | N | Electric Utility | Utility | Investor Owned Utility | 1 | X | NG | Non-Renewable | 0 | 18.8 | 0 | 1
Operable | 24211 | Tucson Electric Power Co |  | 126 | H Wilson Sundt Generating Station | AZ | Vertical | Pima | RIC4 | Natural Gas Internal Combustion Engine | IC |  | S | X | X |  |  | 18.8 | 0.8 | 18.2 | 18.7 | 4.7 | N |  |  | OP | X | 3 | 2020 | 2020 |  |  | N | Electric Utility | Utility | Investor Owned Utility | 1 | X | NG | Non-Renewable | 0 | 18.8 | 0 | 1
Operable | 24211 | Tucson Electric Power Co |  | 126 | H Wilson Sundt Generating Station | AZ | Vertical | Pima | RIC5 | Natural Gas Internal Combustion Engine | IC |  | S | X | X |  |  | 18.8 | 0.8 | 18.2 | 18.7 | 4.7 | N |  |  | OP | X | 3 | 2020 | 2020 |  |  | Y | Electric Utility | Utility | Investor Owned Utility | 1 | T | NG | Non-Renewable | 0 | 18.8 | 0 | 1
Operable | 24211 | Tucson Electric Power Co |  | 126 | H Wilson Sundt Generating Station | AZ | Vertical | Pima | RIC6 | Natural Gas Internal Combustion Engine | IC |  | S | X | X |  |  | 18.8 | 0.8 | 18.2 | 18.7 | 4.7 | N |  |  | OP | X | 12 | 2019 | 2019 |  |  | Y | Electric Utility | Utility | Investor Owned Utility | 1 | T | NG | Non-Renewable | 0 | 18.8 | 0 | 1
Operable | 24211 | Tucson Electric Power Co |  | 126 | H Wilson Sundt Generating Station | AZ | Vertical | Pima | RIC7 | Natural Gas Internal Combustion Engine | IC |  | S | X | X |  |  | 18.8 | 0.8 | 18.2 | 18.7 | 4.7 | N |  |  | OP | X | 12 | 2019 | 2019 |  |  | N | Electric Utility | Utility | Investor Owned Utility | 1 | X | NG | Non-Renewable | 0 | 18.8 | 0 | 1
Operable | 24211 | Tucson Electric Power Co |  | 126 | H Wilson Sundt Generating Station | AZ | Vertical | Pima | RIC8 | Natural Gas Internal Combustion Engine | IC |  | S | X | X |  |  | 18.8 | 0.8 | 18.2 | 18.7 | 4.7 | N |  |  | OP | X | 12 | 2019 | 2019 |  |  | N | Electric Utility | Utility | Investor Owned Utility | 1 | X | NG | Non-Renewable | 0 | 18.8 | 0 | 1
Operable | 24211 | Tucson Electric Power Co |  | 126 | H Wilson Sundt Generating Station | AZ | Vertical | Pima | RIC9 | Natural Gas Internal Combustion Engine | IC |  | S | X | X |  |  | 18.8 | 0.8 | 18.2 | 18.7 | 4.7 | N |  |  | OP | X | 12 | 2019 | 2019 |  |  | N | Electric Utility | Utility | Investor Owned Utility | 1 | X | NG | Non-Renewable | 0 | 18.8 | 0 | 1
Operable | 24211 | Tucson Electric Power Co |  | 126 | H Wilson Sundt Generating Station | AZ | Vertical | Pima | ST3 | Natural Gas Steam Turbine | ST |  | S | X | X |  |  | 113.6 | 0.85 | 104 | 104 | 25 | N |  |  | OP | X | 6 | 1962 | Pre-2000 |  |  | N | Electric Utility | Utility | Investor Owned Utility | 1 | X | NG | Non-Renewable | 0 | 113.6 | 0 | 1
Operable | 24211 | Tucson Electric Power Co |  | 6088 | North Loop | AZ | Vertical | Pima | 1 | Natural Gas Fired Combustion Turbine | GT |  | S | X | X |  |  | 27 | 0.85 | 25 | 21.5 | 10 | N |  |  | OP | X | 12 | 1972 | Pre-2000 |  |  | N | Electric Utility | Utility | Investor Owned Utility | 1 | X | NG | Non-Renewable | 0 | 27 | 0 | 1 | DFO
Operable | 24211 | Tucson Electric Power Co |  | 6088 | North Loop | AZ | Vertical | Pima | 2 | Natural Gas Fired Combustion Turbine | GT |  | S | X | X |  |  | 27 | 0.85 | 25 | 21.5 | 10 | N |  |  | OP | X | 12 | 1972 | Pre-2000 |  |  | N | Electric Utility | Utility | Investor Owned Utility | 1 | X | NG | Non-Renewable | 0 | 27 | 0 | 1 | DFO
Operable | 24211 | Tucson Electric Power Co |  | 6088 | North Loop | AZ | Vertical | Pima | 3 | Natural Gas Fired Combustion Turbine | GT |  | S | X | X |  |  | 27 | 0.85 | 25 | 21.5 | 10 | N |  |  | OP | X | 12 | 1972 | Pre-2000 |  |  | N | Electric Utility | Utility | Investor Owned Utility | 1 | X | NG | Non-Renewable | 0 | 27 | 0 | 1 | DFO
Operable | 24211 | Tucson Electric Power Co |  | 6088 | North Loop | AZ | Vertical | Pima | 4 | Natural Gas Fired Combustion Turbine | GT |  | S | X | X |  |  | 26.8 | 0.8 | 20 | 21.4 | 10 | N |  |  | OP | X | 7 | 2001 | 2001 |  |  | N | Electric Utility | Utility | Investor Owned Utility | 1 | X | NG | Non-Renewable | 0 | 26.8 | 0 | 1
Operable | 24211 | Tucson Electric Power Co |  | 8223 | Springerville | AZ | Vertical | Apache | 1 | Conventional Steam Coal | ST |  | S | X | X |  |  | 424.8 | 0.9 | 381 | 381 | 123 | N |  |  | OP | X | 6 | 1985 | Pre-2000 | 12 | 2027 | N | Electric Utility | Utility | Investor Owned Utility | 1 | X | SUB | Non-Renewable | 0 | 424.8 | 0 | 1
Operable | 24211 | Tucson Electric Power Co |  | 8223 | Springerville | AZ | Vertical | Apache | 2 | Conventional Steam Coal | ST |  | S | X | X |  |  | 424.8 | 0.9 | 406 | 406 | 124 | N |  |  | OP | X | 6 | 1990 | Pre-2000 | 12 | 2032 | N | Electric Utility | Utility | Investor Owned Utility | 1 | X | SUB | Non-Renewable | 0 | 424.8 | 0 | 1
Operable | 24211 | Tucson Electric Power Co |  | 8223 | Springerville | AZ | Vertical | Apache | 3 | Conventional Steam Coal | ST |  | W | X | X |  |  | 458.1 | 0.9 | 417 | 417 | 132 | N |  |  | OP | X | 7 | 2006 | 2006 |  |  | N | Electric Utility | Utility | Investor Owned Utility | 1 | X | SUB | Non-Renewable | 0 | 458.1 | 0 | 1
Operable | 24211 | Tucson Electric Power Co |  | 8223 | Springerville | AZ | Vertical | Apache | 4 | Conventional Steam Coal | ST |  | W | X | X |  |  | 458.1 | 0.9 | 415 | 415 | 170 | N |  |  | OP | X | 12 | 2009 | 2009 |  |  | N | Electric Utility | Utility | Investor Owned Utility | 1 | X | SUB | Non-Renewable | 0 | 458.1 | 0 | 1
Operable | 24211 | Tucson Electric Power Co |  | 8223 | Springerville | AZ | Vertical | Apache | SGSS | Solar Photovoltaic | PV |  | S | X | X |  |  | 3.7 |  | 3.7 | 3.7 |  | N |  |  | OP | X | 5 | 2001 | 2001 |  |  | N | Electric Utility | Utility | Investor Owned Utility | 1 | X | SUN | Renewable | 3.7 | 0 | 1 | 0
Operable | 24211 | Tucson Electric Power Co |  | 8223 | Springerville | AZ | Vertical | Apache | SGSS1 | Solar Photovoltaic | PV |  | S | X | X |  |  | 1.4 |  | 1.6 | 1.6 |  | N |  |  | OP | X | 12 | 2010 | 2010 |  |  | N | Electric Utility | Utility | Investor Owned Utility | 1 | X | SUN | Renewable | 1.4 | 0 | 1 | 0
Operable | 24211 | Tucson Electric Power Co |  | 8223 | Springerville | AZ | Vertical | Apache | WMS | Solar Photovoltaic | PV |  | S | X | X |  |  | 8.3 |  | 8.5 | 8.5 |  | N |  |  | OP | X | 12 | 2014 | 2014 |  |  | N | Electric Utility | Utility | Investor Owned Utility | 1 | X | SUN | Renewable | 8.3 | 0 | 1 | 0
Operable | 24211 | Tucson Electric Power Co |  | 57392 | UASTP I | AZ | Vertical | Pima | UATP1 | Solar Photovoltaic | PV |  | S | X | X |  |  | 1.2 |  | 1.5 | 1.5 |  | N |  |  | OP | X | 12 | 2010 | 2010 |  |  | N | Electric Utility | Utility | Investor Owned Utility | 1 | X | SUN | Renewable | 1.2 | 0 | 1 | 0
Operable | 24211 | Tucson Electric Power Co |  | 58171 | Prairie Fire | AZ | Vertical | Pima | GEN1 | Solar Photovoltaic | PV |  | S | X | X |  |  | 4.5 |  | 4.5 | 4.5 |  | N |  |  | OP | X | 12 | 2012 | 2012 |  |  | N | Electric Utility | Utility | Investor Owned Utility | 1 | X | SUN | Renewable | 4.5 | 0 | 1 | 0
Operable | 24211 | Tucson Electric Power Co |  | 58972 | Fort Huachuca Solar PV Project | AZ | Vertical | Cochise | FHUA2 | Solar Photovoltaic | PV |  | S | X | X |  |  | 4.1 |  | 4.4 | 4.4 |  | N |  |  | OP | X | 1 | 2017 | 2017 |  |  | N | Electric Utility | Utility | Investor Owned Utility | 1 | X | SUN | Renewable | 4.1 | 0 | 1 | 0
Operable | 24211 | Tucson Electric Power Co |  | 58972 | Fort Huachuca Solar PV Project | AZ | Vertical | Cochise | FHUAC | Solar Photovoltaic | PV |  | S | X | X |  |  | 13.6 |  | 13.6 | 13.6 |  | N |  |  | OP | X | 12 | 2014 | 2014 |  |  | N | Electric Utility | Utility | Investor Owned Utility | 1 | X | SUN | Renewable | 13.6 | 0 | 1 | 0
Operable | 24211 | Tucson Electric Power Co |  | 63502 | Oso Grande Wind Farm | NM | Vertical | Lea | OGW24 | Onshore Wind Turbine | WT |  | S | X | X |  |  | 33.8 | 0.9 | 33.8 | 33.8 | 0 | N |  |  | OP | X | 5 | 2021 | 2021 |  |  | N | Electric Utility | Utility | Investor Owned Utility | 1 | X | WND | Renewable | 33.8 | 0 | 1 | 0
Operable | 24211 | Tucson Electric Power Co |  | 63502 | Oso Grande Wind Farm | NM | Vertical | Lea | OGW45 | Onshore Wind Turbine | WT |  | S | X | X |  |  | 216 | 0.9 | 216 | 216 | 0 | N |  |  | OP | X | 5 | 2021 | 2021 |  |  | N | Electric Utility | Utility | Investor Owned Utility | 1 | X | WND | Renewable | 216 | 0 | 1 | 0
Operable | 24211 | Tucson Electric Power Co |  | 65972 | Raptor Ridge | AZ | Vertical | Pima | RRS | Solar Photovoltaic | PV |  | S | X | X |  |  | 12.5 |  | 12.5 | 12.5 |  | N |  |  | OP | X | 6 | 2022 | 2022 |  |  | N | Industrial Non-CHP | Utility | Investor Owned Utility | 6 | X | SUN | Renewable | 12.5 | 0 | 1 | 0
Operable | 64393 | Tulare Solar Center, LLC |  | 64909 | Luciana | CA | Vertical | Tulare | TSC | Solar Photovoltaic | PV |  | S | X | X |  |  | 55.8 |  | 55.8 | 55.8 | 0 | N |  |  | OP | X | 4 | 2022 | 2022 | 4 | 2057 | N | IPP Non-CHP | IPP | IPP | 2 | X | SUN | Renewable | 55.8 | 0 | 1 | 0
Operable | 57146 | Tulsa LFG LLC |  | 57828 | Tulsa LFG LLC | OK | Vertical | Osage | GEN3M | Landfill Gas | IC |  | S | X | X |  |  | 1.6 | 0.8 | 1.4 | 1.4 | 0.2 | N |  |  | OP | X | 5 | 2011 | 2011 |  |  | N | IPP Non-CHP | IPP | IPP | 2 | X | LFG | Renewable | 1.6 | 0 | 1 | 0
Operable | 57146 | Tulsa LFG LLC |  | 57828 | Tulsa LFG LLC | OK | Vertical | Osage | GEN4M | Landfill Gas | IC |  | S | X | X |  |  | 1.6 | 0.8 | 1.4 | 1.4 | 0.2 | N |  |  | OP | X | 9 | 2020 | 2020 |  |  | N | IPP Non-CHP | IPP | IPP | 2 | X | LFG | Renewable | 1.6 | 0 | 1 | 0
Operable | 60472 | Tungsten Mountain |  | 60785 | Tungsten Mountain | NV | Vertical | Churchill | OEC2 | Geothermal | BT |  | S | X | X |  |  | 25.5 | 0.85 | 17 | 25.5 | 5 | N |  |  | OP | X | 4 | 2022 | 2022 |  |  | N | IPP Non-CHP | IPP | IPP | 2 | X | GEO | Renewable | 25.5 | 0 | 1 | 0
Operable | 60472 | Tungsten Mountain |  | 60785 | Tungsten Mountain | NV | Vertical | Churchill | TMSL2 | Solar Photovoltaic | PV |  | S | X | X |  |  | 5 |  | 5 | 2.5 |  | N |  |  | OP | X | 7 | 2023 | 2023 |  |  | N | IPP Non-CHP | IPP | IPP | 2 | X | SUN | Renewable | 5 | 0 | 1 | 0
Operable | 60472 | Tungsten Mountain |  | 60785 | Tungsten Mountain | NV | Vertical | Churchill | TMSOL | Solar Photovoltaic | PV |  | S | X | X |  |  | 7.3 | 1 | 7.3 | 3.6 |  | N |  |  | OP | X | 7 | 2019 | 2019 |  |  | N | IPP Non-CHP | IPP | IPP | 2 | X | SUN | Renewable | 7.3 | 0 | 1 | 0
Operable | 60472 | Tungsten Mountain |  | 60785 | Tungsten Mountain | NV | Vertical | Churchill | UNIT1 | Geothermal | BT |  | S | X | X |  |  | 37 | 0.8 | 24.4 | 37 | 5 | N |  |  | OP | X | 12 | 2017 | 2017 |  |  | N | IPP Non-CHP | IPP | IPP | 2 | X | GEO | Renewable | 37 | 0 | 1 | 0
Operable | 19281 | Turlock Irrigation District |  | 161 | Turlock Lake | CA | Vertical | Stanislaus | 1 | Conventional Hydroelectric | HY |  | S | X | X |  |  | 1.1 | 0.95 | 1.1 | 1.1 | 0.3 | N |  |  | OP | X | 7 | 1980 | Pre-2000 |  |  | N | Electric Utility | Utility | Other | 1 | X | WAT | Renewable | 1.1 | 0 | 1 | 0
Operable | 19281 | Turlock Irrigation District |  | 161 | Turlock Lake | CA | Vertical | Stanislaus | 2 | Conventional Hydroelectric | HY |  | S | X | X |  |  | 1.1 | 0.95 | 1.1 | 1.1 | 0.3 | N |  |  | OP | X | 7 | 1980 | Pre-2000 |  |  | N | Electric Utility | Utility | Other | 1 | X | WAT | Renewable | 1.1 | 0 | 1 | 0
Operable | 19281 | Turlock Irrigation District |  | 161 | Turlock Lake | CA | Vertical | Stanislaus | 3 | Conventional Hydroelectric | HY |  | S | X | X |  |  | 1.1 | 0.95 | 1.1 | 1.1 | 0.3 | N |  |  | OP | X | 7 | 1980 | Pre-2000 |  |  | N | Electric Utility | Utility | Other | 1 | X | WAT | Renewable | 1.1 | 0 | 1 | 0
Operable | 19281 | Turlock Irrigation District |  | 162 | Hickman | CA | Vertical | Stanislaus | 1 | Conventional Hydroelectric | HY |  | S | X | X |  |  | 0.5 | 0.95 | 0.5 | 0.5 | 0.1 | N |  |  | OP | X | 9 | 1979 | Pre-2000 |  |  | N | Electric Utility | Utility | Other | 1 | X | WAT | Renewable | 0.5 | 0 | 1 | 0
Operable | 19281 | Turlock Irrigation District |  | 162 | Hickman | CA | Vertical | Stanislaus | 2 | Conventional Hydroelectric | HY |  | S | X | X |  |  | 0.5 | 0.95 | 0.5 | 0.5 | 0.1 | N |  |  | OP | X | 9 | 1979 | Pre-2000 |  |  | N | Electric Utility | Utility | Other | 1 | X | WAT | Renewable | 0.5 | 0 | 1 | 0
Operable | 19281 | Turlock Irrigation District |  | 439 | Don Pedro | CA | Vertical | Tuolumne | 1 | Conventional Hydroelectric | HY |  | J | X | X |  |  | 45.5 | 0.95 | 55 | 55 | 10 | N |  |  | OP | X | 5 | 1971 | Pre-2000 |  |  | N | Electric Utility | Utility | Other | 1 | X | WAT | Renewable | 45.5 | 0 | 1 | 0
Operable | 19281 | Turlock Irrigation District |  | 439 | Don Pedro | CA | Vertical | Tuolumne | 2 | Conventional Hydroelectric | HY |  | J | X | X |  |  | 45.5 | 0.95 | 55 | 55 | 10 | N |  |  | OP | X | 5 | 1971 | Pre-2000 |  |  | N | Electric Utility | Utility | Other | 1 | X | WAT | Renewable | 45.5 | 0 | 1 | 0
Operable | 19281 | Turlock Irrigation District |  | 439 | Don Pedro | CA | Vertical | Tuolumne | 3 | Conventional Hydroelectric | HY |  | J | X | X |  |  | 45.5 | 0.95 | 55 | 55 | 10 | N |  |  | OP | X | 5 | 1971 | Pre-2000 |  |  | N | Electric Utility | Utility | Other | 1 | X | WAT | Renewable | 45.5 | 0 | 1 | 0
Operable | 19281 | Turlock Irrigation District |  | 439 | Don Pedro | CA | Vertical | Tuolumne | 4 | Conventional Hydroelectric | HY |  | J | X | X |  |  | 34.3 | 0.9 | 38.2 | 38.2 | 8 | N |  |  | OP | X | 4 | 1989 | Pre-2000 |  |  | N | Electric Utility | Utility | Other | 1 | X | WAT | Renewable | 34.3 | 0 | 1 | 0
Operable | 19281 | Turlock Irrigation District |  | 440 | La Grange | CA | Vertical | Stanislaus | 1 | Conventional Hydroelectric | HY |  | S | X | X |  |  | 1.2 | 0.8 | 1 | 1 | 0.1 | N |  |  | OP | X | 12 | 1924 | Pre-2000 |  |  | N | Electric Utility | Utility | Other | 1 | X | WAT | Renewable | 1.2 | 0 | 1 | 0
Operable | 19281 | Turlock Irrigation District |  | 440 | La Grange | CA | Vertical | Stanislaus | 2 | Conventional Hydroelectric | HY |  | S | X | X |  |  | 3.3 | 0.8 | 3.3 | 3.3 | 0.1 | N |  |  | OP | X | 12 | 1924 | Pre-2000 |  |  | N | Electric Utility | Utility | Other | 1 | X | WAT | Renewable | 3.3 | 0 | 1 | 0
Operable | 19281 | Turlock Irrigation District |  | 489 | Upper Dawson | CA | Vertical | Tuolumne | 1 | Conventional Hydroelectric | HY |  | S | X | X |  |  | 4.4 | 0.95 | 5.5 | 5.5 | 0.6 | N |  |  | OP | X | 11 | 1983 | Pre-2000 |  |  | N | Electric Utility | Utility | Other | 1 | X | WAT | Renewable | 4.4 | 0 | 1 | 0
Operable | 19281 | Turlock Irrigation District |  | 4256 | Walnut | CA | Vertical | Stanislaus | 1 | Natural Gas Fired Combustion Turbine | GT |  | S | X | X |  |  | 24.9 | 0.9 | 23.5 | 24.9 | 11 | N |  |  | OP | X | 4 | 1986 | Pre-2000 |  |  | N | Electric Utility | Utility | Other | 1 | X | NG | Non-Renewable | 0 | 24.9 | 0 | 1 | DFO
Operable | 19281 | Turlock Irrigation District |  | 4256 | Walnut | CA | Vertical | Stanislaus | 2 | Natural Gas Fired Combustion Turbine | GT |  | S | X | X |  |  | 24.9 | 0.9 | 23.5 | 24.9 | 11 | N |  |  | OP | X | 4 | 1986 | Pre-2000 |  |  | N | Electric Utility | Utility | Other | 1 | X | NG | Non-Renewable | 0 | 24.9 | 0 | 1 | DFO
Operable | 19281 | Turlock Irrigation District |  | 7315 | Almond Power Plant | CA | Vertical | Stanislaus | 1 | Natural Gas Fired Combustion Turbine | GT |  | S | X | X |  |  | 49.5 | 0.9 | 49.5 | 49.5 | 16 | N |  |  | OP | X | 4 | 1996 | Pre-2000 |  |  | N | Electric Utility | Utility | Other | 1 | X | NG | Non-Renewable | 0 | 49.5 | 0 | 1
Operable | 19281 | Turlock Irrigation District |  | 7315 | Almond Power Plant | CA | Vertical | Stanislaus | 2 | Natural Gas Fired Combustion Turbine | GT |  | S | X | X |  |  | 58 | 0.9 | 50 | 58 | 16 | N |  |  | OP | X | 7 | 2012 | 2012 |  |  | N | Electric Utility | Utility | Other | 1 | X | NG | Non-Renewable | 0 | 58 | 0 | 1
Operable | 19281 | Turlock Irrigation District |  | 7315 | Almond Power Plant | CA | Vertical | Stanislaus | 3 | Natural Gas Fired Combustion Turbine | GT |  | S | X | X |  |  | 58 | 0.9 | 50 | 58 | 16 | N |  |  | OP | X | 7 | 2012 | 2012 |  |  | N | Electric Utility | Utility | Other | 1 | X | NG | Non-Renewable | 0 | 58 | 0 | 1
Operable | 19281 | Turlock Irrigation District |  | 7315 | Almond Power Plant | CA | Vertical | Stanislaus | 4 | Natural Gas Fired Combustion Turbine | GT |  | S | X | X |  |  | 58 | 0.9 | 50 | 58 | 16 | N |  |  | OP | X | 7 | 2012 | 2012 |  |  | N | Electric Utility | Utility | Other | 1 | X | NG | Non-Renewable | 0 | 58 | 0 | 1
Operable | 19281 | Turlock Irrigation District |  | 50218 | Woodward Power Plant | CA | Vertical | Stanislaus | U1 | Conventional Hydroelectric | HY |  | W | X | X | MRTU_VALLYHM_1_N004 |  | 2.8 | 0.95 | 2.7 | 2.6 | 0.3 | N |  |  | OP | X | 4 | 1982 | Pre-2000 |  |  | N | IPP Non-CHP | Utility | Municipal | 2 | X | WAT | Renewable | 2.8 | 0 | 1 | 0
Operable | 19281 | Turlock Irrigation District |  | 50219 | Frankenheimer Power Plant | CA | Vertical | Stanislaus | U1 | Conventional Hydroelectric | HY |  | W | X | X | MRTU_COTTLE_7_N002 |  | 5.3 | 0.95 | 4 | 4.3 | 0.5 | N |  |  | OP | X | 3 | 1983 | Pre-2000 |  |  | N | IPP Non-CHP | Utility | Municipal | 2 | X | WAT | Renewable | 5.3 | 0 | 1 | 0
Operable | 19281 | Turlock Irrigation District |  | 56078 | Walnut Energy Center | CA | Vertical | Stanislaus | 1 | Natural Gas Fired Combined Cycle | CT | WEC | S | X | N |  |  | 94.9 | 0.85 | 84 | 84 | 42 | N |  |  | OP | X | 2 | 2006 | 2006 |  |  | N | Electric Utility | Utility | Other | 1 | X | NG | Non-Renewable | 0 | 94.9 | 0 | 1
Operable | 19281 | Turlock Irrigation District |  | 56078 | Walnut Energy Center | CA | Vertical | Stanislaus | 2 | Natural Gas Fired Combined Cycle | CT | WEC | S | X | N |  |  | 94.9 | 0.85 | 84 | 84 | 42 | N |  |  | OP | X | 2 | 2006 | 2006 |  |  | N | Electric Utility | Utility | Other | 1 | X | NG | Non-Renewable | 0 | 94.9 | 0 | 1
Operable | 19281 | Turlock Irrigation District |  | 56078 | Walnut Energy Center | CA | Vertical | Stanislaus | 3 | Natural Gas Fired Combined Cycle | CA | WEC | S | N | X |  |  | 110.8 | 0.85 | 101 | 101 | 38 | N |  |  | OP | X | 2 | 2006 | 2006 |  |  | N | Electric Utility | Utility | Other | 1 | X | NG | Non-Renewable | 0 | 110.8 | 0 | 1
Operable | 19281 | Turlock Irrigation District |  | 56702 | Tuolumne Wind Project | WA | Vertical | Klickitat | WPT1 | Onshore Wind Turbine | WT |  | S | X | X | TIDS-MALIN_5_N101-MALIN500 |  | 136.3 |  | 136.3 | 136.3 | 0 | N |  |  | OP | X | 5 | 2009 | 2009 |  |  | N | Electric Utility | Utility | Other | 1 | X | WND | Renewable | 136.3 | 0 | 1 | 0
Operable | 57018 | Turnbull Hydro LLC |  | 57690 | Turnbull Hydro | MT | Vertical | Teton | 1 | Conventional Hydroelectric | HY |  | S | X | X |  |  | 5.3 | 0.9 | 5.3 |  | 1.5 | N |  |  | OP | X | 7 | 2011 | 2011 |  |  | N | IPP Non-CHP | IPP | IPP | 2 | X | WAT | Renewable | 5.3 | 0 | 1 | 0
Operable | 57018 | Turnbull Hydro LLC |  | 57690 | Turnbull Hydro | MT | Vertical | Teton | 2 | Conventional Hydroelectric | HY |  | S | X | X |  |  | 7.7 | 0.9 | 7.7 |  | 2 | N |  |  | OP | X | 6 | 2011 | 2011 |  |  | N | IPP Non-CHP | IPP | IPP | 2 | X | WAT | Renewable | 7.7 | 0 | 1 | 0
Operable | 18452 | Turner Properties Inc |  | 54323 | CNN Center | GA | Vertical | Fulton | D4_1 | Petroleum Liquids | IC |  | S | X | X |  |  | 1.5 | 0.8 | 1.5 | 1.5 | 0.4 | N |  |  | SB | Y | 2 | 2001 | 2001 |  |  | N | Commercial Non-CHP | Customer Sited | Other | 4 | X | DFO | Non-Renewable | 0 | 1.5 | 0 | 1
Operable | 18452 | Turner Properties Inc |  | 54323 | CNN Center | GA | Vertical | Fulton | D4_2 | Petroleum Liquids | IC |  | S | X | X |  |  | 2 | 0.8 | 2 | 2 | 0.5 | N |  |  | SB | Y | 2 | 2001 | 2001 |  |  | N | Commercial Non-CHP | Customer Sited | Other | 4 | X | DFO | Non-Renewable | 0 | 2 | 0 | 1
Operable | 18452 | Turner Properties Inc |  | 54323 | CNN Center | GA | Vertical | Fulton | D4_3 | Petroleum Liquids | IC |  | S | X | X |  |  | 2 | 0.8 | 2 | 2 | 0.5 | N |  |  | SB | Y | 6 | 2003 | 2003 |  |  | N | Commercial Non-CHP | Customer Sited | Other | 4 | X | DFO | Non-Renewable | 0 | 2 | 0 | 1
Operable | 18452 | Turner Properties Inc |  | 54323 | CNN Center | GA | Vertical | Fulton | D5_1 | Petroleum Liquids | IC |  | S | X | X |  |  | 2 | 0.8 | 2 | 2 | 0.5 | N |  |  | SB | Y | 2 | 2001 | 2001 |  |  | N | Commercial Non-CHP | Customer Sited | Other | 4 | X | DFO | Non-Renewable | 0 | 2 | 0 | 1
Operable | 18452 | Turner Properties Inc |  | 54323 | CNN Center | GA | Vertical | Fulton | D5_2 | Petroleum Liquids | IC |  | S | X | X |  |  | 2 | 0.8 | 2 | 2 | 0.5 | N |  |  | SB | Y | 6 | 2003 | 2003 |  |  | N | Commercial Non-CHP | Customer Sited | Other | 4 | X | DFO | Non-Renewable | 0 | 2 | 0 | 1
Operable | 18452 | Turner Properties Inc |  | 54323 | CNN Center | GA | Vertical | Fulton | D5_3 | Petroleum Liquids | IC |  | S | X | X |  |  | 2 | 0.8 | 2 | 2 | 0.5 | N |  |  | SB | Y | 6 | 2003 | 2003 |  |  | N | Commercial Non-CHP | Customer Sited | Other | 4 | X | DFO | Non-Renewable | 0 | 2 | 0 | 1
Operable | 18452 | Turner Properties Inc |  | 54323 | CNN Center | GA | Vertical | Fulton | DK2 | Petroleum Liquids | IC |  | S | X | X |  |  | 1.5 | 0.8 | 1.3 | 1.5 | 0.4 | N |  |  | SB | N | 6 | 1986 | Pre-2000 |  |  | N | Commercial Non-CHP | Customer Sited | Other | 4 | X | DFO | Non-Renewable | 0 | 1.5 | 0 | 1
Operable | 61330 | Turtle Creek Wind Farm LLC |  | 61638 | Turtle Creek Wind Farm LLC | IA | Vertical | Mitchell | TC1 | Onshore Wind Turbine | WT |  | S | X | X |  |  | 199.2 |  | 199.2 | 199.2 | 1 | N |  |  | OP | X | 12 | 2018 | 2018 |  |  | N | IPP Non-CHP | IPP | IPP | 2 | X | WND | Renewable | 199.2 | 0 | 1 | 0
Operable | 58340 | Tuscola Bay Wind LLC |  | 58351 | Tuscola Bay Wind | MI | Vertical | Tuscola | GE16 | Onshore Wind Turbine | WT |  | S | X | X |  |  | 120 |  | 120 | 120 | 6 | N |  |  | OP | X | 12 | 2012 | 2012 |  |  | N | IPP Non-CHP | IPP | IPP | 2 | X | WND | Renewable | 120 | 0 | 1 | 0
Operable | 58545 | Tuscola Wind II LLC |  | 58587 | Tuscola Wind II LLC | MI | Vertical | Tuscola | 1 | Onshore Wind Turbine | WT |  | S | X | X |  |  | 100.3 |  | 100.3 | 100.3 | 5 | N |  |  | OP | X | 11 | 2013 | 2013 |  |  | N | IPP Non-CHP | IPP | IPP | 2 | X | WND | Renewable | 100.3 | 0 | 1 | 0
Operable | 62828 | TWE Bowman Solar Project, LLC |  | 62828 | TWE Bowman Solar Project | SC | Vertical | Orangeburg | BOW | Solar Photovoltaic | PV |  | S | X | X |  |  | 75 |  | 73.1 | 73.1 |  | N |  |  | OP | X | 5 | 2020 | 2020 |  |  | N | IPP Non-CHP | IPP | IPP | 2 | X | SUN | Renewable | 75 | 0 | 1 | 0
Operable | 63728 | Tweite Community Solar LLC |  | 64099 | Tweite Community Solar LLC | MN | Vertical | Olmsted | TWEIT | Solar Photovoltaic | PV |  | S | X | X |  |  | 1 |  | 1 | 1 |  | N |  |  | OP | X | 11 | 2020 | 2020 |  |  | N | IPP Non-CHP | IPP | IPP | 2 | X | SUN | Renewable | 1 | 0 | 1 | 0
Operable | 56353 | Twin Cities Hydro LLC |  | 57069 | Twin Cities Hydro LLC | MN | Vertical | Ramsey | 1 | Conventional Hydroelectric | HY |  | S | X | X | NSP.MERPK1 | NSP.MERPK1 | 4.5 | 0.8 | 4.5 | 4.5 | 2 | N |  |  | OP | X | 10 | 1924 | Pre-2000 |  |  | N | IPP Non-CHP | IPP | IPP | 2 | X | WAT | Renewable | 4.5 | 0 | 1 | 0
Operable | 56353 | Twin Cities Hydro LLC |  | 57069 | Twin Cities Hydro LLC | MN | Vertical | Ramsey | 2 | Conventional Hydroelectric | HY |  | S | X | X | NSP.MERPK1 | NSP.MERPK1 | 4.5 | 0.8 | 4.5 | 4.5 | 2 | N |  |  | OP | X | 10 | 1924 | Pre-2000 |  |  | N | IPP Non-CHP | IPP | IPP | 2 | X | WAT | Renewable | 4.5 | 0 | 1 | 0
Operable | 56353 | Twin Cities Hydro LLC |  | 57069 | Twin Cities Hydro LLC | MN | Vertical | Ramsey | 3 | Conventional Hydroelectric | HY |  | S | X | X | NSP.MERPK1 | NSP.MERPK1 | 4.5 | 0.8 | 4.5 | 4.5 | 2 | N |  |  | OP | X | 10 | 1924 | Pre-2000 |  |  | N | IPP Non-CHP | IPP | IPP | 2 | X | WAT | Renewable | 4.5 | 0 | 1 | 0
Operable | 56353 | Twin Cities Hydro LLC |  | 57069 | Twin Cities Hydro LLC | MN | Vertical | Ramsey | 4 | Conventional Hydroelectric | HY |  | S | X | X | NSP.MERPK1 | NSP.MERPK1 | 4.5 | 0.8 | 4.5 | 4.5 | 2 | N |  |  | OP | X | 10 | 1924 | Pre-2000 |  |  | N | IPP Non-CHP | IPP | IPP | 2 | X | WAT | Renewable | 4.5 | 0 | 1 | 0
Operable | 58103 | Twin Rivers Paper Co LLC |  | 58146 | Twin Rivers Paper Co LLC | ME | Restructured | Aroostook | GEN5 | All Other | ST |  | S | X | X |  |  | 22 | 0.85 | 22 | 22 | 6 | N |  |  | OP | X | 5 | 1987 | Pre-2000 |  |  | Y | Industrial CHP | Customer Sited | Other | 7 | T | PUR | Other | 0 | 0 | 0 | 0
Operable | 63903 | Two Dot Wind Broadview East LLC |  | 64332 | Two Dot Wind Broadview East LLC | MT | Vertical | Yellowstone | CHL2 | Onshore Wind Turbine | WT |  | S | X | X |  |  | 1.8 |  | 1.6 | 1.6 | 0.1 | N |  |  | OP | X | 10 | 2018 | 2018 |  |  | N | IPP Non-CHP | IPP | IPP | 2 | X | WND | Renewable | 1.8 | 0 | 1 | 0
Operable | 59871 | TX Jumbo Road Wind, LLC |  | 59621 | TX Jumbo Road Wind | TX | Restructured | Deaf Smith | JRWND | Onshore Wind Turbine | WT |  | S | X | X |  |  | 299.7 |  | 299.7 | 299.7 | 1 | N |  |  | OP | X | 4 | 2015 | 2015 |  |  | N | IPP Non-CHP | IPP | IPP | 2 | X | WND | Renewable | 299.7 | 0 | 1 | 0
Operable | 56772 | TX LFG Energy, LP |  | 55556 | Security | TX | Restructured | Montgomery | GEN5 | Landfill Gas | IC |  | S | X | X |  |  | 1.7 | 0.8 | 1.7 | 1.7 | 0.2 | N |  |  | OP | X | 3 | 2003 | 2003 |  |  | N | IPP Non-CHP | IPP | IPP | 2 | X | LFG | Renewable | 1.7 | 0 | 1 | 0
Operable | 56772 | TX LFG Energy, LP |  | 55556 | Security | TX | Restructured | Montgomery | UNT2 | Landfill Gas | IC |  | S | X | X |  |  | 1.7 | 0.8 | 1.7 | 1.7 | 0.2 | N |  |  | OP | X | 12 | 2003 | 2003 |  |  | N | IPP Non-CHP | IPP | IPP | 2 | X | LFG | Renewable | 1.7 | 0 | 1 | 0
Operable | 22199 | U S Air Force-Eielson AFB |  | 50392 | Eielson AFB Central Heat & Power Plant | AK | Vertical | Fairbanks North Star | DG01 | Petroleum Liquids | IC |  | S | X | X |  |  | 1.5 | 0.8 | 1.4 | 1.4 | 0.3 | N |  |  | SB | Y | 11 | 1998 | Pre-2000 |  |  | N | Commercial CHP | Customer Sited | Other | 5 | X | DFO | Non-Renewable | 0 | 1.5 | 0 | 1
Operable | 22199 | U S Air Force-Eielson AFB |  | 50392 | Eielson AFB Central Heat & Power Plant | AK | Vertical | Fairbanks North Star | DG02 | Petroleum Liquids | IC |  | S | X | X |  |  | 1.5 | 0.8 | 1.4 | 1.4 | 0.3 | N |  |  | SB | Y | 11 | 1998 | Pre-2000 |  |  | N | Commercial CHP | Customer Sited | Other | 5 | X | DFO | Non-Renewable | 0 | 1.5 | 0 | 1
Operable | 22199 | U S Air Force-Eielson AFB |  | 50392 | Eielson AFB Central Heat & Power Plant | AK | Vertical | Fairbanks North Star | DG03 | Petroleum Liquids | IC |  | S | X | X |  |  | 1.5 | 0.8 | 1.4 | 1.4 | 0.3 | N |  |  | SB | Y | 11 | 1998 | Pre-2000 |  |  | N | Commercial CHP | Customer Sited | Other | 5 | X | DFO | Non-Renewable | 0 | 1.5 | 0 | 1
Operable | 22199 | U S Air Force-Eielson AFB |  | 50392 | Eielson AFB Central Heat & Power Plant | AK | Vertical | Fairbanks North Star | DG04 | Petroleum Liquids | IC |  | S | X | X |  |  | 1.5 | 0.8 | 1.4 | 1.4 | 0.3 | N |  |  | SB | Y | 11 | 1998 | Pre-2000 |  |  | N | Commercial CHP | Customer Sited | Other | 5 | X | DFO | Non-Renewable | 0 | 1.5 | 0 | 1
Operable | 22199 | U S Air Force-Eielson AFB |  | 50392 | Eielson AFB Central Heat & Power Plant | AK | Vertical | Fairbanks North Star | TG3 | Conventional Steam Coal | ST |  | S | X | X |  |  | 5 | 0.8 | 5 | 5 | 1 | N |  |  | OP | X | 8 | 1955 | Pre-2000 |  |  | Y | Commercial CHP | Customer Sited | Other | 5 | T | SUB | Non-Renewable | 0 | 5 | 0 | 1
Operable | 22199 | U S Air Force-Eielson AFB |  | 50392 | Eielson AFB Central Heat & Power Plant | AK | Vertical | Fairbanks North Star | TG4 | Conventional Steam Coal | ST |  | S | X | X |  |  | 5 | 0.8 | 5 | 5 | 1 | N |  |  | OP | X | 6 | 1969 | Pre-2000 |  |  | Y | Commercial CHP | Customer Sited | Other | 5 | T | SUB | Non-Renewable | 0 | 5 | 0 | 1
Operable | 22199 | U S Air Force-Eielson AFB |  | 50392 | Eielson AFB Central Heat & Power Plant | AK | Vertical | Fairbanks North Star | TG5 | Conventional Steam Coal | ST |  | S | X | X |  |  | 10 | 0.8 | 9 | 9.5 | 3 | N |  |  | OP | X | 10 | 1987 | Pre-2000 |  |  | Y | Commercial CHP | Customer Sited | Other | 5 | T | SUB | Non-Renewable | 0 | 10 | 0 | 1
Operable | 22669 | U S Borax Inc |  | 50115 | US Borax | CA | Vertical | Kern | GEN1 | Natural Gas Fired Combustion Turbine | GT |  | S | X | X |  |  | 48.2 | 0.85 | 39 | 42 | 39 | N |  |  | OP | X | 7 | 1984 | Pre-2000 |  |  | Y | Industrial CHP | Customer Sited | Other | 7 | T | NG | Non-Renewable | 0 | 48.2 | 0 | 1
Operable | 2518 | U S Bureau of Reclamation |  | 152 | Davis Dam | AZ | Vertical | Mohave | 1 | Conventional Hydroelectric | HY |  | S | X | X |  |  | 51.7 | 1 | 51.7 | 51.7 | 0 | N |  |  | OP | X | 1 | 1951 | Pre-2000 |  |  | N | Electric Utility | Utility | Municipal | 1 | X | WAT | Renewable | 51.7 | 0 | 1 | 0
Operable | 2518 | U S Bureau of Reclamation |  | 152 | Davis Dam | AZ | Vertical | Mohave | 2 | Conventional Hydroelectric | HY |  | S | X | X |  |  | 51.7 | 1 | 51.7 | 51.7 | 0 | N |  |  | OP | X | 4 | 1951 | Pre-2000 |  |  | N | Electric Utility | Utility | Municipal | 1 | X | WAT | Renewable | 51.7 | 0 | 1 | 0
Operable | 2518 | U S Bureau of Reclamation |  | 152 | Davis Dam | AZ | Vertical | Mohave | 3 | Conventional Hydroelectric | HY |  | S | X | X |  |  | 48 | 1 | 48 | 48 | 0 | N |  |  | OP | X | 4 | 1951 | Pre-2000 |  |  | N | Electric Utility | Utility | Municipal | 1 | X | WAT | Renewable | 48 | 0 | 1 | 0
Operable | 2518 | U S Bureau of Reclamation |  | 152 | Davis Dam | AZ | Vertical | Mohave | 4 | Conventional Hydroelectric | HY |  | S | X | X |  |  | 51.7 | 1 | 51.7 | 51.7 | 0 | N |  |  | OP | X | 5 | 1951 | Pre-2000 |  |  | N | Electric Utility | Utility | Municipal | 1 | X | WAT | Renewable | 51.7 | 0 | 1 | 0
Operable | 2518 | U S Bureau of Reclamation |  | 152 | Davis Dam | AZ | Vertical | Mohave | 5 | Conventional Hydroelectric | HY |  | S | X | X |  |  | 51.7 | 1 | 51.7 | 51.7 | 0 | N |  |  | OP | X | 6 | 1951 | Pre-2000 |  |  | N | Electric Utility | Utility | Municipal | 1 | X | WAT | Renewable | 51.7 | 0 | 1 | 0
Operable | 2518 | U S Bureau of Reclamation |  | 153 | Glen Canyon Dam | AZ | Vertical | Coconino | 1 | Conventional Hydroelectric | HY |  | S | X | X |  |  | 165 | 0.95 | 165 | 165 | 0 | N |  |  | OP | X | 9 | 1964 | Pre-2000 |  |  | N | Electric Utility | Utility | Municipal | 1 | X | WAT | Renewable | 165 | 0 | 1 | 0
Operable | 2518 | U S Bureau of Reclamation |  | 153 | Glen Canyon Dam | AZ | Vertical | Coconino | 2 | Conventional Hydroelectric | HY |  | S | X | X |  |  | 165 | 0.95 | 165 | 165 | 0 | N |  |  | OP | X | 9 | 1964 | Pre-2000 |  |  | N | Electric Utility | Utility | Municipal | 1 | X | WAT | Renewable | 165 | 0 | 1 | 0
Operable | 2518 | U S Bureau of Reclamation |  | 153 | Glen Canyon Dam | AZ | Vertical | Coconino | 3 | Conventional Hydroelectric | HY |  | S | X | X |  |  | 165 | 0.95 | 165 | 165 | 0 | N |  |  | OP | X | 12 | 1964 | Pre-2000 |  |  | N | Electric Utility | Utility | Municipal | 1 | X | WAT | Renewable | 165 | 0 | 1 | 0
Operable | 2518 | U S Bureau of Reclamation |  | 153 | Glen Canyon Dam | AZ | Vertical | Coconino | 4 | Conventional Hydroelectric | HY |  | S | X | X |  |  | 165 | 0.95 | 165 | 165 | 0 | N |  |  | OP | X | 2 | 1965 | Pre-2000 |  |  | N | Electric Utility | Utility | Municipal | 1 | X | WAT | Renewable | 165 | 0 | 1 | 0
Operable | 2518 | U S Bureau of Reclamation |  | 153 | Glen Canyon Dam | AZ | Vertical | Coconino | 5 | Conventional Hydroelectric | HY |  | S | X | X |  |  | 165 | 0.95 | 165 | 165 | 0 | N |  |  | OP | X | 7 | 1965 | Pre-2000 |  |  | N | Electric Utility | Utility | Municipal | 1 | X | WAT | Renewable | 165 | 0 | 1 | 0
Operable | 2518 | U S Bureau of Reclamation |  | 153 | Glen Canyon Dam | AZ | Vertical | Coconino | 6 | Conventional Hydroelectric | HY |  | S | X | X |  |  | 165 | 0.95 | 165 | 165 | 0 | N |  |  | OP | X | 10 | 1965 | Pre-2000 |  |  | N | Electric Utility | Utility | Municipal | 1 | X | WAT | Renewable | 165 | 0 | 1 | 0
Operable | 2518 | U S Bureau of Reclamation |  | 153 | Glen Canyon Dam | AZ | Vertical | Coconino | 7 | Conventional Hydroelectric | HY |  | S | X | X |  |  | 157 | 0.95 | 157 | 157 | 0 | N |  |  | OP | X | 1 | 1966 | Pre-2000 |  |  | N | Electric Utility | Utility | Municipal | 1 | X | WAT | Renewable | 157 | 0 | 1 | 0
Operable | 2518 | U S Bureau of Reclamation |  | 153 | Glen Canyon Dam | AZ | Vertical | Coconino | 8 | Conventional Hydroelectric | HY |  | S | X | X |  |  | 165 | 0.95 | 165 | 165 | 0 | N |  |  | OP | X | 2 | 1966 | Pre-2000 |  |  | N | Electric Utility | Utility | Municipal | 1 | X | WAT | Renewable | 165 | 0 | 1 | 0
Operable | 2518 | U S Bureau of Reclamation |  | 154 | Hoover Dam (NV) | NV | Vertical | Clark | N0 | Conventional Hydroelectric | HY |  | S | X | X |  |  | 2.4 | 0.8 | 2.4 | 2.4 | 0 | N |  |  | OP | X | 9 | 1936 | Pre-2000 |  |  | N | Electric Utility | Utility | Municipal | 1 | X | WAT | Renewable | 2.4 | 0 | 1 | 0
Operable | 2518 | U S Bureau of Reclamation |  | 154 | Hoover Dam (NV) | NV | Vertical | Clark | N1 | Conventional Hydroelectric | HY |  | S | X | X |  |  | 130 | 0.98 | 130 | 130 | 0 | N |  |  | OP | X | 12 | 1936 | Pre-2000 |  |  | N | Electric Utility | Utility | Municipal | 1 | X | WAT | Renewable | 130 | 0 | 1 | 0
Operable | 2518 | U S Bureau of Reclamation |  | 154 | Hoover Dam (NV) | NV | Vertical | Clark | N2 | Conventional Hydroelectric | HY |  | S | X | X |  |  | 130 | 0.98 | 130 | 130 | 0 | N |  |  | OP | X | 10 | 1936 | Pre-2000 |  |  | N | Electric Utility | Utility | Municipal | 1 | X | WAT | Renewable | 130 | 0 | 1 | 0
Operable | 2518 | U S Bureau of Reclamation |  | 154 | Hoover Dam (NV) | NV | Vertical | Clark | N3 | Conventional Hydroelectric | HY |  | S | X | X |  |  | 130 | 0.98 | 130 | 130 | 0 | N |  |  | OP | X | 3 | 1937 | Pre-2000 |  |  | N | Electric Utility | Utility | Municipal | 1 | X | WAT | Renewable | 130 | 0 | 1 | 0
Operable | 2518 | U S Bureau of Reclamation |  | 154 | Hoover Dam (NV) | NV | Vertical | Clark | N4 | Conventional Hydroelectric | HY |  | S | X | X |  |  | 130 | 0.98 | 130 | 130 | 0 | N |  |  | OP | X | 11 | 1936 | Pre-2000 |  |  | N | Electric Utility | Utility | Municipal | 1 | X | WAT | Renewable | 130 | 0 | 1 | 0
Operable | 2518 | U S Bureau of Reclamation |  | 154 | Hoover Dam (NV) | NV | Vertical | Clark | N5 | Conventional Hydroelectric | HY |  | S | X | X |  |  | 130 | 0.98 | 130 | 130 | 0 | N |  |  | OP | X | 6 | 1938 | Pre-2000 |  |  | N | Electric Utility | Utility | Municipal | 1 | X | WAT | Renewable | 130 | 0 | 1 | 0
Operable | 2518 | U S Bureau of Reclamation |  | 154 | Hoover Dam (NV) | NV | Vertical | Clark | N6 | Conventional Hydroelectric | HY |  | S | X | X |  |  | 130 | 0.98 | 130 | 130 | 0 | N |  |  | OP | X | 8 | 1938 | Pre-2000 |  |  | N | Electric Utility | Utility | Municipal | 1 | X | WAT | Renewable | 130 | 0 | 1 | 0
Operable | 2518 | U S Bureau of Reclamation |  | 154 | Hoover Dam (NV) | NV | Vertical | Clark | N7 | Conventional Hydroelectric | HY |  | S | X | X |  |  | 127 | 0.97 | 127 | 127 | 0 | N |  |  | OP | X | 11 | 1944 | Pre-2000 |  |  | N | Electric Utility | Utility | Municipal | 1 | X | WAT | Renewable | 127 | 0 | 1 | 0
Operable | 2518 | U S Bureau of Reclamation |  | 154 | Hoover Dam (NV) | NV | Vertical | Clark | N8 | Conventional Hydroelectric | HY |  | S | X | X |  |  | 130 | 0.98 | 130 | 130 | 0 | N |  |  | OP | X | 12 | 1961 | Pre-2000 |  |  | N | Electric Utility | Utility | Municipal | 1 | X | WAT | Renewable | 130 | 0 | 1 | 0
Operable | 2518 | U S Bureau of Reclamation |  | 441 | Folsom | CA | Vertical | Sacramento | 1 | Conventional Hydroelectric | HY |  | S | X | X |  |  | 66.2 | 1 | 71.7 | 71.7 | 0 | N |  |  | OP | X | 6 | 1955 | Pre-2000 |  |  | N | Electric Utility | Utility | Municipal | 1 | X | WAT | Renewable | 66.2 | 0 | 1 | 0
Operable | 2518 | U S Bureau of Reclamation |  | 441 | Folsom | CA | Vertical | Sacramento | 2 | Conventional Hydroelectric | HY |  | S | X | X |  |  | 66.2 | 1 | 71.7 | 71.7 | 0 | N |  |  | OP | X | 10 | 1955 | Pre-2000 |  |  | N | Electric Utility | Utility | Municipal | 1 | X | WAT | Renewable | 66.2 | 0 | 1 | 0
Operable | 2518 | U S Bureau of Reclamation |  | 441 | Folsom | CA | Vertical | Sacramento | 3 | Conventional Hydroelectric | HY |  | S | X | X |  |  | 66.2 | 1 | 71.7 | 71.7 | 0 | N |  |  | OP | X | 5 | 1955 | Pre-2000 |  |  | N | Electric Utility | Utility | Municipal | 1 | X | WAT | Renewable | 66.2 | 0 | 1 | 0
Operable | 2518 | U S Bureau of Reclamation |  | 442 | Judge F Carr | CA | Vertical | Shasta | 1 | Conventional Hydroelectric | HY |  | S | X | X |  |  | 77.2 | 0.91 | 88.7 | 88.7 | 0 | N |  |  | OP | X | 5 | 1963 | Pre-2000 |  |  | N | Electric Utility | Utility | Municipal | 1 | X | WAT | Renewable | 77.2 | 0 | 1 | 0
Operable | 2518 | U S Bureau of Reclamation |  | 442 | Judge F Carr | CA | Vertical | Shasta | 2 | Conventional Hydroelectric | HY |  | S | X | X |  |  | 77.2 | 0.91 | 88.7 | 88.7 | 0 | N |  |  | OP | X | 7 | 1963 | Pre-2000 |  |  | N | Electric Utility | Utility | Municipal | 1 | X | WAT | Renewable | 77.2 | 0 | 1 | 0
Operable | 2518 | U S Bureau of Reclamation |  | 443 | Keswick | CA | Vertical | Shasta | 1 | Conventional Hydroelectric | HY |  | S | X | X |  |  | 39 | 1 | 39 | 39 | 0 | N |  |  | OP | X | 3 | 1950 | Pre-2000 |  |  | N | Electric Utility | Utility | Municipal | 1 | X | WAT | Renewable | 39 | 0 | 1 | 0
Operable | 2518 | U S Bureau of Reclamation |  | 443 | Keswick | CA | Vertical | Shasta | 2 | Conventional Hydroelectric | HY |  | S | X | X |  |  | 39 | 1 | 39 | 39 | 0 | N |  |  | OP | X | 12 | 1949 | Pre-2000 |  |  | N | Electric Utility | Utility | Municipal | 1 | X | WAT | Renewable | 39 | 0 | 1 | 0
Operable | 2518 | U S Bureau of Reclamation |  | 443 | Keswick | CA | Vertical | Shasta | 3 | Conventional Hydroelectric | HY |  | S | X | X |  |  | 39 | 1 | 39 | 39 | 0 | N |  |  | OP | X | 10 | 1949 | Pre-2000 |  |  | N | Electric Utility | Utility | Municipal | 1 | X | WAT | Renewable | 39 | 0 | 1 | 0
Operable | 2518 | U S Bureau of Reclamation |  | 444 | Nimbus | CA | Vertical | Sacramento | 1 | Conventional Hydroelectric | HY |  | S | X | X |  |  | 6.7 | 0.9 | 8.3 | 8.3 | 0 | N |  |  | OP | X | 5 | 1955 | Pre-2000 |  |  | N | Electric Utility | Utility | Municipal | 1 | X | WAT | Renewable | 6.7 | 0 | 1 | 0
Operable | 2518 | U S Bureau of Reclamation |  | 444 | Nimbus | CA | Vertical | Sacramento | 2 | Conventional Hydroelectric | HY |  | S | X | X |  |  | 6.7 | 0.9 | 8.3 | 8.3 | 0 | N |  |  | OP | X | 6 | 1955 | Pre-2000 |  |  | N | Electric Utility | Utility | Municipal | 1 | X | WAT | Renewable | 6.7 | 0 | 1 | 0
Operable | 2518 | U S Bureau of Reclamation |  | 445 | Shasta | CA | Vertical | Shasta | 1 | Conventional Hydroelectric | HY |  | S | X | X |  |  | 142 | 1 | 142 | 142 | 0 | N |  |  | OP | X | 4 | 1949 | Pre-2000 |  |  | N | Electric Utility | Utility | Municipal | 1 | X | WAT | Renewable | 142 | 0 | 1 | 0
Operable | 2518 | U S Bureau of Reclamation |  | 445 | Shasta | CA | Vertical | Shasta | 2 | Conventional Hydroelectric | HY |  | S | X | X |  |  | 142 | 1 | 142 | 142 | 0 | N |  |  | OP | X | 7 | 1948 | Pre-2000 |  |  | N | Electric Utility | Utility | Municipal | 1 | X | WAT | Renewable | 142 | 0 | 1 | 0
Operable | 2518 | U S Bureau of Reclamation |  | 445 | Shasta | CA | Vertical | Shasta | 3 | Conventional Hydroelectric | HY |  | S | X | X |  |  | 142 | 1 | 142 | 142 | 0 | N |  |  | OP | X | 6 | 1944 | Pre-2000 |  |  | N | Electric Utility | Utility | Municipal | 1 | X | WAT | Renewable | 142 | 0 | 1 | 0
Operable | 2518 | U S Bureau of Reclamation |  | 445 | Shasta | CA | Vertical | Shasta | 4 | Conventional Hydroelectric | HY |  | S | X | X |  |  | 142 | 1 | 142 | 142 | 0 | N |  |  | OP | X | 6 | 1944 | Pre-2000 |  |  | N | Electric Utility | Utility | Municipal | 1 | X | WAT | Renewable | 142 | 0 | 1 | 0
Operable | 2518 | U S Bureau of Reclamation |  | 445 | Shasta | CA | Vertical | Shasta | 5 | Conventional Hydroelectric | HY |  | S | X | X |  |  | 142 | 1 | 142 | 142 | 0 | N |  |  | OP | X | 3 | 1948 | Pre-2000 |  |  | N | Electric Utility | Utility | Municipal | 1 | X | WAT | Renewable | 142 | 0 | 1 | 0
Operable | 2518 | U S Bureau of Reclamation |  | 445 | Shasta | CA | Vertical | Shasta | S1 | Conventional Hydroelectric | HY |  | S | X | X |  |  | 2 | 0.8 | 2 | 2 | 0 | N |  |  | OP | X | 6 | 1944 | Pre-2000 |  |  | N | Electric Utility | Utility | Municipal | 1 | X | WAT | Renewable | 2 | 0 | 1 | 0
Operable | 2518 | U S Bureau of Reclamation |  | 445 | Shasta | CA | Vertical | Shasta | S2 | Conventional Hydroelectric | HY |  | S | X | X |  |  | 2 | 0.8 | 2 | 2 | 0 | N |  |  | OP | X | 6 | 1944 | Pre-2000 |  |  | N | Electric Utility | Utility | Municipal | 1 | X | WAT | Renewable | 2 | 0 | 1 | 0
Operable | 2518 | U S Bureau of Reclamation |  | 446 | ONeill | CA | Vertical | Merced | 1 | Hydroelectric Pumped Storage | PS |  | S | X | X |  |  | 4.2 | 1 | 2.4 | 2.4 | 0 | N |  |  | OP | X | 1 | 1968 | Pre-2000 |  |  | N | Electric Utility | Utility | Municipal | 1 | X | WAT | Renewable | 4.2 | 0 | 1 | 0
Operable | 2518 | U S Bureau of Reclamation |  | 446 | ONeill | CA | Vertical | Merced | 2 | Hydroelectric Pumped Storage | PS |  | S | X | X |  |  | 4.2 | 1 | 2.4 | 2.4 | 0 | N |  |  | OP | X | 2 | 1968 | Pre-2000 |  |  | N | Electric Utility | Utility | Municipal | 1 | X | WAT | Renewable | 4.2 | 0 | 1 | 0
Operable | 2518 | U S Bureau of Reclamation |  | 446 | ONeill | CA | Vertical | Merced | 3 | Hydroelectric Pumped Storage | PS |  | S | X | X |  |  | 4.2 | 1 | 2.4 | 2.4 | 0 | N |  |  | OP | X | 11 | 1967 | Pre-2000 |  |  | N | Electric Utility | Utility | Municipal | 1 | X | WAT | Renewable | 4.2 | 0 | 1 | 0
Operable | 2518 | U S Bureau of Reclamation |  | 446 | ONeill | CA | Vertical | Merced | 4 | Hydroelectric Pumped Storage | PS |  | S | X | X |  |  | 4.2 | 1 | 2.4 | 2.4 | 0 | N |  |  | OP | X | 11 | 1967 | Pre-2000 |  |  | N | Electric Utility | Utility | Municipal | 1 | X | WAT | Renewable | 4.2 | 0 | 1 | 0
Operable | 2518 | U S Bureau of Reclamation |  | 446 | ONeill | CA | Vertical | Merced | 5 | Hydroelectric Pumped Storage | PS |  | S | X | X |  |  | 4.2 | 1 | 2.4 | 2.4 | 0 | N |  |  | OP | X | 2 | 1968 | Pre-2000 |  |  | N | Electric Utility | Utility | Municipal | 1 | X | WAT | Renewable | 4.2 | 0 | 1 | 0
Operable | 2518 | U S Bureau of Reclamation |  | 446 | ONeill | CA | Vertical | Merced | 6 | Hydroelectric Pumped Storage | PS |  | S | X | X |  |  | 4.2 | 1 | 2.4 | 2.4 | 0 | N |  |  | OP | X | 12 | 1967 | Pre-2000 |  |  | N | Electric Utility | Utility | Municipal | 1 | X | WAT | Renewable | 4.2 | 0 | 1 | 0
Operable | 2518 | U S Bureau of Reclamation |  | 447 | Parker Dam | CA | Vertical | San Bernardino | 1 | Conventional Hydroelectric | HY |  | S | X | X |  |  | 30 | 1 | 30 | 30 | 0 | N |  |  | OP | X | 12 | 1942 | Pre-2000 |  |  | N | Electric Utility | Utility | Municipal | 1 | X | WAT | Renewable | 30 | 0 | 1 | 0
Operable | 2518 | U S Bureau of Reclamation |  | 447 | Parker Dam | CA | Vertical | San Bernardino | 2 | Conventional Hydroelectric | HY |  | S | X | X |  |  | 30 | 1 | 30 | 30 | 0 | N |  |  | OP | X | 1 | 1943 | Pre-2000 |  |  | N | Electric Utility | Utility | Municipal | 1 | X | WAT | Renewable | 30 | 0 | 1 | 0
Operable | 2518 | U S Bureau of Reclamation |  | 447 | Parker Dam | CA | Vertical | San Bernardino | 3 | Conventional Hydroelectric | HY |  | S | X | X |  |  | 30 | 1 | 30 | 30 | 0 | N |  |  | OP | X | 12 | 1942 | Pre-2000 |  |  | N | Electric Utility | Utility | Municipal | 1 | X | WAT | Renewable | 30 | 0 | 1 | 0
Operable | 2518 | U S Bureau of Reclamation |  | 447 | Parker Dam | CA | Vertical | San Bernardino | 4 | Conventional Hydroelectric | HY |  | S | X | X |  |  | 30 | 1 | 30 | 30 | 0 | N |  |  | OP | X | 5 | 1943 | Pre-2000 |  |  | N | Electric Utility | Utility | Municipal | 1 | X | WAT | Renewable | 30 | 0 | 1 | 0
Operable | 2518 | U S Bureau of Reclamation |  | 450 | Spring Creek | CA | Vertical | Shasta | 1 | Conventional Hydroelectric | HY |  | S | X | X |  |  | 90 | 0.95 | 90 | 90 | 0 | N |  |  | OP | X | 1 | 1964 | Pre-2000 |  |  | N | Electric Utility | Utility | Municipal | 1 | X | WAT | Renewable | 90 | 0 | 1 | 0
Operable | 2518 | U S Bureau of Reclamation |  | 450 | Spring Creek | CA | Vertical | Shasta | 2 | Conventional Hydroelectric | HY |  | S | X | X |  |  | 90 | 0.95 | 90 | 90 | 0 | N |  |  | OP | X | 3 | 1964 | Pre-2000 |  |  | N | Electric Utility | Utility | Municipal | 1 | X | WAT | Renewable | 90 | 0 | 1 | 0
Operable | 2518 | U S Bureau of Reclamation |  | 451 | Trinity | CA | Vertical | Trinity | 1 | Conventional Hydroelectric | HY |  | S | X | X |  |  | 70 | 1 | 70 | 70 | 0 | N |  |  | OP | X | 2 | 1964 | Pre-2000 |  |  | N | Electric Utility | Utility | Municipal | 1 | X | WAT | Renewable | 70 | 0 | 1 | 0
Operable | 2518 | U S Bureau of Reclamation |  | 451 | Trinity | CA | Vertical | Trinity | 2 | Conventional Hydroelectric | HY |  | S | X | X |  |  | 70 | 1 | 70 | 70 | 0 | N |  |  | OP | X | 2 | 1964 | Pre-2000 |  |  | N | Electric Utility | Utility | Municipal | 1 | X | WAT | Renewable | 70 | 0 | 1 | 0
Operable | 2518 | U S Bureau of Reclamation |  | 505 | Boysen | WY | Vertical | Fremont | 1 | Conventional Hydroelectric | HY |  | S | X | X |  |  | 7.5 | 0.9 | 8.6 | 8.6 | 0 | N |  |  | OP | X | 8 | 1952 | Pre-2000 |  |  | N | Electric Utility | Utility | Municipal | 1 | X | WAT | Renewable | 7.5 | 0 | 1 | 0
Operable | 2518 | U S Bureau of Reclamation |  | 505 | Boysen | WY | Vertical | Fremont | 2 | Conventional Hydroelectric | HY |  | S | X | X |  |  | 7.5 | 0.9 | 8.6 | 8.6 | 0 | N |  |  | OP | X | 9 | 1952 | Pre-2000 |  |  | N | Electric Utility | Utility | Municipal | 1 | X | WAT | Renewable | 7.5 | 0 | 1 | 0
Operable | 2518 | U S Bureau of Reclamation |  | 512 | Blue Mesa | CO | Vertical | Gunnison | 1 | Conventional Hydroelectric | HY |  | S | X | X |  |  | 43.2 | 0.9 | 43.2 | 43.2 | 0 | N |  |  | OP | X | 9 | 1967 | Pre-2000 |  |  | N | Electric Utility | Utility | Municipal | 1 | X | WAT | Renewable | 43.2 | 0 | 1 | 0
Operable | 2518 | U S Bureau of Reclamation |  | 512 | Blue Mesa | CO | Vertical | Gunnison | 2 | Conventional Hydroelectric | HY |  | S | X | X |  |  | 43.2 | 0.9 | 43.2 | 43.2 | 0 | N |  |  | OP | X | 11 | 1967 | Pre-2000 |  |  | N | Electric Utility | Utility | Municipal | 1 | X | WAT | Renewable | 43.2 | 0 | 1 | 0
Operable | 2518 | U S Bureau of Reclamation |  | 513 | Estes | CO | Vertical | Larimer | 1 | Conventional Hydroelectric | HY |  | S | X | X |  |  | 15 | 0.9 | 17.2 | 17.2 | 0 | N |  |  | OP | X | 9 | 1950 | Pre-2000 |  |  | N | Electric Utility | Utility | Municipal | 1 | X | WAT | Renewable | 15 | 0 | 1 | 0
Operable | 2518 | U S Bureau of Reclamation |  | 513 | Estes | CO | Vertical | Larimer | 2 | Conventional Hydroelectric | HY |  | S | X | X |  |  | 15 | 0.9 | 17.2 | 17.2 | 0 | N |  |  | OP | X | 12 | 1950 | Pre-2000 |  |  | N | Electric Utility | Utility | Municipal | 1 | X | WAT | Renewable | 15 | 0 | 1 | 0
Operable | 2518 | U S Bureau of Reclamation |  | 513 | Estes | CO | Vertical | Larimer | 3 | Conventional Hydroelectric | HY |  | S | X | X |  |  | 15 | 0.9 | 17.2 | 17.2 | 0 | N |  |  | OP | X | 12 | 1950 | Pre-2000 |  |  | N | Electric Utility | Utility | Municipal | 1 | X | WAT | Renewable | 15 | 0 | 1 | 0
Operable | 2518 | U S Bureau of Reclamation |  | 514 | Morrow Point | CO | Vertical | Montrose | 1 | Conventional Hydroelectric | HY |  | S | X | X |  |  | 86.6 | 0.9 | 86.6 | 86.6 | 0 | N |  |  | OP | X | 12 | 1970 | Pre-2000 |  |  | N | Electric Utility | Utility | Municipal | 1 | X | WAT | Renewable | 86.6 | 0 | 1 | 0
Operable | 2518 | U S Bureau of Reclamation |  | 514 | Morrow Point | CO | Vertical | Montrose | 2 | Conventional Hydroelectric | HY |  | S | X | X |  |  | 86.6 | 0.9 | 86.6 | 86.6 | 0 | N |  |  | OP | X | 1 | 1971 | Pre-2000 |  |  | N | Electric Utility | Utility | Municipal | 1 | X | WAT | Renewable | 86.6 | 0 | 1 | 0
Operable | 2518 | U S Bureau of Reclamation |  | 515 | Big Thompson | CO | Vertical | Larimer | 1 | Conventional Hydroelectric | HY |  | S | X | X |  |  | 4.5 | 1 | 5.2 | 4.1 | 0 | N |  |  | OP | X | 4 | 1959 | Pre-2000 |  |  | N | Electric Utility | Utility | Municipal | 1 | X | WAT | Renewable | 4.5 | 0 | 1 | 0
Operable | 2518 | U S Bureau of Reclamation |  | 516 | Green Mountain | CO | Vertical | Summit | 1 | Conventional Hydroelectric | HY |  | S | X | X |  |  | 13 | 0.9 | 13 | 13 | 0 | N |  |  | OP | X | 5 | 1943 | Pre-2000 |  |  | N | Electric Utility | Utility | Municipal | 1 | X | WAT | Renewable | 13 | 0 | 1 | 0
Operable | 2518 | U S Bureau of Reclamation |  | 516 | Green Mountain | CO | Vertical | Summit | 2 | Conventional Hydroelectric | HY |  | S | X | X |  |  | 13 | 0.9 | 13 | 13 | 0 | N |  |  | OP | X | 5 | 1943 | Pre-2000 |  |  | N | Electric Utility | Utility | Municipal | 1 | X | WAT | Renewable | 13 | 0 | 1 | 0
Operable | 2518 | U S Bureau of Reclamation |  | 517 | Marys Lake | CO | Vertical | Larimer | 1 | Conventional Hydroelectric | HY |  | S | X | X |  |  | 8.1 | 0.9 | 9.3 | 9.3 | 0 | N |  |  | OP | X | 5 | 1951 | Pre-2000 |  |  | N | Electric Utility | Utility | Municipal | 1 | X | WAT | Renewable | 8.1 | 0 | 1 | 0
Operable | 2518 | U S Bureau of Reclamation |  | 518 | Flatiron | CO | Vertical | Larimer | 1 | Conventional Hydroelectric | HY |  | S | X | X |  |  | 43 | 0.94 | 43 | 43 | 0 | N |  |  | OP | X | 1 | 1954 | Pre-2000 |  |  | N | Electric Utility | Utility | Municipal | 1 | X | WAT | Renewable | 43 | 0 | 1 | 0
Operable | 2518 | U S Bureau of Reclamation |  | 518 | Flatiron | CO | Vertical | Larimer | 2 | Conventional Hydroelectric | HY |  | S | X | X |  |  | 43 | 0.94 | 43 | 43 | 0 | N |  |  | OP | X | 1 | 1954 | Pre-2000 |  |  | N | Electric Utility | Utility | Municipal | 1 | X | WAT | Renewable | 43 | 0 | 1 | 0
Operable | 2518 | U S Bureau of Reclamation |  | 518 | Flatiron | CO | Vertical | Larimer | 3 | Hydroelectric Pumped Storage | PS |  | S | X | X |  |  | 8.5 | 0.94 | 8.5 | 8.5 | 0 | N |  |  | OP | X | 5 | 1954 | Pre-2000 |  |  | N | Electric Utility | Utility | Municipal | 1 | X | WAT | Renewable | 8.5 | 0 | 1 | 0
Operable | 2518 | U S Bureau of Reclamation |  | 519 | Pole Hill | CO | Vertical | Larimer | 1 | Conventional Hydroelectric | HY |  | S | X | X |  |  | 38.2 | 0.95 | 38.2 | 38.2 | 0 | N |  |  | OP | X | 1 | 1954 | Pre-2000 |  |  | N | Electric Utility | Utility | Municipal | 1 | X | WAT | Renewable | 38.2 | 0 | 1 | 0
Operable | 2518 | U S Bureau of Reclamation |  | 520 | Lower Molina | CO | Vertical | Mesa | 1 | Conventional Hydroelectric | HY |  | S | X | X |  |  | 5.6 | 0.9 | 5.6 | 5.6 | 0 | N |  |  | OP | X | 12 | 1962 | Pre-2000 |  |  | N | Electric Utility | Utility | Municipal | 1 | X | WAT | Renewable | 5.6 | 0 | 1 | 0
Operable | 2518 | U S Bureau of Reclamation |  | 521 | Upper Molina | CO | Vertical | Mesa | 1 | Conventional Hydroelectric | HY |  | S | X | X |  |  | 9.9 | 0.9 | 9.9 | 9.9 | 0 | N |  |  | OP | X | 12 | 1962 | Pre-2000 |  |  | N | Electric Utility | Utility | Municipal | 1 | X | WAT | Renewable | 9.9 | 0 | 1 | 0
Operable | 2518 | U S Bureau of Reclamation |  | 674 | Pilot Butte | WY | Vertical | Fremont | 1 | Conventional Hydroelectric | HY |  | S | X | X |  |  | 0.8 | 0.8 | 0.8 | 0.7 | 0 | N |  |  | OS | X | 1 | 1925 | Pre-2000 |  |  | N | Electric Utility | Utility | Municipal | 1 | X | WAT | Renewable | 0.8 | 0 | 1 | 0
Operable | 2518 | U S Bureau of Reclamation |  | 674 | Pilot Butte | WY | Vertical | Fremont | 2 | Conventional Hydroelectric | HY |  | S | X | X |  |  | 0.8 | 0.8 | 0.8 | 0.8 | 0 | N |  |  | OS | X | 2 | 1929 | Pre-2000 |  |  | N | Electric Utility | Utility | Municipal | 1 | X | WAT | Renewable | 0.8 | 0 | 1 | 0
Operable | 2518 | U S Bureau of Reclamation |  | 850 | Palisades Dam | ID | Vertical | Bonneville | 1 | Conventional Hydroelectric | HY |  | S | X | X |  |  | 44.1 | 0.95 | 44.1 | 44.1 | 0 | N |  |  | OP | X | 8 | 1957 | Pre-2000 |  |  | N | Electric Utility | Utility | Municipal | 1 | X | WAT | Renewable | 44.1 | 0 | 1 | 0
Operable | 2518 | U S Bureau of Reclamation |  | 850 | Palisades Dam | ID | Vertical | Bonneville | 2 | Conventional Hydroelectric | HY |  | S | X | X |  |  | 44.1 | 0.95 | 44.1 | 44.1 | 0 | N |  |  | OP | X | 5 | 1957 | Pre-2000 |  |  | N | Electric Utility | Utility | Municipal | 1 | X | WAT | Renewable | 44.1 | 0 | 1 | 0
Operable | 2518 | U S Bureau of Reclamation |  | 850 | Palisades Dam | ID | Vertical | Bonneville | 3 | Conventional Hydroelectric | HY |  | S | X | X |  |  | 44.1 | 0.95 | 44.1 | 44.1 | 0 | N |  |  | OP | X | 2 | 1957 | Pre-2000 |  |  | N | Electric Utility | Utility | Municipal | 1 | X | WAT | Renewable | 44.1 | 0 | 1 | 0
Operable | 2518 | U S Bureau of Reclamation |  | 850 | Palisades Dam | ID | Vertical | Bonneville | 4 | Conventional Hydroelectric | HY |  | S | X | X |  |  | 44.1 | 0.95 | 44.1 | 44.1 | 0 | N |  |  | OP | X | 5 | 1958 | Pre-2000 |  |  | N | Electric Utility | Utility | Municipal | 1 | X | WAT | Renewable | 44.1 | 0 | 1 | 0
Operable | 2518 | U S Bureau of Reclamation |  | 2203 | Hungry Horse | MT | Vertical | Flathead | 1 | Conventional Hydroelectric | HY |  | S | X | X |  |  | 107 | 0.95 | 107 | 107 | 0 | N |  |  | OP | X | 10 | 1952 | Pre-2000 |  |  | N | Electric Utility | Utility | Municipal | 1 | X | WAT | Renewable | 107 | 0 | 1 | 0
Operable | 2518 | U S Bureau of Reclamation |  | 2203 | Hungry Horse | MT | Vertical | Flathead | 2 | Conventional Hydroelectric | HY |  | S | X | X |  |  | 107 | 0.95 | 107 | 107 | 0 | N |  |  | OP | X | 12 | 1952 | Pre-2000 |  |  | N | Electric Utility | Utility | Municipal | 1 | X | WAT | Renewable | 107 | 0 | 1 | 0
Operable | 2518 | U S Bureau of Reclamation |  | 2203 | Hungry Horse | MT | Vertical | Flathead | 3 | Conventional Hydroelectric | HY |  | S | X | X |  |  | 107 | 0.95 | 107 | 107 | 0 | N |  |  | OP | X | 7 | 1953 | Pre-2000 |  |  | N | Electric Utility | Utility | Municipal | 1 | X | WAT | Renewable | 107 | 0 | 1 | 0
Operable | 2518 | U S Bureau of Reclamation |  | 2203 | Hungry Horse | MT | Vertical | Flathead | 4 | Conventional Hydroelectric | HY |  | S | X | X |  |  | 107 | 0.95 | 107 | 107 | 0 | N |  |  | OP | X | 7 | 1953 | Pre-2000 |  |  | N | Electric Utility | Utility | Municipal | 1 | X | WAT | Renewable | 107 | 0 | 1 | 0
Operable | 2518 | U S Bureau of Reclamation |  | 2204 | Yellowtail | MT | Vertical | Big Horn | 1 | Conventional Hydroelectric | HY |  | S | X | X |  |  | 71.9 | 0.95 | 71.9 | 71.9 | 0 | N |  |  | OP | X | 11 | 1966 | Pre-2000 |  |  | N | Electric Utility | Utility | Municipal | 1 | X | WAT | Renewable | 71.9 | 0 | 1 | 0
Operable | 2518 | U S Bureau of Reclamation |  | 2204 | Yellowtail | MT | Vertical | Big Horn | 2 | Conventional Hydroelectric | HY |  | S | X | X |  |  | 62.5 | 0.95 | 71.9 | 71.9 | 0 | N |  |  | OP | X | 10 | 1966 | Pre-2000 |  |  | N | Electric Utility | Utility | Municipal | 1 | X | WAT | Renewable | 62.5 | 0 | 1 | 0
Operable | 2518 | U S Bureau of Reclamation |  | 2204 | Yellowtail | MT | Vertical | Big Horn | 3 | Conventional Hydroelectric | HY |  | S | X | X |  |  | 71.9 | 0.95 | 71.9 | 71.9 | 0 | N |  |  | OP | X | 8 | 1966 | Pre-2000 |  |  | N | Electric Utility | Utility | Municipal | 1 | X | WAT | Renewable | 71.9 | 0 | 1 | 0
Operable | 2518 | U S Bureau of Reclamation |  | 2204 | Yellowtail | MT | Vertical | Big Horn | 4 | Conventional Hydroelectric | HY |  | S | X | X |  |  | 71.9 | 0.95 | 71.8 | 71.8 | 0 | N |  |  | OP | X | 8 | 1966 | Pre-2000 |  |  | N | Electric Utility | Utility | Municipal | 1 | X | WAT | Renewable | 71.9 | 0 | 1 | 0
Operable | 2518 | U S Bureau of Reclamation |  | 4176 | Fremont Canyon | WY | Vertical | Natrona | 1 | Conventional Hydroelectric | HY |  | S | X | X |  |  | 33.4 | 0.95 | 33.4 | 33.4 | 0 | N |  |  | OP | X | 1 | 1961 | Pre-2000 |  |  | N | Electric Utility | Utility | Municipal | 1 | X | WAT | Renewable | 33.4 | 0 | 1 | 0
Operable | 2518 | U S Bureau of Reclamation |  | 4176 | Fremont Canyon | WY | Vertical | Natrona | 2 | Conventional Hydroelectric | HY |  | S | X | X |  |  | 33.4 | 0.95 | 33.4 | 33.4 | 0 | N |  |  | OP | X | 12 | 1960 | Pre-2000 |  |  | N | Electric Utility | Utility | Municipal | 1 | X | WAT | Renewable | 33.4 | 0 | 1 | 0
Operable | 2518 | U S Bureau of Reclamation |  | 4177 | Glendo | WY | Vertical | Platte | 1 | Conventional Hydroelectric | HY |  | S | X | X |  |  | 19 | 1 | 19 | 17.5 | 0 | N |  |  | OP | X | 12 | 1958 | Pre-2000 |  |  | N | Electric Utility | Utility | Municipal | 1 | X | WAT | Renewable | 19 | 0 | 1 | 0
Operable | 2518 | U S Bureau of Reclamation |  | 4177 | Glendo | WY | Vertical | Platte | 2 | Conventional Hydroelectric | HY |  | S | X | X |  |  | 19 | 1 | 19 | 19 | 0 | N |  |  | OP | X | 4 | 1959 | Pre-2000 |  |  | N | Electric Utility | Utility | Municipal | 1 | X | WAT | Renewable | 19 | 0 | 1 | 0
Operable | 2518 | U S Bureau of Reclamation |  | 4178 | Guernsey | WY | Vertical | Platte | 1 | Conventional Hydroelectric | HY |  | S | X | X |  |  | 3.2 | 1 | 3.2 | 2.9 | 0 | N |  |  | OP | X | 7 | 1927 | Pre-2000 |  |  | N | Electric Utility | Utility | Municipal | 1 | X | WAT | Renewable | 3.2 | 0 | 1 | 0
Operable | 2518 | U S Bureau of Reclamation |  | 4178 | Guernsey | WY | Vertical | Platte | 2 | Conventional Hydroelectric | HY |  | S | X | X |  |  | 3.2 | 1 | 3.2 | 3.2 | 0 | N |  |  | OP | X | 1 | 1928 | Pre-2000 |  |  | N | Electric Utility | Utility | Municipal | 1 | X | WAT | Renewable | 3.2 | 0 | 1 | 0
Operable | 2518 | U S Bureau of Reclamation |  | 4180 | Kortes | WY | Vertical | Carbon | 1 | Conventional Hydroelectric | HY |  | S | X | X |  |  | 12 | 0.9 | 12.2 | 12.2 | 0 | N |  |  | OP | X | 1 | 1951 | Pre-2000 |  |  | N | Electric Utility | Utility | Municipal | 1 | X | WAT | Renewable | 12 | 0 | 1 | 0
Operable | 2518 | U S Bureau of Reclamation |  | 4180 | Kortes | WY | Vertical | Carbon | 2 | Conventional Hydroelectric | HY |  | S | X | X |  |  | 12 | 0.9 | 12.2 | 12.2 | 0 | N |  |  | OP | X | 8 | 1950 | Pre-2000 |  |  | N | Electric Utility | Utility | Municipal | 1 | X | WAT | Renewable | 12 | 0 | 1 | 0
Operable | 2518 | U S Bureau of Reclamation |  | 4180 | Kortes | WY | Vertical | Carbon | 3 | Conventional Hydroelectric | HY |  | S | X | X |  |  | 12 | 0.9 | 12.2 | 12.2 | 0 | N |  |  | OP | X | 6 | 1950 | Pre-2000 |  |  | N | Electric Utility | Utility | Municipal | 1 | X | WAT | Renewable | 12 | 0 | 1 | 0
Operable | 2518 | U S Bureau of Reclamation |  | 4182 | Seminoe | WY | Vertical | Carbon | 1 | Conventional Hydroelectric | HY |  | S | X | X |  |  | 17.2 | 1 | 17.2 | 17.2 | 0 | N |  |  | OP | X | 8 | 1939 | Pre-2000 |  |  | N | Electric Utility | Utility | Municipal | 1 | X | WAT | Renewable | 17.2 | 0 | 1 | 0
Operable | 2518 | U S Bureau of Reclamation |  | 4182 | Seminoe | WY | Vertical | Carbon | 2 | Conventional Hydroelectric | HY |  | S | X | X |  |  | 17.2 | 1 | 17.2 | 17.2 | 0 | N |  |  | OP | X | 8 | 1939 | Pre-2000 |  |  | N | Electric Utility | Utility | Municipal | 1 | X | WAT | Renewable | 17.2 | 0 | 1 | 0
Operable | 2518 | U S Bureau of Reclamation |  | 4182 | Seminoe | WY | Vertical | Carbon | 3 | Conventional Hydroelectric | HY |  | S | X | X |  |  | 17.2 | 1 | 17.2 | 17.2 | 0 | N |  |  | OP | X | 8 | 1939 | Pre-2000 |  |  | N | Electric Utility | Utility | Municipal | 1 | X | WAT | Renewable | 17.2 | 0 | 1 | 0
Operable | 2518 | U S Bureau of Reclamation |  | 4183 | Shoshone (WY) | WY | Vertical | Park | 1 | Conventional Hydroelectric | HY |  | S | X | X |  |  | 3 | 1 | 3 | 3 | 0 | N |  |  | OP | X | 4 | 1922 | Pre-2000 |  |  | N | Electric Utility | Utility | Municipal | 1 | X | WAT | Renewable | 3 | 0 | 1 | 0
Operable | 2518 | U S Bureau of Reclamation |  | 4185 | Fontenelle | WY | Vertical | Lincoln | 1 | Conventional Hydroelectric | HY |  | S | X | X |  |  | 10 | 0.91 | 11.2 | 11.2 | 0 | N |  |  | OP | X | 5 | 1968 | Pre-2000 |  |  | N | Electric Utility | Utility | Municipal | 1 | X | WAT | Renewable | 10 | 0 | 1 | 0
Operable | 2518 | U S Bureau of Reclamation |  | 6158 | New Melones | CA | Vertical | Tuolumne | 1 | Conventional Hydroelectric | HY |  | S | X | X |  |  | 150 | 1 | 191 | 191 | 0 | N |  |  | OP | X | 6 | 1979 | Pre-2000 |  |  | N | Electric Utility | Utility | Municipal | 1 | X | WAT | Renewable | 150 | 0 | 1 | 0
Operable | 2518 | U S Bureau of Reclamation |  | 6158 | New Melones | CA | Vertical | Tuolumne | 2 | Conventional Hydroelectric | HY |  | S | X | X |  |  | 150 | 1 | 191 | 191 | 0 | N |  |  | OP | X | 6 | 1979 | Pre-2000 |  |  | N | Electric Utility | Utility | Municipal | 1 | X | WAT | Renewable | 150 | 0 | 1 | 0
Operable | 2518 | U S Bureau of Reclamation |  | 6159 | Crystal | CO | Vertical | Montrose | 1 | Conventional Hydroelectric | HY |  | S | X | X |  |  | 28 | 0.9 | 35 | 35 | 0 | N |  |  | OP | X | 6 | 1978 | Pre-2000 |  |  | N | Electric Utility | Utility | Municipal | 1 | X | WAT | Renewable | 28 | 0 | 1 | 0
Operable | 2518 | U S Bureau of Reclamation |  | 6163 | Grand Coulee | WA | Vertical | Grant | 1 | Conventional Hydroelectric | HY |  | S | X | X |  |  | 125 | 1 | 125 | 125 | 0 | N |  |  | OP | X | 4 | 1942 | Pre-2000 |  |  | N | Electric Utility | Utility | Municipal | 1 | X | WAT | Renewable | 125 | 0 | 1 | 0
Operable | 2518 | U S Bureau of Reclamation |  | 6163 | Grand Coulee | WA | Vertical | Grant | 10 | Conventional Hydroelectric | HY |  | S | X | X |  |  | 125 | 1 | 125 | 125 | 0 | N |  |  | OP | X | 9 | 1951 | Pre-2000 |  |  | N | Electric Utility | Utility | Municipal | 1 | X | WAT | Renewable | 125 | 0 | 1 | 0
Operable | 2518 | U S Bureau of Reclamation |  | 6163 | Grand Coulee | WA | Vertical | Grant | 11 | Conventional Hydroelectric | HY |  | S | X | X |  |  | 125 | 1 | 125 | 125 | 0 | N |  |  | OP | X | 6 | 1951 | Pre-2000 |  |  | N | Electric Utility | Utility | Municipal | 1 | X | WAT | Renewable | 125 | 0 | 1 | 0
Operable | 2518 | U S Bureau of Reclamation |  | 6163 | Grand Coulee | WA | Vertical | Grant | 12 | Conventional Hydroelectric | HY |  | S | X | X |  |  | 125 | 1 | 125 | 125 | 0 | N |  |  | OP | X | 4 | 1951 | Pre-2000 |  |  | N | Electric Utility | Utility | Municipal | 1 | X | WAT | Renewable | 125 | 0 | 1 | 0
Operable | 2518 | U S Bureau of Reclamation |  | 6163 | Grand Coulee | WA | Vertical | Grant | 13 | Conventional Hydroelectric | HY |  | S | X | X |  |  | 125 | 1 | 125 | 125 | 0 | N |  |  | OP | X | 10 | 1950 | Pre-2000 |  |  | N | Electric Utility | Utility | Municipal | 1 | X | WAT | Renewable | 125 | 0 | 1 | 0
Operable | 2518 | U S Bureau of Reclamation |  | 6163 | Grand Coulee | WA | Vertical | Grant | 14 | Conventional Hydroelectric | HY |  | S | X | X |  |  | 125 | 1 | 125 | 125 | 0 | N |  |  | OP | X | 7 | 1950 | Pre-2000 |  |  | N | Electric Utility | Utility | Municipal | 1 | X | WAT | Renewable | 125 | 0 | 1 | 0
Operable | 2518 | U S Bureau of Reclamation |  | 6163 | Grand Coulee | WA | Vertical | Grant | 15 | Conventional Hydroelectric | HY |  | S | X | X |  |  | 125 | 1 | 125 | 125 | 0 | N |  |  | OP | X | 4 | 1950 | Pre-2000 |  |  | N | Electric Utility | Utility | Municipal | 1 | X | WAT | Renewable | 125 | 0 | 1 | 0
Operable | 2518 | U S Bureau of Reclamation |  | 6163 | Grand Coulee | WA | Vertical | Grant | 16 | Conventional Hydroelectric | HY |  | S | X | X |  |  | 125 | 1 | 125 | 125 | 0 | N |  |  | OP | X | 9 | 1949 | Pre-2000 |  |  | N | Electric Utility | Utility | Municipal | 1 | X | WAT | Renewable | 125 | 0 | 1 | 0
Operable | 2518 | U S Bureau of Reclamation |  | 6163 | Grand Coulee | WA | Vertical | Grant | 17 | Conventional Hydroelectric | HY |  | S | X | X |  |  | 125 | 1 | 125 | 125 | 0 | N |  |  | OP | X | 7 | 1949 | Pre-2000 |  |  | N | Electric Utility | Utility | Municipal | 1 | X | WAT | Renewable | 125 | 0 | 1 | 0
Operable | 2518 | U S Bureau of Reclamation |  | 6163 | Grand Coulee | WA | Vertical | Grant | 18 | Conventional Hydroelectric | HY |  | S | X | X |  |  | 125 | 1 | 125 | 125 | 0 | N |  |  | OP | X | 5 | 1949 | Pre-2000 |  |  | N | Electric Utility | Utility | Municipal | 1 | X | WAT | Renewable | 125 | 0 | 1 | 0
Operable | 2518 | U S Bureau of Reclamation |  | 6163 | Grand Coulee | WA | Vertical | Grant | 19 | Conventional Hydroelectric | HY |  | S | X | X |  |  | 600 | 0.98 | 690 | 690 | 0 | N |  |  | OP | X | 9 | 1975 | Pre-2000 |  |  | N | Electric Utility | Utility | Municipal | 1 | X | WAT | Renewable | 600 | 0 | 1 | 0
Operable | 2518 | U S Bureau of Reclamation |  | 6163 | Grand Coulee | WA | Vertical | Grant | 2 | Conventional Hydroelectric | HY |  | S | X | X |  |  | 125 | 1 | 125 | 125 | 0 | N |  |  | OP | X | 1 | 1942 | Pre-2000 |  |  | N | Electric Utility | Utility | Municipal | 1 | X | WAT | Renewable | 125 | 0 | 1 | 0
Operable | 2518 | U S Bureau of Reclamation |  | 6163 | Grand Coulee | WA | Vertical | Grant | 20 | Conventional Hydroelectric | HY |  | S | X | X |  |  | 600 | 0.98 | 690 | 690 | 0 | N |  |  | OP | X | 4 | 1976 | Pre-2000 |  |  | N | Electric Utility | Utility | Municipal | 1 | X | WAT | Renewable | 600 | 0 | 1 | 0
Operable | 2518 | U S Bureau of Reclamation |  | 6163 | Grand Coulee | WA | Vertical | Grant | 21 | Conventional Hydroelectric | HY |  | S | X | X |  |  | 600 | 0.98 | 690 | 690 | 0 | N |  |  | OP | X | 12 | 1976 | Pre-2000 |  |  | N | Electric Utility | Utility | Municipal | 1 | X | WAT | Renewable | 600 | 0 | 1 | 0
Operable | 2518 | U S Bureau of Reclamation |  | 6163 | Grand Coulee | WA | Vertical | Grant | 22 | Conventional Hydroelectric | HY |  | S | X | X |  |  | 805 | 0.98 | 805 | 805 | 0 | N |  |  | OP | X | 5 | 1978 | Pre-2000 |  |  | N | Electric Utility | Utility | Municipal | 1 | X | WAT | Renewable | 805 | 0 | 1 | 0
Operable | 2518 | U S Bureau of Reclamation |  | 6163 | Grand Coulee | WA | Vertical | Grant | 23 | Conventional Hydroelectric | HY |  | S | X | X |  |  | 805 | 0.98 | 805 | 805 | 0 | N |  |  | OP | X | 11 | 1979 | Pre-2000 |  |  | N | Electric Utility | Utility | Municipal | 1 | X | WAT | Renewable | 805 | 0 | 1 | 0
Operable | 2518 | U S Bureau of Reclamation |  | 6163 | Grand Coulee | WA | Vertical | Grant | 24 | Conventional Hydroelectric | HY |  | S | X | X |  |  | 805 | 0.98 | 805 | 805 | 0 | N |  |  | OP | X | 5 | 1980 | Pre-2000 |  |  | N | Electric Utility | Utility | Municipal | 1 | X | WAT | Renewable | 805 | 0 | 1 | 0
Operable | 2518 | U S Bureau of Reclamation |  | 6163 | Grand Coulee | WA | Vertical | Grant | 3 | Conventional Hydroelectric | HY |  | S | X | X |  |  | 125 | 1 | 125 | 125 | 0 | N |  |  | OP | X | 9 | 1941 | Pre-2000 |  |  | N | Electric Utility | Utility | Municipal | 1 | X | WAT | Renewable | 125 | 0 | 1 | 0
Operable | 2518 | U S Bureau of Reclamation |  | 6163 | Grand Coulee | WA | Vertical | Grant | 4 | Conventional Hydroelectric | HY |  | S | X | X |  |  | 125 | 1 | 125 | 125 | 0 | N |  |  | OP | X | 2 | 1944 | Pre-2000 |  |  | N | Electric Utility | Utility | Municipal | 1 | X | WAT | Renewable | 125 | 0 | 1 | 0
Operable | 2518 | U S Bureau of Reclamation |  | 6163 | Grand Coulee | WA | Vertical | Grant | 5 | Conventional Hydroelectric | HY |  | S | X | X |  |  | 125 | 1 | 125 | 125 | 0 | N |  |  | OP | X | 11 | 1943 | Pre-2000 |  |  | N | Electric Utility | Utility | Municipal | 1 | X | WAT | Renewable | 125 | 0 | 1 | 0
Operable | 2518 | U S Bureau of Reclamation |  | 6163 | Grand Coulee | WA | Vertical | Grant | 6 | Conventional Hydroelectric | HY |  | S | X | X |  |  | 125 | 1 | 125 | 125 | 0 | N |  |  | OP | X | 8 | 1943 | Pre-2000 |  |  | N | Electric Utility | Utility | Municipal | 1 | X | WAT | Renewable | 125 | 0 | 1 | 0
Operable | 2518 | U S Bureau of Reclamation |  | 6163 | Grand Coulee | WA | Vertical | Grant | 7 | Conventional Hydroelectric | HY |  | S | X | X |  |  | 125 | 1 | 125 | 125 | 0 | N |  |  | OP | X | 10 | 1947 | Pre-2000 |  |  | N | Electric Utility | Utility | Municipal | 1 | X | WAT | Renewable | 125 | 0 | 1 | 0
Operable | 2518 | U S Bureau of Reclamation |  | 6163 | Grand Coulee | WA | Vertical | Grant | 8 | Conventional Hydroelectric | HY |  | S | X | X |  |  | 125 | 1 | 125 | 125 | 0 | N |  |  | OP | X | 2 | 1943 | Pre-2000 |  |  | N | Electric Utility | Utility | Municipal | 1 | X | WAT | Renewable | 125 | 0 | 1 | 0
Operable | 2518 | U S Bureau of Reclamation |  | 6163 | Grand Coulee | WA | Vertical | Grant | 9 | Conventional Hydroelectric | HY |  | S | X | X |  |  | 125 | 1 | 125 | 125 | 0 | N |  |  | OP | X | 4 | 1948 | Pre-2000 |  |  | N | Electric Utility | Utility | Municipal | 1 | X | WAT | Renewable | 125 | 0 | 1 | 0
Operable | 2518 | U S Bureau of Reclamation |  | 6163 | Grand Coulee | WA | Vertical | Grant | LS1 | Conventional Hydroelectric | HY |  | S | X | X |  |  | 10 | 1 | 10 | 10 | 0 | N |  |  | OP | X | 3 | 1941 | Pre-2000 |  |  | N | Electric Utility | Utility | Municipal | 1 | X | WAT | Renewable | 10 | 0 | 1 | 0
Operable | 2518 | U S Bureau of Reclamation |  | 6163 | Grand Coulee | WA | Vertical | Grant | LS2 | Conventional Hydroelectric | HY |  | S | X | X |  |  | 10 | 1 | 10 | 10 | 0 | N |  |  | OP | X | 3 | 1941 | Pre-2000 |  |  | N | Electric Utility | Utility | Municipal | 1 | X | WAT | Renewable | 10 | 0 | 1 | 0
Operable | 2518 | U S Bureau of Reclamation |  | 6163 | Grand Coulee | WA | Vertical | Grant | LS3 | Conventional Hydroelectric | HY |  | S | X | X |  |  | 10 | 1 | 10 | 10 | 0 | N |  |  | OP | X | 1 | 1951 | Pre-2000 |  |  | N | Electric Utility | Utility | Municipal | 1 | X | WAT | Renewable | 10 | 0 | 1 | 0
Operable | 2518 | U S Bureau of Reclamation |  | 6163 | Grand Coulee | WA | Vertical | Grant | PG10 | Hydroelectric Pumped Storage | PS |  | S | X | X |  |  | 53.5 | 1 | 53.5 | 53.5 | 0 | N |  |  | OP | X | 6 | 1983 | Pre-2000 |  |  | N | Electric Utility | Utility | Municipal | 1 | X | WAT | Renewable | 53.5 | 0 | 1 | 0
Operable | 2518 | U S Bureau of Reclamation |  | 6163 | Grand Coulee | WA | Vertical | Grant | PG11 | Hydroelectric Pumped Storage | PS |  | S | X | X |  |  | 53.5 | 1 | 53.5 | 53.5 | 0 | N |  |  | OP | X | 11 | 1983 | Pre-2000 |  |  | N | Electric Utility | Utility | Municipal | 1 | X | WAT | Renewable | 53.5 | 0 | 1 | 0
Operable | 2518 | U S Bureau of Reclamation |  | 6163 | Grand Coulee | WA | Vertical | Grant | PG12 | Hydroelectric Pumped Storage | PS |  | S | X | X |  |  | 53.5 | 1 | 53.5 | 53.5 | 0 | N |  |  | OP | X | 4 | 1984 | Pre-2000 |  |  | N | Electric Utility | Utility | Municipal | 1 | X | WAT | Renewable | 53.5 | 0 | 1 | 0
Operable | 2518 | U S Bureau of Reclamation |  | 6163 | Grand Coulee | WA | Vertical | Grant | PG7 | Hydroelectric Pumped Storage | PS |  | S | X | X |  |  | 50 | 1 | 50 | 50 | 0 | N |  |  | OP | X | 10 | 1973 | Pre-2000 |  |  | N | Electric Utility | Utility | Municipal | 1 | X | WAT | Renewable | 50 | 0 | 1 | 0
Operable | 2518 | U S Bureau of Reclamation |  | 6163 | Grand Coulee | WA | Vertical | Grant | PG8 | Hydroelectric Pumped Storage | PS |  | S | X | X |  |  | 50 | 1 | 50 | 50 | 0 | N |  |  | OP | X | 11 | 1973 | Pre-2000 |  |  | N | Electric Utility | Utility | Municipal | 1 | X | WAT | Renewable | 50 | 0 | 1 | 0
Operable | 2518 | U S Bureau of Reclamation |  | 6163 | Grand Coulee | WA | Vertical | Grant | PG9 | Hydroelectric Pumped Storage | PS |  | S | X | X |  |  | 53.5 | 1 | 53.5 | 53.5 | 0 | N |  |  | OP | X | 4 | 1983 | Pre-2000 |  |  | N | Electric Utility | Utility | Municipal | 1 | X | WAT | Renewable | 53.5 | 0 | 1 | 0
Operable | 2518 | U S Bureau of Reclamation |  | 6208 | Mount Elbert | CO | Vertical | Lake | 1 | Hydroelectric Pumped Storage | PS |  | S | X | X |  |  | 100 | 0.95 | 115 | 115 | 0 | N |  |  | OP | X | 6 | 1981 | Pre-2000 |  |  | N | Electric Utility | Utility | Municipal | 1 | X | WAT | Renewable | 100 | 0 | 1 | 0
Operable | 2518 | U S Bureau of Reclamation |  | 6208 | Mount Elbert | CO | Vertical | Lake | 2 | Hydroelectric Pumped Storage | PS |  | S | X | X |  |  | 100 | 0.95 | 115 | 115 | 0 | N |  |  | OP | X | 2 | 1984 | Pre-2000 |  |  | N | Electric Utility | Utility | Municipal | 1 | X | WAT | Renewable | 100 | 0 | 1 | 0
Operable | 2518 | U S Bureau of Reclamation |  | 6395 | Anderson Ranch | ID | Vertical | Elmore | 1 | Conventional Hydroelectric | HY |  | S | X | X |  |  | 20 | 1 | 20 | 20 | 0 | N |  |  | OP | X | 12 | 1950 | Pre-2000 |  |  | N | Electric Utility | Utility | Municipal | 1 | X | WAT | Renewable | 20 | 0 | 1 | 0
Operable | 2518 | U S Bureau of Reclamation |  | 6395 | Anderson Ranch | ID | Vertical | Elmore | 2 | Conventional Hydroelectric | HY |  | S | X | X |  |  | 20 | 1 | 20 | 20 | 0 | N |  |  | OP | X | 7 | 1951 | Pre-2000 |  |  | N | Electric Utility | Utility | Municipal | 1 | X | WAT | Renewable | 20 | 0 | 1 | 0
Operable | 2518 | U S Bureau of Reclamation |  | 6396 | Black Canyon | ID | Vertical | Gem | 1 | Conventional Hydroelectric | HY |  | S | X | X |  |  | 5.1 | 1 | 5.1 | 5.1 | 0 | N |  |  | OP | X | 12 | 1925 | Pre-2000 |  |  | N | Electric Utility | Utility | Municipal | 1 | X | WAT | Renewable | 5.1 | 0 | 1 | 0
Operable | 2518 | U S Bureau of Reclamation |  | 6396 | Black Canyon | ID | Vertical | Gem | 2 | Conventional Hydroelectric | HY |  | S | X | X |  |  | 5.1 | 1 | 5.1 | 5.1 | 0 | N |  |  | OP | X | 12 | 1925 | Pre-2000 |  |  | N | Electric Utility | Utility | Municipal | 1 | X | WAT | Renewable | 5.1 | 0 | 1 | 0
Operable | 2518 | U S Bureau of Reclamation |  | 6397 | Boise R Diversion | ID | Vertical | Ada | 1A | Conventional Hydroelectric | HY |  | S | X | X |  |  | 1.1 | 1 | 1.1 | 1.1 | 0 | N |  |  | OP | X | 6 | 2004 | 2004 |  |  | N | Electric Utility | Utility | Municipal | 1 | X | WAT | Renewable | 1.1 | 0 | 1 | 0
Operable | 2518 | U S Bureau of Reclamation |  | 6397 | Boise R Diversion | ID | Vertical | Ada | 2A | Conventional Hydroelectric | HY |  | S | X | X |  |  | 1.1 | 1 | 1.1 | 1.1 | 0 | N |  |  | OP | X | 6 | 2004 | 2004 |  |  | N | Electric Utility | Utility | Municipal | 1 | X | WAT | Renewable | 1.1 | 0 | 1 | 0
Operable | 2518 | U S Bureau of Reclamation |  | 6397 | Boise R Diversion | ID | Vertical | Ada | 3A | Conventional Hydroelectric | HY |  | S | X | X |  |  | 1.1 | 1 | 1.1 | 1.1 | 0 | N |  |  | OP | X | 6 | 2004 | 2004 |  |  | N | Electric Utility | Utility | Municipal | 1 | X | WAT | Renewable | 1.1 | 0 | 1 | 0
Operable | 2518 | U S Bureau of Reclamation |  | 6398 | Minidoka | ID | Vertical | Minidoka | 6 | Conventional Hydroelectric | HY |  | S | X | X |  |  | 2.7 | 0.9 | 2.7 | 2.7 | 0 | N |  |  | OP | X | 6 | 1927 | Pre-2000 |  |  | N | Electric Utility | Utility | Municipal | 1 | X | WAT | Renewable | 2.7 | 0 | 1 | 0
Operable | 2518 | U S Bureau of Reclamation |  | 6398 | Minidoka | ID | Vertical | Minidoka | 7 | Conventional Hydroelectric | HY |  | S | X | X |  |  | 5 | 0.83 | 5 | 5 | 0 | N |  |  | OP | X | 5 | 1942 | Pre-2000 |  |  | N | Electric Utility | Utility | Municipal | 1 | X | WAT | Renewable | 5 | 0 | 1 | 0
Operable | 2518 | U S Bureau of Reclamation |  | 6398 | Minidoka | ID | Vertical | Minidoka | 8 | Conventional Hydroelectric | HY |  | S | X | X |  |  | 10 | 0.9 | 10 | 10 | 0 | N |  |  | OP | X | 6 | 1997 | Pre-2000 |  |  | N | Electric Utility | Utility | Municipal | 1 | X | WAT | Renewable | 10 | 0 | 1 | 0
Operable | 2518 | U S Bureau of Reclamation |  | 6398 | Minidoka | ID | Vertical | Minidoka | 9 | Conventional Hydroelectric | HY |  | S | X | X |  |  | 10 | 0.9 | 10 | 10 | 0 | N |  |  | OP | X | 6 | 1997 | Pre-2000 |  |  | N | Electric Utility | Utility | Municipal | 1 | X | WAT | Renewable | 10 | 0 | 1 | 0
Operable | 2518 | U S Bureau of Reclamation |  | 6400 | Canyon Ferry | MT | Vertical | Lewis and Clark | 1 | Conventional Hydroelectric | HY |  | S | X | X |  |  | 19.2 | 1 | 19.2 | 19.2 | 0 | Y | 11 | 2023 | OP | X | 12 | 1953 | Pre-2000 |  |  | N | Electric Utility | Utility | Municipal | 1 | X | WAT | Renewable | 19.2 | 0 | 1 | 0
Operable | 2518 | U S Bureau of Reclamation |  | 6400 | Canyon Ferry | MT | Vertical | Lewis and Clark | 2 | Conventional Hydroelectric | HY |  | S | X | X |  |  | 16.6 | 1 | 19.2 | 19.2 | 0 | N |  |  | OP | X | 4 | 1954 | Pre-2000 |  |  | N | Electric Utility | Utility | Municipal | 1 | X | WAT | Renewable | 16.6 | 0 | 1 | 0
Operable | 2518 | U S Bureau of Reclamation |  | 6400 | Canyon Ferry | MT | Vertical | Lewis and Clark | 3 | Conventional Hydroelectric | HY |  | S | X | X |  |  | 16.6 | 1 | 19.2 | 19.2 | 0 | N |  |  | OP | X | 3 | 1954 | Pre-2000 |  |  | N | Electric Utility | Utility | Municipal | 1 | X | WAT | Renewable | 16.6 | 0 | 1 | 0
Operable | 2518 | U S Bureau of Reclamation |  | 6402 | Elephant Butte | NM | Vertical | Sierra | 1 | Conventional Hydroelectric | HY |  | S | X | X |  |  | 9.3 | 0.93 | 9.3 | 9.3 | 0 | N |  |  | OP | X | 11 | 1940 | Pre-2000 |  |  | N | Electric Utility | Utility | Municipal | 1 | X | WAT | Renewable | 9.3 | 0 | 1 | 0
Operable | 2518 | U S Bureau of Reclamation |  | 6402 | Elephant Butte | NM | Vertical | Sierra | 2 | Conventional Hydroelectric | HY |  | S | X | X |  |  | 9.3 | 0.93 | 9.3 | 9.3 | 0 | N |  |  | OP | X | 11 | 1940 | Pre-2000 |  |  | N | Electric Utility | Utility | Municipal | 1 | X | WAT | Renewable | 9.3 | 0 | 1 | 0
Operable | 2518 | U S Bureau of Reclamation |  | 6402 | Elephant Butte | NM | Vertical | Sierra | 3 | Conventional Hydroelectric | HY |  | S | X | X |  |  | 9.3 | 0.93 | 9.3 | 9.3 | 0 | N |  |  | OP | X | 11 | 1940 | Pre-2000 |  |  | N | Electric Utility | Utility | Municipal | 1 | X | WAT | Renewable | 9.3 | 0 | 1 | 0
Operable | 2518 | U S Bureau of Reclamation |  | 6403 | Green Springs | OR | Vertical | Jackson | 1 | Conventional Hydroelectric | HY |  | S | X | X |  |  | 17.2 | 0.95 | 17.2 | 17.2 | 0 | N |  |  | OP | X | 5 | 1960 | Pre-2000 |  |  | N | Electric Utility | Utility | Municipal | 1 | X | WAT | Renewable | 17.2 | 0 | 1 | 0
Operable | 2518 | U S Bureau of Reclamation |  | 6404 | Deer Creek (UT) | UT | Vertical | Wasatch | 1 | Conventional Hydroelectric | HY |  | S | X | X |  |  | 2.4 | 0.9 | 2.7 | 2.7 | 0 | N |  |  | OP | X | 2 | 1958 | Pre-2000 |  |  | N | Electric Utility | Utility | Municipal | 1 | X | WAT | Renewable | 2.4 | 0 | 1 | 0
Operable | 2518 | U S Bureau of Reclamation |  | 6404 | Deer Creek (UT) | UT | Vertical | Wasatch | 2 | Conventional Hydroelectric | HY |  | S | X | X |  |  | 2.4 | 0.9 | 2.7 | 2.7 | 0 | N |  |  | OP | X | 2 | 1958 | Pre-2000 |  |  | N | Electric Utility | Utility | Municipal | 1 | X | WAT | Renewable | 2.4 | 0 | 1 | 0
Operable | 2518 | U S Bureau of Reclamation |  | 6405 | Flaming Gorge | UT | Vertical | Daggett | 1 | Conventional Hydroelectric | HY |  | S | X | X |  |  | 50.6 | 0.9 | 50.6 | 50.6 | 0 | N |  |  | OP | X | 11 | 1963 | Pre-2000 |  |  | N | Electric Utility | Utility | Municipal | 1 | X | WAT | Renewable | 50.6 | 0 | 1 | 0
Operable | 2518 | U S Bureau of Reclamation |  | 6405 | Flaming Gorge | UT | Vertical | Daggett | 2 | Conventional Hydroelectric | HY |  | S | X | X |  |  | 50.6 | 0.9 | 50.6 | 50.6 | 0 | N |  |  | OP | X | 12 | 1963 | Pre-2000 |  |  | N | Electric Utility | Utility | Municipal | 1 | X | WAT | Renewable | 50.6 | 0 | 1 | 0
Operable | 2518 | U S Bureau of Reclamation |  | 6405 | Flaming Gorge | UT | Vertical | Daggett | 3 | Conventional Hydroelectric | HY |  | S | X | X |  |  | 50.6 | 0.9 | 50.6 | 50.6 | 0 | N |  |  | OP | X | 2 | 1964 | Pre-2000 |  |  | N | Electric Utility | Utility | Municipal | 1 | X | WAT | Renewable | 50.6 | 0 | 1 | 0
Operable | 2518 | U S Bureau of Reclamation |  | 6406 | Chandler | WA | Vertical | Benton | 1 | Conventional Hydroelectric | HY |  | S | X | X |  |  | 6 | 1 | 6 | 6 | 0 | N |  |  | OP | X | 2 | 1956 | Pre-2000 |  |  | N | Electric Utility | Utility | Municipal | 1 | X | WAT | Renewable | 6 | 0 | 1 | 0
Operable | 2518 | U S Bureau of Reclamation |  | 6406 | Chandler | WA | Vertical | Benton | 2 | Conventional Hydroelectric | HY |  | S | X | X |  |  | 6 | 1 | 6 | 6 | 0 | N |  |  | OP | X | 2 | 1956 | Pre-2000 |  |  | N | Electric Utility | Utility | Municipal | 1 | X | WAT | Renewable | 6 | 0 | 1 | 0
Operable | 2518 | U S Bureau of Reclamation |  | 6407 | Roza | WA | Vertical | Yakima | 1 | Conventional Hydroelectric | HY |  | S | X | X |  |  | 12.9 | 0.95 | 12.9 | 12.9 | 0 | N |  |  | OP | X | 8 | 1958 | Pre-2000 |  |  | N | Electric Utility | Utility | Municipal | 1 | X | WAT | Renewable | 12.9 | 0 | 1 | 0
Operable | 2518 | U S Bureau of Reclamation |  | 6408 | Heart Mountain | WY | Vertical | Park | 1 | Conventional Hydroelectric | HY |  | S | X | X |  |  | 5 | 0.83 | 5 | 4.6 | 0 | N |  |  | OP | X | 12 | 1948 | Pre-2000 |  |  | N | Electric Utility | Utility | Municipal | 1 | X | WAT | Renewable | 5 | 0 | 1 | 0
Operable | 2518 | U S Bureau of Reclamation |  | 6409 | Alcova | WY | Vertical | Natrona | 1 | Conventional Hydroelectric | HY |  | S | X | X |  |  | 20.7 | 1 | 20.7 | 20.7 | 0 | N |  |  | OP | X | 7 | 1955 | Pre-2000 |  |  | N | Electric Utility | Utility | Municipal | 1 | X | WAT | Renewable | 20.7 | 0 | 1 | 0
Operable | 2518 | U S Bureau of Reclamation |  | 6409 | Alcova | WY | Vertical | Natrona | 2 | Conventional Hydroelectric | HY |  | S | X | X |  |  | 20.7 | 1 | 20.7 | 20.7 | 0 | N |  |  | OP | X | 7 | 1955 | Pre-2000 |  |  | N | Electric Utility | Utility | Municipal | 1 | X | WAT | Renewable | 20.7 | 0 | 1 | 0
Operable | 2518 | U S Bureau of Reclamation |  | 7066 | Stampede | CA | Vertical | Sierra | 1 | Conventional Hydroelectric | HY |  | S | X | X |  |  | 3 | 0.9 | 3 | 3 | 0 | N |  |  | OP | X | 1 | 1988 | Pre-2000 |  |  | N | Electric Utility | Utility | Municipal | 1 | X | WAT | Renewable | 3 | 0 | 1 | 0
Operable | 2518 | U S Bureau of Reclamation |  | 7066 | Stampede | CA | Vertical | Sierra | 2 | Conventional Hydroelectric | HY |  | S | X | X |  |  | 0.6 | 1 | 0.6 | 0.6 | 0 | N |  |  | OP | X | 1 | 1988 | Pre-2000 |  |  | N | Electric Utility | Utility | Municipal | 1 | X | WAT | Renewable | 0.6 | 0 | 1 | 0
Operable | 2518 | U S Bureau of Reclamation |  | 7317 | Buffalo Bill | WY | Vertical | Park | 1 | Conventional Hydroelectric | HY |  | S | X | X |  |  | 6 | 0.9 | 6 | 6 | 0 | N |  |  | OP | X | 9 | 1992 | Pre-2000 |  |  | N | Electric Utility | Utility | Municipal | 1 | X | WAT | Renewable | 6 | 0 | 1 | 0
Operable | 2518 | U S Bureau of Reclamation |  | 7317 | Buffalo Bill | WY | Vertical | Park | 2 | Conventional Hydroelectric | HY |  | S | X | X |  |  | 6 | 0.9 | 6 | 6 | 0 | N |  |  | OP | X | 9 | 1992 | Pre-2000 |  |  | N | Electric Utility | Utility | Municipal | 1 | X | WAT | Renewable | 6 | 0 | 1 | 0
Operable | 2518 | U S Bureau of Reclamation |  | 7317 | Buffalo Bill | WY | Vertical | Park | 3 | Conventional Hydroelectric | HY |  | S | X | X |  |  | 6 | 0.9 | 6 | 6 | 0 | N |  |  | OP | X | 9 | 1992 | Pre-2000 |  |  | N | Electric Utility | Utility | Municipal | 1 | X | WAT | Renewable | 6 | 0 | 1 | 0
Operable | 2518 | U S Bureau of Reclamation |  | 7372 | McPhee | CO | Vertical | Montezuma | 1 | Conventional Hydroelectric | HY |  | S | X | X |  |  | 1.2 | 0.92 | 1.2 | 1.2 | 0 | N |  |  | OP | X | 12 | 1992 | Pre-2000 |  |  | N | Electric Utility | Utility | Municipal | 1 | X | WAT | Renewable | 1.2 | 0 | 1 | 0
Operable | 2518 | U S Bureau of Reclamation |  | 7373 | Towaoc | CO | Vertical | Montezuma | 1 | Conventional Hydroelectric | HY |  | S | X | X |  |  | 11.4 | 0.95 | 11.4 | 10.5 | 0 | N |  |  | OP | X | 5 | 1993 | Pre-2000 |  |  | N | Electric Utility | Utility | Municipal | 1 | X | WAT | Renewable | 11.4 | 0 | 1 | 0
Operable | 2518 | U S Bureau of Reclamation |  | 7541 | Spirit Mountain | WY | Vertical | Park | 1 | Conventional Hydroelectric | HY |  | S | X | X |  |  | 4.5 | 0.9 | 4.5 | 4.5 | 0 | N |  |  | OP | X | 10 | 1994 | Pre-2000 |  |  | N | Electric Utility | Utility | Municipal | 1 | X | WAT | Renewable | 4.5 | 0 | 1 | 0
Operable | 2518 | U S Bureau of Reclamation |  | 8902 | Hoover Dam (AZ) | AZ | Vertical | Mohave | A0 | Conventional Hydroelectric | HY |  | S | X | X |  |  | 2.4 | 0.8 | 2.7 | 2.7 | 0 | N |  |  | OP | X | 9 | 1936 | Pre-2000 |  |  | N | Electric Utility | Utility | Municipal | 1 | X | WAT | Renewable | 2.4 | 0 | 1 | 0
Operable | 2518 | U S Bureau of Reclamation |  | 8902 | Hoover Dam (AZ) | AZ | Vertical | Mohave | A1 | Conventional Hydroelectric | HY |  | S | X | X |  |  | 130 | 0.8 | 130 | 130 | 0 | N |  |  | OP | X | 10 | 1941 | Pre-2000 |  |  | N | Electric Utility | Utility | Municipal | 1 | X | WAT | Renewable | 130 | 0 | 1 | 0
Operable | 2518 | U S Bureau of Reclamation |  | 8902 | Hoover Dam (AZ) | AZ | Vertical | Mohave | A2 | Conventional Hydroelectric | HY |  | S | X | X |  |  | 130 | 0.98 | 130 | 130 | 0 | N |  |  | OP | X | 7 | 1942 | Pre-2000 |  |  | N | Electric Utility | Utility | Municipal | 1 | X | WAT | Renewable | 130 | 0 | 1 | 0
Operable | 2518 | U S Bureau of Reclamation |  | 8902 | Hoover Dam (AZ) | AZ | Vertical | Mohave | A3 | Conventional Hydroelectric | HY |  | S | X | X |  |  | 130 | 0.98 | 130 | 130 | 0 | N |  |  | OP | X | 9 | 1952 | Pre-2000 |  |  | N | Electric Utility | Utility | Municipal | 1 | X | WAT | Renewable | 130 | 0 | 1 | 0
Operable | 2518 | U S Bureau of Reclamation |  | 8902 | Hoover Dam (AZ) | AZ | Vertical | Mohave | A4 | Conventional Hydroelectric | HY |  | S | X | X |  |  | 130 | 0.98 | 130 | 130 | 0 | N |  |  | OP | X | 5 | 1952 | Pre-2000 |  |  | N | Electric Utility | Utility | Municipal | 1 | X | WAT | Renewable | 130 | 0 | 1 | 0
Operable | 2518 | U S Bureau of Reclamation |  | 8902 | Hoover Dam (AZ) | AZ | Vertical | Mohave | A5 | Conventional Hydroelectric | HY |  | S | X | X |  |  | 127 | 0.97 | 127 | 127 | 0 | N |  |  | OP | X | 1 | 1943 | Pre-2000 |  |  | N | Electric Utility | Utility | Municipal | 1 | X | WAT | Renewable | 127 | 0 | 1 | 0
Operable | 2518 | U S Bureau of Reclamation |  | 8902 | Hoover Dam (AZ) | AZ | Vertical | Mohave | A6 | Conventional Hydroelectric | HY |  | S | X | X |  |  | 130 | 0.98 | 130 | 130 | 0 | N |  |  | OP | X | 9 | 1939 | Pre-2000 |  |  | N | Electric Utility | Utility | Municipal | 1 | X | WAT | Renewable | 130 | 0 | 1 | 0
Operable | 2518 | U S Bureau of Reclamation |  | 8902 | Hoover Dam (AZ) | AZ | Vertical | Mohave | A7 | Conventional Hydroelectric | HY |  | S | X | X |  |  | 130 | 0.98 | 130 | 130 | 0 | N |  |  | OP | X | 6 | 1939 | Pre-2000 |  |  | N | Electric Utility | Utility | Municipal | 1 | X | WAT | Renewable | 130 | 0 | 1 | 0
Operable | 2518 | U S Bureau of Reclamation |  | 8902 | Hoover Dam (AZ) | AZ | Vertical | Mohave | A8 | Conventional Hydroelectric | HY |  | S | X | X |  |  | 61.5 | 0.98 | 61.5 | 61.5 | 0 | N |  |  | OP | X | 8 | 1937 | Pre-2000 |  |  | N | Electric Utility | Utility | Municipal | 1 | X | WAT | Renewable | 61.5 | 0 | 1 | 0
Operable | 2518 | U S Bureau of Reclamation |  | 8902 | Hoover Dam (AZ) | AZ | Vertical | Mohave | A9 | Conventional Hydroelectric | HY |  | S | X | X |  |  | 68.5 | 0.98 | 68.5 | 68.5 | 0 | N |  |  | OP | X | 4 | 1952 | Pre-2000 |  |  | N | Electric Utility | Utility | Municipal | 1 | X | WAT | Renewable | 68.5 | 0 | 1 | 0
Operable | 19351 | U S Gypsum Co |  | 50203 | US Gypsum Oakfield | NY | Restructured | Genesee | GEN1 | Natural Gas Fired Combustion Turbine | GT |  | S | X | X | 241 | 241 | 5.8 | 0.8 | 4.9 | 5.7 | 0.5 | N |  |  | OP | X | 4 | 1986 | Pre-2000 |  |  | Y | Industrial CHP | Customer Sited | Other | 7 | T | NG | Non-Renewable | 0 | 5.8 | 0 | 1
Operable | 54863 | U S Power Generating Company LLC |  | 2494 | Gowanus Gas Turbines Generating | NY | Restructured | Kings | GT11 | Petroleum Liquids | GT |  | S | X | X |  |  | 20 | 1 | 19.1 | 24.9 | 16 | N |  |  | OP | X | 6 | 1971 | Pre-2000 |  |  | N | IPP Non-CHP | IPP | IPP | 2 | X | DFO | Non-Renewable | 0 | 20 | 0 | 1
Operable | 54863 | U S Power Generating Company LLC |  | 2494 | Gowanus Gas Turbines Generating | NY | Restructured | Kings | GT12 | Petroleum Liquids | GT |  | S | X | X |  |  | 20 | 1 | 17.1 | 22.3 | 16 | N |  |  | OP | X | 6 | 1971 | Pre-2000 |  |  | N | IPP Non-CHP | IPP | IPP | 2 | X | DFO | Non-Renewable | 0 | 20 | 0 | 1
Operable | 54863 | U S Power Generating Company LLC |  | 2494 | Gowanus Gas Turbines Generating | NY | Restructured | Kings | GT13 | Petroleum Liquids | GT |  | S | X | X |  |  | 20 | 1 | 17.2 | 22.5 | 16 | N |  |  | OP | X | 6 | 1971 | Pre-2000 |  |  | N | IPP Non-CHP | IPP | IPP | 2 | X | DFO | Non-Renewable | 0 | 20 | 0 | 1
Operable | 54863 | U S Power Generating Company LLC |  | 2494 | Gowanus Gas Turbines Generating | NY | Restructured | Kings | GT14 | Petroleum Liquids | GT |  | S | X | X |  |  | 20 | 1 | 17.1 | 22.3 | 15.6 | N |  |  | OP | X | 6 | 1971 | Pre-2000 |  |  | N | IPP Non-CHP | IPP | IPP | 2 | X | DFO | Non-Renewable | 0 | 20 | 0 | 1
Operable | 54863 | U S Power Generating Company LLC |  | 2494 | Gowanus Gas Turbines Generating | NY | Restructured | Kings | GT15 | Petroleum Liquids | GT |  | S | X | X |  |  | 20 | 1 | 16.5 | 21.6 | 15.9 | N |  |  | OP | X | 6 | 1971 | Pre-2000 |  |  | N | IPP Non-CHP | IPP | IPP | 2 | X | DFO | Non-Renewable | 0 | 20 | 0 | 1
Operable | 54863 | U S Power Generating Company LLC |  | 2494 | Gowanus Gas Turbines Generating | NY | Restructured | Kings | GT16 | Petroleum Liquids | GT |  | S | X | X |  |  | 20 | 1 | 18 | 23.5 | 15.6 | N |  |  | OP | X | 6 | 1971 | Pre-2000 |  |  | N | IPP Non-CHP | IPP | IPP | 2 | X | DFO | Non-Renewable | 0 | 20 | 0 | 1
Operable | 54863 | U S Power Generating Company LLC |  | 2494 | Gowanus Gas Turbines Generating | NY | Restructured | Kings | GT17 | Petroleum Liquids | GT |  | S | X | X |  |  | 20 | 1 | 17.6 | 23 | 16 | N |  |  | OP | X | 6 | 1971 | Pre-2000 |  |  | N | IPP Non-CHP | IPP | IPP | 2 | X | DFO | Non-Renewable | 0 | 20 | 0 | 1
Operable | 54863 | U S Power Generating Company LLC |  | 2494 | Gowanus Gas Turbines Generating | NY | Restructured | Kings | GT18 | Petroleum Liquids | GT |  | S | X | X |  |  | 20 | 1 | 17.9 | 23.4 | 14.6 | N |  |  | OS | X | 6 | 1971 | Pre-2000 |  |  | N | IPP Non-CHP | IPP | IPP | 2 | X | DFO | Non-Renewable | 0 | 20 | 0 | 1
Operable | 54863 | U S Power Generating Company LLC |  | 2494 | Gowanus Gas Turbines Generating | NY | Restructured | Kings | GT21 | Natural Gas Fired Combustion Turbine | GT |  | S | X | X |  |  | 20 | 1 | 17.9 | 23.4 | 16 | N |  |  | OP | X | 6 | 1971 | Pre-2000 |  |  | N | IPP Non-CHP | IPP | IPP | 2 | X | NG | Non-Renewable | 0 | 20 | 0 | 1 | DFO
Operable | 54863 | U S Power Generating Company LLC |  | 2494 | Gowanus Gas Turbines Generating | NY | Restructured | Kings | GT22 | Natural Gas Fired Combustion Turbine | GT |  | S | X | X |  |  | 20 | 1 | 18.8 | 24.6 | 15.2 | N |  |  | OP | X | 6 | 1971 | Pre-2000 |  |  | N | IPP Non-CHP | IPP | IPP | 2 | X | NG | Non-Renewable | 0 | 20 | 0 | 1 | DFO
Operable | 54863 | U S Power Generating Company LLC |  | 2494 | Gowanus Gas Turbines Generating | NY | Restructured | Kings | GT23 | Natural Gas Fired Combustion Turbine | GT |  | S | X | X |  |  | 20 | 1 | 20.6 | 26.9 | 16 | N |  |  | OP | X | 6 | 1971 | Pre-2000 |  |  | N | IPP Non-CHP | IPP | IPP | 2 | X | NG | Non-Renewable | 0 | 20 | 0 | 1 | DFO
Operable | 54863 | U S Power Generating Company LLC |  | 2494 | Gowanus Gas Turbines Generating | NY | Restructured | Kings | GT24 | Natural Gas Fired Combustion Turbine | GT |  | S | X | X |  |  | 20 | 1 | 19.3 | 25.2 | 16 | N |  |  | OP | X | 6 | 1971 | Pre-2000 |  |  | N | IPP Non-CHP | IPP | IPP | 2 | X | NG | Non-Renewable | 0 | 20 | 0 | 1 | DFO
Operable | 54863 | U S Power Generating Company LLC |  | 2494 | Gowanus Gas Turbines Generating | NY | Restructured | Kings | GT25 | Natural Gas Fired Combustion Turbine | GT |  | S | X | X |  |  | 20 | 1 | 18.6 | 24.3 | 16 | N |  |  | OP | X | 6 | 1971 | Pre-2000 |  |  | N | IPP Non-CHP | IPP | IPP | 2 | X | NG | Non-Renewable | 0 | 20 | 0 | 1 | DFO
Operable | 54863 | U S Power Generating Company LLC |  | 2494 | Gowanus Gas Turbines Generating | NY | Restructured | Kings | GT26 | Natural Gas Fired Combustion Turbine | GT |  | S | X | X |  |  | 20 | 1 | 20.3 | 26.5 | 16 | N |  |  | OP | X | 6 | 1971 | Pre-2000 |  |  | N | IPP Non-CHP | IPP | IPP | 2 | X | NG | Non-Renewable | 0 | 20 | 0 | 1 | DFO
Operable | 54863 | U S Power Generating Company LLC |  | 2494 | Gowanus Gas Turbines Generating | NY | Restructured | Kings | GT27 | Natural Gas Fired Combustion Turbine | GT |  | S | X | X |  |  | 20 | 1 | 19.6 | 25.6 | 16 | N |  |  | OP | X | 6 | 1971 | Pre-2000 |  |  | N | IPP Non-CHP | IPP | IPP | 2 | X | NG | Non-Renewable | 0 | 20 | 0 | 1 | DFO
Operable | 54863 | U S Power Generating Company LLC |  | 2494 | Gowanus Gas Turbines Generating | NY | Restructured | Kings | GT28 | Natural Gas Fired Combustion Turbine | GT |  | S | X | X |  |  | 20 | 1 | 17.7 | 23.1 | 16 | N |  |  | OP | X | 6 | 1971 | Pre-2000 |  |  | N | IPP Non-CHP | IPP | IPP | 2 | X | NG | Non-Renewable | 0 | 20 | 0 | 1 | DFO
Operable | 54863 | U S Power Generating Company LLC |  | 2494 | Gowanus Gas Turbines Generating | NY | Restructured | Kings | GT31 | Natural Gas Fired Combustion Turbine | GT |  | S | X | X |  |  | 20 | 1 | 17.7 | 23.1 | 16 | N |  |  | OP | X | 7 | 1971 | Pre-2000 |  |  | N | IPP Non-CHP | IPP | IPP | 2 | X | NG | Non-Renewable | 0 | 20 | 0 | 1 | DFO
Operable | 54863 | U S Power Generating Company LLC |  | 2494 | Gowanus Gas Turbines Generating | NY | Restructured | Kings | GT32 | Natural Gas Fired Combustion Turbine | GT |  | S | X | X |  |  | 20 | 1 | 17.7 | 23.1 | 16 | N |  |  | OP | X | 7 | 1971 | Pre-2000 |  |  | N | IPP Non-CHP | IPP | IPP | 2 | X | NG | Non-Renewable | 0 | 20 | 0 | 1 | DFO
Operable | 54863 | U S Power Generating Company LLC |  | 2494 | Gowanus Gas Turbines Generating | NY | Restructured | Kings | GT33 | Natural Gas Fired Combustion Turbine | GT |  | S | X | X |  |  | 20 | 1 | 19.8 | 25.9 | 16 | N |  |  | OP | X | 7 | 1971 | Pre-2000 |  |  | N | IPP Non-CHP | IPP | IPP | 2 | X | NG | Non-Renewable | 0 | 20 | 0 | 1 | DFO
Operable | 54863 | U S Power Generating Company LLC |  | 2494 | Gowanus Gas Turbines Generating | NY | Restructured | Kings | GT34 | Natural Gas Fired Combustion Turbine | GT |  | S | X | X |  |  | 20 | 1 | 17.9 | 23.4 | 15.9 | N |  |  | OP | X | 7 | 1971 | Pre-2000 |  |  | N | IPP Non-CHP | IPP | IPP | 2 | X | NG | Non-Renewable | 0 | 20 | 0 | 1 | DFO
Operable | 54863 | U S Power Generating Company LLC |  | 2494 | Gowanus Gas Turbines Generating | NY | Restructured | Kings | GT35 | Natural Gas Fired Combustion Turbine | GT |  | S | X | X |  |  | 20 | 1 | 19 | 24.8 | 16 | N |  |  | OP | X | 7 | 1971 | Pre-2000 |  |  | N | IPP Non-CHP | IPP | IPP | 2 | X | NG | Non-Renewable | 0 | 20 | 0 | 1 | DFO
Operable | 54863 | U S Power Generating Company LLC |  | 2494 | Gowanus Gas Turbines Generating | NY | Restructured | Kings | GT36 | Natural Gas Fired Combustion Turbine | GT |  | S | X | X |  |  | 20 | 1 | 17.6 | 23 | 15.2 | N |  |  | OP | X | 7 | 1971 | Pre-2000 |  |  | N | IPP Non-CHP | IPP | IPP | 2 | X | NG | Non-Renewable | 0 | 20 | 0 | 1 | DFO
Operable | 54863 | U S Power Generating Company LLC |  | 2494 | Gowanus Gas Turbines Generating | NY | Restructured | Kings | GT37 | Natural Gas Fired Combustion Turbine | GT |  | S | X | X |  |  | 20 | 1 | 18.1 | 23.6 | 16 | N |  |  | OP | X | 7 | 1971 | Pre-2000 |  |  | N | IPP Non-CHP | IPP | IPP | 2 | X | NG | Non-Renewable | 0 | 20 | 0 | 1 | DFO
Operable | 54863 | U S Power Generating Company LLC |  | 2494 | Gowanus Gas Turbines Generating | NY | Restructured | Kings | GT38 | Natural Gas Fired Combustion Turbine | GT |  | S | X | X |  |  | 20 | 1 | 19 | 24.8 | 16 | N |  |  | OP | X | 7 | 1971 | Pre-2000 |  |  | N | IPP Non-CHP | IPP | IPP | 2 | X | NG | Non-Renewable | 0 | 20 | 0 | 1 | DFO
Operable | 54863 | U S Power Generating Company LLC |  | 2494 | Gowanus Gas Turbines Generating | NY | Restructured | Kings | GT41 | Petroleum Liquids | GT |  | S | X | X |  |  | 20 | 1 | 16.8 | 21.9 | 16 | N |  |  | OP | X | 7 | 1971 | Pre-2000 |  |  | N | IPP Non-CHP | IPP | IPP | 2 | X | DFO | Non-Renewable | 0 | 20 | 0 | 1
Operable | 54863 | U S Power Generating Company LLC |  | 2494 | Gowanus Gas Turbines Generating | NY | Restructured | Kings | GT42 | Petroleum Liquids | GT |  | S | X | X |  |  | 20 | 1 | 17.3 | 22.6 | 16 | N |  |  | OP | X | 7 | 1971 | Pre-2000 |  |  | N | IPP Non-CHP | IPP | IPP | 2 | X | DFO | Non-Renewable | 0 | 20 | 0 | 1
Operable | 54863 | U S Power Generating Company LLC |  | 2494 | Gowanus Gas Turbines Generating | NY | Restructured | Kings | GT43 | Petroleum Liquids | GT |  | S | X | X |  |  | 20 | 1 | 17.6 | 23 | 16 | N |  |  | OP | X | 7 | 1971 | Pre-2000 |  |  | N | IPP Non-CHP | IPP | IPP | 2 | X | DFO | Non-Renewable | 0 | 20 | 0 | 1
Operable | 54863 | U S Power Generating Company LLC |  | 2494 | Gowanus Gas Turbines Generating | NY | Restructured | Kings | GT44 | Petroleum Liquids | GT |  | S | X | X |  |  | 20 | 1 | 17.1 | 22.3 | 15.8 | N |  |  | OP | X | 7 | 1971 | Pre-2000 |  |  | N | IPP Non-CHP | IPP | IPP | 2 | X | DFO | Non-Renewable | 0 | 20 | 0 | 1
Operable | 54863 | U S Power Generating Company LLC |  | 2494 | Gowanus Gas Turbines Generating | NY | Restructured | Kings | GT45 | Petroleum Liquids | GT |  | S | X | X |  |  | 20 | 1 | 17.1 | 22.3 | 15.7 | N |  |  | OP | X | 7 | 1971 | Pre-2000 |  |  | N | IPP Non-CHP | IPP | IPP | 2 | X | DFO | Non-Renewable | 0 | 20 | 0 | 1
Operable | 54863 | U S Power Generating Company LLC |  | 2494 | Gowanus Gas Turbines Generating | NY | Restructured | Kings | GT46 | Petroleum Liquids | GT |  | S | X | X |  |  | 20 | 1 | 18.6 | 24.3 | 16 | N |  |  | OP | X | 7 | 1971 | Pre-2000 |  |  | N | IPP Non-CHP | IPP | IPP | 2 | X | DFO | Non-Renewable | 0 | 20 | 0 | 1
Operable | 54863 | U S Power Generating Company LLC |  | 2494 | Gowanus Gas Turbines Generating | NY | Restructured | Kings | GT47 | Petroleum Liquids | GT |  | S | X | X |  |  | 20 | 1 | 16.6 | 21.7 | 14 | N |  |  | OP | X | 7 | 1971 | Pre-2000 |  |  | N | IPP Non-CHP | IPP | IPP | 2 | X | DFO | Non-Renewable | 0 | 20 | 0 | 1
Operable | 54863 | U S Power Generating Company LLC |  | 2494 | Gowanus Gas Turbines Generating | NY | Restructured | Kings | GT48 | Petroleum Liquids | GT |  | S | X | X |  |  | 20 | 1 | 19 | 24.8 | 16 | N |  |  | OP | X | 7 | 1971 | Pre-2000 |  |  | N | IPP Non-CHP | IPP | IPP | 2 | X | DFO | Non-Renewable | 0 | 20 | 0 | 1
Operable | 54863 | U S Power Generating Company LLC |  | 2499 | Narrows Gas Turbines Generating | NY | Restructured | Kings | NT11 | Natural Gas Fired Combustion Turbine | GT |  | S | X | X |  |  | 22 | 1 | 21 | 27.4 | 16 | N |  |  | OP | X | 5 | 1972 | Pre-2000 |  |  | N | IPP Non-CHP | IPP | IPP | 2 | X | NG | Non-Renewable | 0 | 22 | 0 | 1 | DFO
Operable | 54863 | U S Power Generating Company LLC |  | 2499 | Narrows Gas Turbines Generating | NY | Restructured | Kings | NT12 | Natural Gas Fired Combustion Turbine | GT |  | S | X | X |  |  | 22 | 1 | 19.5 | 25.5 | 16 | N |  |  | OP | X | 5 | 1972 | Pre-2000 |  |  | N | IPP Non-CHP | IPP | IPP | 2 | X | NG | Non-Renewable | 0 | 22 | 0 | 1 | DFO
Operable | 54863 | U S Power Generating Company LLC |  | 2499 | Narrows Gas Turbines Generating | NY | Restructured | Kings | NT13 | Natural Gas Fired Combustion Turbine | GT |  | S | X | X |  |  | 22 | 1 | 20.4 | 26.6 | 16 | N |  |  | OP | X | 5 | 1972 | Pre-2000 |  |  | N | IPP Non-CHP | IPP | IPP | 2 | X | NG | Non-Renewable | 0 | 22 | 0 | 1 | DFO
Operable | 54863 | U S Power Generating Company LLC |  | 2499 | Narrows Gas Turbines Generating | NY | Restructured | Kings | NT14 | Natural Gas Fired Combustion Turbine | GT |  | S | X | X |  |  | 22 | 1 | 20.1 | 26.3 | 16 | N |  |  | OP | X | 5 | 1972 | Pre-2000 |  |  | N | IPP Non-CHP | IPP | IPP | 2 | X | NG | Non-Renewable | 0 | 22 | 0 | 1 | DFO
Operable | 54863 | U S Power Generating Company LLC |  | 2499 | Narrows Gas Turbines Generating | NY | Restructured | Kings | NT15 | Natural Gas Fired Combustion Turbine | GT |  | S | X | X |  |  | 22 | 1 | 19.8 | 25.9 | 16 | N |  |  | OP | X | 5 | 1972 | Pre-2000 |  |  | N | IPP Non-CHP | IPP | IPP | 2 | X | NG | Non-Renewable | 0 | 22 | 0 | 1 | DFO
Operable | 54863 | U S Power Generating Company LLC |  | 2499 | Narrows Gas Turbines Generating | NY | Restructured | Kings | NT16 | Natural Gas Fired Combustion Turbine | GT |  | S | X | X |  |  | 22 | 1 | 18.9 | 24.7 | 15.7 | N |  |  | OP | X | 5 | 1972 | Pre-2000 |  |  | N | IPP Non-CHP | IPP | IPP | 2 | X | NG | Non-Renewable | 0 | 22 | 0 | 1 | DFO
Operable | 54863 | U S Power Generating Company LLC |  | 2499 | Narrows Gas Turbines Generating | NY | Restructured | Kings | NT17 | Natural Gas Fired Combustion Turbine | GT |  | S | X | X |  |  | 22 | 1 | 18.4 | 24 | 15.6 | N |  |  | OP | X | 5 | 1972 | Pre-2000 |  |  | N | IPP Non-CHP | IPP | IPP | 2 | X | NG | Non-Renewable | 0 | 22 | 0 | 1 | DFO
Operable | 54863 | U S Power Generating Company LLC |  | 2499 | Narrows Gas Turbines Generating | NY | Restructured | Kings | NT18 | Natural Gas Fired Combustion Turbine | GT |  | S | X | X |  |  | 22 | 1 | 19.9 | 26 | 16 | N |  |  | OP | X | 5 | 1972 | Pre-2000 |  |  | N | IPP Non-CHP | IPP | IPP | 2 | X | NG | Non-Renewable | 0 | 22 | 0 | 1 | DFO
Operable | 54863 | U S Power Generating Company LLC |  | 2499 | Narrows Gas Turbines Generating | NY | Restructured | Kings | NT21 | Natural Gas Fired Combustion Turbine | GT |  | S | X | X |  |  | 22 | 1 | 19.4 | 25.3 | 16 | N |  |  | OP | X | 6 | 1972 | Pre-2000 |  |  | N | IPP Non-CHP | IPP | IPP | 2 | X | NG | Non-Renewable | 0 | 22 | 0 | 1 | DFO
Operable | 54863 | U S Power Generating Company LLC |  | 2499 | Narrows Gas Turbines Generating | NY | Restructured | Kings | NT22 | Natural Gas Fired Combustion Turbine | GT |  | S | X | X |  |  | 22 | 1 | 18.7 | 24.4 | 16 | N |  |  | OP | X | 6 | 1972 | Pre-2000 |  |  | N | IPP Non-CHP | IPP | IPP | 2 | X | NG | Non-Renewable | 0 | 22 | 0 | 1 | DFO
Operable | 54863 | U S Power Generating Company LLC |  | 2499 | Narrows Gas Turbines Generating | NY | Restructured | Kings | NT23 | Natural Gas Fired Combustion Turbine | GT |  | S | X | X |  |  | 22 | 1 | 18.4 | 24 | 16 | N |  |  | OP | X | 6 | 1972 | Pre-2000 |  |  | N | IPP Non-CHP | IPP | IPP | 2 | X | NG | Non-Renewable | 0 | 22 | 0 | 1 | DFO
Operable | 54863 | U S Power Generating Company LLC |  | 2499 | Narrows Gas Turbines Generating | NY | Restructured | Kings | NT24 | Natural Gas Fired Combustion Turbine | GT |  | S | X | X |  |  | 22 | 1 | 18.4 | 24 | 16 | N |  |  | OP | X | 6 | 1972 | Pre-2000 |  |  | N | IPP Non-CHP | IPP | IPP | 2 | X | NG | Non-Renewable | 0 | 22 | 0 | 1 | DFO
Operable | 54863 | U S Power Generating Company LLC |  | 2499 | Narrows Gas Turbines Generating | NY | Restructured | Kings | NT25 | Natural Gas Fired Combustion Turbine | GT |  | S | X | X |  |  | 22 | 1 | 19.9 | 26 | 16 | N |  |  | OP | X | 6 | 1972 | Pre-2000 |  |  | N | IPP Non-CHP | IPP | IPP | 2 | X | NG | Non-Renewable | 0 | 22 | 0 | 1 | DFO
Operable | 54863 | U S Power Generating Company LLC |  | 2499 | Narrows Gas Turbines Generating | NY | Restructured | Kings | NT26 | Natural Gas Fired Combustion Turbine | GT |  | S | X | X |  |  | 22 | 1 | 18.1 | 23.6 | 15.3 | N |  |  | OP | X | 6 | 1972 | Pre-2000 |  |  | N | IPP Non-CHP | IPP | IPP | 2 | X | NG | Non-Renewable | 0 | 22 | 0 | 1 | DFO
Operable | 54863 | U S Power Generating Company LLC |  | 2499 | Narrows Gas Turbines Generating | NY | Restructured | Kings | NT27 | Natural Gas Fired Combustion Turbine | GT |  | S | X | X |  |  | 22 | 1 | 20.7 | 27 | 16 | N |  |  | OP | X | 6 | 1972 | Pre-2000 |  |  | N | IPP Non-CHP | IPP | IPP | 2 | X | NG | Non-Renewable | 0 | 22 | 0 | 1 | DFO
Operable | 54863 | U S Power Generating Company LLC |  | 2499 | Narrows Gas Turbines Generating | NY | Restructured | Kings | NT28 | Natural Gas Fired Combustion Turbine | GT |  | S | X | X |  |  | 22 | 1 | 17.5 | 22.9 | 15.7 | N |  |  | OP | X | 6 | 1972 | Pre-2000 |  |  | N | IPP Non-CHP | IPP | IPP | 2 | X | NG | Non-Renewable | 0 | 22 | 0 | 1 | DFO
Operable | 54863 | U S Power Generating Company LLC |  | 8906 | Astoria Generating Station | NY | Restructured | Queens | 1 | Natural Gas Fired Combustion Turbine | GT |  | S | X | X |  |  | 15 | 1 | 15.7 | 20.5 | 12 | N |  |  | OP | X | 7 | 1967 | Pre-2000 |  |  | N | IPP Non-CHP | IPP | IPP | 2 | X | NG | Non-Renewable | 0 | 15 | 0 | 1
Operable | 54863 | U S Power Generating Company LLC |  | 8906 | Astoria Generating Station | NY | Restructured | Queens | 2 | Natural Gas Steam Turbine | ST |  | S | X | X |  |  | 180 | 1 | 177 | 177 | 60 | N |  |  | OP | X | 3 | 1954 | Pre-2000 |  |  | N | IPP Non-CHP | IPP | IPP | 2 | X | NG | Non-Renewable | 0 | 180 | 0 | 1
Operable | 54863 | U S Power Generating Company LLC |  | 8906 | Astoria Generating Station | NY | Restructured | Queens | 3 | Natural Gas Steam Turbine | ST |  | S | X | X |  |  | 376 | 1 | 369.9 | 369.9 | 75 | N |  |  | OP | X | 9 | 1958 | Pre-2000 |  |  | N | IPP Non-CHP | IPP | IPP | 2 | X | NG | Non-Renewable | 0 | 376 | 0 | 1 | RFO
Operable | 54863 | U S Power Generating Company LLC |  | 8906 | Astoria Generating Station | NY | Restructured | Queens | 4 | Natural Gas Steam Turbine | ST |  | S | X | X |  |  | 387 | 1 | 376.3 | 376.3 | 75 | N |  |  | OS | X | 12 | 1961 | Pre-2000 |  |  | N | IPP Non-CHP | IPP | IPP | 2 | X | NG | Non-Renewable | 0 | 387 | 0 | 1 | RFO
Operable | 54863 | U S Power Generating Company LLC |  | 8906 | Astoria Generating Station | NY | Restructured | Queens | ST5 | Natural Gas Steam Turbine | ST |  | S | X | X |  |  | 387 | 1 | 376.3 | 376.3 | 75 | N |  |  | OP | X | 5 | 1962 | Pre-2000 |  |  | N | IPP Non-CHP | IPP | IPP | 2 | X | NG | Non-Renewable | 0 | 387 | 0 | 1 | RFO
Operable | 22218 | U.S. Army - Radford |  | 52072 | Radford Army Ammunition Plant | VA | Vertical | Montgomery | GEN1 | Natural Gas Steam Turbine | ST |  | S | X | X |  |  | 6 | 0.85 | 5.6 | 5.6 | 2 | N |  |  | OP | X | 1 | 1990 | Pre-2000 |  |  | Y | Industrial CHP | Customer Sited | Other | 7 | T | NG | Non-Renewable | 0 | 6 | 0 | 1 | DFO
Operable | 22218 | U.S. Army - Radford |  | 52072 | Radford Army Ammunition Plant | VA | Vertical | Montgomery | GEN2 | Natural Gas Steam Turbine | ST |  | S | X | X |  |  | 6 | 0.85 | 5.6 | 5.6 | 2 | N |  |  | OP | X | 1 | 1990 | Pre-2000 |  |  | Y | Industrial CHP | Customer Sited | Other | 7 | T | NG | Non-Renewable | 0 | 6 | 0 | 1 | DFO
Operable | 22218 | U.S. Army - Radford |  | 52072 | Radford Army Ammunition Plant | VA | Vertical | Montgomery | GEN3 | Natural Gas Steam Turbine | ST |  | S | X | X |  |  | 6 | 0.85 | 5.6 | 5.6 | 2 | N |  |  | OP | X | 1 | 1990 | Pre-2000 |  |  | Y | Industrial CHP | Customer Sited | Other | 7 | T | NG | Non-Renewable | 0 | 6 | 0 | 1 | DFO
Operable | 58148 | U.S. General Services Administration |  | 58178 | M. G. Emmett J. Bean Federal Center | IN | Vertical | Marion | 1 | Solar Photovoltaic | PV |  | S | X | X |  |  | 1.9 |  | 1.5 | 1.2 |  | N |  |  | OP | X | 4 | 2011 | 2011 |  |  | N | IPP Non-CHP | IPP | IPP | 2 | X | SUN | Renewable | 1.9 | 0 | 1 | 0
Operable | 65296 | UB Fuel Cell |  | 63438 | UB Fuel Cell | CT | Restructured | Fairfield | UBFC1 | Other Natural Gas | FC |  | S | X | X |  |  | 1.4 | 1 | 1.4 | 1.4 | 0.2 | N |  |  | OP | X | 4 | 2015 | 2015 |  |  | Y | IPP CHP | IPP | IPP | 3 | T | NG | Non-Renewable | 0 | 1.4 | 0 | 1
Operable | 65095 | UE - 00602CO, LLC |  | 65898 | Gaylord Rockies CHP | CO | Vertical | Adams | T0041 | Natural Gas Internal Combustion Engine | IC |  | W | X | X |  |  | 2 | 0.8 | 2 | 2 | 1 | N |  |  | OP | X | 5 | 2022 | 2022 |  |  | Y | IPP CHP | IPP | IPP | 3 | T | NG | Non-Renewable | 0 | 2 | 0 | 1
Operable | 65095 | UE - 00602CO, LLC |  | 65898 | Gaylord Rockies CHP | CO | Vertical | Adams | T0042 | Natural Gas Internal Combustion Engine | IC |  | W | X | X |  |  | 2 | 0.8 | 2 | 2 | 1 | N |  |  | OP | X | 5 | 2022 | 2022 |  |  | Y | IPP CHP | IPP | IPP | 3 | T | NG | Non-Renewable | 0 | 2 | 0 | 1
Operable | 19391 | UGI Development Co |  | 3176 | Hunlock Power Station | PA | Restructured | Luzerne | 3 | Natural Gas Fired Combined Cycle | CA | HUN1 | S | Y | X |  |  | 49.9 | 0.85 | 29.2 | 30.3 | 4 | N |  |  | OP | X | 9 | 1959 | Pre-2000 |  |  | N | IPP Non-CHP | IPP | IPP | 2 | X | NG | Non-Renewable | 0 | 49.9 | 0 | 1
Operable | 19391 | UGI Development Co |  | 3176 | Hunlock Power Station | PA | Restructured | Luzerne | 5 | Natural Gas Fired Combined Cycle | CT | HUN1 | S | X | N |  |  | 48 | 0.85 | 48 | 50.3 | 30 | N |  |  | OP | X | 7 | 2011 | 2011 |  |  | N | IPP Non-CHP | IPP | IPP | 2 | X | NG | Non-Renewable | 0 | 48 | 0 | 1
Operable | 19391 | UGI Development Co |  | 3176 | Hunlock Power Station | PA | Restructured | Luzerne | 6 | Natural Gas Fired Combined Cycle | CT | HUN1 | S | X | N |  |  | 48 | 0.85 | 48 | 48.3 | 30 | N |  |  | OP | X | 7 | 2011 | 2011 |  |  | N | IPP Non-CHP | IPP | IPP | 2 | X | NG | Non-Renewable | 0 | 48 | 0 | 1
Operable | 19391 | UGI Development Co |  | 57216 | Crayola Solar Project | PA | Restructured | Northampton | 1 | Solar Photovoltaic | PV |  | S | X | X |  |  | 1 |  | 1 | 1 |  | N |  |  | OP | X | 5 | 2010 | 2010 |  |  | N | IPP Non-CHP | IPP | IPP | 2 | X | SUN | Renewable | 1 | 0 | 1 | 0
Operable | 19391 | UGI Development Co |  | 57216 | Crayola Solar Project | PA | Restructured | Northampton | 2 | Solar Photovoltaic | PV |  | S | X | X |  |  | 1 |  | 1 | 1 |  | N |  |  | OP | X | 4 | 2011 | 2011 |  |  | N | IPP Non-CHP | IPP | IPP | 2 | X | SUN | Renewable | 1 | 0 | 1 | 0
Operable | 19391 | UGI Development Co |  | 57216 | Crayola Solar Project | PA | Restructured | Northampton | 3 | Solar Photovoltaic | PV |  | S | X | X |  |  | 0.8 |  | 0.8 | 0.8 |  | N |  |  | OP | X | 1 | 2012 | 2012 |  |  | N | IPP Non-CHP | IPP | IPP | 2 | X | SUN | Renewable | 0.8 | 0 | 1 | 0
Operable | 56408 | UGI Energy Services, LLC |  | 60848 | Temple Solar Arrays | PA | Restructured | Berks | 51599 | Solar Photovoltaic | PV |  | S | X | X |  |  | 2.2 |  | 2.2 | 2.2 |  | N |  |  | OP | X | 5 | 2011 | 2011 |  |  | N | IPP Non-CHP | IPP | IPP | 2 | X | SUN | Renewable | 2.2 | 0 | 1 | 0
Operable | 56408 | UGI Energy Services, LLC |  | 60849 | Emmitsburg Solar Arrays | MD | Restructured | Frederick | 87353 | Solar Photovoltaic | PV |  | S | X | X |  |  | 1.7 |  | 1.7 | 1.7 |  | N |  |  | OP | X | 4 | 2014 | 2014 |  |  | N | IPP Non-CHP | IPP | IPP | 2 | X | SUN | Renewable | 1.7 | 0 | 1 | 0
Operable | 59885 | UIL Distributed Resources, LLC |  | 60109 | UDR Glastonbury Fuel Cell | CT | Restructured | Hartford | UDRFC | Other Natural Gas | FC |  | S | X | X | 4004 | 4004 | 3.4 |  | 2.5 | 3.1 | 2.5 | N |  |  | OP | X | 2 | 2016 | 2016 |  |  | N | IPP Non-CHP | IPP | IPP | 2 | X | NG | Non-Renewable | 0 | 3.4 | 0 | 1
Operable | 62684 | Ulster Solar LLC |  | 62777 | Ulster County Solar | NY | Restructured | Ulster | ULSTE | Solar Photovoltaic | PV |  | S | X | X |  |  | 1.4 |  | 1.4 | 1.4 |  | N |  |  | OP | X | 5 | 2018 | 2018 |  |  | N | IPP Non-CHP | IPP | IPP | 2 | X | SUN | Renewable | 1.4 | 0 | 1 | 0
Operable | 59237 | Ulysses Solar, LLC |  | 59470 | Cornell Snyder Road Solar Array | NY | Restructured | Tompkins | CSR1 | Solar Photovoltaic | PV |  | S | X | X |  |  | 1.8 |  | 1.8 | 1.4 |  | N |  |  | OP | X | 11 | 2014 | 2014 |  |  | N | IPP Non-CHP | IPP | IPP | 2 | X | SUN | Renewable | 1.8 | 0 | 1 | 0
Operable | 64427 | UMass Boston |  | 64980 | UMass Boston | MA | Restructured | Suffolk | 010G | Petroleum Liquids | IC |  | S | X | X |  |  | 0.3 | 0.8 | 0.3 | 0.3 | 0 | N |  |  | SB | N | 1 | 2006 | 2006 |  |  | N | Commercial Non-CHP | Customer Sited | Other | 4 | X | DFO | Non-Renewable | 0 | 0.3 | 0 | 1
Operable | 64427 | UMass Boston |  | 64980 | UMass Boston | MA | Restructured | Suffolk | 020G | Petroleum Liquids | IC |  | S | X | X |  |  | 0.4 | 0.8 | 0.4 | 0.4 | 0 | N |  |  | OP | X | 1 | 1972 | Pre-2000 |  |  | N | Commercial Non-CHP | Customer Sited | Other | 4 | X | DFO | Non-Renewable | 0 | 0.4 | 0 | 1
Operable | 64427 | UMass Boston |  | 64980 | UMass Boston | MA | Restructured | Suffolk | 030G | Petroleum Liquids | IC |  | S | X | X |  |  | 0.5 | 0.8 | 0.5 | 0.5 | 0 | N |  |  | OP | X | 1 | 2014 | 2014 |  |  | N | Commercial Non-CHP | Customer Sited | Other | 4 | X | DFO | Non-Renewable | 0 | 0.5 | 0 | 1
Operable | 64427 | UMass Boston |  | 64980 | UMass Boston | MA | Restructured | Suffolk | 050G | Petroleum Liquids | IC |  | S | X | X |  |  | 0.8 | 0.8 | 0.8 | 0.8 | 0.1 | N |  |  | OP | X | 1 | 2001 | 2001 |  |  | N | Commercial Non-CHP | Customer Sited | Other | 4 | X | DFO | Non-Renewable | 0 | 0.8 | 0 | 1
Operable | 64427 | UMass Boston |  | 64980 | UMass Boston | MA | Restructured | Suffolk | 060G | Petroleum Liquids | IC |  | S | X | X |  |  | 1.6 | 0.8 | 1.6 | 1.6 | 0.2 | N |  |  | OP | X | 1 | 2012 | 2012 |  |  | N | Commercial Non-CHP | Customer Sited | Other | 4 | X | DFO | Non-Renewable | 0 | 1.6 | 0 | 1
Operable | 64427 | UMass Boston |  | 64980 | UMass Boston | MA | Restructured | Suffolk | 080D1 | Petroleum Liquids | IC |  | S | X | X |  |  | 0.3 | 0.8 | 0.3 | 0.3 | 0 | N |  |  | OP | X | 1 | 1972 | Pre-2000 |  |  | N | Commercial Non-CHP | Customer Sited | Other | 4 | X | DFO | Non-Renewable | 0 | 0.3 | 0 | 1
Operable | 64427 | UMass Boston |  | 64980 | UMass Boston | MA | Restructured | Suffolk | 080D2 | Petroleum Liquids | IC |  | S | X | X |  |  | 0.5 | 0.8 | 0.5 | 0.5 | 0.1 | N |  |  | OP | X | 1 | 1972 | Pre-2000 |  |  | N | Commercial Non-CHP | Customer Sited | Other | 4 | X | DFO | Non-Renewable | 0 | 0.5 | 0 | 1
Operable | 64427 | UMass Boston |  | 64980 | UMass Boston | MA | Restructured | Suffolk | 080G | Petroleum Liquids | IC |  | S | X | X |  |  | 0.4 | 0.8 | 0.4 | 0.4 | 0 | N |  |  | OP | X | 1 | 1972 | Pre-2000 |  |  | N | Commercial Non-CHP | Customer Sited | Other | 4 | X | DFO | Non-Renewable | 0 | 0.4 | 0 | 1
Operable | 64427 | UMass Boston |  | 64980 | UMass Boston | MA | Restructured | Suffolk | 090G | Petroleum Liquids | IC |  | S | X | X |  |  | 0.6 | 0.8 | 0.6 | 0.6 | 0.1 | N |  |  | OP | X | 1 | 1972 | Pre-2000 |  |  | N | Commercial Non-CHP | Customer Sited | Other | 4 | X | DFO | Non-Renewable | 0 | 0.6 | 0 | 1
Operable | 64427 | UMass Boston |  | 64980 | UMass Boston | MA | Restructured | Suffolk | 110G | Petroleum Liquids | IC |  | S | X | X |  |  | 0.2 | 0.8 | 0.2 | 0.2 | 0 | N |  |  | OP | X | 1 | 1972 | Pre-2000 |  |  | N | Commercial Non-CHP | Customer Sited | Other | 4 | X | DFO | Non-Renewable | 0 | 0.2 | 0 | 1
Operable | 64427 | UMass Boston |  | 64980 | UMass Boston | MA | Restructured | Suffolk | 120G | Petroleum Liquids | IC |  | S | X | X |  |  | 0.2 | 0.8 | 0.2 | 0.2 | 0 | N |  |  | OP | X | 1 | 1972 | Pre-2000 |  |  | N | Commercial Non-CHP | Customer Sited | Other | 4 | X | DFO | Non-Renewable | 0 | 0.2 | 0 | 1
Operable | 64427 | UMass Boston |  | 64980 | UMass Boston | MA | Restructured | Suffolk | 160G | Petroleum Liquids | IC |  | S | X | X |  |  | 0.1 | 0.8 | 0.1 | 0.1 | 0 | N |  |  | OP | X | 1 | 2001 | 2001 |  |  | N | Commercial Non-CHP | Customer Sited | Other | 4 | X | DFO | Non-Renewable | 0 | 0.1 | 0 | 1
Operable | 64427 | UMass Boston |  | 64980 | UMass Boston | MA | Restructured | Suffolk | 200G | Petroleum Liquids | IC |  | S | X | X |  |  | 0.1 | 0.8 | 0.1 | 0.1 | 0 | N |  |  | OP | X | 1 | 1999 | Pre-2000 |  |  | N | Commercial Non-CHP | Customer Sited | Other | 4 | X | DFO | Non-Renewable | 0 | 0.1 | 0 | 1
Operable | 64427 | UMass Boston |  | 64980 | UMass Boston | MA | Restructured | Suffolk | BATT1 | Batteries | BA |  | W | X | X |  |  | 0.5 |  | 0.5 | 0.5 | 0.1 | N |  |  | OP | X | 1 | 2021 | 2021 |  |  | N | Commercial Non-CHP | Customer Sited | Other | 4 | X | MWH | Other | 0 | 0 | 0 | 0
Operable | 64427 | UMass Boston |  | 64980 | UMass Boston | MA | Restructured | Suffolk | RHG | Petroleum Liquids | IC |  | S | X | X |  |  | 0.5 | 0.8 | 0.5 | 0.5 | 0.1 | N |  |  | OP | X | 1 | 2017 | 2017 |  |  | N | Commercial Non-CHP | Customer Sited | Other | 4 | X | DFO | Non-Renewable | 0 | 0.5 | 0 | 1
Operable | 64427 | UMass Boston |  | 64980 | UMass Boston | MA | Restructured | Suffolk | SOL1 | Solar Photovoltaic | PV |  | W | X | X |  |  | 0.2 |  | 0.2 | 0.2 |  | N |  |  | OP | X | 1 | 2021 | 2021 |  |  | N | Commercial Non-CHP | Customer Sited | Other | 4 | X | SUN | Renewable | 0.2 | 0 | 1 | 0
Operable | 64427 | UMass Boston |  | 64980 | UMass Boston | MA | Restructured | Suffolk | SOL2 | Solar Photovoltaic | PV |  | W | X | X |  |  | 0.5 |  | 0.5 | 0.5 |  | N |  |  | OP | X | 1 | 2021 | 2021 |  |  | N | Commercial Non-CHP | Customer Sited | Other | 4 | X | SUN | Renewable | 0.5 | 0 | 1 | 0
Operable | 64427 | UMass Boston |  | 64980 | UMass Boston | MA | Restructured | Suffolk | WG | Petroleum Liquids | IC |  | S | X | X |  |  | 0.4 | 0.8 | 0.4 | 0.4 | 0 | N |  |  | OP | X | 1 | 2018 | 2018 |  |  | N | Commercial Non-CHP | Customer Sited | Other | 4 | X | DFO | Non-Renewable | 0 | 0.4 | 0 | 1
Operable | 65865 | Umbriel Solar, LLC |  | 66954 | Umbriel Solar | TX | Restructured | Polk | 23001 | Solar Photovoltaic | PV |  | S | X | X |  |  | 150 |  | 150 | 150 |  | N |  |  | OP | X | 10 | 2023 | 2023 |  |  | N | IPP Non-CHP | IPP | IPP | 2 | X | SUN | Renewable | 150 | 0 | 1 | 0
Operable | 40548 | Unalakleet Valley Elec Coop |  | 6299 | Unalakleet | AK | Vertical | Nome | 5 | Petroleum Liquids | IC |  | S | X | X |  |  | 0.5 | 0.95 | 0.4 | 0.4 | 0.1 | N |  |  | OP | X | 5 | 2010 | 2010 |  |  | N | Electric Utility | Utility | Cooperative | 1 | X | DFO | Non-Renewable | 0 | 0.5 | 0 | 1
Operable | 40548 | Unalakleet Valley Elec Coop |  | 6299 | Unalakleet | AK | Vertical | Nome | 6 | Petroleum Liquids | IC |  | S | X | X |  |  | 0.5 | 0.95 | 0.4 | 0.4 | 0.1 | N |  |  | OP | X | 5 | 2010 | 2010 |  |  | N | Electric Utility | Utility | Cooperative | 1 | X | DFO | Non-Renewable | 0 | 0.5 | 0 | 1
Operable | 40548 | Unalakleet Valley Elec Coop |  | 6299 | Unalakleet | AK | Vertical | Nome | 7 | Petroleum Liquids | IC |  | S | X | X |  |  | 0.5 | 0.95 | 0.4 | 0.4 | 0.1 | N |  |  | OP | X | 12 | 2010 | 2010 |  |  | N | Electric Utility | Utility | Cooperative | 1 | X | DFO | Non-Renewable | 0 | 0.5 | 0 | 1
Operable | 40548 | Unalakleet Valley Elec Coop |  | 6299 | Unalakleet | AK | Vertical | Nome | 8 | Petroleum Liquids | IC |  | S | X | X |  |  | 0.5 | 0.95 | 0.4 | 0.4 | 0.1 | N |  |  | OP | X | 12 | 2010 | 2010 |  |  | N | Electric Utility | Utility | Cooperative | 1 | X | DFO | Non-Renewable | 0 | 0.5 | 0 | 1
Operable | 63445 | Underhill Solar LLC |  | 63751 | Underhill | NY | Restructured | Dutchess | UND | Solar Photovoltaic | PV |  | S | X | X |  |  | 2 |  | 2 | 2 |  | N |  |  | OP | X | 3 | 2019 | 2019 |  |  | N | IPP Non-CHP | IPP | IPP | 2 | X | SUN | Renewable | 2 | 0 | 1 | 0
Operable | 19450 | Union Carbide Corp-Seadrift |  | 50150 | Union Carbide Seadrift Cogen | TX | Restructured | Calhoun | GE10 | Natural Gas Steam Turbine | ST | G621 | S | X | X | UCC_COG_PUN1 | ERCOT SOUTH ZONE | 15 | 0.85 | 15 | 15 | 2 | N |  |  | OP | X | 1 | 1964 | Pre-2000 |  |  | Y | Industrial CHP | Customer Sited | Other | 7 | B | NG | Non-Renewable | 0 | 15 | 0 | 1 | OG
Operable | 19450 | Union Carbide Corp-Seadrift |  | 50150 | Union Carbide Seadrift Cogen | TX | Restructured | Calhoun | GE11 | Natural Gas Fired Combustion Turbine | GT | G621 | S | X | X | UCC_COG_PUN1 | ERCOT SOUTH ZONE | 35 | 0.85 | 30 | 38 | 20 | N |  |  | OP | X | 11 | 2000 | 2000 |  |  | Y | Industrial CHP | Customer Sited | Other | 7 | T | NG | Non-Renewable | 0 | 35 | 0 | 1
Operable | 19450 | Union Carbide Corp-Seadrift |  | 50150 | Union Carbide Seadrift Cogen | TX | Restructured | Calhoun | GEN5 | Natural Gas Steam Turbine | ST | G621 | S | X | X | UCC_COG_PUN1 | ERCOT SOUTH ZONE | 15 | 0.9 | 15 | 15 | 2 | N |  |  | OP | X | 11 | 1987 | Pre-2000 |  |  | Y | Industrial CHP | Customer Sited | Other | 7 | B | NG | Non-Renewable | 0 | 15 | 0 | 1 | OG
Operable | 19450 | Union Carbide Corp-Seadrift |  | 50150 | Union Carbide Seadrift Cogen | TX | Restructured | Calhoun | GEN6 | Natural Gas Fired Combustion Turbine | GT | G621 | S | X | X | UCC_COG_PUN1 | ERCOT SOUTH ZONE | 35 | 0.9 | 30 | 38 | 17 | N |  |  | OP | X | 11 | 1987 | Pre-2000 |  |  | Y | Industrial CHP | Customer Sited | Other | 7 | T | NG | Non-Renewable | 0 | 35 | 0 | 1
Operable | 19450 | Union Carbide Corp-Seadrift |  | 50150 | Union Carbide Seadrift Cogen | TX | Restructured | Calhoun | GEN7 | Natural Gas Steam Turbine | ST | G621 | S | X | X | UCC_COG_PUN1 | ERCOT SOUTH ZONE | 6 | 0.9 | 6 | 6 | 1.5 | N |  |  | OS | X | 11 | 1987 | Pre-2000 |  |  | Y | Industrial CHP | Customer Sited | Other | 7 | B | NG | Non-Renewable | 0 | 6 | 0 | 1
Operable | 19450 | Union Carbide Corp-Seadrift |  | 50150 | Union Carbide Seadrift Cogen | TX | Restructured | Calhoun | GEN8 | Natural Gas Fired Combustion Turbine | GT | G621 | S | X | X | UCC_COG_PUN1 | ERCOT SOUTH ZONE | 35 | 0.9 | 30 | 38 | 17 | N |  |  | OP | X | 11 | 1987 | Pre-2000 |  |  | Y | Industrial CHP | Customer Sited | Other | 7 | T | NG | Non-Renewable | 0 | 35 | 0 | 1
Operable | 19450 | Union Carbide Corp-Seadrift |  | 50150 | Union Carbide Seadrift Cogen | TX | Restructured | Calhoun | GEN9 | Natural Gas Steam Turbine | ST | G621 | S | X | X | UCC_COG_PUN1 | ERCOT SOUTH ZONE | 15 | 0.9 | 15 | 15 | 2 | N |  |  | OP | X | 11 | 1987 | Pre-2000 |  |  | Y | Industrial CHP | Customer Sited | Other | 7 | B | NG | Non-Renewable | 0 | 15 | 0 | 1 | OG
Operable | 19450 | Union Carbide Corp-Seadrift |  | 50150 | Union Carbide Seadrift Cogen | TX | Restructured | Calhoun | IGT | Natural Gas Fired Combustion Turbine | GT | G621 | S | X | X | UCC_COG_PUN1 | ERCOT SOUTH ZONE | 12 | 0.9 | 12 | 12 |  | N |  |  | OP | X | 1 | 1969 | Pre-2000 |  |  | N | Industrial CHP | Customer Sited | Other | 7 | X | NG | Non-Renewable | 0 | 12 | 0 | 1
Operable | 39066 | Union Carbide Corp-Texas City |  | 50153 | Texas City Plant Union Carbide | TX | Restructured | Galveston | STG | All Other | ST |  | S | X | X |  |  | 45 | 0.9 | 38 | 38 | 10 | N |  |  | OP | X | 3 | 1996 | Pre-2000 |  |  | Y | Industrial CHP | Customer Sited | Other | 7 | B | PUR | Other | 0 | 0 | 0 | 0
Operable | 19436 | Union Electric Co - (MO) |  | 913 | Venice | IL | Restructured | Madison | GT2 | Natural Gas Fired Combustion Turbine | GT |  | S | X | X | AMMO.VENCTG2 | AMMO.VENCTG2 | 61 | 0.85 | 44 | 53 | 5 | N |  |  | OP | X | 6 | 2002 | 2002 |  |  | N | Electric Utility | Utility | Investor Owned Utility | 1 | X | NG | Non-Renewable | 0 | 61 | 0 | 1 | DFO
Operable | 19436 | Union Electric Co - (MO) |  | 913 | Venice | IL | Restructured | Madison | GT3 | Natural Gas Fired Combustion Turbine | GT |  | S | X | X | AMMO.VENCTG3 | AMMO.VENCTG3 | 200 | 0.85 | 169 | 191 | 119 | N |  |  | OP | X | 6 | 2005 | 2005 |  |  | N | Electric Utility | Utility | Investor Owned Utility | 1 | X | NG | Non-Renewable | 0 | 200 | 0 | 1
Operable | 19436 | Union Electric Co - (MO) |  | 913 | Venice | IL | Restructured | Madison | GT4 | Natural Gas Fired Combustion Turbine | GT |  | S | X | X | AMMO.VENCTG4 | AMMO.VENCTG4 | 200 | 0.85 | 169 | 191 | 119 | N |  |  | OP | X | 6 | 2005 | 2005 |  |  | N | Electric Utility | Utility | Investor Owned Utility | 1 | X | NG | Non-Renewable | 0 | 200 | 0 | 1
Operable | 19436 | Union Electric Co - (MO) |  | 913 | Venice | IL | Restructured | Madison | GT5 | Natural Gas Fired Combustion Turbine | GT |  | S | X | X | AMMO.VENCTG5 | AMMO.VENCTG5 | 125 | 0.9 | 104 | 125 | 67 | N |  |  | OP | X | 10 | 2005 | 2005 |  |  | N | Electric Utility | Utility | Investor Owned Utility | 1 | X | NG | Non-Renewable | 0 | 125 | 0 | 1
Operable | 19436 | Union Electric Co - (MO) |  | 1109 | Keokuk | IA | Vertical | Lee | 1 | Conventional Hydroelectric | HY |  | S | X | X | AMMO.KEOKUK1 | AMMO.KEOKUK1 | 7.6 | 0.8 | 10 | 10 | 0 | N |  |  | OP | X | 8 | 1913 | Pre-2000 |  |  | N | Electric Utility | Utility | Investor Owned Utility | 1 | X | WAT | Renewable | 7.6 | 0 | 1 | 0
Operable | 19436 | Union Electric Co - (MO) |  | 1109 | Keokuk | IA | Vertical | Lee | 10 | Conventional Hydroelectric | HY |  | S | X | X | AMMO.KEOKUK10 | AMMO.KEOKUK10 | 8.8 | 0.8 | 10 | 10 | 0 | N |  |  | OP | X | 8 | 1913 | Pre-2000 |  |  | N | Electric Utility | Utility | Investor Owned Utility | 1 | X | WAT | Renewable | 8.8 | 0 | 1 | 0
Operable | 19436 | Union Electric Co - (MO) |  | 1109 | Keokuk | IA | Vertical | Lee | 11 | Conventional Hydroelectric | HY |  | S | X | X | AMMO.KEOKUK11 | AMMO.KEOKUK11 | 8.8 | 0.8 | 10 | 10 | 0 | N |  |  | OP | X | 8 | 1913 | Pre-2000 |  |  | N | Electric Utility | Utility | Investor Owned Utility | 1 | X | WAT | Renewable | 8.8 | 0 | 1 | 0
Operable | 19436 | Union Electric Co - (MO) |  | 1109 | Keokuk | IA | Vertical | Lee | 12 | Conventional Hydroelectric | HY |  | S | X | X | AMMO.KEOKUK12 | AMMO.KEOKUK12 | 8.8 | 0.8 | 10 | 10 | 0 | N |  |  | OP | X | 8 | 1913 | Pre-2000 |  |  | N | Electric Utility | Utility | Investor Owned Utility | 1 | X | WAT | Renewable | 8.8 | 0 | 1 | 0
Operable | 19436 | Union Electric Co - (MO) |  | 1109 | Keokuk | IA | Vertical | Lee | 13 | Conventional Hydroelectric | HY |  | S | X | X | AMMO.KEOKUK13 | AMMO.KEOKUK13 | 8.8 | 0.8 | 10 | 10 | 0 | N |  |  | OP | X | 8 | 1913 | Pre-2000 |  |  | N | Electric Utility | Utility | Investor Owned Utility | 1 | X | WAT | Renewable | 8.8 | 0 | 1 | 0
Operable | 19436 | Union Electric Co - (MO) |  | 1109 | Keokuk | IA | Vertical | Lee | 14 | Conventional Hydroelectric | HY |  | S | X | X | AMMO.KEOKUK14 | AMMO.KEOKUK14 | 8.8 | 0.8 | 10 | 10 | 0 | N |  |  | OP | X | 8 | 1913 | Pre-2000 |  |  | N | Electric Utility | Utility | Investor Owned Utility | 1 | X | WAT | Renewable | 8.8 | 0 | 1 | 0
Operable | 19436 | Union Electric Co - (MO) |  | 1109 | Keokuk | IA | Vertical | Lee | 15 | Conventional Hydroelectric | HY |  | S | X | X | AMMO.KEOKUK15 | AMMO.KEOKUK15 | 8.8 | 0.8 | 10 | 8 | 0 | N |  |  | OP | X | 8 | 1913 | Pre-2000 |  |  | N | Electric Utility | Utility | Investor Owned Utility | 1 | X | WAT | Renewable | 8.8 | 0 | 1 | 0
Operable | 19436 | Union Electric Co - (MO) |  | 1109 | Keokuk | IA | Vertical | Lee | 2 | Conventional Hydroelectric | HY |  | S | X | X | AMMO.KEOKUK2 | AMMO.KEOKUK2 | 7.6 | 0.8 | 10 | 10 | 0 | N |  |  | OP | X | 8 | 1913 | Pre-2000 |  |  | N | Electric Utility | Utility | Investor Owned Utility | 1 | X | WAT | Renewable | 7.6 | 0 | 1 | 0
Operable | 19436 | Union Electric Co - (MO) |  | 1109 | Keokuk | IA | Vertical | Lee | 3 | Conventional Hydroelectric | HY |  | S | X | X | AMMO.KEOKUK3 | AMMO.KEOKUK3 | 7.6 | 0.8 | 10 | 10 | 0 | N |  |  | OP | X | 8 | 1913 | Pre-2000 |  |  | N | Electric Utility | Utility | Investor Owned Utility | 1 | X | WAT | Renewable | 7.6 | 0 | 1 | 0
Operable | 19436 | Union Electric Co - (MO) |  | 1109 | Keokuk | IA | Vertical | Lee | 4 | Conventional Hydroelectric | HY |  | S | X | X | AMMO.KEOKUK4 | AMMO.KEOKUK4 | 7.6 | 0.8 | 10 | 10 | 0 | N |  |  | OP | X | 8 | 1913 | Pre-2000 |  |  | N | Electric Utility | Utility | Investor Owned Utility | 1 | X | WAT | Renewable | 7.6 | 0 | 1 | 0
Operable | 19436 | Union Electric Co - (MO) |  | 1109 | Keokuk | IA | Vertical | Lee | 5 | Conventional Hydroelectric | HY |  | S | X | X | AMMO.KEOKUK5 | AMMO.KEOKUK5 | 7.6 | 0.8 | 10 | 8 | 0 | N |  |  | OP | X | 8 | 1913 | Pre-2000 |  |  | N | Electric Utility | Utility | Investor Owned Utility | 1 | X | WAT | Renewable | 7.6 | 0 | 1 | 0
Operable | 19436 | Union Electric Co - (MO) |  | 1109 | Keokuk | IA | Vertical | Lee | 6 | Conventional Hydroelectric | HY |  | S | X | X | AMMO.KEOKUK6 | AMMO.KEOKUK6 | 7.6 | 0.8 | 10 | 10 | 0 | N |  |  | OP | X | 8 | 1913 | Pre-2000 |  |  | N | Electric Utility | Utility | Investor Owned Utility | 1 | X | WAT | Renewable | 7.6 | 0 | 1 | 0
Operable | 19436 | Union Electric Co - (MO) |  | 1109 | Keokuk | IA | Vertical | Lee | 7 | Conventional Hydroelectric | HY |  | S | X | X | AMMO.KEOKUK7 | AMMO.KEOKUK7 | 8.8 | 0.8 | 10 | 10 | 0 | N |  |  | OP | X | 8 | 1913 | Pre-2000 |  |  | N | Electric Utility | Utility | Investor Owned Utility | 1 | X | WAT | Renewable | 8.8 | 0 | 1 | 0
Operable | 19436 | Union Electric Co - (MO) |  | 1109 | Keokuk | IA | Vertical | Lee | 8 | Conventional Hydroelectric | HY |  | S | X | X | AMMO.KEOKUK8 | AMMO.KEOKUK8 | 8.8 | 0.8 | 10 | 10 | 0 | N |  |  | OP | X | 8 | 1913 | Pre-2000 |  |  | N | Electric Utility | Utility | Investor Owned Utility | 1 | X | WAT | Renewable | 8.8 | 0 | 1 | 0
Operable | 19436 | Union Electric Co - (MO) |  | 1109 | Keokuk | IA | Vertical | Lee | 9 | Conventional Hydroelectric | HY |  | S | X | X | AMMO.KEOKUK9 | AMMO.KEOKUK9 | 8.8 | 0.8 | 10 | 10 | 0 | N |  |  | OP | X | 8 | 1913 | Pre-2000 |  |  | N | Electric Utility | Utility | Investor Owned Utility | 1 | X | WAT | Renewable | 8.8 | 0 | 1 | 0
Operable | 19436 | Union Electric Co - (MO) | Utility | 2082 | Fairgrounds | MO | Vertical | Cole | 1 | Petroleum Liquids | GT |  | S | X | X | AMMOFGRDCTG1 | AMMOFGRDCTG1 | 68.3 | 0.9 | 55 | 68 | 5 | N |  |  | OP | X | 8 | 1974 | Pre-2000 |  |  | N | Electric Utility | Utility | Investor Owned Utility | 1 | X | DFO | Non-Renewable | 0 | 68.3 | 0 | 1
Operable | 19436 | Union Electric Co - (MO) | Utility | 2103 | Labadie | MO | Vertical | Franklin | 1 | Conventional Steam Coal | ST |  | S | X | X | AMMO.LABADIE1 | AMMO.LABADIE1 | 573.7 | 0.85 | 593 | 616 | 290 | N |  |  | OP | X | 6 | 1970 | Pre-2000 |  |  | N | Electric Utility | Utility | Investor Owned Utility | 1 | X | SUB | Non-Renewable | 0 | 573.7 | 0 | 1
Operable | 19436 | Union Electric Co - (MO) | Utility | 2103 | Labadie | MO | Vertical | Franklin | 2 | Conventional Steam Coal | ST |  | S | X | X | AMMO.LABADIE2 | AMMO.LABADIE2 | 573.7 | 0.85 | 593 | 616 | 289 | N |  |  | OP | X | 6 | 1971 | Pre-2000 |  |  | N | Electric Utility | Utility | Investor Owned Utility | 1 | X | SUB | Non-Renewable | 0 | 573.7 | 0 | 1
Operable | 19436 | Union Electric Co - (MO) | Utility | 2103 | Labadie | MO | Vertical | Franklin | 3 | Conventional Steam Coal | ST |  | S | X | X | AMMO.LABADIE3 | AMMO.LABADIE3 | 621 | 0.9 | 593 | 616 | 280 | N |  |  | OP | X | 8 | 1972 | Pre-2000 |  |  | N | Electric Utility | Utility | Investor Owned Utility | 1 | X | SUB | Non-Renewable | 0 | 621 | 0 | 1
Operable | 19436 | Union Electric Co - (MO) | Utility | 2103 | Labadie | MO | Vertical | Franklin | 4 | Conventional Steam Coal | ST |  | S | X | X | AMMO.LABADIE4 | AMMO.LABADIE4 | 621 | 0.9 | 593 | 616 | 287 | N |  |  | OP | X | 8 | 1973 | Pre-2000 |  |  | N | Electric Utility | Utility | Investor Owned Utility | 1 | X | SUB | Non-Renewable | 0 | 621 | 0 | 1
Operable | 19436 | Union Electric Co - (MO) | Utility | 2106 | Osage Dam | MO | Vertical | Miller | 1 | Conventional Hydroelectric | HY |  | S | X | X | AMMO.OSAGE1 | AMMO.OSAGE1 | 27.5 | 0.9 | 31 | 31 | 0 | N |  |  | OP | X | 10 | 1931 | Pre-2000 |  |  | N | Electric Utility | Utility | Investor Owned Utility | 1 | X | WAT | Renewable | 27.5 | 0 | 1 | 0
Operable | 19436 | Union Electric Co - (MO) | Utility | 2106 | Osage Dam | MO | Vertical | Miller | 2 | Conventional Hydroelectric | HY |  | S | X | X | AMMO.OSAGE2 | AMMO.OSAGE2 | 27.5 | 0.9 | 24 | 24 | 0 | N |  |  | OP | X | 10 | 1931 | Pre-2000 |  |  | N | Electric Utility | Utility | Investor Owned Utility | 1 | X | WAT | Renewable | 27.5 | 0 | 1 | 0
Operable | 19436 | Union Electric Co - (MO) | Utility | 2106 | Osage Dam | MO | Vertical | Miller | 3 | Conventional Hydroelectric | HY |  | S | X | X | AMMO.OSAGE3 | AMMO.OSAGE3 | 27.5 | 0.9 | 31 | 31 | 0 | N |  |  | OP | X | 10 | 1931 | Pre-2000 |  |  | N | Electric Utility | Utility | Investor Owned Utility | 1 | X | WAT | Renewable | 27.5 | 0 | 1 | 0
Operable | 19436 | Union Electric Co - (MO) | Utility | 2106 | Osage Dam | MO | Vertical | Miller | 4 | Conventional Hydroelectric | HY |  | S | X | X | AMMO.OSAGE4 | AMMO.OSAGE4 | 27.5 | 0.9 | 24 | 24 | 0 | N |  |  | OP | X | 10 | 1931 | Pre-2000 |  |  | N | Electric Utility | Utility | Investor Owned Utility | 1 | X | WAT | Renewable | 27.5 | 0 | 1 | 0
Operable | 19436 | Union Electric Co - (MO) | Utility | 2106 | Osage Dam | MO | Vertical | Miller | 5 | Conventional Hydroelectric | HY |  | S | X | X | AMMO.OSAGE5 | AMMO.OSAGE5 | 27.5 | 0.9 | 31 | 31 | 0 | N |  |  | OP | X | 10 | 1931 | Pre-2000 |  |  | N | Electric Utility | Utility | Investor Owned Utility | 1 | X | WAT | Renewable | 27.5 | 0 | 1 | 0
Operable | 19436 | Union Electric Co - (MO) | Utility | 2106 | Osage Dam | MO | Vertical | Miller | 6 | Conventional Hydroelectric | HY |  | S | X | X | AMMO.OSAGE6 | AMMO.OSAGE6 | 27.5 | 0.9 | 31 | 31 | 0 | N |  |  | OP | X | 10 | 1931 | Pre-2000 |  |  | N | Electric Utility | Utility | Investor Owned Utility | 1 | X | WAT | Renewable | 27.5 | 0 | 1 | 0
Operable | 19436 | Union Electric Co - (MO) | Utility | 2106 | Osage Dam | MO | Vertical | Miller | 7 | Conventional Hydroelectric | HY |  | S | X | X | AMMO.OSAGE7 | AMMO.OSAGE7 | 21.5 | 0.9 | 31 | 31 | 0 | N |  |  | OP | X | 10 | 1953 | Pre-2000 |  |  | N | Electric Utility | Utility | Investor Owned Utility | 1 | X | WAT | Renewable | 21.5 | 0 | 1 | 0
Operable | 19436 | Union Electric Co - (MO) | Utility | 2106 | Osage Dam | MO | Vertical | Miller | 8 | Conventional Hydroelectric | HY |  | S | X | X | AMMO.OSAGE8 | AMMO.OSAGE8 | 21.5 | 0.9 | 31 | 31 | 0 | N |  |  | OP | X | 10 | 1953 | Pre-2000 |  |  | N | Electric Utility | Utility | Investor Owned Utility | 1 | X | WAT | Renewable | 21.5 | 0 | 1 | 0
Operable | 19436 | Union Electric Co - (MO) | Utility | 2107 | Sioux | MO | Vertical | St Charles | 1 | Conventional Steam Coal | ST |  | S | X | X | AMMO.SIOUX1 | AMMO.SIOUX1 | 549.7 | 0.85 | 487 | 497 | 253 | N |  |  | OP | X | 5 | 1967 | Pre-2000 | 12 | 2028 | N | Electric Utility | Utility | Investor Owned Utility | 1 | X | SUB | Non-Renewable | 0 | 549.7 | 0 | 1 | BIT
Operable | 19436 | Union Electric Co - (MO) | Utility | 2107 | Sioux | MO | Vertical | St Charles | 2 | Conventional Steam Coal | ST |  | S | X | X | AMMO.SIOUX2 | AMMO.SIOUX2 | 549.7 | 0.85 | 487 | 497 | 252 | N |  |  | OP | X | 5 | 1968 | Pre-2000 | 12 | 2028 | N | Electric Utility | Utility | Investor Owned Utility | 1 | X | SUB | Non-Renewable | 0 | 549.7 | 0 | 1 | BIT
Operable | 19436 | Union Electric Co - (MO) | Utility | 2108 | Taum Sauk | MO | Vertical | Reynolds | 1 | Hydroelectric Pumped Storage | PS |  | S | X | X | AMMO.TS1 | AMMO.TS1 | 204 | 0.9 | 220 | 220 | 165 | N |  |  | OP | X | 12 | 1963 | Pre-2000 |  |  | N | Electric Utility | Utility | Investor Owned Utility | 1 | X | WAT | Renewable | 204 | 0 | 1 | 0
Operable | 19436 | Union Electric Co - (MO) | Utility | 2108 | Taum Sauk | MO | Vertical | Reynolds | 2 | Hydroelectric Pumped Storage | PS |  | S | X | X | AMMO.TS2 | AMMO.TS2 | 204 | 0.9 | 220 | 220 | 165 | N |  |  | OP | X | 12 | 1963 | Pre-2000 |  |  | N | Electric Utility | Utility | Investor Owned Utility | 1 | X | WAT | Renewable | 204 | 0 | 1 | 0
Operable | 19436 | Union Electric Co - (MO) | Utility | 6153 | Callaway | MO | Vertical | Callaway | 1 | Nuclear | ST |  | S | X | X | AMMO.CALLAWAY1 |  | 1235.8 | 0.9 | 1190 | 1236 | 800 | N |  |  | OP | X | 12 | 1984 | Pre-2000 |  |  | N | Electric Utility | Utility | Investor Owned Utility | 1 | X | NUC | Other | 0 | 0 | 0 | 0
Operable | 19436 | Union Electric Co - (MO) | Utility | 6155 | Rush Island | MO | Vertical | Jefferson | 1 | Conventional Steam Coal | ST |  | S | X | X | AMMO.RUSHIS1 | AMMO.RUSHIS1 | 621 | 0.9 | 589 | 609 | 275 | N |  |  | OP | X | 3 | 1976 | Pre-2000 | 12 | 2025 | N | Electric Utility | Utility | Investor Owned Utility | 1 | X | SUB | Non-Renewable | 0 | 621 | 0 | 1
Operable | 19436 | Union Electric Co - (MO) | Utility | 6155 | Rush Island | MO | Vertical | Jefferson | 2 | Conventional Steam Coal | ST |  | S | X | X | AMMO.RUSHIS2 | AMMO.RUSHIS2 | 621 | 0.9 | 589 | 609 | 280 | N |  |  | OP | X | 3 | 1977 | Pre-2000 | 12 | 2025 | N | Electric Utility | Utility | Investor Owned Utility | 1 | X | SUB | Non-Renewable | 0 | 621 | 0 | 1
Operable | 19436 | Union Electric Co - (MO) | Utility | 6650 | Mexico | MO | Vertical | Audrain | 1 | Petroleum Liquids | GT |  | S | X | X | AMMO.MEXCTG1 | AMMO.MEXCTG1 | 60.7 | 0.9 | 54 | 69 | 6 | N |  |  | OP | X | 9 | 1978 | Pre-2000 |  |  | N | Electric Utility | Utility | Investor Owned Utility | 1 | X | DFO | Non-Renewable | 0 | 60.7 | 0 | 1
Operable | 19436 | Union Electric Co - (MO) | Utility | 6651 | Moberly | MO | Vertical | Randolph | 1 | Petroleum Liquids | GT |  | S | X | X | AMMO.MOBCTG1 | AMMO.MOBCTG1 | 60.6 | 0.9 | 54 | 69 | 6 | N |  |  | OP | X | 8 | 1978 | Pre-2000 |  |  | N | Electric Utility | Utility | Investor Owned Utility | 1 | X | DFO | Non-Renewable | 0 | 60.6 | 0 | 1
Operable | 19436 | Union Electric Co - (MO) | Utility | 6652 | Moreau | MO | Vertical | Cole | 1 | Petroleum Liquids | GT |  | S | X | X | AMMO.MORUCTG1 | AMMO.MORUCTG1 | 60.8 | 0.9 | 54 | 69 | 6 | N |  |  | OP | X | 8 | 1978 | Pre-2000 |  |  | N | Electric Utility | Utility | Investor Owned Utility | 1 | X | DFO | Non-Renewable | 0 | 60.8 | 0 | 1
Operable | 19436 | Union Electric Co - (MO) | Utility | 7964 | Peno Creek | MO | Vertical | Pike | GT1 | Natural Gas Fired Combustion Turbine | GT |  | S | X | X | AMMO.PENOCTG1 | AMMO.PENOCTG1 | 60 | 0.85 | 43 | 53 | 38 | N |  |  | OP | X | 5 | 2002 | 2002 |  |  | N | Electric Utility | Utility | Investor Owned Utility | 1 | X | NG | Non-Renewable | 0 | 60 | 0 | 1 | DFO
Operable | 19436 | Union Electric Co - (MO) | Utility | 7964 | Peno Creek | MO | Vertical | Pike | GT2 | Natural Gas Fired Combustion Turbine | GT |  | S | X | X | AMMO.PENOCTG2 | AMMO.PENOCTG2 | 60 | 0.85 | 43 | 53 | 38 | N |  |  | OP | X | 5 | 2002 | 2002 |  |  | N | Electric Utility | Utility | Investor Owned Utility | 1 | X | NG | Non-Renewable | 0 | 60 | 0 | 1 | DFO
Operable | 19436 | Union Electric Co - (MO) | Utility | 7964 | Peno Creek | MO | Vertical | Pike | GT3 | Natural Gas Fired Combustion Turbine | GT |  | S | X | X | AMMO.PENOCTG3 | AMMO.PENOCTG3 | 60 | 0.85 | 43 | 53 | 38 | N |  |  | OP | X | 5 | 2002 | 2002 |  |  | N | Electric Utility | Utility | Investor Owned Utility | 1 | X | NG | Non-Renewable | 0 | 60 | 0 | 1 | DFO
Operable | 19436 | Union Electric Co - (MO) | Utility | 7964 | Peno Creek | MO | Vertical | Pike | GT4 | Natural Gas Fired Combustion Turbine | GT |  | S | X | X | AMMO.PENOCTG4 | AMMOCTG4 | 60 | 0.85 | 43 | 53 | 38 | N |  |  | OP | X | 5 | 2002 | 2002 |  |  | N | Electric Utility | Utility | Investor Owned Utility | 1 | X | NG | Non-Renewable | 0 | 60 | 0 | 1 | DFO
Operable | 19436 | Union Electric Co - (MO) |  | 55202 | Pinckneyville | IL | Restructured | Perry | 1 | Natural Gas Fired Combustion Turbine | GT |  | S | X | X | AMMO.PNKYCTG1 | AMMO.PNKYCTG1 | 45 | 0.85 | 44 | 45 | 29 | N |  |  | OP | X | 6 | 2000 | 2000 |  |  | N | Electric Utility | Utility | Investor Owned Utility | 1 | X | NG | Non-Renewable | 0 | 45 | 0 | 1
Operable | 19436 | Union Electric Co - (MO) |  | 55202 | Pinckneyville | IL | Restructured | Perry | 2 | Natural Gas Fired Combustion Turbine | GT |  | S | X | X | AMMO.PNKYCTG2 | AMMO.PNKYCTG2 | 45 | 0.85 | 44 | 45 | 29 | N |  |  | OP | X | 6 | 2000 | 2000 |  |  | N | Electric Utility | Utility | Investor Owned Utility | 1 | X | NG | Non-Renewable | 0 | 45 | 0 | 1
Operable | 19436 | Union Electric Co - (MO) |  | 55202 | Pinckneyville | IL | Restructured | Perry | 3 | Natural Gas Fired Combustion Turbine | GT |  | S | X | X | AMMO.PNKYCTG3 | AMMO.PNKYCTG3 | 45 | 0.85 | 44 | 45 | 29 | N |  |  | OP | X | 6 | 2000 | 2000 |  |  | N | Electric Utility | Utility | Investor Owned Utility | 1 | X | NG | Non-Renewable | 0 | 45 | 0 | 1
Operable | 19436 | Union Electric Co - (MO) |  | 55202 | Pinckneyville | IL | Restructured | Perry | 4 | Natural Gas Fired Combustion Turbine | GT |  | S | X | X | AMMO.PNKYCTG4 | AMMO.PNKYCTG4 | 45 | 0.85 | 44 | 45 | 29 | N |  |  | OP | X | 6 | 2000 | 2000 |  |  | N | Electric Utility | Utility | Investor Owned Utility | 1 | X | NG | Non-Renewable | 0 | 45 | 0 | 1
Operable | 19436 | Union Electric Co - (MO) |  | 55202 | Pinckneyville | IL | Restructured | Perry | 5 | Natural Gas Fired Combustion Turbine | GT |  | S | X | X | AMMO.PNKYCTG5 | AMMO.PNKYCTG5 | 50 | 0.8 | 35 | 44 | 30 | N |  |  | OP | X | 6 | 2001 | 2001 |  |  | N | Electric Utility | Utility | Investor Owned Utility | 1 | X | NG | Non-Renewable | 0 | 50 | 0 | 1
Operable | 19436 | Union Electric Co - (MO) |  | 55202 | Pinckneyville | IL | Restructured | Perry | 6 | Natural Gas Fired Combustion Turbine | GT |  | S | X | X | AMMO.PNKYCTG6 | AMMO.PNKYCTG6 | 50 | 0.8 | 35 | 44 | 30 | N |  |  | OP | X | 6 | 2001 | 2001 |  |  | N | Electric Utility | Utility | Investor Owned Utility | 1 | X | NG | Non-Renewable | 0 | 50 | 0 | 1
Operable | 19436 | Union Electric Co - (MO) |  | 55202 | Pinckneyville | IL | Restructured | Perry | 7 | Natural Gas Fired Combustion Turbine | GT |  | S | X | X | AMMO.PNKYCTG7 | AMMO.PNKYCTG7 | 50 | 0.8 | 35 | 44 | 30 | N |  |  | OP | X | 6 | 2001 | 2001 |  |  | N | Electric Utility | Utility | Investor Owned Utility | 1 | X | NG | Non-Renewable | 0 | 50 | 0 | 1
Operable | 19436 | Union Electric Co - (MO) |  | 55202 | Pinckneyville | IL | Restructured | Perry | 8 | Natural Gas Fired Combustion Turbine | GT |  | S | X | X | AMMO.PNKYCTG8 | AMMO.PNKYCTG8 | 50 | 0.8 | 35 | 44 | 30 | N |  |  | OP | X | 7 | 2001 | 2001 |  |  | N | Electric Utility | Utility | Investor Owned Utility | 1 | X | NG | Non-Renewable | 0 | 50 | 0 | 1
Operable | 19436 | Union Electric Co - (MO) |  | 55204 | Kinmundy | IL | Restructured | Marion | 1 | Natural Gas Fired Combustion Turbine | GT |  | S | X | X | AMMO.KMDYCTG1 | AMMO.KMDYCTG1 | 135 | 0.9 | 104 | 125 | 66 | N |  |  | OP | X | 4 | 2001 | 2001 |  |  | N | Electric Utility | Utility | Investor Owned Utility | 1 | X | NG | Non-Renewable | 0 | 135 | 0 | 1
Operable | 19436 | Union Electric Co - (MO) |  | 55204 | Kinmundy | IL | Restructured | Marion | 2 | Natural Gas Fired Combustion Turbine | GT |  | S | X | X | AMMO.KMDYCTG2 | AMMO.KMDYCTG2 | 135 | 0.9 | 104 | 125 | 66 | N |  |  | OP | X | 5 | 2001 | 2001 |  |  | N | Electric Utility | Utility | Investor Owned Utility | 1 | X | NG | Non-Renewable | 0 | 135 | 0 | 1
Operable | 19436 | Union Electric Co - (MO) | Utility | 55234 | Audrain Generating Station | MO | Vertical | Audrain | GT1 | Natural Gas Fired Combustion Turbine | GT |  | S | X | X | AMMO.AUDRN11 | AMMO.AUDRN11 | 101.8 | 0.85 | 76 | 92 | 56 | N |  |  | OP | X | 2 | 2001 | 2001 |  |  | N | Electric Utility | Utility | Investor Owned Utility | 1 | X | NG | Non-Renewable | 0 | 101.8 | 0 | 1
Operable | 19436 | Union Electric Co - (MO) | Utility | 55234 | Audrain Generating Station | MO | Vertical | Audrain | GT2 | Natural Gas Fired Combustion Turbine | GT |  | S | X | X | AMMO.AUDRN22 | AMMO.AUDRN22 | 101.8 | 0.85 | 76 | 92 | 56 | N |  |  | OP | X | 2 | 2001 | 2001 |  |  | N | Electric Utility | Utility | Investor Owned Utility | 1 | X | NG | Non-Renewable | 0 | 101.8 | 0 | 1
Operable | 19436 | Union Electric Co - (MO) | Utility | 55234 | Audrain Generating Station | MO | Vertical | Audrain | GT3 | Natural Gas Fired Combustion Turbine | GT |  | S | X | X | AMMO.AUDRN33 | AMMO.AUDRN33 | 101.8 | 0.85 | 76 | 92 | 56 | N |  |  | OP | X | 2 | 2001 | 2001 |  |  | N | Electric Utility | Utility | Investor Owned Utility | 1 | X | NG | Non-Renewable | 0 | 101.8 | 0 | 1
Operable | 19436 | Union Electric Co - (MO) | Utility | 55234 | Audrain Generating Station | MO | Vertical | Audrain | GT4 | Natural Gas Fired Combustion Turbine | GT |  | S | X | X | AMMO.AUDRN44 | AMMO.AUDRN44 | 101.8 | 0.85 | 75 | 92 | 56 | N |  |  | OP | X | 2 | 2001 | 2001 |  |  | N | Electric Utility | Utility | Investor Owned Utility | 1 | X | NG | Non-Renewable | 0 | 101.8 | 0 | 1
Operable | 19436 | Union Electric Co - (MO) | Utility | 55234 | Audrain Generating Station | MO | Vertical | Audrain | GT5 | Natural Gas Fired Combustion Turbine | GT |  | S | X | X | AMMO.AUDRN55 | AMMO.AUDRN55 | 101.8 | 0.85 | 76 | 92 | 56 | N |  |  | OP | X | 3 | 2001 | 2001 |  |  | N | Electric Utility | Utility | Investor Owned Utility | 1 | X | NG | Non-Renewable | 0 | 101.8 | 0 | 1
Operable | 19436 | Union Electric Co - (MO) | Utility | 55234 | Audrain Generating Station | MO | Vertical | Audrain | GT6 | Natural Gas Fired Combustion Turbine | GT |  | S | X | X | AMMO.AUDRN66 | AMMO.AUDRN66 | 101.8 | 0.85 | 76 | 92 | 56 | N |  |  | OP | X | 4 | 2001 | 2001 |  |  | N | Electric Utility | Utility | Investor Owned Utility | 1 | X | NG | Non-Renewable | 0 | 101.8 | 0 | 1
Operable | 19436 | Union Electric Co - (MO) | Utility | 55234 | Audrain Generating Station | MO | Vertical | Audrain | GT7 | Natural Gas Fired Combustion Turbine | GT |  | S | X | X | AMMO.AUDRN77 | AMMO.AUDRN77 | 101.8 | 0.85 | 76 | 92 | 56 | N |  |  | OP | X | 4 | 2001 | 2001 |  |  | N | Electric Utility | Utility | Investor Owned Utility | 1 | X | NG | Non-Renewable | 0 | 101.8 | 0 | 1
Operable | 19436 | Union Electric Co - (MO) | Utility | 55234 | Audrain Generating Station | MO | Vertical | Audrain | GT8 | Natural Gas Fired Combustion Turbine | GT |  | S | X | X | AMMO.AUDRN88 | AMMO.AUDRN88 | 101.8 | 0.85 | 76 | 92 | 56 | N |  |  | OP | X | 4 | 2001 | 2001 |  |  | N | Electric Utility | Utility | Investor Owned Utility | 1 | X | NG | Non-Renewable | 0 | 101.8 | 0 | 1
Operable | 19436 | Union Electric Co - (MO) |  | 55417 | Raccoon Creek Energy Center | IL | Restructured | Clay | CT01 | Natural Gas Fired Combustion Turbine | GT |  | S | X | X | AMMO.RCCKCTG1 | AMMO.RCCKCTG1 | 114 | 0.85 | 76 | 92 | 39 | N |  |  | OP | X | 6 | 2002 | 2002 |  |  | N | Electric Utility | Utility | Investor Owned Utility | 1 | X | NG | Non-Renewable | 0 | 114 | 0 | 1
Operable | 19436 | Union Electric Co - (MO) |  | 55417 | Raccoon Creek Energy Center | IL | Restructured | Clay | CT02 | Natural Gas Fired Combustion Turbine | GT |  | S | X | X | AMMO.RCCKCTG2 | AMMO.RCCKCTG2 | 114 | 0.85 | 76 | 92 | 39 | N |  |  | OP | X | 6 | 2002 | 2002 |  |  | N | Electric Utility | Utility | Investor Owned Utility | 1 | X | NG | Non-Renewable | 0 | 114 | 0 | 1
Operable | 19436 | Union Electric Co - (MO) |  | 55417 | Raccoon Creek Energy Center | IL | Restructured | Clay | CT03 | Natural Gas Fired Combustion Turbine | GT |  | S | X | X | AMMO.RCCKCTG3 | AMMO.RCCKCTG3 | 114 | 0.85 | 76 | 92 | 50 | N |  |  | OP | X | 6 | 2002 | 2002 |  |  | N | Electric Utility | Utility | Investor Owned Utility | 1 | X | NG | Non-Renewable | 0 | 114 | 0 | 1
Operable | 19436 | Union Electric Co - (MO) |  | 55417 | Raccoon Creek Energy Center | IL | Restructured | Clay | CT04 | Natural Gas Fired Combustion Turbine | GT |  | S | X | X | AMMO.RCCKCTG4 | AMMO.RCCKCTG4 | 114 | 0.85 | 76 | 92 | 39 | N |  |  | OP | X | 6 | 2002 | 2002 |  |  | N | Electric Utility | Utility | Investor Owned Utility | 1 | X | NG | Non-Renewable | 0 | 114 | 0 | 1
Operable | 19436 | Union Electric Co - (MO) |  | 55496 | Goose Creek Energy Center | IL | Restructured | Piatt | CT01 | Natural Gas Fired Combustion Turbine | GT |  | S | X | X | AMMO.GOOSEGEN1 | AMMO.GOOSEGEN1 | 114 | 0.85 | 73 | 92 | 47 | N |  |  | OP | X | 5 | 2003 | 2003 |  |  | N | Electric Utility | Utility | Investor Owned Utility | 1 | X | NG | Non-Renewable | 0 | 114 | 0 | 1
Operable | 19436 | Union Electric Co - (MO) |  | 55496 | Goose Creek Energy Center | IL | Restructured | Piatt | CT02 | Natural Gas Fired Combustion Turbine | GT |  | S | X | X | AMMO.GOOSEGEN2 | AMMO.GOOSEGEN2 | 114 | 0.85 | 73 | 92 | 47 | N |  |  | OP | X | 5 | 2003 | 2003 |  |  | N | Electric Utility | Utility | Investor Owned Utility | 1 | X | NG | Non-Renewable | 0 | 114 | 0 | 1
Operable | 19436 | Union Electric Co - (MO) |  | 55496 | Goose Creek Energy Center | IL | Restructured | Piatt | CT03 | Natural Gas Fired Combustion Turbine | GT |  | S | X | X | AMMO.GOOSEGEN3 | AMMO.GOOSEGEN3 | 114 | 0.85 | 73 | 92 | 47 | N |  |  | OP | X | 5 | 2003 | 2003 |  |  | N | Electric Utility | Utility | Investor Owned Utility | 1 | X | NG | Non-Renewable | 0 | 114 | 0 | 1
Operable | 19436 | Union Electric Co - (MO) |  | 55496 | Goose Creek Energy Center | IL | Restructured | Piatt | CT04 | Natural Gas Fired Combustion Turbine | GT |  | S | X | X | AMMO.GOOSEGEN4 | AMMO.GOOSEGEN4 | 114 | 0.85 | 73 | 92 | 47 | N |  |  | OP | X | 5 | 2003 | 2003 |  |  | N | Electric Utility | Utility | Investor Owned Utility | 1 | X | NG | Non-Renewable | 0 | 114 | 0 | 1
Operable | 19436 | Union Electric Co - (MO) |  | 55496 | Goose Creek Energy Center | IL | Restructured | Piatt | CT05 | Natural Gas Fired Combustion Turbine | GT |  | S | X | X | AMMO.GOOSEGEN5 | AMMO.GOOSEGEN5 | 114 | 0.85 | 73 | 92 | 47 | N |  |  | OP | X | 5 | 2003 | 2003 |  |  | N | Electric Utility | Utility | Investor Owned Utility | 1 | X | NG | Non-Renewable | 0 | 114 | 0 | 1
Operable | 19436 | Union Electric Co - (MO) |  | 55496 | Goose Creek Energy Center | IL | Restructured | Piatt | CT06 | Natural Gas Fired Combustion Turbine | GT |  | S | X | X | AMMO.GOOSEGEN6 | AMMO.GOOSEGEN6 | 114 | 0.85 | 73 | 92 | 47 | N |  |  | OP | X | 5 | 2003 | 2003 |  |  | N | Electric Utility | Utility | Investor Owned Utility | 1 | X | NG | Non-Renewable | 0 | 114 | 0 | 1
Operable | 19436 | Union Electric Co - (MO) | Utility | 61826 | O'Fallon Renewable Energy Center | MO | Vertical | St Charles | OREC | Solar Photovoltaic | PV |  | S | X | X | AMMO.UE | AMMO.UE | 4.5 |  | 4.5 | 4.5 |  | N |  |  | OP | X | 12 | 2014 | 2014 |  |  | N | Electric Utility | Utility | Investor Owned Utility | 1 | X | SUN | Renewable | 4.5 | 0 | 1 | 0
Operable | 19436 | Union Electric Co - (MO) | Utility | 62563 | High Prairie Wind Farm | MO | Vertical | Schuyler | HPWF | Onshore Wind Turbine | WT |  | S | X | X | AMMO.UE | AMMO.UE | 400 |  | 375.5 | 385.4 | 0 | N |  |  | OP | X | 12 | 2020 | 2020 |  |  | N | Electric Utility | Utility | Investor Owned Utility | 1 | X | WND | Renewable | 400 | 0 | 1 | 0
Operable | 19436 | Union Electric Co - (MO) | Utility | 63574 | Atchison County Wind | MO | Vertical | Atchison | GEN1 | Onshore Wind Turbine | WT |  | S | X | X |  |  | 299 |  | 275.5 | 288.9 | 0 | N |  |  | OP | X | 3 | 2021 | 2021 |  |  | N | Electric Utility | Utility | Investor Owned Utility | 1 | X | WND | Renewable | 299 | 0 | 1 | 0
Operable | 19436 | Union Electric Co - (MO) | Utility | 64288 | Renewable Energy Center at BJH | MO | Vertical | St Louis City | RECBJ | Solar Photovoltaic | PV |  | S | X | X |  |  | 1.6 | 1 | 1.6 | 1.6 |  | N |  |  | OP | X | 10 | 2019 | 2019 |  |  | N | Electric Utility | Utility | Investor Owned Utility | 1 | X | SUN | Renewable | 1.6 | 0 | 1 | 0
Operable | 19436 | Union Electric Co - (MO) | Utility | 65726 | Montgomery County Community Solar Center | MO | Vertical | Montgomery | MCCSC | Solar Photovoltaic | PV |  | S | X | X | AMMO.UE | AMMO.UE | 5.7 | 1 | 5.7 | 5.7 |  | N |  |  | OP | X | 3 | 2022 | 2022 |  |  | N | Electric Utility | Utility | Investor Owned Utility | 1 | X | SUN | Renewable | 5.7 | 0 | 1 | 0
Operable | 19436 | Union Electric Co - (MO) | Utility | 66159 | Cape Girardeau Renewable Energy Center | MO | Vertical | Cape Girardeau | RECBJ | Solar Photovoltaic | PV |  | S | X | X |  |  | 1.2 | 1 | 1.2 | 1.2 | 1.2 | N |  |  | OP | X | 11 | 2021 | 2021 |  |  | N | Electric Utility | Utility | Investor Owned Utility | 1 | X | SUN | Renewable | 1.2 | 0 | 1 | 0
Operable | 56842 | Union Falls Hydro Power LP |  | 50176 | Union Falls | NY | Restructured | Clinton | GEN1 | Conventional Hydroelectric | HY |  | S | X | X |  |  | 1.3 | 0.99 | 1.3 | 1.3 | 0.1 | N |  |  | OP | X | 1 | 1987 | Pre-2000 |  |  | N | IPP Non-CHP | IPP | IPP | 2 | X | WAT | Renewable | 1.3 | 0 | 1 | 0
Operable | 56842 | Union Falls Hydro Power LP |  | 50176 | Union Falls | NY | Restructured | Clinton | GEN2 | Conventional Hydroelectric | HY |  | S | X | X |  |  | 1.3 | 0.99 | 1.3 | 1.3 | 0.1 | N |  |  | OP | X | 1 | 1987 | Pre-2000 |  |  | N | IPP Non-CHP | IPP | IPP | 2 | X | WAT | Renewable | 1.3 | 0 | 1 | 0
Operable | 66214 | Union Sanitary District |  | 67485 | Union Sanitary District Cogen | CA | Vertical | Alameda | CG101 | Other Waste Biomass | IC |  | S | X | X |  |  | 0.9 |  | 0.9 | 0.9 | 0.4 | N |  |  | OP | X | 4 | 2015 | 2015 |  |  | Y | Commercial CHP | Customer Sited | Other | 5 | X | OBG | Renewable | 0.9 | 0 | 1 | 0
Operable | 66214 | Union Sanitary District |  | 67485 | Union Sanitary District Cogen | CA | Vertical | Alameda | CG102 | Other Waste Biomass | IC |  | S | X | X |  |  | 0.9 |  | 0.9 | 0.9 | 0.4 | N |  |  | OP | X | 4 | 2015 | 2015 |  |  | Y | Commercial CHP | Customer Sited | Other | 5 | X | OBG | Renewable | 0.9 | 0 | 1 | 0
Operable | 19553 | Unisea Inc |  | 54422 | Unisea G 2 | AK | Vertical | Aleutians West | CAT4 | Petroleum Liquids | IC |  | S | X | X |  |  | 1 | 0.9 | 1 | 1 | 0.3 | N |  |  | OP | X | 5 | 2012 | 2012 |  |  | N | Industrial Non-CHP | Customer Sited | Other | 6 | X | DFO | Non-Renewable | 0 | 1 | 0 | 1
Operable | 19553 | Unisea Inc |  | 54422 | Unisea G 2 | AK | Vertical | Aleutians West | CAT5 | Petroleum Liquids | IC |  | S | X | X |  |  | 1 | 0.9 | 1 | 1 | 0.3 | N |  |  | OP | X | 5 | 2012 | 2012 |  |  | N | Industrial Non-CHP | Customer Sited | Other | 6 | X | DFO | Non-Renewable | 0 | 1 | 0 | 1
Operable | 19553 | Unisea Inc |  | 54422 | Unisea G 2 | AK | Vertical | Aleutians West | GEN1 | Petroleum Liquids | IC |  | S | X | X |  |  | 2.5 | 0.8 | 2.2 | 2.2 | 1.5 | N |  |  | OP | X | 8 | 1990 | Pre-2000 |  |  | N | Industrial Non-CHP | Customer Sited | Other | 6 | X | DFO | Non-Renewable | 0 | 2.5 | 0 | 1 | OBL
Operable | 19553 | Unisea Inc |  | 54422 | Unisea G 2 | AK | Vertical | Aleutians West | GEN2 | Petroleum Liquids | IC |  | S | X | X |  |  | 2.6 | 0.8 | 2.3 | 2.3 | 1.5 | N |  |  | OP | X | 8 | 1990 | Pre-2000 |  |  | N | Industrial Non-CHP | Customer Sited | Other | 6 | X | DFO | Non-Renewable | 0 | 2.6 | 0 | 1 | OBL
Operable | 19553 | Unisea Inc |  | 54422 | Unisea G 2 | AK | Vertical | Aleutians West | GEN3 | Petroleum Liquids | IC |  | S | X | X |  |  | 2.7 | 0.8 | 2.3 | 2.3 | 1.5 | N |  |  | OP | X | 8 | 1990 | Pre-2000 |  |  | N | Industrial Non-CHP | Customer Sited | Other | 6 | X | DFO | Non-Renewable | 0 | 2.7 | 0 | 1 | OBL
Operable | 19553 | Unisea Inc |  | 54422 | Unisea G 2 | AK | Vertical | Aleutians West | GEN4 | Petroleum Liquids | IC |  | S | X | X |  |  | 2.5 | 0.8 | 2.2 | 2.2 | 1.5 | N |  |  | OP | X | 8 | 1990 | Pre-2000 |  |  | N | Industrial Non-CHP | Customer Sited | Other | 6 | X | DFO | Non-Renewable | 0 | 2.5 | 0 | 1 | OBL
Operable | 19553 | Unisea Inc |  | 54422 | Unisea G 2 | AK | Vertical | Aleutians West | GEN5 | Petroleum Liquids | IC |  | S | X | X |  |  | 2.7 | 0.8 | 2.3 | 2.3 | 1.5 | N |  |  | OP | X | 8 | 1990 | Pre-2000 |  |  | N | Industrial Non-CHP | Customer Sited | Other | 6 | X | DFO | Non-Renewable | 0 | 2.7 | 0 | 1 | OBL
Operable | 19553 | Unisea Inc |  | 54422 | Unisea G 2 | AK | Vertical | Aleutians West | GEN6 | Petroleum Liquids | IC |  | S | X | X |  |  | 2.5 | 0.8 | 2.2 | 2.2 | 1.5 | N |  |  | OP | X | 8 | 1990 | Pre-2000 |  |  | N | Industrial Non-CHP | Customer Sited | Other | 6 | X | DFO | Non-Renewable | 0 | 2.5 | 0 | 1 | OBL
Operable | 19497 | United Illuminating Co |  | 60040 | UI RCP New Haven Fuel Cell | CT | Restructured | New Haven | NHFC | Other Natural Gas | FC |  | S | X | X |  |  | 2.8 |  | 2.5 | 2.5 | 2.5 | N |  |  | OP | X | 8 | 2015 | 2015 |  |  | N | Electric Utility | Utility | Investor Owned Utility | 1 | X | NG | Non-Renewable | 0 | 2.8 | 0 | 1
Operable | 19497 | United Illuminating Co |  | 60054 | UI RCP Bridgeport Seaside | CT | Restructured | Fairfield | BPFC | Other Natural Gas | FC |  | S | X | X | 4004 | 4004 | 2.8 |  | 2.5 | 2.5 | 2.3 | N |  |  | OP | X | 11 | 2015 | 2015 |  |  | N | Electric Utility | Utility | Investor Owned Utility | 1 | X | NG | Non-Renewable | 0 | 2.8 | 0 | 1
Operable | 19497 | United Illuminating Co |  | 60054 | UI RCP Bridgeport Seaside | CT | Restructured | Fairfield | BPPV | Solar Photovoltaic | PV |  | S | X | X | 4004 | 4004 | 2.2 |  | 2.2 | 2.2 |  | N |  |  | OP | X | 4 | 2016 | 2016 |  |  | N | Electric Utility | Utility | Investor Owned Utility | 1 | X | SUN | Renewable | 2.2 | 0 | 1 | 0
Operable | 19497 | United Illuminating Co |  | 60593 | UI RCP Woodbridge FC | CT | Restructured | New Haven | WBFC | Other Natural Gas | FC |  | S | X | X |  |  | 2.8 |  | 2.2 | 2.2 | 2.2 | N |  |  | OP | X | 12 | 2016 | 2016 |  |  | N | Electric Utility | Utility | Investor Owned Utility | 1 | X | NG | Non-Renewable | 0 | 2.8 | 0 | 1
Operable | 19499 | United Power, Inc |  | 62373 | I25 Battery Storage | CO | Vertical | Weld | I25BA | Batteries | BA |  | S | X | X |  |  | 4 |  | 4 | 4 | 1 | N |  |  | OA | X | 12 | 2018 | 2018 |  |  | N | Electric Utility | Utility | Cooperative | 1 | X | MWH | Other | 0 | 0 | 0 | 0
Operable | 65173 | United States Solar Corporation |  | 61997 | USS Big Lake 1 Solar CSG | MN | Vertical | Sherburne | USSBL | Solar Photovoltaic | PV |  | W | X | X |  |  | 1 |  | 1 | 1 | 1 | N |  |  | OP | X | 12 | 2018 | 2018 |  |  | N | IPP Non-CHP | IPP | IPP | 2 | X | SUN | Renewable | 1 | 0 | 1 | 0
Operable | 65173 | United States Solar Corporation |  | 61998 | USS Good Solar CSG | MN | Vertical | Chisago | USSGO | Solar Photovoltaic | PV |  | W | X | X |  |  | 1 |  | 1 | 1 |  | N |  |  | OP | X | 12 | 2018 | 2018 |  |  | N | IPP Non-CHP | IPP | IPP | 2 | X | SUN | Renewable | 1 | 0 | 1 | 0
Operable | 65173 | United States Solar Corporation |  | 61999 | USS Kasch Solar CSG | MN | Vertical | Benton | USSKA | Solar Photovoltaic | PV |  | W | X | X |  |  | 1 |  | 1 | 1 |  | N |  |  | OP | X | 10 | 2018 | 2018 |  |  | N | IPP Non-CHP | IPP | IPP | 2 | X | SUN | Renewable | 1 | 0 | 1 | 0
Operable | 65173 | United States Solar Corporation |  | 62000 | USS Rockpoint Solar CSG | MN | Vertical | Chisago | USSRP | Solar Photovoltaic | PV |  | W | X | X |  |  | 1 |  | 1 | 1 |  | N |  |  | OP | X | 12 | 2018 | 2018 |  |  | N | IPP Non-CHP | IPP | IPP | 2 | X | SUN | Renewable | 1 | 0 | 1 | 0
Operable | 65173 | United States Solar Corporation |  | 62042 | USS Solar Rapids CSG | MN | Vertical | Benton | USSSR | Solar Photovoltaic | PV |  | W | X | X |  |  | 1 |  | 1 | 1 | 1 | N |  |  | OP | X | 1 | 2019 | 2019 |  |  | N | IPP Non-CHP | IPP | IPP | 2 | X | SUN | Renewable | 1 | 0 | 1 | 0
Operable | 65173 | United States Solar Corporation |  | 62044 | USS Solar Dawn CSG | MN | Vertical | Chisago | USSSD | Solar Photovoltaic | PV |  | W | X | X |  |  | 1 |  | 1 | 1 |  | N |  |  | OP | X | 12 | 2018 | 2018 |  |  | N | IPP Non-CHP | IPP | IPP | 2 | X | SUN | Renewable | 1 | 0 | 1 | 0
Operable | 65173 | United States Solar Corporation |  | 62045 | USS Norelius Solar CSG | MN | Vertical | Chisago | USSNO | Solar Photovoltaic | PV |  | W | X | X |  |  | 1 |  | 1 | 1 |  | N |  |  | OP | X | 1 | 2019 | 2019 |  |  | N | IPP Non-CHP | IPP | IPP | 2 | X | SUN | Renewable | 1 | 0 | 1 | 0
Operable | 65173 | United States Solar Corporation |  | 62046 | USS Nillie Corn Solar CSG | MN | Vertical | Chisago | USSNC | Solar Photovoltaic | PV |  | W | X | X |  |  | 1 |  | 1 | 1 |  | N |  |  | OP | X | 12 | 2018 | 2018 |  |  | N | IPP Non-CHP | IPP | IPP | 2 | X | SUN | Renewable | 1 | 0 | 1 | 0
Operable | 65173 | United States Solar Corporation |  | 62047 | USS JJ Solar CSG | MN | Vertical | Benton | USSJJ | Solar Photovoltaic | PV |  | W | X | X |  |  | 1 |  | 1 | 1 | 1 | N |  |  | OP | X | 1 | 2019 | 2019 |  |  | N | IPP Non-CHP | IPP | IPP | 2 | X | SUN | Renewable | 1 | 0 | 1 | 0
Operable | 65173 | United States Solar Corporation |  | 62048 | USS Dubhe Solar CSG | MN | Vertical | Chisago | USSDB | Solar Photovoltaic | PV |  | W | X | X |  |  | 1 |  | 1 | 1 | 1 | N |  |  | OP | X | 12 | 2018 | 2018 |  |  | N | IPP Non-CHP | IPP | IPP | 2 | X | SUN | Renewable | 1 | 0 | 1 | 0
Operable | 65173 | United States Solar Corporation |  | 62049 | USS Brockway Solar CSG | MN | Vertical | Stearns | USSBR | Solar Photovoltaic | PV |  | W | X | X |  |  | 1 |  | 1 | 1 |  | N |  |  | OP | X | 1 | 2019 | 2019 |  |  | N | IPP Non-CHP | IPP | IPP | 2 | X | SUN | Renewable | 1 | 0 | 1 | 0
Operable | 65173 | United States Solar Corporation |  | 63165 | USS Reindeer Solar LLC CSG | MN | Vertical | Benton | RENDR | Solar Photovoltaic | PV |  | W | X | X |  |  | 1 |  | 1 | 1 | 1 | N |  |  | OP | X | 12 | 2020 | 2020 |  |  | N | IPP Non-CHP | IPP | IPP | 2 | X | SUN | Renewable | 1 | 0 | 1 | 0
Operable | 65173 | United States Solar Corporation |  | 63166 | USS Bush Solar LLC CSG | MN | Vertical | Steele | BUSH | Solar Photovoltaic | PV |  | W | X | X |  |  | 1 |  | 1 | 1 |  | N |  |  | OP | X | 10 | 2020 | 2020 |  |  | N | IPP Non-CHP | IPP | IPP | 2 | X | SUN | Renewable | 1 | 0 | 1 | 0
Operable | 65173 | United States Solar Corporation |  | 63167 | USS Hancock Solar LLC CSG | MN | Vertical | Carver | HNCCK | Solar Photovoltaic | PV |  | W | X | X |  |  | 1 | 1 | 1 | 1 | 1 | N |  |  | OP | X | 1 | 2021 | 2021 |  |  | N | IPP Non-CHP | IPP | IPP | 2 | X | SUN | Renewable | 1 | 0 | 1 | 0
Operable | 65173 | United States Solar Corporation |  | 63168 | USS Pheasant Solar LLC CSG | MN | Vertical | Chippewa | PHSNT | Solar Photovoltaic | PV |  | W | X | X |  |  | 1 | 1 | 1 | 1 |  | N |  |  | OP | X | 11 | 2020 | 2020 |  |  | N | IPP Non-CHP | IPP | IPP | 2 | X | SUN | Renewable | 1 | 0 | 1 | 0
Operable | 65173 | United States Solar Corporation |  | 63171 | USS Chariot Solar LLC | MN | Vertical | Renville | CHROT | Solar Photovoltaic | PV |  | W | X | X |  |  | 1 | 1 | 1 | 1 | 1 | N |  |  | OP | X | 1 | 2021 | 2021 |  |  | N | IPP Non-CHP | IPP | IPP | 2 | X | SUN | Renewable | 1 | 0 | 1 | 0
Operable | 65173 | United States Solar Corporation |  | 63218 | USS Water Town Solar LLC CSG | MN | Vertical | Le Sueur | WTRTN | Solar Photovoltaic | PV |  | W | X | X |  |  | 1 |  | 1 | 1 | 1 | N |  |  | OP | X | 11 | 2021 | 2021 |  |  | N | IPP Non-CHP | IPP | IPP | 2 | X | SUN | Renewable | 1 | 0 | 1 | 0
Operable | 65173 | United States Solar Corporation |  | 63219 | USS Water Fowl Solar LLC CSG | MN | Vertical | McLeod | WTRFL | Solar Photovoltaic | PV |  | W | X | X |  |  | 1 |  | 1 | 1 |  | N |  |  | OP | X | 9 | 2022 | 2022 |  |  | N | IPP Non-CHP | IPP | IPP | 2 | X | SUN | Renewable | 1 | 0 | 1 | 0
Operable | 65173 | United States Solar Corporation |  | 63220 | USS Water City Solar LLC CSG | MN | Vertical | Le Sueur | WTRCY | Solar Photovoltaic | PV |  | W | X | X |  |  | 1 |  | 1 | 1 | 1 | N |  |  | OP | X | 10 | 2021 | 2021 |  |  | N | IPP Non-CHP | IPP | IPP | 2 | X | SUN | Renewable | 1 | 0 | 1 | 0
Operable | 65173 | United States Solar Corporation |  | 63741 | USS Bluff Country Solar CSG | MN | Vertical | Winona | USBCS | Solar Photovoltaic | PV |  | W | X | X |  |  | 1 |  | 1 | 1 | 1 | N |  |  | OP | X | 12 | 2020 | 2020 |  |  | N | IPP Non-CHP | IPP | IPP | 2 | X | SUN | Renewable | 1 | 0 | 1 | 0
Operable | 65173 | United States Solar Corporation |  | 63742 | USS Viceroy Solar LLC CSG | MN | Vertical | Pope | USVIC | Solar Photovoltaic | PV |  | W | X | X |  |  | 1 |  | 1 | 1 | 1 | N |  |  | OP | X | 1 | 2021 | 2021 |  |  | N | IPP Non-CHP | IPP | IPP | 2 | X | SUN | Renewable | 1 | 0 | 1 | 0
Operable | 65173 | United States Solar Corporation |  | 63744 | USS Hubers Solar LLC CSG | MN | Vertical | Rice | HUBER | Solar Photovoltaic | PV |  | W | X | X |  |  | 1 |  | 1 | 1 | 1 | N |  |  | OP | X | 1 | 2021 | 2021 |  |  | N | IPP Non-CHP | IPP | IPP | 2 | X | SUN | Renewable | 1 | 0 | 1 | 0
Operable | 65173 | United States Solar Corporation |  | 64866 | USS Wildcat Solar LLC | MN | Vertical | Goodhue | USSWC | Solar Photovoltaic | PV |  | W | X | X |  |  | 1 |  | 1 | 1 | 1 | N |  |  | OP | X | 11 | 2021 | 2021 |  |  | N | IPP Non-CHP | IPP | IPP | 2 | X | SUN | Renewable | 1 | 0 | 1 | 0
Operable | 65173 | United States Solar Corporation |  | 64869 | Helen CSG 1 LLC | MN | Vertical | McLeod | HLCSG | Solar Photovoltaic | PV |  | W | X | X |  |  | 1 |  | 1 | 1 | 1 | N |  |  | OP | X | 11 | 2021 | 2021 |  |  | N | IPP Non-CHP | IPP | IPP | 2 | X | SUN | Renewable | 1 | 0 | 1 | 0
Operable | 65173 | United States Solar Corporation |  | 64870 | USS Quail Solar LLC | MN | Vertical | Wright | USSQL | Solar Photovoltaic | PV |  | W | X | X |  |  | 1 |  | 1 | 1 |  | N |  |  | OP | X | 1 | 2022 | 2022 |  |  | N | IPP Non-CHP | IPP | IPP | 2 | X | SUN | Renewable | 1 | 0 | 1 | 0
Operable | 65173 | United States Solar Corporation |  | 64871 | USS Danube Solar LLC | MN | Vertical | Renville | USSDA | Solar Photovoltaic | PV |  | W | X | X |  |  | 1 |  | 1 | 1 | 1 | N |  |  | OP | X | 12 | 2021 | 2021 |  |  | N | IPP Non-CHP | IPP | IPP | 2 | X | SUN | Renewable | 1 | 0 | 1 | 0
Operable | 65173 | United States Solar Corporation |  | 64987 | USS Foley Solar LLC | MN | Vertical | Benton | USSFS | Solar Photovoltaic | PV |  | W | X | X |  |  | 1 |  | 1 | 1 |  | N |  |  | OP | X | 7 | 2022 | 2022 |  |  | N | IPP Non-CHP | IPP | IPP | 2 | X | SUN | Renewable | 1 | 0 | 1 | 0
Operable | 65173 | United States Solar Corporation |  | 64988 | USS Prokosch Solar LLC | MN | Vertical | Renville | USPKS | Solar Photovoltaic | PV |  | W | X | X |  |  | 1 |  | 1 | 1 |  | N |  |  | OP | X | 6 | 2022 | 2022 |  |  | N | IPP Non-CHP | IPP | IPP | 2 | X | SUN | Renewable | 1 | 0 | 1 | 0
Operable | 65173 | United States Solar Corporation |  | 64989 | USS Rosebud Solar LLC | MN | Vertical | Redwood | USRBS | Solar Photovoltaic | PV |  | W | X | X |  |  | 1 |  | 1 | 1 |  | N |  |  | OP | X | 8 | 2022 | 2022 |  |  | N | IPP Non-CHP | IPP | IPP | 2 | X | SUN | Renewable | 1 | 0 | 1 | 0
Operable | 65173 | United States Solar Corporation |  | 65276 | USS Peach Solar LLC | MN | Vertical | Blue Earth | USSPS | Solar Photovoltaic | PV |  | W | X | X |  |  | 1 |  | 1 | 1 | 1 | N |  |  | OP | X | 7 | 2022 | 2022 |  |  | N | IPP Non-CHP | IPP | IPP | 2 | X | SUN | Renewable | 1 | 0 | 1 | 0
Operable | 65173 | United States Solar Corporation |  | 65439 | USS Franklin Solar LLC | MN | Vertical | Renville | USSFS | Solar Photovoltaic | PV |  | W | X | X |  |  | 1 |  | 1 | 1 |  | N |  |  | OP | X | 1 | 2023 | 2023 |  |  | N | IPP Non-CHP | IPP | IPP | 2 | X | SUN | Renewable | 1 | 0 | 1 | 0
Operable | 65173 | United States Solar Corporation |  | 65440 | USS Catfish Solar LLC | MN | Vertical | Renville | USSCF | Solar Photovoltaic | PV |  | W | X | X |  |  | 1 |  | 1 | 1 |  | N |  |  | OP | X | 1 | 2023 | 2023 |  |  | N | IPP Non-CHP | IPP | IPP | 2 | X | SUN | Renewable | 1 | 0 | 1 | 0
Operable | 65173 | United States Solar Corporation |  | 65441 | USS Itasca Clean Energy Solar LLC | MN | Vertical | Itasca | ITCBT | Batteries | BA |  | W | X | X |  |  | 1 |  | 1 | 1 |  | N |  |  | OP | X | 8 | 2022 | 2022 |  |  | N | IPP Non-CHP | IPP | IPP | 2 | X | MWH | Other | 0 | 0 | 0 | 0
Operable | 65173 | United States Solar Corporation |  | 65441 | USS Itasca Clean Energy Solar LLC | MN | Vertical | Itasca | USSTC | Solar Photovoltaic | PV |  | W | X | X |  |  | 1 |  | 1 | 1 |  | N |  |  | OP | X | 8 | 2022 | 2022 |  |  | N | IPP Non-CHP | IPP | IPP | 2 | X | SUN | Renewable | 1 | 0 | 1 | 0
Operable | 65173 | United States Solar Corporation |  | 65442 | USS Mesa Solar LLC | MN | Vertical | Renville | USSMS | Solar Photovoltaic | PV |  | W | X | X |  |  | 1 |  | 1 | 1 |  | N |  |  | OP | X | 1 | 2023 | 2023 |  |  | N | IPP Non-CHP | IPP | IPP | 2 | X | SUN | Renewable | 1 | 0 | 1 | 0
Operable | 65173 | United States Solar Corporation |  | 65443 | USS Wells Creek Solar LLC | MN | Vertical | Goodhue | USSWC | Solar Photovoltaic | PV |  | W | X | X |  |  | 1 |  | 1 | 1 |  | N |  |  | OP | X | 1 | 2023 | 2023 |  |  | N | IPP Non-CHP | IPP | IPP | 2 | X | SUN | Renewable | 1 | 0 | 1 | 0
Operable | 65173 | United States Solar Corporation |  | 65444 | USS Verbena Solar LLC | MN | Vertical | McLeod | USSVS | Solar Photovoltaic | PV |  | W | X | X |  |  | 1 |  | 1 | 1 |  | N |  |  | OP | X | 10 | 2022 | 2022 |  |  | N | IPP Non-CHP | IPP | IPP | 2 | X | SUN | Renewable | 1 | 0 | 1 | 0
Operable | 65173 | United States Solar Corporation |  | 65986 | USS Golly Gee Solar LLC | MN | Vertical | Sherburne | USSGG | Solar Photovoltaic | PV |  | W | X | X |  |  | 1 |  | 1 | 1 |  | N |  |  | OP | X | 7 | 2023 | 2023 |  |  | N | IPP Non-CHP | IPP | IPP | 2 | X | SUN | Renewable | 1 | 0 | 1 | 0
Operable | 65173 | United States Solar Corporation |  | 65990 | USS Giveback Solar LLC (CSG) | CO | Vertical | Pueblo | USSGB | Solar Photovoltaic | PV |  | W | X | X |  |  | 2 |  | 2 | 2 |  | N |  |  | OP | X | 12 | 2023 | 2023 |  |  | N | IPP Non-CHP | IPP | IPP | 2 | X | SUN | Renewable | 2 | 0 | 1 | 0
Operable | 65173 | United States Solar Corporation |  | 65991 | USS Dressen Family Solar LLC | MN | Vertical | Carver | USSDF | Solar Photovoltaic | PV |  | W | X | X |  |  | 1 |  | 1 | 1 |  | N |  |  | OP | X | 7 | 2023 | 2023 |  |  | N | IPP Non-CHP | IPP | IPP | 2 | X | SUN | Renewable | 1 | 0 | 1 | 0
Operable | 65173 | United States Solar Corporation |  | 65992 | USS Wolf Solar LLC | MN | Vertical | Yellow Medicine | USWOF | Solar Photovoltaic | PV |  | W | X | X |  |  | 1 |  | 1 | 1 |  | N |  |  | OP | X | 7 | 2023 | 2023 |  |  | N | IPP Non-CHP | IPP | IPP | 2 | X | SUN | Renewable | 1 | 0 | 1 | 0
Operable | 65173 | United States Solar Corporation |  | 65993 | USS Wonder Solar LLC | MN | Vertical | Renville | USWON | Solar Photovoltaic | PV |  | W | X | X |  |  | 1 |  | 1 | 1 |  | N |  |  | OP | X | 7 | 2023 | 2023 |  |  | N | IPP Non-CHP | IPP | IPP | 2 | X | SUN | Renewable | 1 | 0 | 1 | 0
Operable | 65173 | United States Solar Corporation |  | 66003 | MP CSG 1 LLC | MN | Vertical | Carlton | MPCSG | Solar Photovoltaic | PV |  | W | X | X |  |  | 1 |  | 1 | 1 |  | N |  |  | OP | X | 1 | 2018 | 2018 |  |  | N | IPP Non-CHP | IPP | IPP | 2 | X | SUN | Renewable | 1 | 0 | 1 | 0
Operable | 65173 | United States Solar Corporation |  | 66029 | Courtland CSG LLC | MN | Vertical | Nicollet | CLCSG | Solar Photovoltaic | PV |  | W | X | X |  |  | 1 |  | 1 | 1 |  | N |  |  | OP | X | 7 | 2023 | 2023 |  |  | N | IPP Non-CHP | IPP | IPP | 2 | X | SUN | Renewable | 1 | 0 | 1 | 0
Operable | 65173 | United States Solar Corporation |  | 66433 | USS Fair Park Solar LLC (CSG) | MN | Vertical | Rice | USFPS | Solar Photovoltaic | PV |  | W | X | X |  |  | 1 |  | 1 | 1 |  | N |  |  | OP | X | 12 | 2023 | 2023 |  |  | N | IPP Non-CHP | IPP | IPP | 2 | X | SUN | Renewable | 1 | 0 | 1 | 0
Operable | 65173 | United States Solar Corporation |  | 66435 | USS Cosmo Solar LLC (CSG) | MN | Vertical | Renville | USCOS | Solar Photovoltaic | PV |  | W | X | X |  |  | 1 |  | 1 | 1 |  | N |  |  | OP | X | 12 | 2023 | 2023 |  |  | N | IPP Non-CHP | IPP | IPP | 2 | X | SUN | Renewable | 1 | 0 | 1 | 0
Operable | 65173 | United States Solar Corporation |  | 66969 | USS Jayhawk Solar LLC (CSG) | MN | Vertical | Blue Earth | USJAY | Solar Photovoltaic | PV |  | W | X | X |  |  | 1 |  | 1 | 1 |  | N |  |  | OP | X | 12 | 2023 | 2023 |  |  | N | IPP Non-CHP | IPP | IPP | 2 | X | SUN | Renewable | 1 | 0 | 1 | 0
Operable | 65173 | United States Solar Corporation |  | 66970 | USS Maverick Solar LLC (CSG) | MN | Vertical | Blue Earth | USMAV | Solar Photovoltaic | PV |  | W | X | X |  |  | 1 |  | 1 | 1 |  | N |  |  | OP | X | 12 | 2023 | 2023 |  |  | N | IPP Non-CHP | IPP | IPP | 2 | X | SUN | Renewable | 1 | 0 | 1 | 0
Operable | 65173 | United States Solar Corporation |  | 66971 | USS Riley Solar LLC (CSG) | MN | Vertical | Chippewa | USRIL | Solar Photovoltaic | PV |  | W | X | X |  |  | 1 |  | 1 | 1 |  | N |  |  | OP | X | 12 | 2023 | 2023 |  |  | N | IPP Non-CHP | IPP | IPP | 2 | X | SUN | Renewable | 1 | 0 | 1 | 0
Operable | 65173 | United States Solar Corporation |  | 66974 | MN Buffalo Lake 212-1 LLC (CSG) | MN | Vertical | Renville | MNBL1 | Solar Photovoltaic | PV |  | W | X | X |  |  | 1 |  | 1 | 1 |  | N |  |  | OP | X | 12 | 2023 | 2023 |  |  | N | IPP Non-CHP | IPP | IPP | 2 | X | SUN | Renewable | 1 | 0 | 1 | 0
Operable | 65173 | United States Solar Corporation |  | 66975 | MN Buffalo Lake 212-2 LLC (CSG) | MN | Vertical | Renville | MNBL2 | Solar Photovoltaic | PV |  | W | X | X |  |  | 1 |  | 1 | 1 |  | N |  |  | OP | X | 12 | 2023 | 2023 |  |  | N | IPP Non-CHP | IPP | IPP | 2 | X | SUN | Renewable | 1 | 0 | 1 | 0
Operable | 56364 | United States Steel Granite City Works |  | 57072 | Granite City Works | IL | Restructured | Madison | G-1 | All Other | ST |  | S | X | X |  |  | 78 | 0.95 | 78 | 78 | 2 | N |  |  | OP | X | 6 | 2010 | 2010 |  |  | Y | Industrial CHP | Customer Sited | Other | 7 | T | PUR | Other | 0 | 0 | 0 | 0 | BFG
Operable | 19517 | United States Steel- Clairton |  | 50729 | Clairton Works | PA | Restructured | Allegheny | GEN1 | Other Gases | ST |  | S | X | X |  |  | 21 | 0.85 | 16 | 18 | 2 | N |  |  | OP | X | 1 | 1955 | Pre-2000 |  |  | Y | Industrial CHP | Customer Sited | Other | 7 | T | OG | Non-Renewable | 0 | 21 | 0 | 1 | NG
Operable | 19517 | United States Steel- Clairton |  | 50729 | Clairton Works | PA | Restructured | Allegheny | GEN3 | Other Gases | ST |  | S | X | X |  |  | 10 | 0.8 | 8 | 8 | 1 | N |  |  | OP | X | 1 | 1955 | Pre-2000 |  |  | N | Industrial CHP | Customer Sited | Other | 7 | X | OG | Non-Renewable | 0 | 10 | 0 | 1 | NG
Operable | 19526 | United States Steel-Gary |  | 50733 | Gary Works | IN | Vertical | Lake | STG1 | Other Gases | ST |  | S | X | X |  |  | 161 | 0.9 | 161 | 150 | 50 | N |  |  | OP | X | 4 | 1997 | Pre-2000 |  |  | Y | Industrial CHP | Customer Sited | Other | 7 | B | BFG | Non-Renewable | 0 | 161 | 0 | 1 | NG | RFO | OG
Operable | 19519 | United States Steel-Mon Valley |  | 50732 | Mon Valley Works | PA | Restructured | Allegheny | GEN1 | Other Gases | ST |  | S | X | X |  |  | 25 | 0.8 | 30 | 33 | 6 | N |  |  | OP | X | 6 | 1943 | Pre-2000 |  |  | N | Industrial CHP | Customer Sited | Other | 7 | X | BFG | Non-Renewable | 0 | 25 | 0 | 1 | OG | NG
Operable | 19519 | United States Steel-Mon Valley |  | 50732 | Mon Valley Works | PA | Restructured | Allegheny | GEN2 | Other Gases | ST |  | S | X | X |  |  | 25 | 0.8 | 30 | 33 | 6 | N |  |  | OP | X | 6 | 1943 | Pre-2000 |  |  | N | Industrial CHP | Customer Sited | Other | 7 | X | BFG | Non-Renewable | 0 | 25 | 0 | 1 | OG | NG
Operable | 19519 | United States Steel-Mon Valley |  | 50732 | Mon Valley Works | PA | Restructured | Allegheny | GEN3 | Other Gases | ST |  | S | X | X |  |  | 2.5 | 0.85 | 1.9 | 1.9 | 0.3 | N |  |  | OP | X | 2 | 2002 | 2002 |  |  | Y | Industrial CHP | Customer Sited | Other | 7 | T | BFG | Non-Renewable | 0 | 2.5 | 0 | 1 | OG | NG
Operable | 19365 | United States Sugar Corp |  | 50482 | Clewiston Sugar House | FL | Vertical | Hendry | TG6 | Other Waste Biomass | ST |  | S | X | X |  |  | 15 | 1 | 14 | 14.1 | 5 | N |  |  | OP | X | 3 | 2004 | 2004 |  |  | Y | Industrial CHP | Customer Sited | Other | 7 | B | AB | Renewable | 15 | 0 | 1 | 0 | DFO
Operable | 19365 | United States Sugar Corp |  | 50482 | Clewiston Sugar House | FL | Vertical | Hendry | TG7 | Other Waste Biomass | ST |  | S | X | X |  |  | 20 | 0.8 | 18.6 | 18.6 | 7.5 | N |  |  | OP | X | 10 | 2006 | 2006 |  |  | Y | Industrial CHP | Customer Sited | Other | 7 | B | AB | Renewable | 20 | 0 | 1 | 0 | DFO
Operable | 19365 | United States Sugar Corp |  | 50482 | Clewiston Sugar House | FL | Vertical | Hendry | TG8 | Other Waste Biomass | ST |  | S | X | X |  |  | 14 | 0.9 | 12 | 12 | 5 | N |  |  | OP | X | 12 | 2007 | 2007 |  |  | Y | Industrial CHP | Customer Sited | Other | 7 | B | AB | Renewable | 14 | 0 | 1 | 0 | DFO
Operable | 21621 | United Technologies |  | 54605 | Pratt & Whitney | CT | Restructured | Hartford | FT-8 | Natural Gas Fired Combustion Turbine | GT |  | S | X | X | 4004 Z Connecticut | 4004 Z Connecticut | 25.8 | 0.85 | 28 | 31 | 12 | N |  |  | OP | X | 1 | 1992 | Pre-2000 |  |  | Y | Industrial CHP | Customer Sited | Other | 7 | T | NG | Non-Renewable | 0 | 25.8 | 0 | 1 | DFO
Operable | 58961 | United Therapeutics Corporation |  | 59146 | XPF Solar Field | NC | Vertical | Durham | PV1 | Solar Photovoltaic | PV |  | S | X | X |  |  | 3 |  | 3 | 3 |  | N |  |  | OP | X | 12 | 2014 | 2014 |  |  | N | IPP Non-CHP | IPP | IPP | 2 | X | SUN | Renewable | 3 | 0 | 1 | 0
Operable | 19532 | United Water Conservation District |  | 50076 | Santa Felicia Dam | CA | Vertical | Ventura | UNT1 | Conventional Hydroelectric | HY |  | S | X | X | GEN | GEN | 0.2 | 0.9 | 0.2 | 0.2 | 0.1 | N |  |  | OP | X | 6 | 1987 | Pre-2000 |  |  | N | IPP Non-CHP | IPP | IPP | 2 | X | WAT | Renewable | 0.2 | 0 | 1 | 0
Operable | 19532 | United Water Conservation District |  | 50076 | Santa Felicia Dam | CA | Vertical | Ventura | UNT2 | Conventional Hydroelectric | HY |  | S | X | X | GEN | GEN | 1.1 | 0.9 | 1.1 | 1 | 0.8 | N |  |  | OP | X | 6 | 1987 | Pre-2000 |  |  | N | IPP Non-CHP | IPP | IPP | 2 | X | WAT | Renewable | 1.1 | 0 | 1 | 0
Operable | 19511 | University of Alaska |  | 50711 | University of Alaska Fairbanks | AK | Vertical | Fairbanks North Star | GEN1 | Conventional Steam Coal | ST |  | S | X | X |  |  | 1.5 | 0.8 | 0.5 | 1.4 | 0.2 | N |  |  | OS | X | 1 | 1964 | Pre-2000 |  |  | Y | Commercial CHP | Customer Sited | Other | 5 | T | SUB | Non-Renewable | 0 | 1.5 | 0 | 1 | DFO | JF
Operable | 19511 | University of Alaska |  | 50711 | University of Alaska Fairbanks | AK | Vertical | Fairbanks North Star | GEN2 | Conventional Steam Coal | ST |  | S | X | X |  |  | 1.5 | 0.8 | 0.5 | 1.4 | 0.2 | N |  |  | OS | X | 1 | 1964 | Pre-2000 |  |  | Y | Commercial CHP | Customer Sited | Other | 5 | T | SUB | Non-Renewable | 0 | 1.5 | 0 | 1 | DFO | JF
Operable | 19511 | University of Alaska |  | 50711 | University of Alaska Fairbanks | AK | Vertical | Fairbanks North Star | GEN3 | Conventional Steam Coal | ST |  | S | X | X |  |  | 10 | 0.85 | 8.1 | 10 | 2.5 | N |  |  | OS | X | 4 | 1981 | Pre-2000 |  |  | Y | Commercial CHP | Customer Sited | Other | 5 | T | SUB | Non-Renewable | 0 | 10 | 0 | 1 | DFO | NG | JF
Operable | 19511 | University of Alaska |  | 50711 | University of Alaska Fairbanks | AK | Vertical | Fairbanks North Star | GEN4 | Petroleum Liquids | IC |  | S | X | X |  |  | 9.6 | 0.8 | 9.6 | 9.6 | 2 | N |  |  | SB | Y | 8 | 2000 | 2000 |  |  | Y | Commercial CHP | Customer Sited | Other | 5 | T | DFO | Non-Renewable | 0 | 9.6 | 0 | 1
Operable | 19511 | University of Alaska |  | 50711 | University of Alaska Fairbanks | AK | Vertical | Fairbanks North Star | GEN5 | Conventional Steam Coal | ST |  | S | X | X |  |  | 17 | 0.94 | 17 | 17 | 4 | N |  |  | OP | X | 2 | 2020 | 2020 |  |  | Y | Commercial CHP | Customer Sited | Other | 5 | T | SUB | Non-Renewable | 0 | 17 | 0 | 1 | DFO | NG | JF
Operable | 49913 | University of Arizona |  | 56229 | Cogeneration 1 | AZ | Vertical | Pima | CT1 | Natural Gas Fired Combined Cycle | CS |  | S | N | N |  |  | 9 | 0.8 | 8.3 | 6.6 | 3.5 | N |  |  | OP | X | 11 | 2002 | 2002 |  |  | Y | Commercial CHP | Customer Sited | Other | 5 | T | NG | Non-Renewable | 0 | 9 | 0 | 1
Operable | 49913 | University of Arizona |  | 59233 | Cogeneration 2 | AZ | Vertical | Pima | CT2 | Natural Gas Fired Combined Cycle | CS |  | S | N | N |  |  | 5.5 | 0.8 | 5 | 5 | 2.8 | N |  |  | OP | X | 11 | 2002 | 2002 |  |  | Y | Commercial CHP | Customer Sited | Other | 5 | T | NG | Non-Renewable | 0 | 5.5 | 0 | 1
Operable | 55994 | University of Arizona - Biosphere 2 |  | 54594 | University of Arizona - Biosphere 2 | AZ | Vertical | Pinal | G-1 | Petroleum Liquids | IC |  | S | X | X |  |  | 1.5 | 0.8 | 1.5 | 1.5 | 1 | N |  |  | SB | Y | 11 | 1990 | Pre-2000 |  |  | N | Commercial Non-CHP | Customer Sited | Other | 4 | X | DFO | Non-Renewable | 0 | 1.5 | 0 | 1
Operable | 55994 | University of Arizona - Biosphere 2 |  | 54594 | University of Arizona - Biosphere 2 | AZ | Vertical | Pinal | G-4 | Natural Gas Internal Combustion Engine | IC |  | S | X | X |  |  | 1.6 | 0.8 | 1.6 | 1.6 | 1 | N |  |  | SB | Y | 4 | 2000 | 2000 |  |  | N | Commercial Non-CHP | Customer Sited | Other | 4 | X | NG | Non-Renewable | 0 | 1.6 | 0 | 1
Operable | 60295 | University Of Arkansas |  | 60536 | UA Central Utility Plant | AR | Vertical | Washington | TRBN1 | Natural Gas Fired Combustion Turbine | GT |  | S | X | X |  |  | 5.6 | 0.98 | 5.2 | 5.2 | 3 | N |  |  | OP | X | 2 | 2016 | 2016 |  |  | Y | Commercial CHP | Customer Sited | Other | 5 | T | NG | Non-Renewable | 0 | 5.6 | 0 | 1
Operable | 56427 | University of California Irvine |  | 57122 | UCI Facilities Management Central Plant | CA | Vertical | Orange | CTG1 | Natural Gas Fired Combined Cycle | CT | CC1 | S | X | N | N/A | N/A | 13.5 | 0.8 | 13.5 | 13.5 | 7.5 | N |  |  | OP | X | 7 | 2007 | 2007 |  |  | Y | Commercial CHP | Customer Sited | Other | 5 | T | NG | Non-Renewable | 0 | 13.5 | 0 | 1
Operable | 56427 | University of California Irvine |  | 57122 | UCI Facilities Management Central Plant | CA | Vertical | Orange | STG1 | Natural Gas Fired Combined Cycle | CA | CC1 | S | Y | X | N/A | N/A | 5.5 | 0.8 | 5.5 | 5.5 | 0.5 | N |  |  | OP | X | 7 | 2007 | 2007 |  |  | N | Commercial CHP | Customer Sited | Other | 5 | X | NG | Non-Renewable | 0 | 5.5 | 0 | 1
Operable | 56918 | University of California San Diego |  | 57584 | University of California San Diego Hybrid | CA | Vertical | San Diego | BS1 | Batteries | BA |  | S | X | X |  |  | 2.5 |  | 2.5 | 2.5 | 0.5 | N |  |  | OP | X | 12 | 2015 | 2015 |  |  | N | Commercial CHP | Customer Sited | Other | 5 | X | MWH | Other | 0 | 0 | 0 | 0
Operable | 56918 | University of California San Diego |  | 57584 | University of California San Diego Hybrid | CA | Vertical | San Diego | NT2 | Natural Gas Fired Combined Cycle | CT | CC1 | S | X | N |  |  | 15 | 0.91 | 13.5 | 13.5 | 8 | N |  |  | OP | X | 7 | 2001 | 2001 |  |  | Y | Commercial CHP | Customer Sited | Other | 5 | T | NG | Non-Renewable | 0 | 15 | 0 | 1
Operable | 56918 | University of California San Diego |  | 57584 | University of California San Diego Hybrid | CA | Vertical | San Diego | ST1 | Natural Gas Fired Combined Cycle | CT | CC1 | S | X | N |  |  | 15 | 0.91 | 13.5 | 13.5 | 8 | N |  |  | OP | X | 7 | 2001 | 2001 |  |  | Y | Commercial CHP | Customer Sited | Other | 5 | T | NG | Non-Renewable | 0 | 15 | 0 | 1
Operable | 56918 | University of California San Diego |  | 57584 | University of California San Diego Hybrid | CA | Vertical | San Diego | STG | Natural Gas Fired Combined Cycle | CA | CC1 | S | N | X |  |  | 3 | 0.91 | 3 | 3 | 0.5 | N |  |  | OP | X | 7 | 2001 | 2001 |  |  | Y | Commercial CHP | Customer Sited | Other | 5 | B | NG | Non-Renewable | 0 | 3 | 0 | 1
Operable | 56918 | University of California San Diego |  | 57856 | Univ of California San Diego Solar | CA | Vertical | San Diego | SGU1 | Solar Photovoltaic | PV |  | S | X | X |  |  | 1 |  | 1 | 1 |  | N |  |  | OP | X | 12 | 2008 | 2008 |  |  | N | Commercial Non-CHP | Customer Sited | Other | 4 | X | SUN | Renewable | 1 | 0 | 1 | 0
Operable | 22142 | University of California Santa Cruz |  | 50064 | University of California Santa Cruz | CA | Vertical | Santa Cruz | 3 | Natural Gas Fired Combustion Turbine | GT |  | S | X | X |  |  | 4.4 | 0.9 | 4.4 | 4.4 | 0.5 | N |  |  | OP | X | 7 | 2015 | 2015 |  |  | Y | Commercial CHP | Customer Sited | Other | 5 | T | NG | Non-Renewable | 0 | 4.4 | 0 | 1
Operable | 22142 | University of California Santa Cruz |  | 50064 | University of California Santa Cruz | CA | Vertical | Santa Cruz | 4 | Solar Photovoltaic | PV |  | W | X | X |  |  | 0.2 |  | 0.2 | 0.1 | 0 | N |  |  | OP | X | 9 | 2013 | 2013 |  |  | N | Commercial CHP | Customer Sited | Other | 5 | X | SUN | Renewable | 0.2 | 0 | 1 | 0
Operable | 22142 | University of California Santa Cruz |  | 50064 | University of California Santa Cruz | CA | Vertical | Santa Cruz | 18027 | Batteries | BA |  | W | X | X |  |  | 1 |  | 1 | 1 |  | N |  |  | OP | X | 12 | 2022 | 2022 |  |  | N | Commercial CHP | Customer Sited | Other | 5 | X | MWH | Other | 0 | 0 | 0 | 0
Operable | 22142 | University of California Santa Cruz |  | 50064 | University of California Santa Cruz | CA | Vertical | Santa Cruz | 246 | Solar Photovoltaic | PV |  | W | X | X |  |  | 1.8 |  | 1.8 | 1.8 |  | N |  |  | OP | X | 7 | 2021 | 2021 |  |  | N | Commercial CHP | Customer Sited | Other | 5 | X | SUN | Renewable | 1.8 | 0 | 1 | 0
Operable | 19524 | University of California-LA |  | 52073 | UCLA So Campus Cogen Project | CA | Vertical | Los Angeles | GEN1 | Natural Gas Fired Combined Cycle | CT | CC1 | S | X | N |  |  | 14.5 | 0.8 | 12.5 | 13.5 | 5 | N |  |  | OP | X | 10 | 1993 | Pre-2000 |  |  | Y | Commercial CHP | Customer Sited | Other | 5 | T | NG | Non-Renewable | 0 | 14.5 | 0 | 1 | DFO
Operable | 19524 | University of California-LA |  | 52073 | UCLA So Campus Cogen Project | CA | Vertical | Los Angeles | GEN2 | Natural Gas Fired Combined Cycle | CT | CC1 | S | X | N |  |  | 14.5 | 0.8 | 12.5 | 13.5 | 5 | N |  |  | OP | X | 10 | 1993 | Pre-2000 |  |  | Y | Commercial CHP | Customer Sited | Other | 5 | T | NG | Non-Renewable | 0 | 14.5 | 0 | 1 | DFO
Operable | 19524 | University of California-LA |  | 52073 | UCLA So Campus Cogen Project | CA | Vertical | Los Angeles | GEN3 | Natural Gas Fired Combined Cycle | CA | CC1 | S | Y | X |  |  | 14 | 0.8 | 11 | 12 | 1 | N |  |  | OP | X | 10 | 1993 | Pre-2000 |  |  | Y | Commercial CHP | Customer Sited | Other | 5 | T | NG | Non-Renewable | 0 | 14 | 0 | 1
Operable | 58171 | University of California-San Francisco |  | 58198 | Parnassus Central Utility Plant | CA | Vertical | San Francisco | GTG1 | Natural Gas Fired Combined Cycle | CT | CC1 | S | X | N |  |  | 4.8 | 0.8 | 5.2 | 5.2 | 2.5 | N |  |  | OP | X | 1 | 1996 | Pre-2000 |  |  | Y | Commercial CHP | Customer Sited | Other | 5 | T | NG | Non-Renewable | 0 | 4.8 | 0 | 1 | DFO
Operable | 58171 | University of California-San Francisco |  | 58198 | Parnassus Central Utility Plant | CA | Vertical | San Francisco | GTG2 | Natural Gas Fired Combined Cycle | CT | CC1 | S | X | N |  |  | 4.8 | 0.8 | 5.5 | 5.5 | 2.6 | N |  |  | OP | X | 1 | 1996 | Pre-2000 |  |  | Y | Commercial CHP | Customer Sited | Other | 5 | T | NG | Non-Renewable | 0 | 4.8 | 0 | 1 | DFO
Operable | 58171 | University of California-San Francisco |  | 58198 | Parnassus Central Utility Plant | CA | Vertical | San Francisco | STG1 | Natural Gas Fired Combined Cycle | CA | CC1 | S | Y | X |  |  | 3.8 | 0.8 | 1.8 | 1.8 | 0.3 | N |  |  | OP | X | 1 | 1996 | Pre-2000 |  |  | Y | Commercial CHP | Customer Sited | Other | 5 | T | NG | Non-Renewable | 0 | 3.8 | 0 | 1 | DFO
Operable | 57281 | University of Cincinnati |  | 57908 | Central Utility Plant Cincinnati | OH | Restructured | Hamilton | CTG1 | Natural Gas Fired Combined Cycle | CT | CUP | S | X | N | DEOK | DEOK | 11.9 | 0.88 | 12.5 | 12.5 | 7.5 | N |  |  | OP | X | 6 | 2004 | 2004 |  |  | Y | Commercial CHP | Customer Sited | Other | 5 | T | NG | Non-Renewable | 0 | 11.9 | 0 | 1 | DFO
Operable | 57281 | University of Cincinnati |  | 57908 | Central Utility Plant Cincinnati | OH | Restructured | Hamilton | CTG2 | Natural Gas Fired Combined Cycle | CT | CUP | S | X | N | DEOK | DEOK | 11.9 | 0.88 | 12.5 | 12.5 | 7.5 | N |  |  | OP | X | 6 | 2004 | 2004 |  |  | Y | Commercial CHP | Customer Sited | Other | 5 | T | NG | Non-Renewable | 0 | 11.9 | 0 | 1 | DFO
Operable | 57281 | University of Cincinnati |  | 57908 | Central Utility Plant Cincinnati | OH | Restructured | Hamilton | P005 | Petroleum Liquids | IC |  | S | X | X | DEOK | DEOK | 1.9 | 0.8 | 1.9 | 1.9 | 0.2 | N |  |  | OP | X | 6 | 2004 | 2004 |  |  | N | Commercial CHP | Customer Sited | Other | 5 | X | DFO | Non-Renewable | 0 | 1.9 | 0 | 1
Operable | 57281 | University of Cincinnati |  | 57908 | Central Utility Plant Cincinnati | OH | Restructured | Hamilton | STG | Natural Gas Fired Combined Cycle | CA | CUP | S | Y | X | DEOK | DEOK | 21.5 | 0.85 | 21.5 | 21.5 | 4 | N |  |  | OP | X | 6 | 2004 | 2004 |  |  | Y | Commercial CHP | Customer Sited | Other | 5 | T | NG | Non-Renewable | 0 | 21.5 | 0 | 1 | DFO
Operable | 57281 | University of Cincinnati |  | 57929 | East Campus Utility Plant | OH | Restructured | Hamilton | P007 | Petroleum Liquids | IC |  | S | X | X | DEOK | DEOK | 2 | 0.8 | 1.7 | 1.7 | 0.2 | N |  |  | OP | X | 7 | 2006 | 2006 |  |  | N | Commercial Non-CHP | Customer Sited | Other | 4 | X | DFO | Non-Renewable | 0 | 2 | 0 | 1
Operable | 57281 | University of Cincinnati |  | 57929 | East Campus Utility Plant | OH | Restructured | Hamilton | P008 | Petroleum Liquids | IC |  | S | X | X | DEOK | DEOK | 1.5 | 0.8 | 1.5 | 1.5 | 0.2 | N |  |  | OP | X | 7 | 2006 | 2006 |  |  | N | Commercial Non-CHP | Customer Sited | Other | 4 | X | DFO | Non-Renewable | 0 | 1.5 | 0 | 1 | OBL
Operable | 57281 | University of Cincinnati |  | 57929 | East Campus Utility Plant | OH | Restructured | Hamilton | P058 | Petroleum Liquids | IC |  | S | X | X | DEOK | DEOK | 2.5 | 0.8 | 2.5 | 2.5 | 0.2 | N |  |  | OP | X | 5 | 2022 | 2022 |  |  | N | Commercial Non-CHP | Customer Sited | Other | 4 | X | DFO | Non-Renewable | 0 | 2.5 | 0 | 1
Operable | 57281 | University of Cincinnati |  | 57929 | East Campus Utility Plant | OH | Restructured | Hamilton | STG | Natural Gas Steam Turbine | ST |  | S | X | X | DEOK | DEOK | 1.3 | 0.85 | 1.2 | 1.2 | 0.2 | N |  |  | OS | X | 11 | 2010 | 2010 | 3 | 2024 | N | Commercial Non-CHP | Customer Sited | Other | 4 | X | NG | Non-Renewable | 0 | 1.3 | 0 | 1 | DFO
Operable | 22208 | University of Colorado |  | 54372 | University of Colorado | CO | Vertical | Boulder | GT1 | Natural Gas Fired Combined Cycle | CT | CC1 | S | X | Y |  |  | 16 | 1 | 15 | 16 | 2.5 | N |  |  | OP | X | 8 | 1992 | Pre-2000 |  |  | Y | Commercial CHP | Customer Sited | Other | 5 | T | NG | Non-Renewable | 0 | 16 | 0 | 1 | DFO
Operable | 22208 | University of Colorado |  | 54372 | University of Colorado | CO | Vertical | Boulder | GT2 | Natural Gas Fired Combined Cycle | CT | CC1 | S | X | Y |  |  | 16 | 1 | 15 | 16 | 2.5 | N |  |  | OP | X | 8 | 1992 | Pre-2000 |  |  | Y | Commercial CHP | Customer Sited | Other | 5 | T | NG | Non-Renewable | 0 | 16 | 0 | 1 | DFO
Operable | 22208 | University of Colorado |  | 54372 | University of Colorado | CO | Vertical | Boulder | ST1 | Natural Gas Fired Combined Cycle | CA | CC1 | S | Y | X |  |  | 1 | 1 | 1 | 1 | 1 | N |  |  | OP | X | 8 | 1992 | Pre-2000 |  |  | Y | Commercial CHP | Customer Sited | Other | 5 | T | NG | Non-Renewable | 0 | 1 | 0 | 1
Operable | 58130 | University of Connecticut |  | 58159 | UCONN Cogen Facility | CT | Restructured | Tolland | CGT1 | Natural Gas Fired Combined Cycle | CT | STG1 | S | X | N |  |  | 6.9 | 0.98 | 6.4 | 6.4 | 3.2 | N |  |  | OP | X | 3 | 2006 | 2006 |  |  | Y | Commercial CHP | Customer Sited | Other | 5 | T | NG | Non-Renewable | 0 | 6.9 | 0 | 1 | DFO
Operable | 58130 | University of Connecticut |  | 58159 | UCONN Cogen Facility | CT | Restructured | Tolland | CGT2 | Natural Gas Fired Combined Cycle | CT | STG1 | S | X | N |  |  | 6.9 | 0.98 | 6.4 | 6.4 | 3.2 | N |  |  | OP | X | 3 | 2006 | 2006 |  |  | Y | Commercial CHP | Customer Sited | Other | 5 | T | NG | Non-Renewable | 0 | 6.9 | 0 | 1 | DFO
Operable | 58130 | University of Connecticut |  | 58159 | UCONN Cogen Facility | CT | Restructured | Tolland | CGT3 | Natural Gas Fired Combined Cycle | CT | STG1 | S | X | N |  |  | 6.9 | 0.98 | 6.4 | 6.4 | 3.2 | N |  |  | OP | X | 3 | 2006 | 2006 |  |  | Y | Commercial CHP | Customer Sited | Other | 5 | T | NG | Non-Renewable | 0 | 6.9 | 0 | 1 | DFO
Operable | 58130 | University of Connecticut |  | 58159 | UCONN Cogen Facility | CT | Restructured | Tolland | STG1 | Natural Gas Fired Combined Cycle | CA | STG1 | S | Y | X |  |  | 5 | 0.98 | 4.9 | 4.9 | 0.2 | N |  |  | OP | X | 3 | 2006 | 2006 |  |  | Y | Commercial CHP | Customer Sited | Other | 5 | T | NG | Non-Renewable | 0 | 5 | 0 | 1
Operable | 19528 | University of Illinois |  | 54044 | University of Illinois Cogen Facility | IL | Restructured | Cook | CT1 | Natural Gas Fired Combustion Turbine | GT |  | S | X | X |  |  | 7.8 | 0.86 | 6.4 | 7.8 | 0.5 | N |  |  | OP | X | 1 | 2002 | 2002 |  |  | Y | Commercial CHP | Customer Sited | Other | 5 | T | NG | Non-Renewable | 0 | 7.8 | 0 | 1
Operable | 19528 | University of Illinois |  | 54044 | University of Illinois Cogen Facility | IL | Restructured | Cook | CT2 | Natural Gas Fired Combustion Turbine | GT |  | S | X | X |  |  | 7.8 | 0.86 | 6.4 | 7.8 | 0.5 | N |  |  | OP | X | 1 | 2002 | 2002 |  |  | Y | Commercial CHP | Customer Sited | Other | 5 | T | NG | Non-Renewable | 0 | 7.8 | 0 | 1
Operable | 19528 | University of Illinois |  | 54044 | University of Illinois Cogen Facility | IL | Restructured | Cook | CT3 | Natural Gas Fired Combustion Turbine | GT |  | S | X | X |  |  | 7.8 | 0.86 | 6.4 | 7.8 | 0.5 | N |  |  | OP | X | 1 | 2002 | 2002 |  |  | Y | Commercial CHP | Customer Sited | Other | 5 | T | NG | Non-Renewable | 0 | 7.8 | 0 | 1
Operable | 19528 | University of Illinois |  | 54044 | University of Illinois Cogen Facility | IL | Restructured | Cook | GEN1 | Natural Gas Internal Combustion Engine | IC |  | S | X | X |  |  | 6.3 | 0.8 | 6.3 | 6.3 | 3 | N |  |  | OP | X | 4 | 1993 | Pre-2000 |  |  | Y | Commercial CHP | Customer Sited | Other | 5 | T | NG | Non-Renewable | 0 | 6.3 | 0 | 1 | DFO
Operable | 19528 | University of Illinois |  | 54044 | University of Illinois Cogen Facility | IL | Restructured | Cook | GEN2 | Natural Gas Internal Combustion Engine | IC |  | S | X | X |  |  | 6.3 | 0.8 | 6.3 | 6.3 | 3 | N |  |  | OP | X | 5 | 1993 | Pre-2000 |  |  | Y | Commercial CHP | Customer Sited | Other | 5 | T | NG | Non-Renewable | 0 | 6.3 | 0 | 1 | DFO
Operable | 19528 | University of Illinois |  | 54044 | University of Illinois Cogen Facility | IL | Restructured | Cook | GEN3 | Natural Gas Internal Combustion Engine | IC |  | S | X | X |  |  | 3.7 | 0.8 | 3.7 | 3.7 | 1 | N |  |  | OS | X | 7 | 2000 | 2000 |  |  | Y | Commercial CHP | Customer Sited | Other | 5 | T | NG | Non-Renewable | 0 | 3.7 | 0 | 1
Operable | 19528 | University of Illinois |  | 54044 | University of Illinois Cogen Facility | IL | Restructured | Cook | GEN4 | Natural Gas Internal Combustion Engine | IC |  | S | X | X |  |  | 3.7 | 0.8 | 3.7 | 3.7 | 1 | N |  |  | OS | X | 7 | 2000 | 2000 |  |  | Y | Commercial CHP | Customer Sited | Other | 5 | T | NG | Non-Renewable | 0 | 3.7 | 0 | 1
Operable | 19528 | University of Illinois |  | 54044 | University of Illinois Cogen Facility | IL | Restructured | Cook | RE1 | Natural Gas Internal Combustion Engine | IC |  | S | X | X |  |  | 5.5 | 0.95 | 5.5 | 5.5 | 1 | N |  |  | OP | X | 1 | 2002 | 2002 |  |  | Y | Commercial CHP | Customer Sited | Other | 5 | T | NG | Non-Renewable | 0 | 5.5 | 0 | 1
Operable | 19528 | University of Illinois |  | 54044 | University of Illinois Cogen Facility | IL | Restructured | Cook | RE2 | Natural Gas Internal Combustion Engine | IC |  | S | X | X |  |  | 5.5 | 0.95 | 5.5 | 5.5 | 1 | N |  |  | OP | X | 1 | 2002 | 2002 |  |  | Y | Commercial CHP | Customer Sited | Other | 5 | T | NG | Non-Renewable | 0 | 5.5 | 0 | 1
Operable | 19528 | University of Illinois |  | 54044 | University of Illinois Cogen Facility | IL | Restructured | Cook | RE3 | Natural Gas Internal Combustion Engine | IC |  | S | X | X |  |  | 5.5 | 0.95 | 5.5 | 5.5 | 1 | N |  |  | OP | X | 1 | 2002 | 2002 |  |  | Y | Commercial CHP | Customer Sited | Other | 5 | T | NG | Non-Renewable | 0 | 5.5 | 0 | 1
Operable | 19528 | University of Illinois |  | 54780 | University of Illinois Abbott Power Plt | IL | Restructured | Champaign | T1 | Natural Gas Steam Turbine | ST |  | S | X | X |  |  | 3 | 0.8 | 3 | 3 | 1 | N |  |  | OP | X | 11 | 1940 | Pre-2000 |  |  | Y | Commercial CHP | Customer Sited | Other | 5 | T | NG | Non-Renewable | 0 | 3 | 0 | 1 | BIT | DFO
Operable | 19528 | University of Illinois |  | 54780 | University of Illinois Abbott Power Plt | IL | Restructured | Champaign | T10 | Natural Gas Steam Turbine | ST |  | S | X | X |  |  | 7.8 | 0.85 | 7.8 | 7.8 | 3 | N |  |  | OP | X | 8 | 2004 | 2004 |  |  | Y | Commercial CHP | Customer Sited | Other | 5 | T | NG | Non-Renewable | 0 | 7.8 | 0 | 1 | BIT | DFO
Operable | 19528 | University of Illinois |  | 54780 | University of Illinois Abbott Power Plt | IL | Restructured | Champaign | T11 | Natural Gas Steam Turbine | ST |  | S | X | X |  |  | 12.5 | 0.85 | 12.5 | 12.5 | 3 | N |  |  | OP | X | 6 | 2004 | 2004 |  |  | Y | Commercial CHP | Customer Sited | Other | 5 | T | NG | Non-Renewable | 0 | 12.5 | 0 | 1 | BIT | DFO
Operable | 19528 | University of Illinois |  | 54780 | University of Illinois Abbott Power Plt | IL | Restructured | Champaign | T12 | Natural Gas Steam Turbine | ST |  | S | X | X |  |  | 7 | 0.85 | 7 | 7 | 3 | N |  |  | OP | X | 4 | 2004 | 2004 |  |  | Y | Commercial CHP | Customer Sited | Other | 5 | T | NG | Non-Renewable | 0 | 7 | 0 | 1 | BIT | DFO
Operable | 19528 | University of Illinois |  | 54780 | University of Illinois Abbott Power Plt | IL | Restructured | Champaign | T2 | Natural Gas Steam Turbine | ST |  | S | X | X |  |  | 3 | 0.8 | 3 | 3 | 1 | N |  |  | OP | X | 11 | 1940 | Pre-2000 |  |  | Y | Commercial CHP | Customer Sited | Other | 5 | T | NG | Non-Renewable | 0 | 3 | 0 | 1 | BIT | DFO
Operable | 19528 | University of Illinois |  | 54780 | University of Illinois Abbott Power Plt | IL | Restructured | Champaign | T3 | Natural Gas Steam Turbine | ST |  | S | X | X |  |  | 3 | 0.8 | 3 | 3 | 1 | N |  |  | OP | X | 11 | 1948 | Pre-2000 |  |  | Y | Commercial CHP | Customer Sited | Other | 5 | T | NG | Non-Renewable | 0 | 3 | 0 | 1 | BIT | DFO
Operable | 19528 | University of Illinois |  | 54780 | University of Illinois Abbott Power Plt | IL | Restructured | Champaign | T4 | Natural Gas Steam Turbine | ST |  | S | X | X |  |  | 3 | 0.8 | 3 | 3 | 1 | N |  |  | OP | X | 2 | 1951 | Pre-2000 |  |  | Y | Commercial CHP | Customer Sited | Other | 5 | T | NG | Non-Renewable | 0 | 3 | 0 | 1 | BIT | DFO
Operable | 19528 | University of Illinois |  | 54780 | University of Illinois Abbott Power Plt | IL | Restructured | Champaign | T6 | Natural Gas Steam Turbine | ST |  | S | X | X |  |  | 7.5 | 0.8 | 7.5 | 7.5 | 1.5 | N |  |  | OP | X | 6 | 1959 | Pre-2000 |  |  | Y | Commercial CHP | Customer Sited | Other | 5 | T | NG | Non-Renewable | 0 | 7.5 | 0 | 1 | BIT | DFO
Operable | 19528 | University of Illinois |  | 54780 | University of Illinois Abbott Power Plt | IL | Restructured | Champaign | T7 | Natural Gas Steam Turbine | ST |  | S | X | X |  |  | 7.5 | 0.8 | 7.5 | 7.5 | 1.5 | N |  |  | OP | X | 8 | 1962 | Pre-2000 |  |  | Y | Commercial CHP | Customer Sited | Other | 5 | T | NG | Non-Renewable | 0 | 7.5 | 0 | 1 | BIT | DFO
Operable | 19528 | University of Illinois |  | 54780 | University of Illinois Abbott Power Plt | IL | Restructured | Champaign | T8 | Natural Gas Fired Combustion Turbine | GT |  | S | X | X |  |  | 13 | 0.85 | 12.5 | 15 | 7 | N |  |  | OP | X | 9 | 2003 | 2003 |  |  | Y | Commercial CHP | Customer Sited | Other | 5 | T | NG | Non-Renewable | 0 | 13 | 0 | 1 | DFO
Operable | 19528 | University of Illinois |  | 54780 | University of Illinois Abbott Power Plt | IL | Restructured | Champaign | T9 | Natural Gas Fired Combustion Turbine | GT |  | S | X | X |  |  | 13 | 0.85 | 12.5 | 15 | 7 | N |  |  | OP | X | 11 | 2003 | 2003 |  |  | Y | Commercial CHP | Customer Sited | Other | 5 | T | NG | Non-Renewable | 0 | 13 | 0 | 1 | DFO
Operable | 19539 | University of Iowa |  | 54775 | University of Iowa Main Power Plant | IA | Vertical | Johnson | DG7 | Petroleum Liquids | IC |  | S | X | X |  |  | 1.7 | 0.8 | 1.7 | 1.7 | 0.5 | N |  |  | OS | X | 6 | 1998 | Pre-2000 |  |  | N | Commercial CHP | Customer Sited | Other | 5 | X | DFO | Non-Renewable | 0 | 1.7 | 0 | 1
Operable | 19539 | University of Iowa |  | 54775 | University of Iowa Main Power Plant | IA | Vertical | Johnson | GEN10 | Natural Gas Internal Combustion Engine | IC |  | S | X | X |  |  | 2 | 0.8 | 2 | 2 | 0.5 | N |  |  | OP | X | 6 | 2014 | 2014 |  |  | N | Commercial CHP | Customer Sited | Other | 5 | X | NG | Non-Renewable | 0 | 2 | 0 | 1
Operable | 19539 | University of Iowa |  | 54775 | University of Iowa Main Power Plant | IA | Vertical | Johnson | GEN12 | Natural Gas Steam Turbine | ST |  | S | X | X |  |  | 5.8 | 0.8 | 5.8 | 5.8 | 1 | N |  |  | OP | X | 10 | 2022 | 2022 |  |  | Y | Commercial CHP | Customer Sited | Other | 5 | T | NG | Non-Renewable | 0 | 5.8 | 0 | 1 | WDS | BIT | OBS
Operable | 19539 | University of Iowa |  | 54775 | University of Iowa Main Power Plant | IA | Vertical | Johnson | GEN13 | Natural Gas Steam Turbine | ST |  | S | X | X |  |  | 10 | 0.8 | 10 | 10 | 1 | N |  |  | OP | X | 12 | 2022 | 2022 |  |  | Y | Commercial CHP | Customer Sited | Other | 5 | T | NG | Non-Renewable | 0 | 10 | 0 | 1 | WDS | BIT | OBS
Operable | 19539 | University of Iowa |  | 54775 | University of Iowa Main Power Plant | IA | Vertical | Johnson | GEN6 | Natural Gas Steam Turbine | ST |  | S | X | X |  |  | 15 | 0.8 | 15 | 15 | 1.5 | N |  |  | OP | X | 1 | 1974 | Pre-2000 |  |  | Y | Commercial CHP | Customer Sited | Other | 5 | T | NG | Non-Renewable | 0 | 15 | 0 | 1 | WDS | BIT | OBS
Operable | 19539 | University of Iowa |  | 54775 | University of Iowa Main Power Plant | IA | Vertical | Johnson | GEN7 | Natural Gas Internal Combustion Engine | IC |  | S | X | X |  |  | 2 | 0.8 | 2 | 2 | 0.5 | N |  |  | OP | X | 6 | 2014 | 2014 |  |  | N | Commercial CHP | Customer Sited | Other | 5 | X | NG | Non-Renewable | 0 | 2 | 0 | 1
Operable | 19539 | University of Iowa |  | 54775 | University of Iowa Main Power Plant | IA | Vertical | Johnson | GEN8 | Natural Gas Internal Combustion Engine | IC |  | S | X | X |  |  | 2 | 0.8 | 2 | 2 | 0.5 | N |  |  | OP | X | 6 | 2014 | 2014 |  |  | N | Commercial CHP | Customer Sited | Other | 5 | X | NG | Non-Renewable | 0 | 2 | 0 | 1
Operable | 19539 | University of Iowa |  | 54775 | University of Iowa Main Power Plant | IA | Vertical | Johnson | GEN9 | Natural Gas Internal Combustion Engine | IC |  | S | X | X |  |  | 2 | 0.8 | 2 | 2 | 0.5 | N |  |  | OP | X | 6 | 2014 | 2014 |  |  | N | Commercial CHP | Customer Sited | Other | 5 | X | NG | Non-Renewable | 0 | 2 | 0 | 1
Operable | 19539 | University of Iowa |  | 57672 | Oakdale Renewable Energy Plant | IA | Vertical | Johnson | GE1 | Natural Gas Internal Combustion Engine | IC |  | S | X | X |  |  | 1.4 | 1 | 1.4 | 1.4 | 0.5 | N |  |  | OP | X | 6 | 2010 | 2010 |  |  | N | Commercial Non-CHP | Customer Sited | Other | 4 | X | NG | Non-Renewable | 0 | 1.4 | 0 | 1
Operable | 19539 | University of Iowa |  | 57672 | Oakdale Renewable Energy Plant | IA | Vertical | Johnson | GE2 | Natural Gas Internal Combustion Engine | IC |  | S | X | X |  |  | 1.4 | 1 | 1.4 | 1.4 | 0.5 | N |  |  | OP | X | 6 | 2010 | 2010 |  |  | N | Commercial Non-CHP | Customer Sited | Other | 4 | X | NG | Non-Renewable | 0 | 1.4 | 0 | 1
Operable | 23955 | University of Massachusetts Medical |  | 50087 | Univ of Massachusetts Medical Center | MA | Restructured | Worcester | GEN1 | Natural Gas Steam Turbine | ST |  | S | X | X |  |  | 2.5 | 0.8 | 1.5 | 1.5 | 0.5 | N |  |  | OP | X | 4 | 1974 | Pre-2000 |  |  | Y | Commercial CHP | Customer Sited | Other | 5 | B | NG | Non-Renewable | 0 | 2.5 | 0 | 1 | RFO
Operable | 23955 | University of Massachusetts Medical |  | 50087 | Univ of Massachusetts Medical Center | MA | Restructured | Worcester | GEN2 | Natural Gas Steam Turbine | ST |  | S | X | X |  |  | 2.5 | 0.8 | 1.5 | 1.5 | 0.5 | N |  |  | OP | X | 4 | 1974 | Pre-2000 |  |  | Y | Commercial CHP | Customer Sited | Other | 5 | B | NG | Non-Renewable | 0 | 2.5 | 0 | 1 | RFO
Operable | 23955 | University of Massachusetts Medical |  | 50087 | Univ of Massachusetts Medical Center | MA | Restructured | Worcester | GEN3 | Natural Gas Steam Turbine | ST |  | S | X | X |  |  | 5 | 0.9 | 3 | 3 | 1.5 | N |  |  | OP | X | 6 | 2002 | 2002 |  |  | Y | Commercial CHP | Customer Sited | Other | 5 | B | NG | Non-Renewable | 0 | 5 | 0 | 1 | RFO
Operable | 23955 | University of Massachusetts Medical |  | 50087 | Univ of Massachusetts Medical Center | MA | Restructured | Worcester | GEN4 | Natural Gas Fired Combustion Turbine | GT |  | S | X | X |  |  | 7.5 | 0.9 | 6 | 7.5 | 4.5 | N |  |  | OP | X | 2 | 2013 | 2013 |  |  | N | Commercial CHP | Customer Sited | Other | 5 | X | NG | Non-Renewable | 0 | 7.5 | 0 | 1 | DFO
Operable | 19588 | University of Michigan |  | 50431 | University of Michigan | MI | Vertical | Washtenaw | CT6 | Natural Gas Fired Combined Cycle | CT | CC1 | S | X | N |  |  | 15.5 | 0.8 | 15.5 | 16 | 3 | N |  |  | OP | X | 3 | 2022 | 2022 |  |  | Y | Commercial CHP | Customer Sited | Other | 5 | T | NG | Non-Renewable | 0 | 15.5 | 0 | 1 | DFO
Operable | 19588 | University of Michigan |  | 50431 | University of Michigan | MI | Vertical | Washtenaw | TG1 | Natural Gas Fired Combined Cycle | CA | CC1 | S | N | X |  |  | 12.5 | 0.8 | 11.5 | 11.5 | 2.5 | N |  |  | OP | X | 1 | 1986 | Pre-2000 |  |  | Y | Commercial CHP | Customer Sited | Other | 5 | T | NG | Non-Renewable | 0 | 12.5 | 0 | 1 | DFO
Operable | 19588 | University of Michigan |  | 50431 | University of Michigan | MI | Vertical | Washtenaw | TG10 | Natural Gas Fired Combined Cycle | CT | CC1 | S | X | N |  |  | 3.5 | 0.8 | 3.5 | 5 | 0.5 | N |  |  | OP | X | 6 | 1992 | Pre-2000 |  |  | Y | Commercial CHP | Customer Sited | Other | 5 | T | NG | Non-Renewable | 0 | 3.5 | 0 | 1 | DFO
Operable | 19588 | University of Michigan |  | 50431 | University of Michigan | MI | Vertical | Washtenaw | TG7 | Natural Gas Fired Combined Cycle | CA | CC1 | S | N | X |  |  | 12.5 | 0.8 | 11.5 | 11.5 | 2.5 | N |  |  | OS | X | 1 | 1975 | Pre-2000 |  |  | Y | Commercial CHP | Customer Sited | Other | 5 | T | NG | Non-Renewable | 0 | 12.5 | 0 | 1 | DFO
Operable | 19588 | University of Michigan |  | 50431 | University of Michigan | MI | Vertical | Washtenaw | TG8 | Natural Gas Fired Combined Cycle | CA | CC1 | S | N | X |  |  | 12.5 | 0.8 | 11.5 | 11.5 | 2.5 | N |  |  | OP | X | 1 | 1975 | Pre-2000 |  |  | Y | Commercial CHP | Customer Sited | Other | 5 | T | NG | Non-Renewable | 0 | 12.5 | 0 | 1 | DFO
Operable | 19588 | University of Michigan |  | 50431 | University of Michigan | MI | Vertical | Washtenaw | TG9 | Natural Gas Fired Combined Cycle | CT | CC1 | S | X | N |  |  | 3.5 | 0.8 | 3.5 | 5 | 0.5 | N |  |  | OP | X | 8 | 1990 | Pre-2000 |  |  | Y | Commercial CHP | Customer Sited | Other | 5 | T | NG | Non-Renewable | 0 | 3.5 | 0 | 1 | DFO
Operable | 56478 | University of Michigan NCampus Research |  | 54604 | Warner Lambert | MI | Vertical | Washtenaw | 016E | Petroleum Liquids | IC |  | S | X | X |  |  | 1 | 0.8 | 1 | 1 | 0 | N |  |  | SB | N | 6 | 1992 | Pre-2000 |  |  | N | Commercial CHP | Customer Sited | Other | 5 | X | DFO | Non-Renewable | 0 | 1 | 0 | 1
Operable | 56478 | University of Michigan NCampus Research |  | 54604 | Warner Lambert | MI | Vertical | Washtenaw | 550 | Petroleum Liquids | IC |  | S | X | X |  |  | 1.5 | 0.8 | 1.5 | 1.5 | 0 | N |  |  | SB | N | 6 | 2002 | 2002 |  |  | N | Commercial CHP | Customer Sited | Other | 5 | X | DFO | Non-Renewable | 0 | 1.5 | 0 | 1
Operable | 56478 | University of Michigan NCampus Research |  | 54604 | Warner Lambert | MI | Vertical | Washtenaw | 085-1 | Petroleum Liquids | IC |  | S | X | X |  |  | 2.3 | 0.8 | 2.3 | 2.3 | 0 | N |  |  | SB | Y | 12 | 2005 | 2005 |  |  | N | Commercial CHP | Customer Sited | Other | 5 | X | DFO | Non-Renewable | 0 | 2.3 | 0 | 1
Operable | 56478 | University of Michigan NCampus Research |  | 54604 | Warner Lambert | MI | Vertical | Washtenaw | 085-2 | Petroleum Liquids | IC |  | S | X | X |  |  | 2.3 | 0.8 | 2.3 | 2.3 | 0 | N |  |  | SB | Y | 12 | 2005 | 2005 |  |  | N | Commercial CHP | Customer Sited | Other | 5 | X | DFO | Non-Renewable | 0 | 2.3 | 0 | 1
Operable | 56478 | University of Michigan NCampus Research |  | 54604 | Warner Lambert | MI | Vertical | Washtenaw | 5164 | Natural Gas Fired Combustion Turbine | GT |  | S | X | X |  |  | 3 | 0.8 | 2.8 | 3.2 | 0 | N |  |  | OP | X | 8 | 1989 | Pre-2000 |  |  | Y | Commercial CHP | Customer Sited | Other | 5 | T | NG | Non-Renewable | 0 | 3 | 0 | 1 | DFO
Operable | 56478 | University of Michigan NCampus Research |  | 54604 | Warner Lambert | MI | Vertical | Washtenaw | 800-1 | Petroleum Liquids | IC |  | S | X | X |  |  | 2.3 | 0.8 | 2.3 | 2.3 | 0 | N |  |  | SB | Y | 11 | 2007 | 2007 |  |  | N | Commercial CHP | Customer Sited | Other | 5 | X | DFO | Non-Renewable | 0 | 2.3 | 0 | 1
Operable | 57046 | University of Minnesota Morris Campus |  | 57732 | UMM Wind Turbine | MN | Vertical | Stevens | UMM1 | Onshore Wind Turbine | WT |  | S | X | X |  |  | 1.7 |  | 0.6 | 0.9 | 0 | N |  |  | OP | X | 6 | 2011 | 2011 |  |  | N | Commercial Non-CHP | Customer Sited | Other | 4 | X | WND | Renewable | 1.7 | 0 | 1 | 0
Operable | 57138 | University of Minnesota WCROC |  | 57823 | WCROC Wind Farm | MN | Vertical | Stevens | WTG1 | Onshore Wind Turbine | WT |  | S | X | X |  |  | 1.7 |  | 0.4 | 0.7 | 0 | N |  |  | OP | X | 3 | 2005 | 2005 |  |  | N | IPP Non-CHP | IPP | IPP | 2 | X | WND | Renewable | 1.7 | 0 | 1 | 0
Operable | 21964 | University of New Mexico |  | 50906 | Ford Utilities Center | NM | Vertical | Bernalillo | 3 | Natural Gas Fired Combustion Turbine | GT |  | S | X | X |  |  | 7 | 0.9 | 6 | 6.3 | 0.1 | N |  |  | OP | X | 3 | 2005 | 2005 |  |  | Y | Commercial CHP | Customer Sited | Other | 5 | T | NG | Non-Renewable | 0 | 7 | 0 | 1
Operable | 21964 | University of New Mexico |  | 50906 | Ford Utilities Center | NM | Vertical | Bernalillo | 4 | All Other | ST |  | S | X | X |  |  | 1.1 | 0.8 | 0.7 | 0.7 | 0.2 | N |  |  | OP | X | 10 | 2011 | 2011 |  |  | N | Commercial CHP | Customer Sited | Other | 5 | X | WH | Other | 0 | 0 | 0 | 0
Operable | 21964 | University of New Mexico |  | 50906 | Ford Utilities Center | NM | Vertical | Bernalillo | 5 | Natural Gas Fired Combustion Turbine | GT |  | S | X | X |  |  | 6.7 | 0.9 | 6.2 | 7 | 0.1 | N |  |  | OP | X | 1 | 2014 | 2014 |  |  | Y | Commercial CHP | Customer Sited | Other | 5 | T | NG | Non-Renewable | 0 | 6.7 | 0 | 1
Operable | 19541 | University of North Carolina |  | 54276 | Univ of NC Chapel Hill Cogen Facility | NC | Vertical | Orange | ES001 | Petroleum Liquids | IC |  | S | X | X |  |  | 2 | 0.8 | 1.8 | 2 | 0.5 | N |  |  | SB | Y | 10 | 2007 | 2007 |  |  | N | Commercial CHP | Customer Sited | Other | 5 | X | DFO | Non-Renewable | 0 | 2 | 0 | 1
Operable | 19541 | University of North Carolina |  | 54276 | Univ of NC Chapel Hill Cogen Facility | NC | Vertical | Orange | ES002 | Petroleum Liquids | IC |  | S | X | X |  |  | 2 | 0.8 | 1.8 | 2 | 0.5 | N |  |  | SB | Y | 10 | 2007 | 2007 |  |  | N | Commercial CHP | Customer Sited | Other | 5 | X | DFO | Non-Renewable | 0 | 2 | 0 | 1
Operable | 19541 | University of North Carolina |  | 54276 | Univ of NC Chapel Hill Cogen Facility | NC | Vertical | Orange | TG3 | Natural Gas Steam Turbine | ST |  | S | X | X |  |  | 28 | 0.85 | 28.7 | 28.7 | 7 | N |  |  | OP | X | 7 | 1991 | Pre-2000 |  |  | Y | Commercial CHP | Customer Sited | Other | 5 | T | NG | Non-Renewable | 0 | 28 | 0 | 1 | BIT
Operable | 21223 | University of Northern Iowa |  | 50088 | University of Northern Iowa | IA | Vertical | Black Hawk | GEN1 | Natural Gas Steam Turbine | ST |  | S | X | X | MEC.CFU | MEC.CFU | 7.5 | 0.85 | 7.5 | 7.5 | 2.6 | N |  |  | OP | X | 11 | 1982 | Pre-2000 |  |  | Y | Commercial CHP | Customer Sited | Other | 5 | B | NG | Non-Renewable | 0 | 7.5 | 0 | 1 | PC | NG | DFO
Operable | 19564 | University of Notre Dame |  | 50366 | University of Notre Dame | IN | Vertical | St Joseph | GEN1 | Natural Gas Steam Turbine | ST |  | S | X | X |  |  | 3 | 0.8 | 3 | 3 | 0.5 | N |  |  | OP | X | 6 | 1962 | Pre-2000 |  |  | Y | Commercial CHP | Customer Sited | Other | 5 | T | NG | Non-Renewable | 0 | 3 | 0 | 1 | DFO
Operable | 19564 | University of Notre Dame |  | 50366 | University of Notre Dame | IN | Vertical | St Joseph | GEN2 | Natural Gas Steam Turbine | ST |  | S | X | X |  |  | 1.7 | 0.8 | 1.7 | 1.7 | 0.5 | N |  |  | OP | X | 7 | 1952 | Pre-2000 |  |  | Y | Commercial CHP | Customer Sited | Other | 5 | T | NG | Non-Renewable | 0 | 1.7 | 0 | 1 | DFO
Operable | 19564 | University of Notre Dame |  | 50366 | University of Notre Dame | IN | Vertical | St Joseph | GEN3 | Petroleum Liquids | IC |  | S | X | X |  |  | 1 | 0.8 | 1 | 1 | 0.3 | N |  |  | SB | Y | 7 | 1952 | Pre-2000 |  |  | N | Commercial CHP | Customer Sited | Other | 5 | X | DFO | Non-Renewable | 0 | 1 | 0 | 1
Operable | 19564 | University of Notre Dame |  | 50366 | University of Notre Dame | IN | Vertical | St Joseph | GEN4 | Petroleum Liquids | IC |  | S | X | X |  |  | 1 | 0.8 | 1 | 1 | 0.3 | N |  |  | SB | Y | 7 | 1952 | Pre-2000 |  |  | N | Commercial CHP | Customer Sited | Other | 5 | X | DFO | Non-Renewable | 0 | 1 | 0 | 1
Operable | 19564 | University of Notre Dame |  | 50366 | University of Notre Dame | IN | Vertical | St Joseph | GEN5 | Natural Gas Steam Turbine | ST |  | S | X | X |  |  | 2 | 0.8 | 2 | 2 | 0.5 | N |  |  | OP | X | 9 | 1956 | Pre-2000 |  |  | Y | Commercial CHP | Customer Sited | Other | 5 | T | NG | Non-Renewable | 0 | 2 | 0 | 1 | DFO
Operable | 19564 | University of Notre Dame |  | 50366 | University of Notre Dame | IN | Vertical | St Joseph | GEN6 | Natural Gas Steam Turbine | ST |  | S | X | X |  |  | 5 | 0.8 | 5 | 5 | 0.5 | N |  |  | OP | X | 2 | 1967 | Pre-2000 |  |  | Y | Commercial CHP | Customer Sited | Other | 5 | T | NG | Non-Renewable | 0 | 5 | 0 | 1 | DFO
Operable | 19564 | University of Notre Dame |  | 50366 | University of Notre Dame | IN | Vertical | St Joseph | GEN7 | Natural Gas Steam Turbine | ST |  | S | X | X |  |  | 9.4 | 0.8 | 9.4 | 9.4 | 0.5 | N |  |  | OP | X | 3 | 2000 | 2000 |  |  | Y | Commercial CHP | Customer Sited | Other | 5 | T | NG | Non-Renewable | 0 | 9.4 | 0 | 1 | DFO
Operable | 19564 | University of Notre Dame |  | 50366 | University of Notre Dame | IN | Vertical | St Joseph | GEN8 | Petroleum Liquids | IC |  | S | X | X |  |  | 1.9 | 0.8 | 1.7 | 1.8 | 0.1 | N |  |  | OP | X | 10 | 2006 | 2006 |  |  | N | Commercial CHP | Customer Sited | Other | 5 | X | DFO | Non-Renewable | 0 | 1.9 | 0 | 1
Operable | 19564 | University of Notre Dame |  | 50366 | University of Notre Dame | IN | Vertical | St Joseph | GEN9 | Petroleum Liquids | IC |  | S | X | X |  |  | 1.9 | 0.8 | 1.7 | 1.8 | 0.1 | N |  |  | OP | X | 10 | 2006 | 2006 |  |  | N | Commercial CHP | Customer Sited | Other | 5 | X | DFO | Non-Renewable | 0 | 1.9 | 0 | 1
Operable | 19564 | University of Notre Dame |  | 50366 | University of Notre Dame | IN | Vertical | St Joseph | GN10 | Petroleum Liquids | IC |  | S | X | X |  |  | 1.9 | 0.8 | 1.7 | 1.8 | 0.1 | N |  |  | OP | X | 10 | 2006 | 2006 |  |  | N | Commercial CHP | Customer Sited | Other | 5 | X | DFO | Non-Renewable | 0 | 1.9 | 0 | 1
Operable | 19564 | University of Notre Dame |  | 50366 | University of Notre Dame | IN | Vertical | St Joseph | GT1 | Natural Gas Fired Combustion Turbine | GT |  | S | X | X |  |  | 5.4 | 0.8 | 5.6 | 4.7 | 2.7 | N |  |  | OP | X | 6 | 2019 | 2019 |  |  | Y | Commercial CHP | Customer Sited | Other | 5 | T | NG | Non-Renewable | 0 | 5.4 | 0 | 1
Operable | 19564 | University of Notre Dame |  | 50366 | University of Notre Dame | IN | Vertical | St Joseph | GT2 | Natural Gas Fired Combustion Turbine | GT |  | S | X | X |  |  | 5.4 | 0.8 | 5.6 | 4.7 | 2.7 | N |  |  | OP | X | 6 | 2019 | 2019 |  |  | Y | Commercial CHP | Customer Sited | Other | 5 | T | NG | Non-Renewable | 0 | 5.4 | 0 | 1
Operable | 19564 | University of Notre Dame |  | 62918 | Notre Dame Hydro | IN | Vertical | St Joseph | HYD1 | Conventional Hydroelectric | HY |  | S | X | X |  |  | 2.5 | 0.9 | 2.5 | 2.5 | 0.2 | N |  |  | OP | X | 5 | 2022 | 2022 |  |  | N | Commercial Non-CHP | Customer Sited | Other | 4 | X | WAT | Renewable | 2.5 | 0 | 1 | 0
Operable | 19533 | University of Oklahoma |  | 50307 | University of Oklahoma | OK | Vertical | Cleveland | GEN1 | Natural Gas Steam Turbine | ST |  | S | X | X |  |  | 7.5 | 0.8 | 7.5 | 7.5 | 0.5 | N |  |  | OP | X | 9 | 1964 | Pre-2000 |  |  | Y | Commercial CHP | Customer Sited | Other | 5 | B | NG | Non-Renewable | 0 | 7.5 | 0 | 1
Operable | 19533 | University of Oklahoma |  | 50307 | University of Oklahoma | OK | Vertical | Cleveland | GEN2 | Natural Gas Steam Turbine | ST |  | S | X | X |  |  | 2.5 | 0.8 | 2.5 | 2.5 | 0.6 | N |  |  | OP | X | 9 | 1949 | Pre-2000 |  |  | Y | Commercial CHP | Customer Sited | Other | 5 | B | NG | Non-Renewable | 0 | 2.5 | 0 | 1
Operable | 19533 | University of Oklahoma |  | 50307 | University of Oklahoma | OK | Vertical | Cleveland | GEN3 | Natural Gas Steam Turbine | ST |  | S | X | X |  |  | 2.5 | 0.8 | 2.5 | 2.5 | 0.6 | N |  |  | OP | X | 8 | 1949 | Pre-2000 |  |  | Y | Commercial CHP | Customer Sited | Other | 5 | B | NG | Non-Renewable | 0 | 2.5 | 0 | 1
Operable | 19533 | University of Oklahoma |  | 50307 | University of Oklahoma | OK | Vertical | Cleveland | GEN4 | Natural Gas Steam Turbine | ST |  | S | X | X |  |  | 4.3 | 0.8 | 4.3 | 4.3 | 0.3 | N |  |  | OP | X | 1 | 1985 | Pre-2000 |  |  | Y | Commercial CHP | Customer Sited | Other | 5 | B | NG | Non-Renewable | 0 | 4.3 | 0 | 1
Operable | 19533 | University of Oklahoma |  | 50307 | University of Oklahoma | OK | Vertical | Cleveland | GEN5 | Petroleum Liquids | IC |  | S | X | X |  |  | 1.8 | 0.8 | 1.8 | 1.8 | 0.4 | N |  |  | OP | X | 1 | 2001 | 2001 |  |  | Y | Commercial CHP | Customer Sited | Other | 5 | T | DFO | Non-Renewable | 0 | 1.8 | 0 | 1
Operable | 24008 | University of Oregon |  | 54950 | Univ of Oregon Central Power Station | OR | Vertical | Lane | CTG1 | Natural Gas Fired Combined Cycle | CT | CCS1 | S | X | Y |  |  | 7.5 | 0.95 | 7.5 | 7.5 | 6.5 | N |  |  | SB | Y | 12 | 2012 | 2012 |  |  | Y | Commercial CHP | Customer Sited | Other | 5 | T | NG | Non-Renewable | 0 | 7.5 | 0 | 1 | DFO
Operable | 24008 | University of Oregon |  | 54950 | Univ of Oregon Central Power Station | OR | Vertical | Lane | DG1 | Petroleum Liquids | IC |  | S | X | X |  |  | 2.2 | 0.9 | 2.2 | 2.2 | 1.6 | N |  |  | SB | Y | 9 | 2009 | 2009 |  |  | N | Commercial CHP | Customer Sited | Other | 5 | X | DFO | Non-Renewable | 0 | 2.2 | 0 | 1
Operable | 24008 | University of Oregon |  | 54950 | Univ of Oregon Central Power Station | OR | Vertical | Lane | DG2 | Petroleum Liquids | IC |  | S | X | X |  |  | 2.2 | 0.9 | 2.2 | 2.2 | 1.6 | N |  |  | SB | Y | 9 | 2009 | 2009 |  |  | N | Commercial CHP | Customer Sited | Other | 5 | X | DFO | Non-Renewable | 0 | 2.2 | 0 | 1
Operable | 24008 | University of Oregon |  | 54950 | Univ of Oregon Central Power Station | OR | Vertical | Lane | DG3 | Petroleum Liquids | IC |  | S | X | X |  |  | 2.2 | 0.9 | 2.2 | 2.2 | 1.6 | N |  |  | SB | Y | 9 | 2009 | 2009 |  |  | N | Commercial CHP | Customer Sited | Other | 5 | X | DFO | Non-Renewable | 0 | 2.2 | 0 | 1
Operable | 24008 | University of Oregon |  | 54950 | Univ of Oregon Central Power Station | OR | Vertical | Lane | STG1 | Natural Gas Fired Combined Cycle | CA | CCS1 | S | Y | X |  |  | 3.5 | 0.95 | 1.5 | 3 | 0.5 | N |  |  | SB | Y | 12 | 2012 | 2012 |  |  | Y | Commercial CHP | Customer Sited | Other | 5 | B | NG | Non-Renewable | 0 | 3.5 | 0 | 1
Operable | 58105 | University of Redlands |  | 58168 | Energy Center | CA | Vertical | San Bernardino | TURB1 | Natural Gas Fired Combustion Turbine | GT |  | S | X | X |  |  | 0.3 | 0.8 | 0.3 | 0.3 | 0.3 | N |  |  | OP | X | 5 | 2019 | 2019 |  |  | Y | Commercial CHP | Customer Sited | Other | 5 | T | NG | Non-Renewable | 0 | 0.3 | 0 | 1
Operable | 58105 | University of Redlands |  | 58168 | Energy Center | CA | Vertical | San Bernardino | TURB2 | Natural Gas Fired Combustion Turbine | GT |  | S | X | X |  |  | 0.3 | 0.8 | 0.3 | 0.3 | 0.3 | N |  |  | OP | X | 5 | 2019 | 2019 |  |  | Y | Commercial CHP | Customer Sited | Other | 5 | T | NG | Non-Renewable | 0 | 0.3 | 0 | 1
Operable | 58105 | University of Redlands |  | 58168 | Energy Center | CA | Vertical | San Bernardino | TURB3 | Natural Gas Fired Combustion Turbine | GT |  | S | X | X |  |  | 0.3 | 0.8 | 0.3 | 0.3 | 0.3 | N |  |  | OP | X | 5 | 2019 | 2019 |  |  | Y | Commercial CHP | Customer Sited | Other | 5 | T | NG | Non-Renewable | 0 | 0.3 | 0 | 1
Operable | 58107 | University of Rochester |  | 58157 | University of Rochester | NY | Restructured | Monroe | HP | Natural Gas Steam Turbine | ST |  | S | X | X |  |  | 18.2 | 0.95 | 17 | 17 | 2 | N |  |  | OP | X | 10 | 2005 | 2005 |  |  | Y | Commercial CHP | Customer Sited | Other | 5 | T | NG | Non-Renewable | 0 | 18.2 | 0 | 1 | DFO
Operable | 58107 | University of Rochester |  | 58157 | University of Rochester | NY | Restructured | Monroe | LP | Natural Gas Steam Turbine | ST |  | S | X | X |  |  | 7.2 | 0.95 | 7.2 | 7.2 | 1 | N |  |  | OP | X | 10 | 2005 | 2005 |  |  | Y | Commercial CHP | Customer Sited | Other | 5 | T | NG | Non-Renewable | 0 | 7.2 | 0 | 1 | DFO
Operable | 24010 | University of San Francisco |  | 50089 | Univ of San Francisco Cogen | CA | Vertical | San Francisco | S-17 | Natural Gas Internal Combustion Engine | IC |  | S | X | X |  |  | 1.5 | 0.8 | 1.4 | 1.4 | 1 | N |  |  | OA | X | 9 | 1987 | Pre-2000 |  |  | Y | Commercial CHP | Customer Sited | Other | 5 | T | NG | Non-Renewable | 0 | 1.5 | 0 | 1
Operable | 21466 | University of Tennessee |  | 55036 | University of Tennessee Steam Plant | TN | Vertical | Knox | GEN1 | Natural Gas Fired Combustion Turbine | GT |  | S | X | X |  |  | 5 | 0.8 | 4.5 | 4.7 | 0.4 | N |  |  | OP | X | 6 | 1996 | Pre-2000 |  |  | Y | Commercial CHP | Customer Sited | Other | 5 | T | NG | Non-Renewable | 0 | 5 | 0 | 1
Operable | 19537 | University of Texas at Austin |  | 50118 | Hal C Weaver Power Plant | TX | Restructured | Travis | GEN10 | Natural Gas Fired Combined Cycle | CT | HCWP | S | X | N |  |  | 34.4 | 0.8 | 33 | 32.5 | 21 | N |  |  | OP | X | 3 | 2010 | 2010 |  |  | Y | Commercial CHP | Customer Sited | Other | 5 | T | NG | Non-Renewable | 0 | 34.4 | 0 | 1
Operable | 19537 | University of Texas at Austin |  | 50118 | Hal C Weaver Power Plant | TX | Restructured | Travis | GEN4 | Natural Gas Fired Combined Cycle | CA | HCWP | S | Y | X |  |  | 7.6 | 0.8 | 7.6 | 7.6 | 2 | N |  |  | SB | Y | 10 | 1951 | Pre-2000 |  |  | Y | Commercial CHP | Customer Sited | Other | 5 | T | NG | Non-Renewable | 0 | 7.6 | 0 | 1 | DFO
Operable | 19537 | University of Texas at Austin |  | 50118 | Hal C Weaver Power Plant | TX | Restructured | Travis | GEN5 | Natural Gas Fired Combined Cycle | CA | HCWP | S | Y | X |  |  | 6 | 0.8 | 6 | 6 | 2 | N |  |  | SB | Y | 9 | 1959 | Pre-2000 |  |  | Y | Commercial CHP | Customer Sited | Other | 5 | T | NG | Non-Renewable | 0 | 6 | 0 | 1 | DFO
Operable | 19537 | University of Texas at Austin |  | 50118 | Hal C Weaver Power Plant | TX | Restructured | Travis | GEN7 | Natural Gas Fired Combined Cycle | CA | HCWP | S | Y | X |  |  | 28.8 | 0.8 | 27.6 | 27.2 | 12.5 | N |  |  | SB | Y | 1 | 1979 | Pre-2000 |  |  | Y | Commercial CHP | Customer Sited | Other | 5 | T | NG | Non-Renewable | 0 | 28.8 | 0 | 1 | DFO
Operable | 19537 | University of Texas at Austin |  | 50118 | Hal C Weaver Power Plant | TX | Restructured | Travis | GEN8 | Natural Gas Fired Combined Cycle | CT | HCWP | S | X | N |  |  | 48.5 | 0.8 | 46.5 | 45.8 | 23 | N |  |  | OP | X | 11 | 1987 | Pre-2000 |  |  | Y | Commercial CHP | Customer Sited | Other | 5 | T | NG | Non-Renewable | 0 | 48.5 | 0 | 1
Operable | 19537 | University of Texas at Austin |  | 50118 | Hal C Weaver Power Plant | TX | Restructured | Travis | GEN9 | Natural Gas Fired Combined Cycle | CA | HCWP | S | Y | X |  |  | 27.2 | 0.8 | 26.1 | 25.7 | 11 | N |  |  | OP | X | 11 | 2004 | 2004 |  |  | Y | Commercial CHP | Customer Sited | Other | 5 | T | NG | Non-Renewable | 0 | 27.2 | 0 | 1 | DFO
Operable | 19664 | University of Washington |  | 54809 | University of Washington Power Plant | WA | Vertical | King | DG3 | Petroleum Liquids | IC |  | S | X | X |  |  | 2 | 0.8 | 2 | 2 | 0.1 | N |  |  | SB | Y | 6 | 1993 | Pre-2000 |  |  | N | Commercial CHP | Customer Sited | Other | 5 | X | DFO | Non-Renewable | 0 | 2 | 0 | 1
Operable | 19664 | University of Washington |  | 54809 | University of Washington Power Plant | WA | Vertical | King | DG4 | Petroleum Liquids | IC |  | S | X | X |  |  | 2 | 0.8 | 2 | 2 | 0.1 | N |  |  | SB | Y | 6 | 1993 | Pre-2000 |  |  | N | Commercial CHP | Customer Sited | Other | 5 | X | DFO | Non-Renewable | 0 | 2 | 0 | 1
Operable | 19664 | University of Washington |  | 54809 | University of Washington Power Plant | WA | Vertical | King | DG5 | Petroleum Liquids | IC |  | S | X | X |  |  | 2 | 0.8 | 2 | 2 | 0.1 | N |  |  | SB | Y | 6 | 1994 | Pre-2000 |  |  | N | Commercial CHP | Customer Sited | Other | 5 | X | DFO | Non-Renewable | 0 | 2 | 0 | 1
Operable | 19664 | University of Washington |  | 54809 | University of Washington Power Plant | WA | Vertical | King | DG6 | Petroleum Liquids | IC |  | S | X | X |  |  | 2 | 0.8 | 2 | 2 | 0.1 | N |  |  | SB | Y | 8 | 2003 | 2003 |  |  | N | Commercial CHP | Customer Sited | Other | 5 | X | DFO | Non-Renewable | 0 | 2 | 0 | 1
Operable | 19664 | University of Washington |  | 54809 | University of Washington Power Plant | WA | Vertical | King | DG7 | Petroleum Liquids | IC |  | S | X | X |  |  | 2 | 0.8 | 2 | 2 | 0.1 | N |  |  | SB | Y | 8 | 2003 | 2003 |  |  | N | Commercial CHP | Customer Sited | Other | 5 | X | DFO | Non-Renewable | 0 | 2 | 0 | 1
Operable | 19664 | University of Washington |  | 54809 | University of Washington Power Plant | WA | Vertical | King | DRUPS | Petroleum Liquids | IC |  | S | X | X |  |  | 2 | 0.8 | 2 | 2 | 0.1 | N |  |  | SB | Y | 12 | 2022 | 2022 |  |  | N | Commercial CHP | Customer Sited | Other | 5 | X | DFO | Non-Renewable | 0 | 2 | 0 | 1
Operable | 19664 | University of Washington |  | 54809 | University of Washington Power Plant | WA | Vertical | King | TG3 | Natural Gas Steam Turbine | ST |  | S | X | X |  |  | 3 | 0.85 | 3 | 3 | 0.2 | N |  |  | OP | X | 11 | 2023 | 2023 |  |  | Y | Commercial CHP | Customer Sited | Other | 5 | B | NG | Non-Renewable | 0 | 3 | 0 | 1 | DFO
Operable | 57043 | University Park Energy LLC |  | 55250 | University Park South | IL | Restructured | Will | UPG1 | Natural Gas Fired Combustion Turbine | GT |  | S | X | X | 946 UNIV13.5 KV UP31-1 | 946 UNIV13.5 KV UP31-1 | 58.9 | 0.85 | 50 | 56 | 12.5 | N |  |  | OP | X | 6 | 2001 | 2001 |  |  | N | IPP Non-CHP | IPP | IPP | 2 | X | NG | Non-Renewable | 0 | 58.9 | 0 | 1
Operable | 57043 | University Park Energy LLC |  | 55250 | University Park South | IL | Restructured | Will | UPG2 | Natural Gas Fired Combustion Turbine | GT |  | S | X | X | 946 UNIV13.5 KV UP31-2 | 946 UNIV13.5 KV UP31-2 | 58.9 | 0.85 | 50 | 56 | 12.5 | N |  |  | OP | X | 6 | 2001 | 2001 |  |  | N | IPP Non-CHP | IPP | IPP | 2 | X | NG | Non-Renewable | 0 | 58.9 | 0 | 1
Operable | 57043 | University Park Energy LLC |  | 55250 | University Park South | IL | Restructured | Will | UPG3 | Natural Gas Fired Combustion Turbine | GT |  | S | X | X | 946 UNIV13.5 KV UP32-1 | 946 UNIV13.5 KV UP32-1 | 58.9 | 0.85 | 50 | 56 | 12.5 | N |  |  | OP | X | 6 | 2001 | 2001 |  |  | N | IPP Non-CHP | IPP | IPP | 2 | X | NG | Non-Renewable | 0 | 58.9 | 0 | 1
Operable | 57043 | University Park Energy LLC |  | 55250 | University Park South | IL | Restructured | Will | UPG4 | Natural Gas Fired Combustion Turbine | GT |  | S | X | X | 946 UNIV13.5 KV UP32-2 | 946 UNIV13.5 KV UP32-2 | 58.9 | 0.85 | 50 | 56 | 12.5 | N |  |  | OP | X | 6 | 2001 | 2001 |  |  | N | IPP Non-CHP | IPP | IPP | 2 | X | NG | Non-Renewable | 0 | 58.9 | 0 | 1
Operable | 57043 | University Park Energy LLC |  | 55250 | University Park South | IL | Restructured | Will | UPG5 | Natural Gas Fired Combustion Turbine | GT |  | S | X | X | 946 UNIV13.5 KV UP33-1 | 946 UNIV13.5 KV UP33-1 | 58.9 | 0.85 | 50 | 56 | 12.5 | N |  |  | OP | X | 6 | 2001 | 2001 |  |  | N | IPP Non-CHP | IPP | IPP | 2 | X | NG | Non-Renewable | 0 | 58.9 | 0 | 1
Operable | 57043 | University Park Energy LLC |  | 55250 | University Park South | IL | Restructured | Will | UPG6 | Natural Gas Fired Combustion Turbine | GT |  | S | X | X | 946 UNIV13.5 KV UP33-2 | 946 UNIV13.5 KV UP33-2 | 58.9 | 0.85 | 50 | 56 | 12.5 | N |  |  | OP | X | 7 | 2001 | 2001 |  |  | N | IPP Non-CHP | IPP | IPP | 2 | X | NG | Non-Renewable | 0 | 58.9 | 0 | 1
Operable | 19728 | UNS Electric, Inc |  | 6515 | Valencia | AZ | Vertical | Santa Cruz | GT1 | Natural Gas Fired Combustion Turbine | GT |  | S | X | X |  |  | 18 | 0.85 | 13.5 | 14.8 | 8 | N |  |  | SB | Y | 8 | 1989 | Pre-2000 |  |  | N | Electric Utility | Utility | Investor Owned Utility | 1 | X | NG | Non-Renewable | 0 | 18 | 0 | 1 | DFO
Operable | 19728 | UNS Electric, Inc |  | 6515 | Valencia | AZ | Vertical | Santa Cruz | GT2 | Natural Gas Fired Combustion Turbine | GT |  | S | X | X |  |  | 18 | 0.85 | 13.5 | 14.8 | 8 | N |  |  | SB | Y | 8 | 1989 | Pre-2000 |  |  | N | Electric Utility | Utility | Investor Owned Utility | 1 | X | NG | Non-Renewable | 0 | 18 | 0 | 1 | DFO
Operable | 19728 | UNS Electric, Inc |  | 6515 | Valencia | AZ | Vertical | Santa Cruz | GT3 | Natural Gas Fired Combustion Turbine | GT |  | S | X | X |  |  | 18 | 0.85 | 13.5 | 14.8 | 8 | N |  |  | SB | Y | 8 | 1989 | Pre-2000 |  |  | N | Electric Utility | Utility | Investor Owned Utility | 1 | X | NG | Non-Renewable | 0 | 18 | 0 | 1 | DFO
Operable | 19728 | UNS Electric, Inc |  | 6515 | Valencia | AZ | Vertical | Santa Cruz | GT4 | Natural Gas Fired Combustion Turbine | GT |  | S | X | X |  |  | 54 | 0.8 | 19.8 | 21.2 | 5 | N |  |  | OP | X | 6 | 2006 | 2006 |  |  | N | Electric Utility | Utility | Investor Owned Utility | 1 | X | NG | Non-Renewable | 0 | 54 | 0 | 1 | DFO
Operable | 19728 | UNS Electric, Inc |  | 56482 | Black Mountain Generating Station | AZ | Vertical | Mohave | 1 | Natural Gas Fired Combustion Turbine | GT |  | S | X | X |  |  | 60.5 | 0.85 | 45 | 45 | 10 | N |  |  | OP | X | 5 | 2008 | 2008 |  |  | N | Electric Utility | Utility | Investor Owned Utility | 1 | X | NG | Non-Renewable | 0 | 60.5 | 0 | 1
Operable | 19728 | UNS Electric, Inc |  | 56482 | Black Mountain Generating Station | AZ | Vertical | Mohave | 2 | Natural Gas Fired Combustion Turbine | GT |  | S | X | X |  |  | 60.5 | 0.85 | 45 | 45 | 10 | N |  |  | OP | X | 5 | 2008 | 2008 |  |  | N | Electric Utility | Utility | Investor Owned Utility | 1 | X | NG | Non-Renewable | 0 | 60.5 | 0 | 1
Operable | 19728 | UNS Electric, Inc |  | 57556 | La Senita | AZ | Vertical | Mohave | 1 | Solar Photovoltaic | PV |  | S | X | X |  |  | 1 |  | 1 | 1 |  | N |  |  | OP | X | 11 | 2011 | 2011 |  |  | N | Electric Utility | Utility | Investor Owned Utility | 1 | X | SUN | Renewable | 1 | 0 | 1 | 0
Operable | 19728 | UNS Electric, Inc |  | 59044 | Rio Rico Solar | AZ | Vertical | Santa Cruz | RRSF | Solar Photovoltaic | PV |  | S | X | X |  |  | 6 |  | 6 | 6 |  | N |  |  | OP | X | 3 | 2014 | 2014 |  |  | N | Electric Utility | Utility | Investor Owned Utility | 1 | X | SUN | Renewable | 6 | 0 | 1 | 0
Operable | 19728 | UNS Electric, Inc |  | 60603 | Jacobson 5 MW Solar | AZ | Vertical | Mohave | PV1 | Solar Photovoltaic | PV |  | S | X | X |  |  | 4.4 |  | 4.4 | 4.4 |  | N |  |  | OP | X | 3 | 2017 | 2017 |  |  | N | Electric Utility | Utility | Investor Owned Utility | 1 | X | SUN | Renewable | 4.4 | 0 | 1 | 0
Operable | 65983 | UPC Power Solutions |  | 56560 | Porterhouse Wind (4) LLC | TX | Restructured | Hansford | JDW4 | Onshore Wind Turbine | WT |  | S | X | X | SPS.GGPO.STOCKYARD4 |  | 79.8 |  | 79.8 | 79.8 | 39.9 | N |  |  | OP | X | 1 | 2008 | 2008 |  |  | N | IPP Non-CHP | IPP | IPP | 2 | X | WND | Renewable | 79.8 | 0 | 1 | 0
Operable | 65983 | UPC Power Solutions |  | 56561 | Filet Wind (5) LLC | TX | Restructured | Sherman | JDW5 | Onshore Wind Turbine | WT |  | S | X | X | SPS.GGPO.STOCKYARD5_6 |  | 10 |  | 10 | 10 | 8 | N |  |  | OP | X | 11 | 2006 | 2006 |  |  | N | IPP Non-CHP | IPP | IPP | 2 | X | WND | Renewable | 10 | 0 | 1 | 0
Operable | 65983 | UPC Power Solutions |  | 56562 | Tenderloin Wind (6) LLC | TX | Restructured | Sherman | JDW6 | Onshore Wind Turbine | WT |  | S | X | X | SPS.GGPO.STOCKYARD5_6 |  | 10 |  | 10 | 10 | 8 | N |  |  | OP | X | 1 | 2007 | 2007 |  |  | N | IPP Non-CHP | IPP | IPP | 2 | X | WND | Renewable | 10 | 0 | 1 | 0
Operable | 65983 | UPC Power Solutions |  | 56835 | Ribeye Wind (11) LLC | TX | Restructured | Moore | 1 | Onshore Wind Turbine | WT |  | S | X | X | SPS.GGPO.STOCKYARD10_11 |  | 10 |  | 10 | 10 | 8 | N |  |  | OP | X | 5 | 2008 | 2008 |  |  | N | IPP Non-CHP | IPP | IPP | 2 | X | WND | Renewable | 10 | 0 | 1 | 0
Operable | 65983 | UPC Power Solutions |  | 56836 | T-Bone Wind (10) LLC | TX | Restructured | Moore | 1 | Onshore Wind Turbine | WT |  | S | X | X | SPS.GGPO.STOCKYARD10_11 |  | 8.8 |  | 8.8 | 8.8 | 7 | N |  |  | OP | X | 5 | 2008 | 2008 |  |  | N | IPP Non-CHP | IPP | IPP | 2 | X | WND | Renewable | 8.8 | 0 | 1 | 0
Operable | 65983 | UPC Power Solutions |  | 56837 | Tri-Tip Wind (9) LLC | TX | Restructured | Moore | 1 | Onshore Wind Turbine | WT |  | S | X | X | SPS.GGPO.STOCKYARD9 |  | 10 |  | 10 | 10 | 8 | N |  |  | OP | X | 4 | 2008 | 2008 |  |  | N | IPP Non-CHP | IPP | IPP | 2 | X | WND | Renewable | 10 | 0 | 1 | 0
Operable | 65983 | UPC Power Solutions |  | 56838 | Brisket Wind (8) LLC | TX | Restructured | Moore | 1 | Onshore Wind Turbine | WT |  | S | X | X | SPS.GGPO.STOCKYARD7_8 |  | 10 |  | 10 | 10 | 8 | N |  |  | OP | X | 4 | 2008 | 2008 |  |  | N | IPP Non-CHP | IPP | IPP | 2 | X | WND | Renewable | 10 | 0 | 1 | 0
Operable | 65983 | UPC Power Solutions |  | 56839 | Flat Iron Wind (7) LLC | TX | Restructured | Moore | 1 | Onshore Wind Turbine | WT |  | S | X | X | SPS.GGPO.STOCKYARD7_8 |  | 10 |  | 10 | 10 | 8 | N |  |  | OP | X | 4 | 2008 | 2008 |  |  | N | IPP Non-CHP | IPP | IPP | 2 | X | WND | Renewable | 10 | 0 | 1 | 0
Operable | 61029 | Upper Michigan Energy Resources Company |  | 61391 | A.J. Mihm Generating Station | MI | Vertical | Baraga | M1 | Natural Gas Internal Combustion Engine | IC |  | S | X | X |  |  | 18.8 | 0.8 | 18.9 | 18.9 | 5 | N |  |  | OP | X | 3 | 2019 | 2019 |  |  | N | Electric Utility | Utility | Investor Owned Utility | 1 | X | NG | Non-Renewable | 0 | 18.8 | 0 | 1
Operable | 61029 | Upper Michigan Energy Resources Company |  | 61391 | A.J. Mihm Generating Station | MI | Vertical | Baraga | M2 | Natural Gas Internal Combustion Engine | IC |  | S | X | X |  |  | 18.8 | 0.8 | 18.8 | 18.8 | 5 | N |  |  | OP | X | 3 | 2019 | 2019 |  |  | N | Electric Utility | Utility | Investor Owned Utility | 1 | X | NG | Non-Renewable | 0 | 18.8 | 0 | 1
Operable | 61029 | Upper Michigan Energy Resources Company |  | 61391 | A.J. Mihm Generating Station | MI | Vertical | Baraga | M3 | Natural Gas Internal Combustion Engine | IC |  | S | X | X |  |  | 18.8 | 0.8 | 18.8 | 18.8 | 5 | N |  |  | OP | X | 3 | 2019 | 2019 |  |  | N | Electric Utility | Utility | Investor Owned Utility | 1 | X | NG | Non-Renewable | 0 | 18.8 | 0 | 1
Operable | 61029 | Upper Michigan Energy Resources Company |  | 61392 | F.D. Kuester Generating Station | MI | Vertical | Marquette | K1 | Natural Gas Internal Combustion Engine | IC |  | S | X | X |  |  | 18.8 | 0.8 | 18.8 | 18.8 | 5 | N |  |  | OP | X | 3 | 2019 | 2019 |  |  | N | Electric Utility | Utility | Investor Owned Utility | 1 | X | NG | Non-Renewable | 0 | 18.8 | 0 | 1
Operable | 61029 | Upper Michigan Energy Resources Company |  | 61392 | F.D. Kuester Generating Station | MI | Vertical | Marquette | K2 | Natural Gas Internal Combustion Engine | IC |  | S | X | X |  |  | 18.8 | 0.8 | 18.8 | 18.8 | 5 | N |  |  | OP | X | 3 | 2019 | 2019 |  |  | N | Electric Utility | Utility | Investor Owned Utility | 1 | X | NG | Non-Renewable | 0 | 18.8 | 0 | 1
Operable | 61029 | Upper Michigan Energy Resources Company |  | 61392 | F.D. Kuester Generating Station | MI | Vertical | Marquette | K3 | Natural Gas Internal Combustion Engine | IC |  | S | X | X |  |  | 18.8 | 0.8 | 18.8 | 18.8 | 5 | N |  |  | OP | X | 3 | 2019 | 2019 |  |  | N | Electric Utility | Utility | Investor Owned Utility | 1 | X | NG | Non-Renewable | 0 | 18.8 | 0 | 1
Operable | 61029 | Upper Michigan Energy Resources Company |  | 61392 | F.D. Kuester Generating Station | MI | Vertical | Marquette | K4 | Natural Gas Internal Combustion Engine | IC |  | S | X | X |  |  | 18.8 | 0.8 | 18.8 | 18.8 | 5 | N |  |  | OP | X | 3 | 2019 | 2019 |  |  | N | Electric Utility | Utility | Investor Owned Utility | 1 | X | NG | Non-Renewable | 0 | 18.8 | 0 | 1
Operable | 61029 | Upper Michigan Energy Resources Company |  | 61392 | F.D. Kuester Generating Station | MI | Vertical | Marquette | K5 | Natural Gas Internal Combustion Engine | IC |  | S | X | X |  |  | 18.8 | 0.8 | 18.8 | 18.8 | 5 | N |  |  | OP | X | 3 | 2019 | 2019 |  |  | N | Electric Utility | Utility | Investor Owned Utility | 1 | X | NG | Non-Renewable | 0 | 18.8 | 0 | 1
Operable | 61029 | Upper Michigan Energy Resources Company |  | 61392 | F.D. Kuester Generating Station | MI | Vertical | Marquette | K6 | Natural Gas Internal Combustion Engine | IC |  | S | X | X |  |  | 18.8 | 0.8 | 18.8 | 18.8 | 5 | N |  |  | OP | X | 3 | 2019 | 2019 |  |  | N | Electric Utility | Utility | Investor Owned Utility | 1 | X | NG | Non-Renewable | 0 | 18.8 | 0 | 1
Operable | 61029 | Upper Michigan Energy Resources Company |  | 61392 | F.D. Kuester Generating Station | MI | Vertical | Marquette | K7 | Natural Gas Internal Combustion Engine | IC |  | S | X | X |  |  | 18.8 | 0.8 | 18.8 | 18.8 | 5 | N |  |  | OP | X | 3 | 2019 | 2019 |  |  | N | Electric Utility | Utility | Investor Owned Utility | 1 | X | NG | Non-Renewable | 0 | 18.8 | 0 | 1
Operable | 19578 | Upper Peninsula Power Company |  | 1773 | Prickett | MI | Vertical | Baraga | 1 | Conventional Hydroelectric | HY |  | S | X | X | UPPC.INTEGRATD | UPPC.INTEGRATD | 1.1 | 0.8 | 0.4 | 0.4 | 0 | N |  |  | OP | X | 11 | 1931 | Pre-2000 |  |  | N | Electric Utility | Utility | Investor Owned Utility | 1 | X | WAT | Renewable | 1.1 | 0 | 1 | 0
Operable | 19578 | Upper Peninsula Power Company |  | 1773 | Prickett | MI | Vertical | Baraga | 2 | Conventional Hydroelectric | HY |  | S | X | X | UPPC.INTEGRATD | UPPC.INTEGRATD | 1.1 | 0.8 | 0.4 | 0.4 | 0 | N |  |  | OP | X | 11 | 1931 | Pre-2000 |  |  | N | Electric Utility | Utility | Investor Owned Utility | 1 | X | WAT | Renewable | 1.1 | 0 | 1 | 0
Operable | 19578 | Upper Peninsula Power Company |  | 1774 | Victoria Dam | MI | Vertical | Ontonagon | 1 | Conventional Hydroelectric | HY |  | S | X | X | UPPC.VICTORIA1 | UPPC.VICTORIA1 | 6 | 0.8 | 5.9 | 5.9 | 0 | N |  |  | OP | X | 1 | 1931 | Pre-2000 |  |  | N | Electric Utility | Utility | Investor Owned Utility | 1 | X | WAT | Renewable | 6 | 0 | 1 | 0
Operable | 19578 | Upper Peninsula Power Company |  | 1774 | Victoria Dam | MI | Vertical | Ontonagon | 2 | Conventional Hydroelectric | HY |  | S | X | X | UPPC.VICTORIA2 | UPPC.VICTORIA2 | 6 | 0.8 | 5.9 | 5.9 | 0 | N |  |  | OP | X | 1 | 1931 | Pre-2000 |  |  | N | Electric Utility | Utility | Investor Owned Utility | 1 | X | WAT | Renewable | 6 | 0 | 1 | 0
Operable | 19578 | Upper Peninsula Power Company |  | 7115 | Hoist | MI | Vertical | Marquette | 2 | Conventional Hydroelectric | HY |  | S | X | X | UPPC.INTEGRATD | UPPC.INTEGRATD | 1.4 | 0.8 | 0.8 | 0.5 | 0 | N |  |  | OP | X | 2 | 1988 | Pre-2000 |  |  | N | Electric Utility | Utility | Investor Owned Utility | 1 | X | WAT | Renewable | 1.4 | 0 | 1 | 0
Operable | 19578 | Upper Peninsula Power Company |  | 7115 | Hoist | MI | Vertical | Marquette | 3 | Conventional Hydroelectric | HY |  | S | X | X | UPPC.INTEGRATD | UPPC.INTEGRATD | 2 | 0.8 | 1.2 | 0.8 | 0 | N |  |  | OP | X | 2 | 1988 | Pre-2000 |  |  | N | Electric Utility | Utility | Investor Owned Utility | 1 | X | WAT | Renewable | 2 | 0 | 1 | 0
Operable | 19578 | Upper Peninsula Power Company |  | 7116 | McClure Dam | MI | Vertical | Marquette | 1 | Conventional Hydroelectric | HY |  | S | X | X | UPPC.INTEGRATD | UPPC.INTEGRATD | 4 | 0.8 | 2.9 | 2.3 | 0 | N |  |  | OP | X | 2 | 1988 | Pre-2000 |  |  | N | Electric Utility | Utility | Investor Owned Utility | 1 | X | WAT | Renewable | 4 | 0 | 1 | 0
Operable | 19578 | Upper Peninsula Power Company |  | 7116 | McClure Dam | MI | Vertical | Marquette | 2 | Conventional Hydroelectric | HY |  | S | X | X | UPPC.INTEGRATD | UPPC.INTEGRATD | 4 | 0.8 | 2.9 | 2.3 | 0 | N |  |  | OP | X | 2 | 1988 | Pre-2000 |  |  | N | Electric Utility | Utility | Investor Owned Utility | 1 | X | WAT | Renewable | 4 | 0 | 1 | 0
Operable | 19578 | Upper Peninsula Power Company |  | 7119 | Gladstone | MI | Vertical | Delta | 1 | Petroleum Liquids | GT |  | S | X | X | UPPC.GLADSTONE | UPPC.GLADSTONE | 22.6 | 0.9 | 17 | 22.2 | 5 | N |  |  | OP | X | 11 | 1975 | Pre-2000 |  |  | N | Electric Utility | Utility | Investor Owned Utility | 1 | X | DFO | Non-Renewable | 0 | 22.6 | 0 | 1
Operable | 61123 | Upton County Solar 2 LLC |  | 60123 | Castle Gap Solar Hybrid | TX | Restructured | Upton | BAT1 | Batteries | BA |  | S | X | X |  |  | 9.9 |  | 9.9 | 9.9 | 0 | N |  |  | OP | X | 6 | 2019 | 2019 |  |  | N | IPP Non-CHP | IPP | IPP | 2 | X | MWH | Other | 0 | 0 | 0 | 0
Operable | 61123 | Upton County Solar 2 LLC |  | 60123 | Castle Gap Solar Hybrid | TX | Restructured | Upton | CGAP | Solar Photovoltaic | PV |  | S | X | X |  |  | 180 |  | 180 | 180 |  | N |  |  | OP | X | 5 | 2018 | 2018 |  |  | N | IPP Non-CHP | IPP | IPP | 2 | X | SUN | Renewable | 180 | 0 | 1 | 0
Operable | 60924 | Upton Solar, LLC |  | 61297 | Upton Community Solar | MA | Restructured | Worcester | 2567 | Solar Photovoltaic | PV |  | S | X | X |  |  | 2 |  | 2 | 1.6 |  | N |  |  | OP | X | 9 | 2017 | 2017 |  |  | N | IPP Non-CHP | IPP | IPP | 2 | X | SUN | Renewable | 2 | 0 | 1 | 0
Operable | 65777 | Urban Grid Solar |  | 66839 | Crystal Hill Solar | VA | Vertical | Halifax | CRYH1 | Solar Photovoltaic | PV |  | S | X | X | 3CRSTL HILL | 3CRSTL HILL | 64.7 | 0.95 | 64.7 | 64.7 |  | N |  |  | OP | X | 12 | 2023 | 2023 |  |  | N | IPP Non-CHP | IPP | IPP | 2 | X | SUN | Renewable | 64.7 | 0 | 1 | 0
Operable | 60435 | Ursa Community Solar |  | 60712 | Ursa Community Solar | MN | Vertical | Dakota | UCS1 | Solar Photovoltaic | PV |  | S | X | X |  |  | 1 |  | 0.9 | 0.9 |  | N |  |  | OP | X | 1 | 2017 | 2017 |  |  | N | IPP Non-CHP | IPP | IPP | 2 | X | SUN | Renewable | 1 | 0 | 1 | 0
Operable | 60435 | Ursa Community Solar |  | 60712 | Ursa Community Solar | MN | Vertical | Dakota | UCS2 | Solar Photovoltaic | PV |  | S | X | X |  |  | 1 |  | 0.9 | 0.9 |  | N |  |  | OP | X | 1 | 2017 | 2017 |  |  | N | IPP Non-CHP | IPP | IPP | 2 | X | SUN | Renewable | 1 | 0 | 1 | 0
Operable | 60435 | Ursa Community Solar |  | 60712 | Ursa Community Solar | MN | Vertical | Dakota | UCS3 | Solar Photovoltaic | PV |  | S | X | X |  |  | 1 |  | 0.9 | 0.9 |  | N |  |  | OP | X | 1 | 2017 | 2017 |  |  | N | IPP Non-CHP | IPP | IPP | 2 | X | SUN | Renewable | 1 | 0 | 1 | 0
Operable | 60435 | Ursa Community Solar |  | 60712 | Ursa Community Solar | MN | Vertical | Dakota | UCS4 | Solar Photovoltaic | PV |  | S | X | X |  |  | 1 |  | 0.9 | 0.9 |  | N |  |  | OP | X | 1 | 2017 | 2017 |  |  | N | IPP Non-CHP | IPP | IPP | 2 | X | SUN | Renewable | 1 | 0 | 1 | 0
Operable | 60435 | Ursa Community Solar |  | 60712 | Ursa Community Solar | MN | Vertical | Dakota | UCS5 | Solar Photovoltaic | PV |  | S | X | X |  |  | 1 |  | 0.9 | 0.9 |  | N |  |  | OP | X | 1 | 2017 | 2017 |  |  | N | IPP Non-CHP | IPP | IPP | 2 | X | SUN | Renewable | 1 | 0 | 1 | 0
Operable | 58604 | US Air Force |  | 58661 | Cape Cod Air Force Station - 6 SWS | MA | Restructured | Barnstable | GE-3 | Onshore Wind Turbine | WT |  | S | X | X |  |  | 1.7 |  | 1.7 | 1.7 | 0.1 | N |  |  | OP | X | 1 | 2014 | 2014 |  |  | N | Commercial Non-CHP | Customer Sited | Other | 4 | X | WND | Renewable | 1.7 | 0 | 1 | 0
Operable | 58604 | US Air Force |  | 58661 | Cape Cod Air Force Station - 6 SWS | MA | Restructured | Barnstable | GE-4 | Onshore Wind Turbine | WT |  | S | X | X |  |  | 1.7 |  | 1.7 | 1.7 | 0.1 | N |  |  | OP | X | 1 | 2014 | 2014 |  |  | N | Commercial Non-CHP | Customer Sited | Other | 4 | X | WND | Renewable | 1.7 | 0 | 1 | 0
Operable | 50118 | US Army Corps of Engineers |  | 6789 | St Stephen | SC | Vertical | Berkeley | 1 | Conventional Hydroelectric | HY |  | S | X | X |  |  | 28 | 0.9 | 28 | 28 | 28 | N |  |  | OP | X | 3 | 1985 | Pre-2000 |  |  | N | Electric Utility | Utility | Municipal | 1 | X | WAT | Renewable | 28 | 0 | 1 | 0
Operable | 50118 | US Army Corps of Engineers |  | 6789 | St Stephen | SC | Vertical | Berkeley | 2 | Conventional Hydroelectric | HY |  | S | X | X |  |  | 28 | 0.9 | 28 | 28 | 28 | N |  |  | OP | X | 3 | 1985 | Pre-2000 |  |  | N | Electric Utility | Utility | Municipal | 1 | X | WAT | Renewable | 28 | 0 | 1 | 0
Operable | 50118 | US Army Corps of Engineers |  | 6789 | St Stephen | SC | Vertical | Berkeley | 3 | Conventional Hydroelectric | HY |  | S | X | X |  |  | 28 | 0.9 | 28 | 28 | 28 | N |  |  | OP | X | 3 | 1985 | Pre-2000 |  |  | N | Electric Utility | Utility | Municipal | 1 | X | WAT | Renewable | 28 | 0 | 1 | 0
Operable | 60890 | US Dept of Army, Garrison, APG |  | 61282 | APG Combined Heat and Power Plant | MD | Restructured | Harford | GEN1 | Natural Gas Fired Combustion Turbine | GT |  | S | X | X |  |  | 7.9 | 0.99 | 6.2 | 9 | 3.9 | N |  |  | OP | X | 12 | 2016 | 2016 |  |  | Y | Commercial CHP | Customer Sited | Other | 5 | T | NG | Non-Renewable | 0 | 7.9 | 0 | 1 | DFO
Operable | 50147 | US Geothermal Inc. |  | 56317 | Raft River Geothermal Power Plant | ID | Vertical | Cassia | 1 | Geothermal | BT |  | W | X | X |  |  | 18 | 0.85 | 10 | 12.2 | 0.5 | N |  |  | OP | X | 4 | 2008 | 2008 |  |  | N | IPP Non-CHP | IPP | IPP | 2 | X | GEO | Renewable | 18 | 0 | 1 | 0
Operable | 50147 | US Geothermal Inc. |  | 58022 | Neal Hot Springs Geothermal Project | OR | Vertical | Malheur | NHS1 | Geothermal | BT |  | W | X | X |  |  | 11 | 0.85 | 5.9 | 9.5 | 0.5 | N |  |  | OP | X | 11 | 2012 | 2012 |  |  | N | IPP Non-CHP | IPP | IPP | 2 | X | GEO | Renewable | 11 | 0 | 1 | 0
Operable | 50147 | US Geothermal Inc. |  | 58022 | Neal Hot Springs Geothermal Project | OR | Vertical | Malheur | NHS2 | Geothermal | BT |  | W | X | X |  |  | 11 | 0.85 | 5.9 | 9.5 | 0.5 | N |  |  | OP | X | 11 | 2012 | 2012 |  |  | N | IPP Non-CHP | IPP | IPP | 2 | X | GEO | Renewable | 11 | 0 | 1 | 0
Operable | 50147 | US Geothermal Inc. |  | 58022 | Neal Hot Springs Geothermal Project | OR | Vertical | Malheur | NHS3 | Geothermal | BT |  | W | X | X |  |  | 11 | 0.85 | 5.9 | 9.5 | 0.5 | N |  |  | OP | X | 12 | 2012 | 2012 |  |  | N | IPP Non-CHP | IPP | IPP | 2 | X | GEO | Renewable | 11 | 0 | 1 | 0
Operable | 57103 | US GSA Heating and Transmission |  | 57788 | US GSA Heating and Transmission | DC | Restructured | District of Columbia | TG1 | Natural Gas Fired Combustion Turbine | GT |  | S | X | X |  |  | 5.4 | 0.97 | 4.5 | 5 | 3 | N |  |  | OP | X | 7 | 2004 | 2004 |  |  | Y | Commercial CHP | Customer Sited | Other | 5 | T | NG | Non-Renewable | 0 | 5.4 | 0 | 1 | DFO
Operable | 57103 | US GSA Heating and Transmission |  | 57788 | US GSA Heating and Transmission | DC | Restructured | District of Columbia | TG2 | Natural Gas Fired Combustion Turbine | GT |  | S | X | X |  |  | 5.4 | 0.95 | 4.5 | 5 | 3 | N |  |  | OP | X | 7 | 2004 | 2004 |  |  | Y | Commercial CHP | Customer Sited | Other | 5 | T | NG | Non-Renewable | 0 | 5.4 | 0 | 1 | DFO
Operable | 58153 | US Magnesium |  | 58191 | US Magnesium | UT | Vertical | Tooele | GT1 | Natural Gas Fired Combustion Turbine | GT |  | S | X | X |  |  | 16 | 0.85 | 11 | 13 | 2 | N |  |  | OP | X | 1 | 1972 | Pre-2000 |  |  | Y | Industrial CHP | Customer Sited | Other | 7 | T | NG | Non-Renewable | 0 | 16 | 0 | 1 | DFO
Operable | 58153 | US Magnesium |  | 58191 | US Magnesium | UT | Vertical | Tooele | GT2 | Natural Gas Fired Combustion Turbine | GT |  | S | X | X |  |  | 16 | 0.85 | 11 | 13 | 2 | N |  |  | OA | X | 1 | 1972 | Pre-2000 |  |  | Y | Industrial CHP | Customer Sited | Other | 7 | T | NG | Non-Renewable | 0 | 16 | 0 | 1 | DFO
Operable | 58153 | US Magnesium |  | 58191 | US Magnesium | UT | Vertical | Tooele | GT3 | Natural Gas Fired Combustion Turbine | GT |  | S | X | X |  |  | 16 | 0.85 | 11 | 13 | 2 | N |  |  | OP | X | 1 | 1972 | Pre-2000 |  |  | Y | Industrial CHP | Customer Sited | Other | 7 | T | NG | Non-Renewable | 0 | 16 | 0 | 1 | DFO
Operable | 27131 | US Sugar Savannah Refinery, LLC |  | 50146 | Imperial Savannah LP | GA | Vertical | Chatham | GENA | Natural Gas Steam Turbine | ST |  | S | X | X |  |  | 2.7 | 0.8 | 2.7 | 2.7 | 0.5 | N |  |  | OP | X | 3 | 1948 | Pre-2000 |  |  | Y | Industrial CHP | Customer Sited | Other | 7 | T | NG | Non-Renewable | 0 | 2.7 | 0 | 1 | BIT
Operable | 27131 | US Sugar Savannah Refinery, LLC |  | 50146 | Imperial Savannah LP | GA | Vertical | Chatham | GENB | Natural Gas Steam Turbine | ST |  | S | X | X |  |  | 3 | 0.8 | 3 | 3 | 0.5 | N |  |  | OP | X | 2 | 1959 | Pre-2000 |  |  | Y | Industrial CHP | Customer Sited | Other | 7 | T | NG | Non-Renewable | 0 | 3 | 0 | 1 | BIT
Operable | 27131 | US Sugar Savannah Refinery, LLC |  | 50146 | Imperial Savannah LP | GA | Vertical | Chatham | GENC | Natural Gas Steam Turbine | ST |  | S | X | X |  |  | 1 | 0.8 | 1 | 1 | 0.3 | N |  |  | OP | X | 8 | 1946 | Pre-2000 |  |  | Y | Industrial CHP | Customer Sited | Other | 7 | T | NG | Non-Renewable | 0 | 1 | 0 | 1 | BIT
Operable | 27131 | US Sugar Savannah Refinery, LLC |  | 50146 | Imperial Savannah LP | GA | Vertical | Chatham | GEND | Natural Gas Steam Turbine | ST |  | S | X | X |  |  | 5 | 1 | 4.5 | 4.5 | 1 | N |  |  | OP | X | 3 | 1985 | Pre-2000 |  |  | Y | Industrial CHP | Customer Sited | Other | 7 | T | NG | Non-Renewable | 0 | 5 | 0 | 1 | BIT
Operable | 19400 | USACE Northwestern Division |  | 840 | Dworshak | ID | Vertical | Clearwater | 1 | Conventional Hydroelectric | HY |  | S | X | X |  |  | 103 | 0.95 | 103 | 90 | 90 | N |  |  | OP | X | 6 | 1975 | Pre-2000 |  |  | N | Electric Utility | Utility | Municipal | 1 | X | WAT | Renewable | 103 | 0 | 1 | 0
Operable | 19400 | USACE Northwestern Division |  | 840 | Dworshak | ID | Vertical | Clearwater | 2 | Conventional Hydroelectric | HY |  | S | X | X |  |  | 103 | 0.95 | 103 | 90 | 90 | N |  |  | OP | X | 9 | 1975 | Pre-2000 |  |  | N | Electric Utility | Utility | Municipal | 1 | X | WAT | Renewable | 103 | 0 | 1 | 0
Operable | 19400 | USACE Northwestern Division |  | 840 | Dworshak | ID | Vertical | Clearwater | 3 | Conventional Hydroelectric | HY |  | S | X | X |  |  | 259 | 0.95 | 259 | 220 | 220 | N |  |  | OP | X | 9 | 1974 | Pre-2000 |  |  | N | Electric Utility | Utility | Municipal | 1 | X | WAT | Renewable | 259 | 0 | 1 | 0
Operable | 19400 | USACE Northwestern Division |  | 851 | Albeni Falls | ID | Vertical | Bonner | 1 | Conventional Hydroelectric | HY |  | S | X | X |  |  | 14 | 0.9 | 14 | 14 | 14 | N |  |  | OP | X | 5 | 1955 | Pre-2000 |  |  | N | Electric Utility | Utility | Municipal | 1 | X | WAT | Renewable | 14 | 0 | 1 | 0
Operable | 19400 | USACE Northwestern Division |  | 851 | Albeni Falls | ID | Vertical | Bonner | 2 | Conventional Hydroelectric | HY |  | S | X | X |  |  | 14 | 0.9 | 14 | 14 | 14 | N |  |  | OP | X | 6 | 1955 | Pre-2000 |  |  | N | Electric Utility | Utility | Municipal | 1 | X | WAT | Renewable | 14 | 0 | 1 | 0
Operable | 19400 | USACE Northwestern Division |  | 851 | Albeni Falls | ID | Vertical | Bonner | 3 | Conventional Hydroelectric | HY |  | S | X | X |  |  | 14 | 0.9 | 14 | 14 | 14 | N |  |  | OP | X | 9 | 1955 | Pre-2000 |  |  | N | Electric Utility | Utility | Municipal | 1 | X | WAT | Renewable | 14 | 0 | 1 | 0
Operable | 19400 | USACE Northwestern Division |  | 3074 | Big Cliff | OR | Vertical | Marion | 1 | Conventional Hydroelectric | HY |  | S | X | X |  |  | 18 | 0.9 | 21 | 21 | 18 | N |  |  | OP | X | 12 | 1954 | Pre-2000 |  |  | N | Electric Utility | Utility | Municipal | 1 | X | WAT | Renewable | 18 | 0 | 1 | 0
Operable | 19400 | USACE Northwestern Division |  | 3075 | Bonneville | OR | Vertical | Multnomah | 1 | Conventional Hydroelectric | HY |  | S | X | X |  |  | 53.5 | 0.9 | 53.5 | 53.5 | 13.2 | N |  |  | OP | X | 7 | 1938 | Pre-2000 |  |  | N | Electric Utility | Utility | Municipal | 1 | X | WAT | Renewable | 53.5 | 0 | 1 | 0
Operable | 19400 | USACE Northwestern Division |  | 3075 | Bonneville | OR | Vertical | Multnomah | 10 | Conventional Hydroelectric | HY |  | S | X | X |  |  | 62.1 | 0.9 | 54 | 54 | 13.2 | N |  |  | OP | X | 1 | 1944 | Pre-2000 |  |  | N | Electric Utility | Utility | Municipal | 1 | X | WAT | Renewable | 62.1 | 0 | 1 | 0
Operable | 19400 | USACE Northwestern Division |  | 3075 | Bonneville | OR | Vertical | Multnomah | 11 | Conventional Hydroelectric | HY |  | S | X | X |  |  | 66.5 | 0.95 | 66.5 | 66.5 | 23.2 | N |  |  | OP | X | 10 | 1982 | Pre-2000 |  |  | N | Electric Utility | Utility | Municipal | 1 | X | WAT | Renewable | 66.5 | 0 | 1 | 0
Operable | 19400 | USACE Northwestern Division |  | 3075 | Bonneville | OR | Vertical | Multnomah | 12 | Conventional Hydroelectric | HY |  | S | X | X |  |  | 66.5 | 0.95 | 66.5 | 66.5 | 23.2 | N |  |  | OP | X | 10 | 1982 | Pre-2000 |  |  | N | Electric Utility | Utility | Municipal | 1 | X | WAT | Renewable | 66.5 | 0 | 1 | 0
Operable | 19400 | USACE Northwestern Division |  | 3075 | Bonneville | OR | Vertical | Multnomah | 13 | Conventional Hydroelectric | HY |  | S | X | X |  |  | 66.5 | 0.95 | 66.5 | 66.5 | 23.2 | N |  |  | OP | X | 10 | 1982 | Pre-2000 |  |  | N | Electric Utility | Utility | Municipal | 1 | X | WAT | Renewable | 66.5 | 0 | 1 | 0
Operable | 19400 | USACE Northwestern Division |  | 3075 | Bonneville | OR | Vertical | Multnomah | 14 | Conventional Hydroelectric | HY |  | S | X | X |  |  | 66.5 | 0.95 | 66.5 | 66.5 | 23.2 | N |  |  | OP | X | 6 | 1982 | Pre-2000 |  |  | N | Electric Utility | Utility | Municipal | 1 | X | WAT | Renewable | 66.5 | 0 | 1 | 0
Operable | 19400 | USACE Northwestern Division |  | 3075 | Bonneville | OR | Vertical | Multnomah | 15 | Conventional Hydroelectric | HY |  | S | X | X |  |  | 66.5 | 0.95 | 66.5 | 66.5 | 23.2 | N |  |  | OP | X | 3 | 1982 | Pre-2000 |  |  | N | Electric Utility | Utility | Municipal | 1 | X | WAT | Renewable | 66.5 | 0 | 1 | 0
Operable | 19400 | USACE Northwestern Division |  | 3075 | Bonneville | OR | Vertical | Multnomah | 16 | Conventional Hydroelectric | HY |  | S | X | X |  |  | 66.5 | 0.95 | 66.5 | 66.5 | 23.2 | N |  |  | OP | X | 12 | 1981 | Pre-2000 |  |  | N | Electric Utility | Utility | Municipal | 1 | X | WAT | Renewable | 66.5 | 0 | 1 | 0
Operable | 19400 | USACE Northwestern Division |  | 3075 | Bonneville | OR | Vertical | Multnomah | 17 | Conventional Hydroelectric | HY |  | S | X | X |  |  | 66.5 | 0.95 | 66.5 | 66.5 | 23.2 | N |  |  | OP | X | 9 | 1981 | Pre-2000 |  |  | N | Electric Utility | Utility | Municipal | 1 | X | WAT | Renewable | 66.5 | 0 | 1 | 0
Operable | 19400 | USACE Northwestern Division |  | 3075 | Bonneville | OR | Vertical | Multnomah | 18 | Conventional Hydroelectric | HY |  | S | X | X |  |  | 66.5 | 0.95 | 66.5 | 66.5 | 23.2 | N |  |  | OP | X | 5 | 1981 | Pre-2000 |  |  | N | Electric Utility | Utility | Municipal | 1 | X | WAT | Renewable | 66.5 | 0 | 1 | 0
Operable | 19400 | USACE Northwestern Division |  | 3075 | Bonneville | OR | Vertical | Multnomah | 2 | Conventional Hydroelectric | HY |  | S | X | X |  |  | 53.5 | 0.9 | 53.5 | 53.5 | 13.2 | N |  |  | OP | X | 8 | 1938 | Pre-2000 |  |  | N | Electric Utility | Utility | Municipal | 1 | X | WAT | Renewable | 53.5 | 0 | 1 | 0
Operable | 19400 | USACE Northwestern Division |  | 3075 | Bonneville | OR | Vertical | Multnomah | 3 | Conventional Hydroelectric | HY |  | S | X | X |  |  | 62.1 | 0.9 | 62.1 | 62.1 | 13.2 | N |  |  | OA | X | 1 | 1941 | Pre-2000 |  |  | N | Electric Utility | Utility | Municipal | 1 | X | WAT | Renewable | 62.1 | 0 | 1 | 0
Operable | 19400 | USACE Northwestern Division |  | 3075 | Bonneville | OR | Vertical | Multnomah | 4 | Conventional Hydroelectric | HY |  | S | X | X |  |  | 62.1 | 0.9 | 62.1 | 62.1 | 13.2 | N |  |  | OA | X | 2 | 1941 | Pre-2000 |  |  | N | Electric Utility | Utility | Municipal | 1 | X | WAT | Renewable | 62.1 | 0 | 1 | 0
Operable | 19400 | USACE Northwestern Division |  | 3075 | Bonneville | OR | Vertical | Multnomah | 5 | Conventional Hydroelectric | HY |  | S | X | X |  |  | 62.1 | 0.9 | 62.1 | 62.1 | 13.2 | N |  |  | OP | X | 10 | 1941 | Pre-2000 |  |  | N | Electric Utility | Utility | Municipal | 1 | X | WAT | Renewable | 62.1 | 0 | 1 | 0
Operable | 19400 | USACE Northwestern Division |  | 3075 | Bonneville | OR | Vertical | Multnomah | 6 | Conventional Hydroelectric | HY |  | S | X | X |  |  | 62.1 | 0.9 | 62.1 | 62.1 | 13.2 | N |  |  | OP | X | 6 | 1942 | Pre-2000 |  |  | N | Electric Utility | Utility | Municipal | 1 | X | WAT | Renewable | 62.1 | 0 | 1 | 0
Operable | 19400 | USACE Northwestern Division |  | 3075 | Bonneville | OR | Vertical | Multnomah | 7 | Conventional Hydroelectric | HY |  | S | X | X |  |  | 62.1 | 0.9 | 62.1 | 62.1 | 13.2 | N |  |  | OP | X | 4 | 1943 | Pre-2000 |  |  | N | Electric Utility | Utility | Municipal | 1 | X | WAT | Renewable | 62.1 | 0 | 1 | 0
Operable | 19400 | USACE Northwestern Division |  | 3075 | Bonneville | OR | Vertical | Multnomah | 8 | Conventional Hydroelectric | HY |  | S | X | X |  |  | 62.1 | 0.9 | 62.1 | 62.1 | 13.2 | N |  |  | OP | X | 7 | 1943 | Pre-2000 |  |  | N | Electric Utility | Utility | Municipal | 1 | X | WAT | Renewable | 62.1 | 0 | 1 | 0
Operable | 19400 | USACE Northwestern Division |  | 3075 | Bonneville | OR | Vertical | Multnomah | 9 | Conventional Hydroelectric | HY |  | S | X | X |  |  | 62.1 | 0.9 | 62.1 | 62.1 | 13.2 | N |  |  | OP | X | 10 | 1943 | Pre-2000 |  |  | N | Electric Utility | Utility | Municipal | 1 | X | WAT | Renewable | 62.1 | 0 | 1 | 0
Operable | 19400 | USACE Northwestern Division |  | 3075 | Bonneville | OR | Vertical | Multnomah | F1 | Conventional Hydroelectric | HY |  | S | X | X |  |  | 13.1 | 0.95 | 13.1 | 13.1 | 13.1 | N |  |  | OP | X | 1 | 1982 | Pre-2000 |  |  | N | Electric Utility | Utility | Municipal | 1 | X | WAT | Renewable | 13.1 | 0 | 1 | 0
Operable | 19400 | USACE Northwestern Division |  | 3075 | Bonneville | OR | Vertical | Multnomah | F2 | Conventional Hydroelectric | HY |  | S | X | X |  |  | 13.1 | 0.95 | 13.1 | 13.1 | 13.1 | N |  |  | OA | X | 11 | 1981 | Pre-2000 |  |  | N | Electric Utility | Utility | Municipal | 1 | X | WAT | Renewable | 13.1 | 0 | 1 | 0
Operable | 19400 | USACE Northwestern Division |  | 3076 | Cougar | OR | Vertical | Lane | 1 | Conventional Hydroelectric | HY |  | S | X | X |  |  | 13 | 0.95 | 13 | 13 | 12.5 | N |  |  | OP | X | 4 | 1964 | Pre-2000 |  |  | N | Electric Utility | Utility | Municipal | 1 | X | WAT | Renewable | 13 | 0 | 1 | 0
Operable | 19400 | USACE Northwestern Division |  | 3076 | Cougar | OR | Vertical | Lane | 2 | Conventional Hydroelectric | HY |  | S | X | X |  |  | 13 | 0.95 | 13 | 13 | 12.5 | N |  |  | OP | X | 3 | 1964 | Pre-2000 |  |  | N | Electric Utility | Utility | Municipal | 1 | X | WAT | Renewable | 13 | 0 | 1 | 0
Operable | 19400 | USACE Northwestern Division |  | 3077 | Detroit | OR | Vertical | Marion | 1 | Conventional Hydroelectric | HY |  | S | X | X |  |  | 50 | 0.9 | 50 | 50 | 50 | N |  |  | OP | X | 11 | 1953 | Pre-2000 |  |  | N | Electric Utility | Utility | Municipal | 1 | X | WAT | Renewable | 50 | 0 | 1 | 0
Operable | 19400 | USACE Northwestern Division |  | 3077 | Detroit | OR | Vertical | Marion | 2 | Conventional Hydroelectric | HY |  | S | X | X |  |  | 50 | 0.9 | 50 | 50 | 50 | N |  |  | OP | X | 7 | 1953 | Pre-2000 |  |  | N | Electric Utility | Utility | Municipal | 1 | X | WAT | Renewable | 50 | 0 | 1 | 0
Operable | 19400 | USACE Northwestern Division |  | 3078 | Dexter | OR | Vertical | Lane | 1 | Conventional Hydroelectric | HY |  | S | X | X |  |  | 15 | 1 | 15 | 15 | 15 | N |  |  | OP | X | 6 | 1955 | Pre-2000 |  |  | N | Electric Utility | Utility | Municipal | 1 | X | WAT | Renewable | 15 | 0 | 1 | 0
Operable | 19400 | USACE Northwestern Division |  | 3080 | Green Peter | OR | Vertical | Linn | 1 | Conventional Hydroelectric | HY |  | S | X | X |  |  | 40 | 0.95 | 40 | 40 | 40 | N |  |  | OA | X | 7 | 1967 | Pre-2000 |  |  | N | Electric Utility | Utility | Municipal | 1 | X | WAT | Renewable | 40 | 0 | 1 | 0
Operable | 19400 | USACE Northwestern Division |  | 3080 | Green Peter | OR | Vertical | Linn | 2 | Conventional Hydroelectric | HY |  | S | X | X |  |  | 40 | 0.95 | 40 | 40 | 40 | N |  |  | OA | X | 7 | 1967 | Pre-2000 |  |  | N | Electric Utility | Utility | Municipal | 1 | X | WAT | Renewable | 40 | 0 | 1 | 0
Operable | 19400 | USACE Northwestern Division |  | 3081 | Hills Creek | OR | Vertical | Lane | 1 | Conventional Hydroelectric | HY |  | S | X | X |  |  | 15 | 0.95 | 15 | 15 | 15 | N |  |  | OP | X | 2 | 1962 | Pre-2000 |  |  | N | Electric Utility | Utility | Municipal | 1 | X | WAT | Renewable | 15 | 0 | 1 | 0
Operable | 19400 | USACE Northwestern Division |  | 3081 | Hills Creek | OR | Vertical | Lane | 2 | Conventional Hydroelectric | HY |  | S | X | X |  |  | 15 | 0.95 | 15 | 15 | 15 | N |  |  | OP | X | 2 | 1962 | Pre-2000 |  |  | N | Electric Utility | Utility | Municipal | 1 | X | WAT | Renewable | 15 | 0 | 1 | 0
Operable | 19400 | USACE Northwestern Division |  | 3082 | John Day | OR | Vertical | Sherman | 1 | Conventional Hydroelectric | HY |  | S | X | X |  |  | 135 | 0.95 | 135 | 135 | 52 | N |  |  | OP | X | 8 | 1968 | Pre-2000 |  |  | N | Electric Utility | Utility | Municipal | 1 | X | WAT | Renewable | 135 | 0 | 1 | 0
Operable | 19400 | USACE Northwestern Division |  | 3082 | John Day | OR | Vertical | Sherman | 10 | Conventional Hydroelectric | HY |  | S | X | X |  |  | 135 | 0.95 | 135 | 135 | 52 | N |  |  | OP | X | 9 | 1969 | Pre-2000 |  |  | N | Electric Utility | Utility | Municipal | 1 | X | WAT | Renewable | 135 | 0 | 1 | 0
Operable | 19400 | USACE Northwestern Division |  | 3082 | John Day | OR | Vertical | Sherman | 11 | Conventional Hydroelectric | HY |  | S | X | X |  |  | 135 | 0.95 | 118 | 118 | 52 | N |  |  | OP | X | 3 | 1970 | Pre-2000 |  |  | N | Electric Utility | Utility | Municipal | 1 | X | WAT | Renewable | 135 | 0 | 1 | 0
Operable | 19400 | USACE Northwestern Division |  | 3082 | John Day | OR | Vertical | Sherman | 12 | Conventional Hydroelectric | HY |  | S | X | X |  |  | 135 | 0.95 | 118 | 118 | 52 | N |  |  | OP | X | 5 | 1970 | Pre-2000 |  |  | N | Electric Utility | Utility | Municipal | 1 | X | WAT | Renewable | 135 | 0 | 1 | 0
Operable | 19400 | USACE Northwestern Division |  | 3082 | John Day | OR | Vertical | Sherman | 13 | Conventional Hydroelectric | HY |  | S | X | X |  |  | 135 | 0.95 | 135 | 135 | 52 | N |  |  | OP | X | 12 | 1970 | Pre-2000 |  |  | N | Electric Utility | Utility | Municipal | 1 | X | WAT | Renewable | 135 | 0 | 1 | 0
Operable | 19400 | USACE Northwestern Division |  | 3082 | John Day | OR | Vertical | Sherman | 14 | Conventional Hydroelectric | HY |  | S | X | X |  |  | 135 | 0.95 | 118 | 118 | 52 | N |  |  | OP | X | 1 | 1971 | Pre-2000 |  |  | N | Electric Utility | Utility | Municipal | 1 | X | WAT | Renewable | 135 | 0 | 1 | 0
Operable | 19400 | USACE Northwestern Division |  | 3082 | John Day | OR | Vertical | Sherman | 15 | Conventional Hydroelectric | HY |  | S | X | X |  |  | 135 | 0.95 | 135 | 135 | 52 | N |  |  | OP | X | 10 | 1971 | Pre-2000 |  |  | N | Electric Utility | Utility | Municipal | 1 | X | WAT | Renewable | 135 | 0 | 1 | 0
Operable | 19400 | USACE Northwestern Division |  | 3082 | John Day | OR | Vertical | Sherman | 16 | Conventional Hydroelectric | HY |  | S | X | X |  |  | 135 | 0.95 | 135 | 135 | 52 | N |  |  | OP | X | 12 | 1971 | Pre-2000 |  |  | N | Electric Utility | Utility | Municipal | 1 | X | WAT | Renewable | 135 | 0 | 1 | 0
Operable | 19400 | USACE Northwestern Division |  | 3082 | John Day | OR | Vertical | Sherman | 2 | Conventional Hydroelectric | HY |  | S | X | X |  |  | 135 | 0.95 | 135 | 135 | 52 | N |  |  | OP | X | 9 | 1968 | Pre-2000 |  |  | N | Electric Utility | Utility | Municipal | 1 | X | WAT | Renewable | 135 | 0 | 1 | 0
Operable | 19400 | USACE Northwestern Division |  | 3082 | John Day | OR | Vertical | Sherman | 3 | Conventional Hydroelectric | HY |  | S | X | X |  |  | 135 | 0.95 | 129 | 129 | 52 | N |  |  | OP | X | 11 | 1968 | Pre-2000 |  |  | N | Electric Utility | Utility | Municipal | 1 | X | WAT | Renewable | 135 | 0 | 1 | 0
Operable | 19400 | USACE Northwestern Division |  | 3082 | John Day | OR | Vertical | Sherman | 4 | Conventional Hydroelectric | HY |  | S | X | X |  |  | 135 | 0.95 | 118 | 118 | 52 | N |  |  | OA | X | 12 | 1968 | Pre-2000 |  |  | N | Electric Utility | Utility | Municipal | 1 | X | WAT | Renewable | 135 | 0 | 1 | 0
Operable | 19400 | USACE Northwestern Division |  | 3082 | John Day | OR | Vertical | Sherman | 5 | Conventional Hydroelectric | HY |  | S | X | X |  |  | 135 | 0.95 | 135 | 135 | 52 | N |  |  | OP | X | 2 | 1969 | Pre-2000 |  |  | N | Electric Utility | Utility | Municipal | 1 | X | WAT | Renewable | 135 | 0 | 1 | 0
Operable | 19400 | USACE Northwestern Division |  | 3082 | John Day | OR | Vertical | Sherman | 6 | Conventional Hydroelectric | HY |  | S | X | X |  |  | 135 | 0.95 | 135 | 135 | 52 | N |  |  | OP | X | 3 | 1969 | Pre-2000 |  |  | N | Electric Utility | Utility | Municipal | 1 | X | WAT | Renewable | 135 | 0 | 1 | 0
Operable | 19400 | USACE Northwestern Division |  | 3082 | John Day | OR | Vertical | Sherman | 7 | Conventional Hydroelectric | HY |  | S | X | X |  |  | 135 | 0.95 | 135 | 135 | 52 | N |  |  | OS | X | 4 | 1969 | Pre-2000 |  |  | N | Electric Utility | Utility | Municipal | 1 | X | WAT | Renewable | 135 | 0 | 1 | 0
Operable | 19400 | USACE Northwestern Division |  | 3082 | John Day | OR | Vertical | Sherman | 8 | Conventional Hydroelectric | HY |  | S | X | X |  |  | 135 | 0.95 | 118 | 118 | 52 | N |  |  | OP | X | 6 | 1969 | Pre-2000 |  |  | N | Electric Utility | Utility | Municipal | 1 | X | WAT | Renewable | 135 | 0 | 1 | 0
Operable | 19400 | USACE Northwestern Division |  | 3082 | John Day | OR | Vertical | Sherman | 9 | Conventional Hydroelectric | HY |  | S | X | X |  |  | 135 | 0.95 | 118 | 118 | 52 | N |  |  | OP | X | 8 | 1969 | Pre-2000 |  |  | N | Electric Utility | Utility | Municipal | 1 | X | WAT | Renewable | 135 | 0 | 1 | 0
Operable | 19400 | USACE Northwestern Division |  | 3083 | Lookout Point | OR | Vertical | Lane | 1 | Conventional Hydroelectric | HY |  | S | X | X |  |  | 40 | 0.95 | 40 | 40 | 40 | N |  |  | OP | X | 5 | 1955 | Pre-2000 |  |  | N | Electric Utility | Utility | Municipal | 1 | X | WAT | Renewable | 40 | 0 | 1 | 0
Operable | 19400 | USACE Northwestern Division |  | 3083 | Lookout Point | OR | Vertical | Lane | 2 | Conventional Hydroelectric | HY |  | S | X | X |  |  | 40 | 0.95 | 40 | 40 | 40 | N |  |  | OP | X | 3 | 1955 | Pre-2000 |  |  | N | Electric Utility | Utility | Municipal | 1 | X | WAT | Renewable | 40 | 0 | 1 | 0
Operable | 19400 | USACE Northwestern Division |  | 3083 | Lookout Point | OR | Vertical | Lane | 3 | Conventional Hydroelectric | HY |  | S | X | X |  |  | 40 | 0.95 | 40 | 40 | 40 | N |  |  | OP | X | 1 | 1955 | Pre-2000 |  |  | N | Electric Utility | Utility | Municipal | 1 | X | WAT | Renewable | 40 | 0 | 1 | 0
Operable | 19400 | USACE Northwestern Division |  | 3084 | McNary | OR | Vertical | Umatilla | 1 | Conventional Hydroelectric | HY |  | S | X | X |  |  | 70 | 0.95 | 70 | 70 | 23.8 | N |  |  | OP | X | 12 | 1953 | Pre-2000 |  |  | N | Electric Utility | Utility | Municipal | 1 | X | WAT | Renewable | 70 | 0 | 1 | 0
Operable | 19400 | USACE Northwestern Division |  | 3084 | McNary | OR | Vertical | Umatilla | 10 | Conventional Hydroelectric | HY |  | S | X | X |  |  | 70 | 0.95 | 70 | 70 | 23.8 | N |  |  | OA | X | 11 | 1955 | Pre-2000 |  |  | N | Electric Utility | Utility | Municipal | 1 | X | WAT | Renewable | 70 | 0 | 1 | 0
Operable | 19400 | USACE Northwestern Division |  | 3084 | McNary | OR | Vertical | Umatilla | 11 | Conventional Hydroelectric | HY |  | S | X | X |  |  | 70 | 0.95 | 70 | 70 | 23.8 | N |  |  | OA | X | 5 | 1956 | Pre-2000 |  |  | N | Electric Utility | Utility | Municipal | 1 | X | WAT | Renewable | 70 | 0 | 1 | 0
Operable | 19400 | USACE Northwestern Division |  | 3084 | McNary | OR | Vertical | Umatilla | 12 | Conventional Hydroelectric | HY |  | S | X | X |  |  | 70 | 0.95 | 70 | 70 | 23.8 | N |  |  | OP | X | 5 | 1956 | Pre-2000 |  |  | N | Electric Utility | Utility | Municipal | 1 | X | WAT | Renewable | 70 | 0 | 1 | 0
Operable | 19400 | USACE Northwestern Division |  | 3084 | McNary | OR | Vertical | Umatilla | 13 | Conventional Hydroelectric | HY |  | S | X | X |  |  | 70 | 0.95 | 70 | 70 | 23.8 | N |  |  | OP | X | 3 | 1957 | Pre-2000 |  |  | N | Electric Utility | Utility | Municipal | 1 | X | WAT | Renewable | 70 | 0 | 1 | 0
Operable | 19400 | USACE Northwestern Division |  | 3084 | McNary | OR | Vertical | Umatilla | 14 | Conventional Hydroelectric | HY |  | S | X | X |  |  | 80.5 | 0.95 | 80.5 | 80.5 | 23.8 | N |  |  | OP | X | 3 | 1957 | Pre-2000 |  |  | N | Electric Utility | Utility | Municipal | 1 | X | WAT | Renewable | 80.5 | 0 | 1 | 0
Operable | 19400 | USACE Northwestern Division |  | 3084 | McNary | OR | Vertical | Umatilla | 2 | Conventional Hydroelectric | HY |  | S | X | X |  |  | 70 | 0.95 | 70 | 70 | 23.8 | N |  |  | OP | X | 1 | 1954 | Pre-2000 |  |  | N | Electric Utility | Utility | Municipal | 1 | X | WAT | Renewable | 70 | 0 | 1 | 0
Operable | 19400 | USACE Northwestern Division |  | 3084 | McNary | OR | Vertical | Umatilla | 3 | Conventional Hydroelectric | HY |  | S | X | X |  |  | 70 | 0.95 | 70 | 70 | 23.8 | N |  |  | OP | X | 5 | 1954 | Pre-2000 |  |  | N | Electric Utility | Utility | Municipal | 1 | X | WAT | Renewable | 70 | 0 | 1 | 0
Operable | 19400 | USACE Northwestern Division |  | 3084 | McNary | OR | Vertical | Umatilla | 4 | Conventional Hydroelectric | HY |  | S | X | X |  |  | 70 | 0.95 | 70 | 70 | 23.8 | N |  |  | OP | X | 7 | 1954 | Pre-2000 |  |  | N | Electric Utility | Utility | Municipal | 1 | X | WAT | Renewable | 70 | 0 | 1 | 0
Operable | 19400 | USACE Northwestern Division |  | 3084 | McNary | OR | Vertical | Umatilla | 5 | Conventional Hydroelectric | HY |  | S | X | X |  |  | 70 | 0.95 | 58 | 58 | 23.8 | N |  |  | OP | X | 10 | 1954 | Pre-2000 |  |  | N | Electric Utility | Utility | Municipal | 1 | X | WAT | Renewable | 70 | 0 | 1 | 0
Operable | 19400 | USACE Northwestern Division |  | 3084 | McNary | OR | Vertical | Umatilla | 6 | Conventional Hydroelectric | HY |  | S | X | X |  |  | 70 | 0.95 | 58 | 58 | 23.8 | N |  |  | OP | X | 1 | 1955 | Pre-2000 |  |  | N | Electric Utility | Utility | Municipal | 1 | X | WAT | Renewable | 70 | 0 | 1 | 0
Operable | 19400 | USACE Northwestern Division |  | 3084 | McNary | OR | Vertical | Umatilla | 7 | Conventional Hydroelectric | HY |  | S | X | X |  |  | 70 | 0.95 | 70 | 70 | 23.8 | N |  |  | OP | X | 3 | 1955 | Pre-2000 |  |  | N | Electric Utility | Utility | Municipal | 1 | X | WAT | Renewable | 70 | 0 | 1 | 0
Operable | 19400 | USACE Northwestern Division |  | 3084 | McNary | OR | Vertical | Umatilla | 8 | Conventional Hydroelectric | HY |  | S | X | X |  |  | 70 | 0.95 | 70 | 70 | 23.8 | N |  |  | OP | X | 6 | 1955 | Pre-2000 |  |  | N | Electric Utility | Utility | Municipal | 1 | X | WAT | Renewable | 70 | 0 | 1 | 0
Operable | 19400 | USACE Northwestern Division |  | 3084 | McNary | OR | Vertical | Umatilla | 9 | Conventional Hydroelectric | HY |  | S | X | X |  |  | 70 | 0.95 | 70 | 70 | 23.8 | N |  |  | OA | X | 9 | 1956 | Pre-2000 |  |  | N | Electric Utility | Utility | Municipal | 1 | X | WAT | Renewable | 70 | 0 | 1 | 0
Operable | 19400 | USACE Northwestern Division |  | 3895 | The Dalles | OR | Vertical | Wasco | 1 | Conventional Hydroelectric | HY |  | S | X | X |  |  | 78 | 0.95 | 78 | 78 | 24.8 | N |  |  | OP | X | 10 | 1957 | Pre-2000 |  |  | N | Electric Utility | Utility | Municipal | 1 | X | WAT | Renewable | 78 | 0 | 1 | 0
Operable | 19400 | USACE Northwestern Division |  | 3895 | The Dalles | OR | Vertical | Wasco | 10 | Conventional Hydroelectric | HY |  | S | X | X |  |  | 78 | 0.95 | 78 | 78 | 24.8 | N |  |  | OP | X | 11 | 1959 | Pre-2000 |  |  | N | Electric Utility | Utility | Municipal | 1 | X | WAT | Renewable | 78 | 0 | 1 | 0
Operable | 19400 | USACE Northwestern Division |  | 3895 | The Dalles | OR | Vertical | Wasco | 11 | Conventional Hydroelectric | HY |  | S | X | X |  |  | 78 | 0.95 | 78 | 78 | 24.8 | N |  |  | OA | X | 2 | 1960 | Pre-2000 |  |  | N | Electric Utility | Utility | Municipal | 1 | X | WAT | Renewable | 78 | 0 | 1 | 0
Operable | 19400 | USACE Northwestern Division |  | 3895 | The Dalles | OR | Vertical | Wasco | 12 | Conventional Hydroelectric | HY |  | S | X | X |  |  | 78 | 0.95 | 78 | 78 | 24.8 | N |  |  | OP | X | 5 | 1960 | Pre-2000 |  |  | N | Electric Utility | Utility | Municipal | 1 | X | WAT | Renewable | 78 | 0 | 1 | 0
Operable | 19400 | USACE Northwestern Division |  | 3895 | The Dalles | OR | Vertical | Wasco | 13 | Conventional Hydroelectric | HY |  | S | X | X |  |  | 78 | 0.95 | 78 | 78 | 24.8 | N |  |  | OP | X | 8 | 1960 | Pre-2000 |  |  | N | Electric Utility | Utility | Municipal | 1 | X | WAT | Renewable | 78 | 0 | 1 | 0
Operable | 19400 | USACE Northwestern Division |  | 3895 | The Dalles | OR | Vertical | Wasco | 14 | Conventional Hydroelectric | HY |  | S | X | X |  |  | 78 | 0.95 | 78 | 78 | 24.8 | N |  |  | OP | X | 11 | 1960 | Pre-2000 |  |  | N | Electric Utility | Utility | Municipal | 1 | X | WAT | Renewable | 78 | 0 | 1 | 0
Operable | 19400 | USACE Northwestern Division |  | 3895 | The Dalles | OR | Vertical | Wasco | 15 | Conventional Hydroelectric | HY |  | S | X | X |  |  | 86 | 0.95 | 86 | 86 | 29 | N |  |  | OP | X | 2 | 1973 | Pre-2000 |  |  | N | Electric Utility | Utility | Municipal | 1 | X | WAT | Renewable | 86 | 0 | 1 | 0
Operable | 19400 | USACE Northwestern Division |  | 3895 | The Dalles | OR | Vertical | Wasco | 16 | Conventional Hydroelectric | HY |  | S | X | X |  |  | 86 | 0.95 | 86 | 86 | 29 | N |  |  | OP | X | 2 | 1973 | Pre-2000 |  |  | N | Electric Utility | Utility | Municipal | 1 | X | WAT | Renewable | 86 | 0 | 1 | 0
Operable | 19400 | USACE Northwestern Division |  | 3895 | The Dalles | OR | Vertical | Wasco | 17 | Conventional Hydroelectric | HY |  | S | X | X |  |  | 86 | 0.95 | 86 | 86 | 29 | N |  |  | OP | X | 3 | 1973 | Pre-2000 |  |  | N | Electric Utility | Utility | Municipal | 1 | X | WAT | Renewable | 86 | 0 | 1 | 0
Operable | 19400 | USACE Northwestern Division |  | 3895 | The Dalles | OR | Vertical | Wasco | 18 | Conventional Hydroelectric | HY |  | S | X | X |  |  | 86 | 0.95 | 86 | 86 | 29 | N |  |  | OP | X | 3 | 1973 | Pre-2000 |  |  | N | Electric Utility | Utility | Municipal | 1 | X | WAT | Renewable | 86 | 0 | 1 | 0
Operable | 19400 | USACE Northwestern Division |  | 3895 | The Dalles | OR | Vertical | Wasco | 19 | Conventional Hydroelectric | HY |  | S | X | X |  |  | 86 | 0.95 | 86 | 86 | 29 |  |  |  | OS | X | 5 | 1973 | Pre-2000 |  |  | N | Electric Utility | Utility | Municipal | 1 | X | WAT | Renewable | 86 | 0 | 1 | 0
Operable | 19400 | USACE Northwestern Division |  | 3895 | The Dalles | OR | Vertical | Wasco | 2 | Conventional Hydroelectric | HY |  | S | X | X |  |  | 78 | 0.95 | 78 | 78 | 24.8 | N |  |  | OP | X | 11 | 1957 | Pre-2000 |  |  | N | Electric Utility | Utility | Municipal | 1 | X | WAT | Renewable | 78 | 0 | 1 | 0
Operable | 19400 | USACE Northwestern Division |  | 3895 | The Dalles | OR | Vertical | Wasco | 20 | Conventional Hydroelectric | HY |  | S | X | X |  |  | 86 | 0.95 | 86 | 86 | 29 | N |  |  | OS | X | 6 | 1973 | Pre-2000 |  |  | N | Electric Utility | Utility | Municipal | 1 | X | WAT | Renewable | 86 | 0 | 1 | 0
Operable | 19400 | USACE Northwestern Division |  | 3895 | The Dalles | OR | Vertical | Wasco | 21 | Conventional Hydroelectric | HY |  | S | X | X |  |  | 86 | 0.95 | 86 | 86 | 29 | N |  |  | OP | X | 11 | 1973 | Pre-2000 |  |  | N | Electric Utility | Utility | Municipal | 1 | X | WAT | Renewable | 86 | 0 | 1 | 0
Operable | 19400 | USACE Northwestern Division |  | 3895 | The Dalles | OR | Vertical | Wasco | 22 | Conventional Hydroelectric | HY |  | S | X | X |  |  | 86 | 0.95 | 86 | 86 | 29 | N |  |  | OP | X | 12 | 1973 | Pre-2000 |  |  | N | Electric Utility | Utility | Municipal | 1 | X | WAT | Renewable | 86 | 0 | 1 | 0
Operable | 19400 | USACE Northwestern Division |  | 3895 | The Dalles | OR | Vertical | Wasco | 3 | Conventional Hydroelectric | HY |  | S | X | X |  |  | 78 | 0.95 | 78 | 78 | 24.8 | N |  |  | OP | X | 2 | 1958 | Pre-2000 |  |  | N | Electric Utility | Utility | Municipal | 1 | X | WAT | Renewable | 78 | 0 | 1 | 0
Operable | 19400 | USACE Northwestern Division |  | 3895 | The Dalles | OR | Vertical | Wasco | 4 | Conventional Hydroelectric | HY |  | S | X | X |  |  | 78 | 0.95 | 78 | 78 | 24.8 | N |  |  | OA | X | 5 | 1958 | Pre-2000 |  |  | N | Electric Utility | Utility | Municipal | 1 | X | WAT | Renewable | 78 | 0 | 1 | 0
Operable | 19400 | USACE Northwestern Division |  | 3895 | The Dalles | OR | Vertical | Wasco | 5 | Conventional Hydroelectric | HY |  | S | X | X |  |  | 89.7 | 0.95 | 92.7 | 92 | 24.8 | N |  |  | OP | X | 10 | 1958 | Pre-2000 |  |  | N | Electric Utility | Utility | Municipal | 1 | X | WAT | Renewable | 89.7 | 0 | 1 | 0
Operable | 19400 | USACE Northwestern Division |  | 3895 | The Dalles | OR | Vertical | Wasco | 6 | Conventional Hydroelectric | HY |  | S | X | X |  |  | 78 | 0.95 | 78 | 78 | 24.8 | N |  |  | OP | X | 11 | 1958 | Pre-2000 |  |  | N | Electric Utility | Utility | Municipal | 1 | X | WAT | Renewable | 78 | 0 | 1 | 0
Operable | 19400 | USACE Northwestern Division |  | 3895 | The Dalles | OR | Vertical | Wasco | 7 | Conventional Hydroelectric | HY |  | S | X | X |  |  | 78 | 0.95 | 78 | 78 | 24.8 | N |  |  | OP | X | 2 | 1959 | Pre-2000 |  |  | N | Electric Utility | Utility | Municipal | 1 | X | WAT | Renewable | 78 | 0 | 1 | 0
Operable | 19400 | USACE Northwestern Division |  | 3895 | The Dalles | OR | Vertical | Wasco | 8 | Conventional Hydroelectric | HY |  | S | X | X |  |  | 78 | 0.95 | 78 | 78 | 24.8 | N |  |  | OA | X | 5 | 1959 | Pre-2000 |  |  | N | Electric Utility | Utility | Municipal | 1 | X | WAT | Renewable | 78 | 0 | 1 | 0
Operable | 19400 | USACE Northwestern Division |  | 3895 | The Dalles | OR | Vertical | Wasco | 9 | Conventional Hydroelectric | HY |  | S | X | X |  |  | 78 | 0.95 | 78 | 78 | 24.8 | N |  |  | OP | X | 11 | 1959 | Pre-2000 |  |  | N | Electric Utility | Utility | Municipal | 1 | X | WAT | Renewable | 78 | 0 | 1 | 0
Operable | 19400 | USACE Northwestern Division |  | 3895 | The Dalles | OR | Vertical | Wasco | F1 | Conventional Hydroelectric | HY |  | S | X | X |  |  | 14 | 0.95 | 14 | 14 | 14 | N |  |  | OA | X | 6 | 1957 | Pre-2000 |  |  | N | Electric Utility | Utility | Municipal | 1 | X | WAT | Renewable | 14 | 0 | 1 | 0
Operable | 19400 | USACE Northwestern Division |  | 3895 | The Dalles | OR | Vertical | Wasco | F2 | Conventional Hydroelectric | HY |  | S | X | X |  |  | 14 | 0.95 | 14 | 14 | 14 | N |  |  | OA | X | 7 | 1957 | Pre-2000 |  |  | N | Electric Utility | Utility | Municipal | 1 | X | WAT | Renewable | 14 | 0 | 1 | 0
Operable | 19400 | USACE Northwestern Division |  | 3921 | Chief Joseph | WA | Vertical | Douglas | 1 | Conventional Hydroelectric | HY |  | S | X | X |  |  | 88.2 | 0.95 | 88.2 | 88.2 | 47.6 | N |  |  | OP | X | 10 | 1958 | Pre-2000 |  |  | N | Electric Utility | Utility | Municipal | 1 | X | WAT | Renewable | 88.2 | 0 | 1 | 0
Operable | 19400 | USACE Northwestern Division |  | 3921 | Chief Joseph | WA | Vertical | Douglas | 10 | Conventional Hydroelectric | HY |  | S | X | X |  |  | 88.2 | 0.95 | 88.2 | 88.2 | 47.6 | N |  |  | OP | X | 9 | 1955 | Pre-2000 |  |  | N | Electric Utility | Utility | Municipal | 1 | X | WAT | Renewable | 88.2 | 0 | 1 | 0
Operable | 19400 | USACE Northwestern Division |  | 3921 | Chief Joseph | WA | Vertical | Douglas | 11 | Conventional Hydroelectric | HY |  | S | X | X |  |  | 88.2 | 0.95 | 88.2 | 88.2 | 47.6 | N |  |  | OP | X | 9 | 1955 | Pre-2000 |  |  | N | Electric Utility | Utility | Municipal | 1 | X | WAT | Renewable | 88.2 | 0 | 1 | 0
Operable | 19400 | USACE Northwestern Division |  | 3921 | Chief Joseph | WA | Vertical | Douglas | 12 | Conventional Hydroelectric | HY |  | S | X | X |  |  | 88.2 | 0.95 | 88.2 | 88.2 | 47.6 | N |  |  | OP | X | 9 | 1955 | Pre-2000 |  |  | N | Electric Utility | Utility | Municipal | 1 | X | WAT | Renewable | 88.2 | 0 | 1 | 0
Operable | 19400 | USACE Northwestern Division |  | 3921 | Chief Joseph | WA | Vertical | Douglas | 13 | Conventional Hydroelectric | HY |  | S | X | X |  |  | 88.2 | 0.95 | 88.2 | 88.2 | 47.6 | N |  |  | OP | X | 2 | 1957 | Pre-2000 |  |  | N | Electric Utility | Utility | Municipal | 1 | X | WAT | Renewable | 88.2 | 0 | 1 | 0
Operable | 19400 | USACE Northwestern Division |  | 3921 | Chief Joseph | WA | Vertical | Douglas | 14 | Conventional Hydroelectric | HY |  | S | X | X |  |  | 88.2 | 0.95 | 88.2 | 88.2 | 47.6 | N |  |  | OP | X | 7 | 1957 | Pre-2000 |  |  | N | Electric Utility | Utility | Municipal | 1 | X | WAT | Renewable | 88.2 | 0 | 1 | 0
Operable | 19400 | USACE Northwestern Division |  | 3921 | Chief Joseph | WA | Vertical | Douglas | 15 | Conventional Hydroelectric | HY |  | S | X | X |  |  | 88.2 | 0.95 | 88.2 | 88.2 | 47.6 | N |  |  | OP | X | 9 | 1957 | Pre-2000 |  |  | N | Electric Utility | Utility | Municipal | 1 | X | WAT | Renewable | 88.2 | 0 | 1 | 0
Operable | 19400 | USACE Northwestern Division |  | 3921 | Chief Joseph | WA | Vertical | Douglas | 16 | Conventional Hydroelectric | HY |  | S | X | X |  |  | 88.2 | 0.95 | 88.2 | 88.2 | 47.6 | N |  |  | OP | X | 11 | 1957 | Pre-2000 |  |  | N | Electric Utility | Utility | Municipal | 1 | X | WAT | Renewable | 88.2 | 0 | 1 | 0
Operable | 19400 | USACE Northwestern Division |  | 3921 | Chief Joseph | WA | Vertical | Douglas | 17 | Conventional Hydroelectric | HY |  | S | X | X |  |  | 95 | 0.95 | 95 | 95 | 95 | N |  |  | OP | X | 7 | 1977 | Pre-2000 |  |  | N | Electric Utility | Utility | Municipal | 1 | X | WAT | Renewable | 95 | 0 | 1 | 0
Operable | 19400 | USACE Northwestern Division |  | 3921 | Chief Joseph | WA | Vertical | Douglas | 18 | Conventional Hydroelectric | HY |  | S | X | X |  |  | 95 | 0.95 | 95 | 95 | 95 | N |  |  | OP | X | 8 | 1977 | Pre-2000 |  |  | N | Electric Utility | Utility | Municipal | 1 | X | WAT | Renewable | 95 | 0 | 1 | 0
Operable | 19400 | USACE Northwestern Division |  | 3921 | Chief Joseph | WA | Vertical | Douglas | 19 | Conventional Hydroelectric | HY |  | S | X | X |  |  | 95 | 0.95 | 95 | 95 | 95 | N |  |  | OP | X | 11 | 1977 | Pre-2000 |  |  | N | Electric Utility | Utility | Municipal | 1 | X | WAT | Renewable | 95 | 0 | 1 | 0
Operable | 19400 | USACE Northwestern Division |  | 3921 | Chief Joseph | WA | Vertical | Douglas | 2 | Conventional Hydroelectric | HY |  | S | X | X |  |  | 88.2 | 0.95 | 88.2 | 88.2 | 47.6 | N |  |  | OP | X | 7 | 1958 | Pre-2000 |  |  | N | Electric Utility | Utility | Municipal | 1 | X | WAT | Renewable | 88.2 | 0 | 1 | 0
Operable | 19400 | USACE Northwestern Division |  | 3921 | Chief Joseph | WA | Vertical | Douglas | 20 | Conventional Hydroelectric | HY |  | S | X | X |  |  | 95 | 0.95 | 95 | 95 | 95 | N |  |  | OP | X | 6 | 1978 | Pre-2000 |  |  | N | Electric Utility | Utility | Municipal | 1 | X | WAT | Renewable | 95 | 0 | 1 | 0
Operable | 19400 | USACE Northwestern Division |  | 3921 | Chief Joseph | WA | Vertical | Douglas | 21 | Conventional Hydroelectric | HY |  | S | X | X |  |  | 95 | 0.95 | 95 | 95 | 95 | N |  |  | OP | X | 6 | 1978 | Pre-2000 |  |  | N | Electric Utility | Utility | Municipal | 1 | X | WAT | Renewable | 95 | 0 | 1 | 0
Operable | 19400 | USACE Northwestern Division |  | 3921 | Chief Joseph | WA | Vertical | Douglas | 22 | Conventional Hydroelectric | HY |  | S | X | X |  |  | 95 | 0.95 | 95 | 95 | 95 | N |  |  | OP | X | 6 | 1978 | Pre-2000 |  |  | N | Electric Utility | Utility | Municipal | 1 | X | WAT | Renewable | 95 | 0 | 1 | 0
Operable | 19400 | USACE Northwestern Division |  | 3921 | Chief Joseph | WA | Vertical | Douglas | 23 | Conventional Hydroelectric | HY |  | S | X | X |  |  | 95 | 0.95 | 95 | 95 | 95 | N |  |  | OP | X | 9 | 1978 | Pre-2000 |  |  | N | Electric Utility | Utility | Municipal | 1 | X | WAT | Renewable | 95 | 0 | 1 | 0
Operable | 19400 | USACE Northwestern Division |  | 3921 | Chief Joseph | WA | Vertical | Douglas | 24 | Conventional Hydroelectric | HY |  | S | X | X |  |  | 95 | 0.95 | 95 | 95 | 95 | N |  |  | OP | X | 1 | 1979 | Pre-2000 |  |  | N | Electric Utility | Utility | Municipal | 1 | X | WAT | Renewable | 95 | 0 | 1 | 0
Operable | 19400 | USACE Northwestern Division |  | 3921 | Chief Joseph | WA | Vertical | Douglas | 25 | Conventional Hydroelectric | HY |  | S | X | X |  |  | 95 | 0.95 | 95 | 95 | 95 | N |  |  | OP | X | 1 | 1979 | Pre-2000 |  |  | N | Electric Utility | Utility | Municipal | 1 | X | WAT | Renewable | 95 | 0 | 1 | 0
Operable | 19400 | USACE Northwestern Division |  | 3921 | Chief Joseph | WA | Vertical | Douglas | 26 | Conventional Hydroelectric | HY |  | S | X | X |  |  | 95 | 0.95 | 95 | 95 | 95 | N |  |  | OP | X | 2 | 1979 | Pre-2000 |  |  | N | Electric Utility | Utility | Municipal | 1 | X | WAT | Renewable | 95 | 0 | 1 | 0
Operable | 19400 | USACE Northwestern Division |  | 3921 | Chief Joseph | WA | Vertical | Douglas | 27 | Conventional Hydroelectric | HY |  | S | X | X |  |  | 95 | 0.95 | 95 | 95 | 95 | N |  |  | OP | X | 5 | 1979 | Pre-2000 |  |  | N | Electric Utility | Utility | Municipal | 1 | X | WAT | Renewable | 95 | 0 | 1 | 0
Operable | 19400 | USACE Northwestern Division |  | 3921 | Chief Joseph | WA | Vertical | Douglas | 3 | Conventional Hydroelectric | HY |  | S | X | X |  |  | 88.2 | 0.95 | 88.2 | 88.2 | 47.6 | N |  |  | OP | X | 5 | 1958 | Pre-2000 |  |  | N | Electric Utility | Utility | Municipal | 1 | X | WAT | Renewable | 88.2 | 0 | 1 | 0
Operable | 19400 | USACE Northwestern Division |  | 3921 | Chief Joseph | WA | Vertical | Douglas | 4 | Conventional Hydroelectric | HY |  | S | X | X |  |  | 88.2 | 0.95 | 88.2 | 88.2 | 47.6 | N |  |  | OP | X | 2 | 1958 | Pre-2000 |  |  | N | Electric Utility | Utility | Municipal | 1 | X | WAT | Renewable | 88.2 | 0 | 1 | 0
Operable | 19400 | USACE Northwestern Division |  | 3921 | Chief Joseph | WA | Vertical | Douglas | 5 | Conventional Hydroelectric | HY |  | S | X | X |  |  | 88.2 | 0.95 | 88.2 | 88.2 | 47.6 | N |  |  | OP | X | 2 | 1957 | Pre-2000 |  |  | N | Electric Utility | Utility | Municipal | 1 | X | WAT | Renewable | 88.2 | 0 | 1 | 0
Operable | 19400 | USACE Northwestern Division |  | 3921 | Chief Joseph | WA | Vertical | Douglas | 6 | Conventional Hydroelectric | HY |  | S | X | X |  |  | 88.2 | 0.95 | 88.2 | 88.2 | 47.6 | N |  |  | OP | X | 12 | 1956 | Pre-2000 |  |  | N | Electric Utility | Utility | Municipal | 1 | X | WAT | Renewable | 88.2 | 0 | 1 | 0
Operable | 19400 | USACE Northwestern Division |  | 3921 | Chief Joseph | WA | Vertical | Douglas | 7 | Conventional Hydroelectric | HY |  | S | X | X |  |  | 88.2 | 0.95 | 88.2 | 88.2 | 47.6 | N |  |  | OP | X | 11 | 1956 | Pre-2000 |  |  | N | Electric Utility | Utility | Municipal | 1 | X | WAT | Renewable | 88.2 | 0 | 1 | 0
Operable | 19400 | USACE Northwestern Division |  | 3921 | Chief Joseph | WA | Vertical | Douglas | 8 | Conventional Hydroelectric | HY |  | S | X | X |  |  | 88.2 | 0.95 | 88.2 | 88.2 | 47.6 | N |  |  | OP | X | 9 | 1956 | Pre-2000 |  |  | N | Electric Utility | Utility | Municipal | 1 | X | WAT | Renewable | 88.2 | 0 | 1 | 0
Operable | 19400 | USACE Northwestern Division |  | 3921 | Chief Joseph | WA | Vertical | Douglas | 9 | Conventional Hydroelectric | HY |  | S | X | X |  |  | 88.2 | 0.95 | 88.2 | 88.2 | 47.6 | N |  |  | OP | X | 12 | 1955 | Pre-2000 |  |  | N | Electric Utility | Utility | Municipal | 1 | X | WAT | Renewable | 88.2 | 0 | 1 | 0
Operable | 19400 | USACE Northwestern Division |  | 3925 | Ice Harbor | WA | Vertical | Walla Walla | 1 | Conventional Hydroelectric | HY |  | S | X | X |  |  | 90 | 0.95 | 72 | 72 | 70 | N |  |  | OS | X | 1 | 1962 | Pre-2000 |  |  | N | Electric Utility | Utility | Municipal | 1 | X | WAT | Renewable | 90 | 0 | 1 | 0
Operable | 19400 | USACE Northwestern Division |  | 3925 | Ice Harbor | WA | Vertical | Walla Walla | 2 | Conventional Hydroelectric | HY |  | S | X | X |  |  | 90 | 0.95 | 90 | 90 | 35.7 | N |  |  | OP | X | 3 | 1962 | Pre-2000 |  |  | N | Electric Utility | Utility | Municipal | 1 | X | WAT | Renewable | 90 | 0 | 1 | 0
Operable | 19400 | USACE Northwestern Division |  | 3925 | Ice Harbor | WA | Vertical | Walla Walla | 3 | Conventional Hydroelectric | HY |  | S | X | X |  |  | 90 | 0.95 | 90 | 90 | 35.7 | Y | 10 | 2023 | OP | X | 3 | 1962 | Pre-2000 |  |  | N | Electric Utility | Utility | Municipal | 1 | X | WAT | Renewable | 90 | 0 | 1 | 0
Operable | 19400 | USACE Northwestern Division |  | 3925 | Ice Harbor | WA | Vertical | Walla Walla | 4 | Conventional Hydroelectric | HY |  | S | X | X |  |  | 111 | 0.95 | 87 | 87 | 42.2 | N |  |  | OP | X | 12 | 1975 | Pre-2000 |  |  | N | Electric Utility | Utility | Municipal | 1 | X | WAT | Renewable | 111 | 0 | 1 | 0
Operable | 19400 | USACE Northwestern Division |  | 3925 | Ice Harbor | WA | Vertical | Walla Walla | 5 | Conventional Hydroelectric | HY |  | S | X | X |  |  | 111 | 0.95 | 87 | 87 | 42.2 | N |  |  | OP | X | 12 | 1975 | Pre-2000 |  |  | N | Electric Utility | Utility | Municipal | 1 | X | WAT | Renewable | 111 | 0 | 1 | 0
Operable | 19400 | USACE Northwestern Division |  | 3925 | Ice Harbor | WA | Vertical | Walla Walla | 6 | Conventional Hydroelectric | HY |  | S | X | X |  |  | 111 | 0.95 | 87 | 87 | 42.2 | N |  |  | OP | X | 2 | 1976 | Pre-2000 |  |  | N | Electric Utility | Utility | Municipal | 1 | X | WAT | Renewable | 111 | 0 | 1 | 0
Operable | 19400 | USACE Northwestern Division |  | 3926 | Little Goose | WA | Vertical | Columbia | 1 | Conventional Hydroelectric | HY |  | S | X | X |  |  | 135 | 0.95 | 135 | 135 | 51.3 | N |  |  | OP | X | 4 | 1970 | Pre-2000 |  |  | N | Electric Utility | Utility | Municipal | 1 | X | WAT | Renewable | 135 | 0 | 1 | 0
Operable | 19400 | USACE Northwestern Division |  | 3926 | Little Goose | WA | Vertical | Columbia | 2 | Conventional Hydroelectric | HY |  | S | X | X |  |  | 135 | 0.95 | 135 | 135 | 51.3 | N |  |  | OP | X | 4 | 1970 | Pre-2000 |  |  | N | Electric Utility | Utility | Municipal | 1 | X | WAT | Renewable | 135 | 0 | 1 | 0
Operable | 19400 | USACE Northwestern Division |  | 3926 | Little Goose | WA | Vertical | Columbia | 3 | Conventional Hydroelectric | HY |  | S | X | X |  |  | 135 | 0.95 | 135 | 135 | 51.3 | N |  |  | OP | X | 1 | 1971 | Pre-2000 |  |  | N | Electric Utility | Utility | Municipal | 1 | X | WAT | Renewable | 135 | 0 | 1 | 0
Operable | 19400 | USACE Northwestern Division |  | 3926 | Little Goose | WA | Vertical | Columbia | 4 | Conventional Hydroelectric | HY |  | S | X | X |  |  | 135 | 0.95 | 135 | 135 | 59.7 | N |  |  | OP | X | 2 | 1978 | Pre-2000 |  |  | N | Electric Utility | Utility | Municipal | 1 | X | WAT | Renewable | 135 | 0 | 1 | 0
Operable | 19400 | USACE Northwestern Division |  | 3926 | Little Goose | WA | Vertical | Columbia | 5 | Conventional Hydroelectric | HY |  | S | X | X |  |  | 135 | 0.95 | 135 | 135 | 59.7 | N |  |  | OA | X | 6 | 1978 | Pre-2000 |  |  | N | Electric Utility | Utility | Municipal | 1 | X | WAT | Renewable | 135 | 0 | 1 | 0
Operable | 19400 | USACE Northwestern Division |  | 3926 | Little Goose | WA | Vertical | Columbia | 6 | Conventional Hydroelectric | HY |  | S | X | X |  |  | 135 | 0.95 | 135 | 135 | 59.7 | N |  |  | OP | X | 6 | 1978 | Pre-2000 |  |  | N | Electric Utility | Utility | Municipal | 1 | X | WAT | Renewable | 135 | 0 | 1 | 0
Operable | 19400 | USACE Northwestern Division |  | 3927 | Lower Monumental | WA | Vertical | Walla Walla | 1 | Conventional Hydroelectric | HY |  | S | X | X |  |  | 135 | 0.95 | 135 | 135 | 53.8 | N |  |  | OP | X | 6 | 1969 | Pre-2000 |  |  | N | Electric Utility | Utility | Municipal | 1 | X | WAT | Renewable | 135 | 0 | 1 | 0
Operable | 19400 | USACE Northwestern Division |  | 3927 | Lower Monumental | WA | Vertical | Walla Walla | 2 | Conventional Hydroelectric | HY |  | S | X | X |  |  | 135 | 0.95 | 135 | 135 | 53.8 | N |  |  | OP | X | 10 | 1969 | Pre-2000 |  |  | N | Electric Utility | Utility | Municipal | 1 | X | WAT | Renewable | 135 | 0 | 1 | 0
Operable | 19400 | USACE Northwestern Division |  | 3927 | Lower Monumental | WA | Vertical | Walla Walla | 3 | Conventional Hydroelectric | HY |  | S | X | X |  |  | 135 | 0.95 | 135 | 135 | 53.8 | N |  |  | OP | X | 2 | 1970 | Pre-2000 |  |  | N | Electric Utility | Utility | Municipal | 1 | X | WAT | Renewable | 135 | 0 | 1 | 0
Operable | 19400 | USACE Northwestern Division |  | 3927 | Lower Monumental | WA | Vertical | Walla Walla | 4 | Conventional Hydroelectric | HY |  | S | X | X |  |  | 135 | 0.95 | 135 | 135 | 63.3 | N |  |  | OP | X | 3 | 1979 | Pre-2000 |  |  | N | Electric Utility | Utility | Municipal | 1 | X | WAT | Renewable | 135 | 0 | 1 | 0
Operable | 19400 | USACE Northwestern Division |  | 3927 | Lower Monumental | WA | Vertical | Walla Walla | 5 | Conventional Hydroelectric | HY |  | S | X | X |  |  | 135 | 0.95 | 135 | 135 | 63.3 | Y | 4 | 2023 | OP | X | 4 | 1979 | Pre-2000 |  |  | N | Electric Utility | Utility | Municipal | 1 | X | WAT | Renewable | 135 | 0 | 1 | 0
Operable | 19400 | USACE Northwestern Division |  | 3927 | Lower Monumental | WA | Vertical | Walla Walla | 6 | Conventional Hydroelectric | HY |  | S | X | X |  |  | 135 | 0.95 | 135 | 135 | 63.3 | N |  |  | OP | X | 7 | 1979 | Pre-2000 |  |  | N | Electric Utility | Utility | Municipal | 1 | X | WAT | Renewable | 135 | 0 | 1 | 0
Operable | 19400 | USACE Northwestern Division |  | 6172 | Libby | MT | Vertical | Lincoln | 1 | Conventional Hydroelectric | HY |  | S | X | X |  |  | 105 | 0.95 | 105 | 105 | 105 | N |  |  | OP | X | 8 | 1975 | Pre-2000 |  |  | N | Electric Utility | Utility | Municipal | 1 | X | WAT | Renewable | 105 | 0 | 1 | 0
Operable | 19400 | USACE Northwestern Division |  | 6172 | Libby | MT | Vertical | Lincoln | 2 | Conventional Hydroelectric | HY |  | S | X | X |  |  | 105 | 0.95 | 105 | 105 | 105 | N |  |  | OP | X | 10 | 1975 | Pre-2000 |  |  | N | Electric Utility | Utility | Municipal | 1 | X | WAT | Renewable | 105 | 0 | 1 | 0
Operable | 19400 | USACE Northwestern Division |  | 6172 | Libby | MT | Vertical | Lincoln | 3 | Conventional Hydroelectric | HY |  | S | X | X |  |  | 105 | 0.95 | 105 | 105 | 105 | N |  |  | OP | X | 1 | 1976 | Pre-2000 |  |  | N | Electric Utility | Utility | Municipal | 1 | X | WAT | Renewable | 105 | 0 | 1 | 0
Operable | 19400 | USACE Northwestern Division |  | 6172 | Libby | MT | Vertical | Lincoln | 4 | Conventional Hydroelectric | HY |  | S | X | X |  |  | 105 | 0.95 | 105 | 105 | 105 | N |  |  | OP | X | 4 | 1976 | Pre-2000 |  |  | N | Electric Utility | Utility | Municipal | 1 | X | WAT | Renewable | 105 | 0 | 1 | 0
Operable | 19400 | USACE Northwestern Division |  | 6172 | Libby | MT | Vertical | Lincoln | 5 | Conventional Hydroelectric | HY |  | S | X | X |  |  | 105 | 0.95 | 105 | 105 | 105 | N |  |  | OP | X | 9 | 1984 | Pre-2000 |  |  | N | Electric Utility | Utility | Municipal | 1 | X | WAT | Renewable | 105 | 0 | 1 | 0
Operable | 19400 | USACE Northwestern Division |  | 6174 | Lost Creek | OR | Vertical | Jackson | 1 | Conventional Hydroelectric | HY |  | S | X | X |  |  | 24.5 | 0.95 | 24.5 | 24.5 | 24.4 | N |  |  | OP | X | 9 | 1977 | Pre-2000 |  |  | N | Electric Utility | Utility | Municipal | 1 | X | WAT | Renewable | 24.5 | 0 | 1 | 0
Operable | 19400 | USACE Northwestern Division |  | 6174 | Lost Creek | OR | Vertical | Jackson | 2 | Conventional Hydroelectric | HY |  | S | X | X |  |  | 24.5 | 0.95 | 24.5 | 24.5 | 24.4 | N |  |  | OP | X | 12 | 1977 | Pre-2000 |  |  | N | Electric Utility | Utility | Municipal | 1 | X | WAT | Renewable | 24.5 | 0 | 1 | 0
Operable | 19400 | USACE Northwestern Division |  | 6175 | Lower Granite | WA | Vertical | Whitman | 1 | Conventional Hydroelectric | HY |  | S | X | X |  |  | 135 | 0.95 | 135 | 135 | 110 | N |  |  | OA | X | 4 | 1975 | Pre-2000 |  |  | N | Electric Utility | Utility | Municipal | 1 | X | WAT | Renewable | 135 | 0 | 1 | 0
Operable | 19400 | USACE Northwestern Division |  | 6175 | Lower Granite | WA | Vertical | Whitman | 2 | Conventional Hydroelectric | HY |  | S | X | X |  |  | 135 | 0.95 | 127 | 127 | 46.4 | N |  |  | OA | X | 5 | 1975 | Pre-2000 |  |  | N | Electric Utility | Utility | Municipal | 1 | X | WAT | Renewable | 135 | 0 | 1 | 0
Operable | 19400 | USACE Northwestern Division |  | 6175 | Lower Granite | WA | Vertical | Whitman | 3 | Conventional Hydroelectric | HY |  | S | X | X |  |  | 135 | 0.95 | 135 | 135 | 46.4 | N |  |  | OA | X | 6 | 1975 | Pre-2000 |  |  | N | Electric Utility | Utility | Municipal | 1 | X | WAT | Renewable | 135 | 0 | 1 | 0
Operable | 19400 | USACE Northwestern Division |  | 6175 | Lower Granite | WA | Vertical | Whitman | 4 | Conventional Hydroelectric | HY |  | S | X | X |  |  | 135 | 0.95 | 135 | 135 | 57.5 | N |  |  | OA | X | 2 | 1978 | Pre-2000 |  |  | N | Electric Utility | Utility | Municipal | 1 | X | WAT | Renewable | 135 | 0 | 1 | 0
Operable | 19400 | USACE Northwestern Division |  | 6175 | Lower Granite | WA | Vertical | Whitman | 5 | Conventional Hydroelectric | HY |  | S | X | X |  |  | 135 | 0.95 | 135 | 135 | 57.5 | N |  |  | OP | X | 4 | 1978 | Pre-2000 |  |  | N | Electric Utility | Utility | Municipal | 1 | X | WAT | Renewable | 135 | 0 | 1 | 0
Operable | 19400 | USACE Northwestern Division |  | 6175 | Lower Granite | WA | Vertical | Whitman | 6 | Conventional Hydroelectric | HY |  | S | X | X |  |  | 135 | 0.95 | 135 | 135 | 57.5 | N |  |  | OP | X | 4 | 1978 | Pre-2000 |  |  | N | Electric Utility | Utility | Municipal | 1 | X | WAT | Renewable | 135 | 0 | 1 | 0
Operable | 19400 | USACE Northwestern Division |  | 6552 | Foster | OR | Vertical | Linn | 1 | Conventional Hydroelectric | HY |  | S | X | X |  |  | 10 | 0.95 | 10 | 10 | 10 | N |  |  | OP | X | 9 | 1968 | Pre-2000 |  |  | N | Electric Utility | Utility | Municipal | 1 | X | WAT | Renewable | 10 | 0 | 1 | 0
Operable | 19400 | USACE Northwestern Division |  | 6552 | Foster | OR | Vertical | Linn | 2 | Conventional Hydroelectric | HY |  | S | X | X |  |  | 10 | 0.95 | 10 | 10 | 10 | N |  |  | OP | X | 10 | 1968 | Pre-2000 |  |  | N | Electric Utility | Utility | Municipal | 1 | X | WAT | Renewable | 10 | 0 | 1 | 0
Operable | 21264 | USACE-Detroit District |  | 1865 | Saint Marys Falls | MI | Vertical | Chippewa | 1 | Conventional Hydroelectric | HY |  | S | X | X |  |  | 6.2 | 0.9 | 5.1 | 5.1 | 1 | N |  |  | OP | X | 10 | 1951 | Pre-2000 |  |  | N | Electric Utility | Utility | Municipal | 1 | X | WAT | Renewable | 6.2 | 0 | 1 | 0
Operable | 21264 | USACE-Detroit District |  | 1865 | Saint Marys Falls | MI | Vertical | Chippewa | 10 | Conventional Hydroelectric | HY |  | S | X | X |  |  | 2.6 | 0.8 | 2.6 | 2.6 | 1.2 | N |  |  | OP | X | 7 | 1932 | Pre-2000 |  |  | N | Electric Utility | Utility | Municipal | 1 | X | WAT | Renewable | 2.6 | 0 | 1 | 0
Operable | 21264 | USACE-Detroit District |  | 1865 | Saint Marys Falls | MI | Vertical | Chippewa | 2 | Conventional Hydroelectric | HY |  | S | X | X |  |  | 6.2 | 0.9 | 5.2 | 5.2 | 1 | N |  |  | OP | X | 11 | 1951 | Pre-2000 |  |  | N | Electric Utility | Utility | Municipal | 1 | X | WAT | Renewable | 6.2 | 0 | 1 | 0
Operable | 21264 | USACE-Detroit District |  | 1865 | Saint Marys Falls | MI | Vertical | Chippewa | 3 | Conventional Hydroelectric | HY |  | S | X | X |  |  | 6.2 | 0.9 | 5.2 | 5.2 | 1 | N |  |  | OP | X | 1 | 1952 | Pre-2000 |  |  | N | Electric Utility | Utility | Municipal | 1 | X | WAT | Renewable | 6.2 | 0 | 1 | 0
Operable | 21264 | USACE-Detroit District |  | 1865 | Saint Marys Falls | MI | Vertical | Chippewa | 3A | Conventional Hydroelectric | HY |  | S | X | X |  |  | 2.5 | 0.91 | 2.5 | 2.5 | 0.5 | N |  |  | OP | X | 2 | 1954 | Pre-2000 |  |  | N | Electric Utility | Utility | Municipal | 1 | X | WAT | Renewable | 2.5 | 0 | 1 | 0
Operable | 19449 | USACE-Fort Worth District |  | 6413 | Sam Rayburn Dam | TX | Restructured | Jasper | 1 | Conventional Hydroelectric | HY |  | S | X | X |  |  | 26 | 0.95 | 26 | 26 | 10 | N |  |  | OP | X | 9 | 1965 | Pre-2000 |  |  | N | Electric Utility | Utility | Municipal | 1 | X | WAT | Renewable | 26 | 0 | 1 | 0
Operable | 19449 | USACE-Fort Worth District |  | 6413 | Sam Rayburn Dam | TX | Restructured | Jasper | 2 | Conventional Hydroelectric | HY |  | S | X | X |  |  | 26 | 0.95 | 26 | 26 | 10 | N |  |  | OP | X | 9 | 1965 | Pre-2000 |  |  | N | Electric Utility | Utility | Municipal | 1 | X | WAT | Renewable | 26 | 0 | 1 | 0
Operable | 19449 | USACE-Fort Worth District |  | 6414 | Whitney | TX | Restructured | Bosque | 1 | Conventional Hydroelectric | HY |  | S | X | X |  |  | 20.9 | 0.9 | 21 | 21 | 1 | N |  |  | OP | X | 6 | 1953 | Pre-2000 |  |  | N | Electric Utility | Utility | Municipal | 1 | X | WAT | Renewable | 20.9 | 0 | 1 | 0
Operable | 19449 | USACE-Fort Worth District |  | 6414 | Whitney | TX | Restructured | Bosque | 2 | Conventional Hydroelectric | HY |  | S | X | X |  |  | 20.9 | 0.9 | 21 | 21 | 1 | N |  |  | OP | X | 6 | 1953 | Pre-2000 |  |  | N | Electric Utility | Utility | Municipal | 1 | X | WAT | Renewable | 20.9 | 0 | 1 | 0
Operable | 19449 | USACE-Fort Worth District |  | 7200 | Robert D Willis | TX | Restructured | Jasper | 1 | Conventional Hydroelectric | HY |  | S | X | X |  |  | 4 | 0.9 | 4 | 4 | 0.5 | N |  |  | OS | X | 12 | 1989 | Pre-2000 |  |  | N | Electric Utility | Utility | Municipal | 1 | X | WAT | Renewable | 4 | 0 | 1 | 0
Operable | 19449 | USACE-Fort Worth District |  | 7200 | Robert D Willis | TX | Restructured | Jasper | 2 | Conventional Hydroelectric | HY |  | S | X | X |  |  | 4 | 0.9 | 4 | 4 | 0.5 | N |  |  | OS | X | 12 | 1989 | Pre-2000 |  |  | N | Electric Utility | Utility | Municipal | 1 | X | WAT | Renewable | 4 | 0 | 1 | 0
Operable | 19635 | USACE-Omaha |  | 2815 | Garrison | ND | Vertical | Mercer | 1 | Conventional Hydroelectric | HY |  | S | X | X |  |  | 121.6 | 0.95 | 102 | 102 | 0 | N |  |  | OP | X | 1 | 1956 | Pre-2000 |  |  | N | Electric Utility | Utility | Municipal | 1 | X | WAT | Renewable | 121.6 | 0 | 1 | 0
Operable | 19635 | USACE-Omaha |  | 2815 | Garrison | ND | Vertical | Mercer | 2 | Conventional Hydroelectric | HY |  | S | X | X |  |  | 121.6 | 0.95 | 102 | 102 | 0 | N |  |  | OP | X | 3 | 1956 | Pre-2000 |  |  | N | Electric Utility | Utility | Municipal | 1 | X | WAT | Renewable | 121.6 | 0 | 1 | 0
Operable | 19635 | USACE-Omaha |  | 2815 | Garrison | ND | Vertical | Mercer | 3 | Conventional Hydroelectric | HY |  | S | X | X |  |  | 121.6 | 0.95 | 102 | 102 | 0 | N |  |  | OP | X | 8 | 1956 | Pre-2000 |  |  | N | Electric Utility | Utility | Municipal | 1 | X | WAT | Renewable | 121.6 | 0 | 1 | 0
Operable | 19635 | USACE-Omaha |  | 2815 | Garrison | ND | Vertical | Mercer | 4 | Conventional Hydroelectric | HY |  | S | X | X |  |  | 109.3 | 0.95 | 102 | 102 | 0 | N |  |  | OP | X | 3 | 1960 | Pre-2000 |  |  | N | Electric Utility | Utility | Municipal | 1 | X | WAT | Renewable | 109.3 | 0 | 1 | 0
Operable | 19635 | USACE-Omaha |  | 2815 | Garrison | ND | Vertical | Mercer | 5 | Conventional Hydroelectric | HY |  | S | X | X |  |  | 109.3 | 0.95 | 102 | 102 | 0 | N |  |  | OP | X | 5 | 1960 | Pre-2000 |  |  | N | Electric Utility | Utility | Municipal | 1 | X | WAT | Renewable | 109.3 | 0 | 1 | 0
Operable | 19635 | USACE-Omaha |  | 3356 | Oahe | SD | Vertical | Hughes | 1 | Conventional Hydroelectric | HY |  | S | X | X |  |  | 112.3 | 0.95 | 102 | 102 | 0 | N |  |  | OP | X | 4 | 1962 | Pre-2000 |  |  | N | Electric Utility | Utility | Municipal | 1 | X | WAT | Renewable | 112.3 | 0 | 1 | 0
Operable | 19635 | USACE-Omaha |  | 3356 | Oahe | SD | Vertical | Hughes | 2 | Conventional Hydroelectric | HY |  | S | X | X |  |  | 112.3 | 0.95 | 102 | 102 | 0 | N |  |  | OP | X | 12 | 1962 | Pre-2000 |  |  | N | Electric Utility | Utility | Municipal | 1 | X | WAT | Renewable | 112.3 | 0 | 1 | 0
Operable | 19635 | USACE-Omaha |  | 3356 | Oahe | SD | Vertical | Hughes | 3 | Conventional Hydroelectric | HY |  | S | X | X |  |  | 112.3 | 0.95 | 102 | 102 | 0 | N |  |  | OP | X | 7 | 1962 | Pre-2000 |  |  | N | Electric Utility | Utility | Municipal | 1 | X | WAT | Renewable | 112.3 | 0 | 1 | 0
Operable | 19635 | USACE-Omaha |  | 3356 | Oahe | SD | Vertical | Hughes | 4 | Conventional Hydroelectric | HY |  | S | X | X |  |  | 112.3 | 0.95 | 102 | 102 | 0 | N |  |  | OP | X | 10 | 1962 | Pre-2000 |  |  | N | Electric Utility | Utility | Municipal | 1 | X | WAT | Renewable | 112.3 | 0 | 1 | 0
Operable | 19635 | USACE-Omaha |  | 3356 | Oahe | SD | Vertical | Hughes | 5 | Conventional Hydroelectric | HY |  | S | X | X |  |  | 112.3 | 0.95 | 102 | 102 | 0 | N |  |  | OP | X | 3 | 1963 | Pre-2000 |  |  | N | Electric Utility | Utility | Municipal | 1 | X | WAT | Renewable | 112.3 | 0 | 1 | 0
Operable | 19635 | USACE-Omaha |  | 3356 | Oahe | SD | Vertical | Hughes | 6 | Conventional Hydroelectric | HY |  | S | X | X |  |  | 112.3 | 0.95 | 102 | 102 | 0 | N |  |  | OP | X | 5 | 1963 | Pre-2000 |  |  | N | Electric Utility | Utility | Municipal | 1 | X | WAT | Renewable | 112.3 | 0 | 1 | 0
Operable | 19635 | USACE-Omaha |  | 3356 | Oahe | SD | Vertical | Hughes | 7 | Conventional Hydroelectric | HY |  | S | X | X |  |  | 112.3 | 0.95 | 102 | 102 | 0 | N |  |  | OP | X | 6 | 1963 | Pre-2000 |  |  | N | Electric Utility | Utility | Municipal | 1 | X | WAT | Renewable | 112.3 | 0 | 1 | 0
Operable | 19635 | USACE-Omaha |  | 3373 | Fort Randall | SD | Vertical | Charles Mix | 1 | Conventional Hydroelectric | HY |  | S | X | X |  |  | 40 | 0.95 | 45 | 45 | 0 | N |  |  | OP | X | 3 | 1954 | Pre-2000 |  |  | N | Electric Utility | Utility | Municipal | 1 | X | WAT | Renewable | 40 | 0 | 1 | 0
Operable | 19635 | USACE-Omaha |  | 3373 | Fort Randall | SD | Vertical | Charles Mix | 2 | Conventional Hydroelectric | HY |  | S | X | X |  |  | 40 | 0.95 | 45 | 45 | 0 | N |  |  | OP | X | 5 | 1954 | Pre-2000 |  |  | N | Electric Utility | Utility | Municipal | 1 | X | WAT | Renewable | 40 | 0 | 1 | 0
Operable | 19635 | USACE-Omaha |  | 3373 | Fort Randall | SD | Vertical | Charles Mix | 3 | Conventional Hydroelectric | HY |  | S | X | X |  |  | 40 | 0.95 | 45 | 45 | 0 | N |  |  | OP | X | 10 | 1954 | Pre-2000 |  |  | N | Electric Utility | Utility | Municipal | 1 | X | WAT | Renewable | 40 | 0 | 1 | 0
Operable | 19635 | USACE-Omaha |  | 3373 | Fort Randall | SD | Vertical | Charles Mix | 4 | Conventional Hydroelectric | HY |  | S | X | X |  |  | 40 | 0.95 | 45 | 45 | 0 | N |  |  | OP | X | 10 | 1954 | Pre-2000 |  |  | N | Electric Utility | Utility | Municipal | 1 | X | WAT | Renewable | 40 | 0 | 1 | 0
Operable | 19635 | USACE-Omaha |  | 3373 | Fort Randall | SD | Vertical | Charles Mix | 5 | Conventional Hydroelectric | HY |  | S | X | X |  |  | 40 | 0.95 | 45 | 45 | 0 | N |  |  | OP | X | 2 | 1955 | Pre-2000 |  |  | N | Electric Utility | Utility | Municipal | 1 | X | WAT | Renewable | 40 | 0 | 1 | 0
Operable | 19635 | USACE-Omaha |  | 3373 | Fort Randall | SD | Vertical | Charles Mix | 6 | Conventional Hydroelectric | HY |  | S | X | X |  |  | 40 | 0.95 | 45 | 45 | 0 | N |  |  | OP | X | 6 | 1955 | Pre-2000 |  |  | N | Electric Utility | Utility | Municipal | 1 | X | WAT | Renewable | 40 | 0 | 1 | 0
Operable | 19635 | USACE-Omaha |  | 3373 | Fort Randall | SD | Vertical | Charles Mix | 7 | Conventional Hydroelectric | HY |  | S | X | X |  |  | 40 | 0.95 | 45 | 45 | 0 | N |  |  | OP | X | 10 | 1955 | Pre-2000 |  |  | N | Electric Utility | Utility | Municipal | 1 | X | WAT | Renewable | 40 | 0 | 1 | 0
Operable | 19635 | USACE-Omaha |  | 3373 | Fort Randall | SD | Vertical | Charles Mix | 8 | Conventional Hydroelectric | HY |  | S | X | X |  |  | 40 | 0.95 | 45 | 45 | 0 | N |  |  | OP | X | 1 | 1956 | Pre-2000 |  |  | N | Electric Utility | Utility | Municipal | 1 | X | WAT | Renewable | 40 | 0 | 1 | 0
Operable | 19635 | USACE-Omaha |  | 3375 | Big Bend Dam | SD | Vertical | Buffalo | 1 | Conventional Hydroelectric | HY |  | S | X | X |  |  | 67.3 | 0.95 | 65 | 65 | 0 | N |  |  | OP | X | 9 | 1964 | Pre-2000 |  |  | N | Electric Utility | Utility | Municipal | 1 | X | WAT | Renewable | 67.3 | 0 | 1 | 0
Operable | 19635 | USACE-Omaha |  | 3375 | Big Bend Dam | SD | Vertical | Buffalo | 2 | Conventional Hydroelectric | HY |  | S | X | X |  |  | 67.3 | 0.95 | 65 | 65 | 0 | N |  |  | OP | X | 11 | 1964 | Pre-2000 |  |  | N | Electric Utility | Utility | Municipal | 1 | X | WAT | Renewable | 67.3 | 0 | 1 | 0
Operable | 19635 | USACE-Omaha |  | 3375 | Big Bend Dam | SD | Vertical | Buffalo | 3 | Conventional Hydroelectric | HY |  | S | X | X |  |  | 67.2 | 0.95 | 65 | 65 | 0 | N |  |  | OP | X | 2 | 1965 | Pre-2000 |  |  | N | Electric Utility | Utility | Municipal | 1 | X | WAT | Renewable | 67.2 | 0 | 1 | 0
Operable | 19635 | USACE-Omaha |  | 3375 | Big Bend Dam | SD | Vertical | Buffalo | 4 | Conventional Hydroelectric | HY |  | S | X | X |  |  | 67.3 | 0.95 | 65 | 65 | 0 | N |  |  | OP | X | 5 | 1965 | Pre-2000 |  |  | N | Electric Utility | Utility | Municipal | 1 | X | WAT | Renewable | 67.3 | 0 | 1 | 0
Operable | 19635 | USACE-Omaha |  | 3375 | Big Bend Dam | SD | Vertical | Buffalo | 5 | Conventional Hydroelectric | HY |  | S | X | X |  |  | 67.3 | 0.95 | 65 | 65 | 0 | N |  |  | OP | X | 9 | 1965 | Pre-2000 |  |  | N | Electric Utility | Utility | Municipal | 1 | X | WAT | Renewable | 67.3 | 0 | 1 | 0
Operable | 19635 | USACE-Omaha |  | 3375 | Big Bend Dam | SD | Vertical | Buffalo | 6 | Conventional Hydroelectric | HY |  | S | X | X |  |  | 67.3 | 0.95 | 65 | 65 | 0 | N |  |  | OP | X | 12 | 1965 | Pre-2000 |  |  | N | Electric Utility | Utility | Municipal | 1 | X | WAT | Renewable | 67.3 | 0 | 1 | 0
Operable | 19635 | USACE-Omaha |  | 3375 | Big Bend Dam | SD | Vertical | Buffalo | 7 | Conventional Hydroelectric | HY |  | S | X | X |  |  | 67.3 | 0.95 | 65 | 65 | 0 | N |  |  | OP | X | 5 | 1966 | Pre-2000 |  |  | N | Electric Utility | Utility | Municipal | 1 | X | WAT | Renewable | 67.3 | 0 | 1 | 0
Operable | 19635 | USACE-Omaha |  | 3375 | Big Bend Dam | SD | Vertical | Buffalo | 8 | Conventional Hydroelectric | HY |  | S | X | X |  |  | 67.3 | 0.95 | 65 | 65 | 0 | N |  |  | OP | X | 7 | 1966 | Pre-2000 |  |  | N | Electric Utility | Utility | Municipal | 1 | X | WAT | Renewable | 67.3 | 0 | 1 | 0
Operable | 19635 | USACE-Omaha |  | 6623 | Fort Peck | MT | Vertical | McCone | 1 | Conventional Hydroelectric | HY |  | S | X | X |  |  | 41.2 | 0.9 | 50 | 50 | 0 | N |  |  | OP | X | 7 | 1943 | Pre-2000 |  |  | N | Electric Utility | Utility | Municipal | 1 | X | WAT | Renewable | 41.2 | 0 | 1 | 0
Operable | 19635 | USACE-Omaha |  | 6623 | Fort Peck | MT | Vertical | McCone | 2 | Conventional Hydroelectric | HY |  | S | X | X |  |  | 17.3 | 0.9 | 20 | 20 | 0 | N |  |  | OS | X | 2 | 1948 | Pre-2000 |  |  | N | Electric Utility | Utility | Municipal | 1 | X | WAT | Renewable | 17.3 | 0 | 1 | 0
Operable | 19635 | USACE-Omaha |  | 6623 | Fort Peck | MT | Vertical | McCone | 3 | Conventional Hydroelectric | HY |  | S | X | X |  |  | 41.2 | 0.9 | 50 | 50 | 0 | N |  |  | OP | X | 12 | 1951 | Pre-2000 |  |  | N | Electric Utility | Utility | Municipal | 1 | X | WAT | Renewable | 41.2 | 0 | 1 | 0
Operable | 19635 | USACE-Omaha |  | 6623 | Fort Peck | MT | Vertical | McCone | 4 | Conventional Hydroelectric | HY |  | S | X | X |  |  | 40 | 0.95 | 49 | 49 | 0 | N |  |  | OP | X | 6 | 1961 | Pre-2000 |  |  | N | Electric Utility | Utility | Municipal | 1 | X | WAT | Renewable | 40 | 0 | 1 | 0
Operable | 19635 | USACE-Omaha |  | 6623 | Fort Peck | MT | Vertical | McCone | 5 | Conventional Hydroelectric | HY |  | S | X | X |  |  | 40 | 0.95 | 49 | 49 | 0 | N |  |  | OP | X | 6 | 1961 | Pre-2000 |  |  | N | Electric Utility | Utility | Municipal | 1 | X | WAT | Renewable | 40 | 0 | 1 | 0
Operable | 19635 | USACE-Omaha |  | 6624 | Gavins Point | NE | Vertical | Cedar | 1 | Conventional Hydroelectric | HY |  | S | X | X |  |  | 44.1 | 0.95 | 34 | 34 | 0 | N |  |  | OP | X | 9 | 1956 | Pre-2000 |  |  | N | Electric Utility | Utility | Municipal | 1 | X | WAT | Renewable | 44.1 | 0 | 1 | 0
Operable | 19635 | USACE-Omaha |  | 6624 | Gavins Point | NE | Vertical | Cedar | 2 | Conventional Hydroelectric | HY |  | S | X | X |  |  | 44.1 | 0.95 | 34 | 34 | 0 | N |  |  | OP | X | 10 | 1956 | Pre-2000 |  |  | N | Electric Utility | Utility | Municipal | 1 | X | WAT | Renewable | 44.1 | 0 | 1 | 0
Operable | 19635 | USACE-Omaha |  | 6624 | Gavins Point | NE | Vertical | Cedar | 3 | Conventional Hydroelectric | HY |  | S | X | X |  |  | 44.1 | 0.95 | 34 | 34 | 0 | N |  |  | OP | X | 1 | 1957 | Pre-2000 |  |  | N | Electric Utility | Utility | Municipal | 1 | X | WAT | Renewable | 44.1 | 0 | 1 | 0
Operable | 19406 | USCE -Vickburg District |  | 187 | Degray | AR | Vertical | Clark | 1 | Conventional Hydroelectric | HY |  | S | X | X |  |  | 40 | 0.95 | 40 | 40 | 15 | N |  |  | OP | X | 2 | 1972 | Pre-2000 |  |  | N | Electric Utility | Utility | Municipal | 1 | X | WAT | Renewable | 40 | 0 | 1 | 0
Operable | 19406 | USCE -Vickburg District |  | 187 | Degray | AR | Vertical | Clark | 2 | Hydroelectric Pumped Storage | PS |  | S | X | X |  |  | 30 | 0.95 | 30 | 30 | 15 | N |  |  | OP | X | 2 | 1972 | Pre-2000 |  |  | N | Electric Utility | Utility | Municipal | 1 | X | WAT | Renewable | 30 | 0 | 1 | 0
Operable | 19406 | USCE -Vickburg District |  | 195 | Narrows (AR) | AR | Vertical | Pike | 1 | Conventional Hydroelectric | HY |  | S | X | X |  |  | 8.5 | 0.9 | 9.7 | 9.7 | 5 | N |  |  | OP | X | 5 | 1950 | Pre-2000 |  |  | N | Electric Utility | Utility | Municipal | 1 | X | WAT | Renewable | 8.5 | 0 | 1 | 0
Operable | 19406 | USCE -Vickburg District |  | 195 | Narrows (AR) | AR | Vertical | Pike | 2 | Conventional Hydroelectric | HY |  | S | X | X |  |  | 8.5 | 0.9 | 9.7 | 9.7 | 5 | N |  |  | OP | X | 5 | 1950 | Pre-2000 |  |  | N | Electric Utility | Utility | Municipal | 1 | X | WAT | Renewable | 8.5 | 0 | 1 | 0
Operable | 19406 | USCE -Vickburg District |  | 195 | Narrows (AR) | AR | Vertical | Pike | 3 | Conventional Hydroelectric | HY |  | S | X | X |  |  | 8.5 | 0.9 | 9.7 | 9.7 | 5 | N |  |  | OP | X | 9 | 1969 | Pre-2000 |  |  | N | Electric Utility | Utility | Municipal | 1 | X | WAT | Renewable | 8.5 | 0 | 1 | 0
Operable | 19406 | USCE -Vickburg District |  | 197 | Blakely Mountain | AR | Vertical | Garland | 1 | Conventional Hydroelectric | HY |  | S | X | X |  |  | 37.5 | 0.9 | 37.5 | 37.5 | 20 | N |  |  | OP | X | 9 | 1955 | Pre-2000 |  |  | N | Electric Utility | Utility | Municipal | 1 | X | WAT | Renewable | 37.5 | 0 | 1 | 0
Operable | 19406 | USCE -Vickburg District |  | 197 | Blakely Mountain | AR | Vertical | Garland | 2 | Conventional Hydroelectric | HY |  | S | X | X |  |  | 37.5 | 0.9 | 37.5 | 37.5 | 20 | N |  |  | OP | X | 10 | 1955 | Pre-2000 |  |  | N | Electric Utility | Utility | Municipal | 1 | X | WAT | Renewable | 37.5 | 0 | 1 | 0
Operable | 25477 | USCE-Kansas City District |  | 2124 | Stockton Hydro | MO | Vertical | Cedar | 1 | Conventional Hydroelectric | HY |  | S | X | X |  |  | 52 | 0.95 | 52 | 52 | 5 | N |  |  | OP | X | 3 | 1973 | Pre-2000 |  |  | N | Electric Utility | Utility | Municipal | 1 | X | WAT | Renewable | 52 | 0 | 1 | 0
Operable | 25477 | USCE-Kansas City District |  | 6141 | Harry Truman | MO | Vertical | Benton | 1 | Hydroelectric Pumped Storage | PS |  | S | X | X |  |  | 26.9 | 0.95 | 31 | 31 | 3 | N |  |  | OP | X | 5 | 1982 | Pre-2000 |  |  | N | Electric Utility | Utility | Municipal | 1 | X | WAT | Renewable | 26.9 | 0 | 1 | 0
Operable | 25477 | USCE-Kansas City District |  | 6141 | Harry Truman | MO | Vertical | Benton | 2 | Hydroelectric Pumped Storage | PS |  | S | X | X |  |  | 26.9 | 0.95 | 31 | 31 | 3 | N |  |  | OP | X | 8 | 1982 | Pre-2000 |  |  | N | Electric Utility | Utility | Municipal | 1 | X | WAT | Renewable | 26.9 | 0 | 1 | 0
Operable | 25477 | USCE-Kansas City District |  | 6141 | Harry Truman | MO | Vertical | Benton | 3 | Hydroelectric Pumped Storage | PS |  | S | X | X |  |  | 26.9 | 0.95 | 31 | 31 | 3 | N |  |  | OP | X | 7 | 1982 | Pre-2000 |  |  | N | Electric Utility | Utility | Municipal | 1 | X | WAT | Renewable | 26.9 | 0 | 1 | 0
Operable | 25477 | USCE-Kansas City District |  | 6141 | Harry Truman | MO | Vertical | Benton | 4 | Hydroelectric Pumped Storage | PS |  | S | X | X |  |  | 26.9 | 0.95 | 31 | 31 | 3 | N |  |  | OP | X | 2 | 1982 | Pre-2000 |  |  | N | Electric Utility | Utility | Municipal | 1 | X | WAT | Renewable | 26.9 | 0 | 1 | 0
Operable | 25477 | USCE-Kansas City District |  | 6141 | Harry Truman | MO | Vertical | Benton | 5 | Hydroelectric Pumped Storage | PS |  | S | X | X |  |  | 26.9 | 0.95 | 31 | 31 | 3 | N |  |  | OP | X | 12 | 1981 | Pre-2000 |  |  | N | Electric Utility | Utility | Municipal | 1 | X | WAT | Renewable | 26.9 | 0 | 1 | 0
Operable | 25477 | USCE-Kansas City District |  | 6141 | Harry Truman | MO | Vertical | Benton | 6 | Hydroelectric Pumped Storage | PS |  | S | X | X |  |  | 26.9 | 0.95 | 31 | 31 | 3 | N |  |  | OP | X | 12 | 1979 | Pre-2000 |  |  | N | Electric Utility | Utility | Municipal | 1 | X | WAT | Renewable | 26.9 | 0 | 1 | 0
Operable | 19647 | USCE-Little Rock District |  | 182 | Beaver Dam | AR | Vertical | Carroll | 1 | Conventional Hydroelectric | HY |  | S | X | X | NA | NA | 56 | 0.95 | 64.4 | 64.4 | 20 | N |  |  | OP | X | 5 | 1965 | Pre-2000 |  |  | N | Electric Utility | Utility | Municipal | 1 | X | WAT | Renewable | 56 | 0 | 1 | 0
Operable | 19647 | USCE-Little Rock District |  | 182 | Beaver Dam | AR | Vertical | Carroll | 2 | Conventional Hydroelectric | HY |  | S | X | X |  |  | 56 | 0.95 | 64.4 | 64.4 | 20 | N |  |  | OA | X | 5 | 1965 | Pre-2000 |  |  | N | Electric Utility | Utility | Municipal | 1 | X | WAT | Renewable | 56 | 0 | 1 | 0
Operable | 19647 | USCE-Little Rock District |  | 188 | Greers Ferry Lake | AR | Vertical | Cleburne | 1 | Conventional Hydroelectric | HY |  | S | X | X | NA | NA | 48 | 0.95 | 50 | 50 | 15 | N |  |  | OP | X | 3 | 1964 | Pre-2000 |  |  | N | Electric Utility | Utility | Municipal | 1 | X | WAT | Renewable | 48 | 0 | 1 | 0
Operable | 19647 | USCE-Little Rock District |  | 188 | Greers Ferry Lake | AR | Vertical | Cleburne | 2 | Conventional Hydroelectric | HY |  | S | X | X |  |  | 48 | 0.95 | 40 | 40 | 15 | N |  |  | OP | X | 5 | 1964 | Pre-2000 |  |  | N | Electric Utility | Utility | Municipal | 1 | X | WAT | Renewable | 48 | 0 | 1 | 0
Operable | 19647 | USCE-Little Rock District |  | 196 | Norfork | AR | Vertical | Baxter | 1 | Conventional Hydroelectric | HY |  | S | X | X | NA | NA | 40.2 | 0.9 | 40 | 40 | 10 | N |  |  | OA | X | 2 | 1950 | Pre-2000 |  |  | N | Electric Utility | Utility | Municipal | 1 | X | WAT | Renewable | 40.2 | 0 | 1 | 0
Operable | 19647 | USCE-Little Rock District |  | 196 | Norfork | AR | Vertical | Baxter | 2 | Conventional Hydroelectric | HY |  | S | X | X |  |  | 40.2 | 0.9 | 40 | 40 | 10 | N |  |  | OA | X | 6 | 1944 | Pre-2000 |  |  | N | Electric Utility | Utility | Municipal | 1 | X | WAT | Renewable | 40.2 | 0 | 1 | 0
Operable | 19647 | USCE-Little Rock District |  | 198 | Bull Shoals | AR | Vertical | Marion | 1 | Conventional Hydroelectric | HY |  | S | X | X | NA | NA | 40 | 0.95 | 45 | 45 | 10 | N |  |  | OP | X | 9 | 1952 | Pre-2000 |  |  | N | Electric Utility | Utility | Municipal | 1 | X | WAT | Renewable | 40 | 0 | 1 | 0
Operable | 19647 | USCE-Little Rock District |  | 198 | Bull Shoals | AR | Vertical | Marion | 2 | Conventional Hydroelectric | HY |  | S | X | X |  |  | 40 | 0.95 | 45 | 45 | 10 | N |  |  | OP | X | 9 | 1952 | Pre-2000 |  |  | N | Electric Utility | Utility | Municipal | 1 | X | WAT | Renewable | 40 | 0 | 1 | 0
Operable | 19647 | USCE-Little Rock District |  | 198 | Bull Shoals | AR | Vertical | Marion | 3 | Conventional Hydroelectric | HY |  | S | X | X |  |  | 40 | 0.95 | 35 | 35 | 10 | N |  |  | OP | X | 12 | 1952 | Pre-2000 |  |  | N | Electric Utility | Utility | Municipal | 1 | X | WAT | Renewable | 40 | 0 | 1 | 0
Operable | 19647 | USCE-Little Rock District |  | 198 | Bull Shoals | AR | Vertical | Marion | 4 | Conventional Hydroelectric | HY |  | S | X | X |  |  | 40 | 0.95 | 45 | 45 | 10 | N |  |  | OP | X | 6 | 1953 | Pre-2000 |  |  | N | Electric Utility | Utility | Municipal | 1 | X | WAT | Renewable | 40 | 0 | 1 | 0
Operable | 19647 | USCE-Little Rock District |  | 198 | Bull Shoals | AR | Vertical | Marion | 5 | Conventional Hydroelectric | HY |  | S | X | X |  |  | 45 | 0.95 | 50 | 50 | 10 | N |  |  | OP | X | 1 | 1962 | Pre-2000 |  |  | N | Electric Utility | Utility | Municipal | 1 | X | WAT | Renewable | 45 | 0 | 1 | 0
Operable | 19647 | USCE-Little Rock District |  | 198 | Bull Shoals | AR | Vertical | Marion | 6 | Conventional Hydroelectric | HY |  | S | X | X |  |  | 45 | 0.95 | 50 | 50 | 10 | N |  |  | OP | X | 2 | 1962 | Pre-2000 |  |  | N | Electric Utility | Utility | Municipal | 1 | X | WAT | Renewable | 45 | 0 | 1 | 0
Operable | 19647 | USCE-Little Rock District |  | 198 | Bull Shoals | AR | Vertical | Marion | 7 | Conventional Hydroelectric | HY |  | S | X | X |  |  | 45 | 0.95 | 50 | 50 | 10 | N |  |  | OP | X | 8 | 1963 | Pre-2000 |  |  | N | Electric Utility | Utility | Municipal | 1 | X | WAT | Renewable | 45 | 0 | 1 | 0
Operable | 19647 | USCE-Little Rock District |  | 198 | Bull Shoals | AR | Vertical | Marion | 8 | Conventional Hydroelectric | HY |  | S | X | X |  |  | 45 | 0.95 | 50 | 50 | 10 | N |  |  | OP | X | 9 | 1963 | Pre-2000 |  |  | N | Electric Utility | Utility | Municipal | 1 | X | WAT | Renewable | 45 | 0 | 1 | 0
Operable | 19647 | USCE-Little Rock District |  | 199 | Dardanelle | AR | Vertical | Pope | 1 | Conventional Hydroelectric | HY |  | S | X | X | NA | NA | 40.2 | 0.95 | 35 | 35 | 10 | N |  |  | OP | X | 4 | 1965 | Pre-2000 |  |  | N | Electric Utility | Utility | Municipal | 1 | X | WAT | Renewable | 40.2 | 0 | 1 | 0
Operable | 19647 | USCE-Little Rock District |  | 199 | Dardanelle | AR | Vertical | Pope | 2 | Conventional Hydroelectric | HY |  | S | X | X |  |  | 40.2 | 0.95 | 35 | 35 | 10 | N |  |  | OP | X | 5 | 1965 | Pre-2000 |  |  | N | Electric Utility | Utility | Municipal | 1 | X | WAT | Renewable | 40.2 | 0 | 1 | 0
Operable | 19647 | USCE-Little Rock District |  | 199 | Dardanelle | AR | Vertical | Pope | 3 | Conventional Hydroelectric | HY |  | S | X | X |  |  | 40.2 | 0.95 | 35 | 35 | 10 | N |  |  | OP | X | 9 | 1965 | Pre-2000 |  |  | N | Electric Utility | Utility | Municipal | 1 | X | WAT | Renewable | 40.2 | 0 | 1 | 0
Operable | 19647 | USCE-Little Rock District |  | 199 | Dardanelle | AR | Vertical | Pope | 4 | Conventional Hydroelectric | HY |  | S | X | X |  |  | 40.2 | 0.95 | 35 | 35 | 10 | N |  |  | OP | X | 1 | 1966 | Pre-2000 |  |  | N | Electric Utility | Utility | Municipal | 1 | X | WAT | Renewable | 40.2 | 0 | 1 | 0
Operable | 19647 | USCE-Little Rock District |  | 2166 | Table Rock | MO | Vertical | Taney | 1 | Conventional Hydroelectric | HY |  | S | X | X | NA | NA | 50 | 0.95 | 53 | 53 | 15 | N |  |  | OP | X | 5 | 1959 | Pre-2000 |  |  | N | Electric Utility | Utility | Municipal | 1 | X | WAT | Renewable | 50 | 0 | 1 | 0
Operable | 19647 | USCE-Little Rock District |  | 2166 | Table Rock | MO | Vertical | Taney | 2 | Conventional Hydroelectric | HY |  | S | X | X |  |  | 50 | 0.95 | 53 | 53 | 15 | N |  |  | OP | X | 5 | 1959 | Pre-2000 |  |  | N | Electric Utility | Utility | Municipal | 1 | X | WAT | Renewable | 50 | 0 | 1 | 0
Operable | 19647 | USCE-Little Rock District |  | 2166 | Table Rock | MO | Vertical | Taney | 3 | Conventional Hydroelectric | HY |  | S | X | X |  |  | 50 | 0.95 | 57.5 | 57.5 | 15 | N |  |  | OA | X | 5 | 1961 | Pre-2000 |  |  | N | Electric Utility | Utility | Municipal | 1 | X | WAT | Renewable | 50 | 0 | 1 | 0
Operable | 19647 | USCE-Little Rock District |  | 2166 | Table Rock | MO | Vertical | Taney | 4 | Conventional Hydroelectric | HY |  | S | X | X |  |  | 50 | 0.95 | 53 | 53 | 15 | N |  |  | OP | X | 6 | 1961 | Pre-2000 |  |  | N | Electric Utility | Utility | Municipal | 1 | X | WAT | Renewable | 50 | 0 | 1 | 0
Operable | 19647 | USCE-Little Rock District |  | 6142 | Ozark | AR | Vertical | Franklin | 1 | Conventional Hydroelectric | HY |  | S | X | X | NA | NA | 20 | 0.95 | 23 | 23 | 7 | N |  |  | OP | X | 11 | 1972 | Pre-2000 |  |  | N | Electric Utility | Utility | Municipal | 1 | X | WAT | Renewable | 20 | 0 | 1 | 0
Operable | 19647 | USCE-Little Rock District |  | 6142 | Ozark | AR | Vertical | Franklin | 2 | Conventional Hydroelectric | HY |  | S | X | X |  |  | 20 | 0.95 | 23 | 23 | 7 | N |  |  | OP | X | 8 | 1973 | Pre-2000 |  |  | N | Electric Utility | Utility | Municipal | 1 | X | WAT | Renewable | 20 | 0 | 1 | 0
Operable | 19647 | USCE-Little Rock District |  | 6142 | Ozark | AR | Vertical | Franklin | 3 | Conventional Hydroelectric | HY |  | S | X | X |  |  | 20 | 0.95 | 23 | 23 | 7 | N |  |  | OP | X | 10 | 1973 | Pre-2000 |  |  | N | Electric Utility | Utility | Municipal | 1 | X | WAT | Renewable | 20 | 0 | 1 | 0
Operable | 19647 | USCE-Little Rock District |  | 6142 | Ozark | AR | Vertical | Franklin | 4 | Conventional Hydroelectric | HY |  | S | X | X |  |  | 20 | 0.95 | 23 | 23 | 7 | N |  |  | OA | X | 12 | 1973 | Pre-2000 |  |  | N | Electric Utility | Utility | Municipal | 1 | X | WAT | Renewable | 20 | 0 | 1 | 0
Operable | 19647 | USCE-Little Rock District |  | 6142 | Ozark | AR | Vertical | Franklin | 5 | Conventional Hydroelectric | HY |  | S | X | X |  |  | 20 | 0.95 | 23 | 23 | 7 | N |  |  | OP | X | 5 | 1974 | Pre-2000 |  |  | N | Electric Utility | Utility | Municipal | 1 | X | WAT | Renewable | 20 | 0 | 1 | 0
Operable | 27813 | USCE-Mobile District |  | 38 | Millers Ferry | AL | Vertical | Wilcox | 1 | Conventional Hydroelectric | HY |  | S | X | X |  |  | 33.7 | 0.95 | 30 | 30 | 24 | N |  |  | OP | X | 4 | 1970 | Pre-2000 |  |  | N | Electric Utility | Utility | Municipal | 1 | X | WAT | Renewable | 33.7 | 0 | 1 | 0
Operable | 27813 | USCE-Mobile District |  | 38 | Millers Ferry | AL | Vertical | Wilcox | 2 | Conventional Hydroelectric | HY |  | S | X | X |  |  | 33.7 | 0.95 | 30 | 30 | 24 | N |  |  | OP | X | 4 | 1970 | Pre-2000 |  |  | N | Electric Utility | Utility | Municipal | 1 | X | WAT | Renewable | 33.7 | 0 | 1 | 0
Operable | 27813 | USCE-Mobile District |  | 38 | Millers Ferry | AL | Vertical | Wilcox | 3 | Conventional Hydroelectric | HY |  | S | X | X |  |  | 33.7 | 0.95 | 30 | 30 | 24 | N |  |  | OP | X | 5 | 1970 | Pre-2000 |  |  | N | Electric Utility | Utility | Municipal | 1 | X | WAT | Renewable | 33.7 | 0 | 1 | 0
Operable | 27813 | USCE-Mobile District |  | 690 | J Woodruff | FL | Vertical | Gadsden | 1A | Conventional Hydroelectric | HY |  | S | X | X |  |  | 14.5 | 0.95 | 14.5 | 14.5 | 5 | N |  |  | OP | X | 2 | 2003 | 2003 |  |  | N | Electric Utility | Utility | Municipal | 1 | X | WAT | Renewable | 14.5 | 0 | 1 | 0
Operable | 27813 | USCE-Mobile District |  | 690 | J Woodruff | FL | Vertical | Gadsden | 2A | Conventional Hydroelectric | HY |  | S | X | X |  |  | 14.5 | 0.95 | 14.5 | 14.5 | 5 | N |  |  | OP | X | 2 | 2002 | 2002 |  |  | N | Electric Utility | Utility | Municipal | 1 | X | WAT | Renewable | 14.5 | 0 | 1 | 0
Operable | 27813 | USCE-Mobile District |  | 690 | J Woodruff | FL | Vertical | Gadsden | 3A | Conventional Hydroelectric | HY |  | S | X | X |  |  | 14.5 | 0.95 | 14.5 | 14.5 | 5 | N |  |  | OP | X | 2 | 2001 | 2001 |  |  | N | Electric Utility | Utility | Municipal | 1 | X | WAT | Renewable | 14.5 | 0 | 1 | 0
Operable | 27813 | USCE-Mobile District |  | 759 | Buford | GA | Vertical | Forsyth | 1A | Conventional Hydroelectric | HY |  | S | X | X |  |  | 62 | 0.95 | 60 | 60 | 35 | N |  |  | OP | X | 12 | 2003 | 2003 |  |  | N | Electric Utility | Utility | Municipal | 1 | X | WAT | Renewable | 62 | 0 | 1 | 0